## Consump Comparisons
select values in RED | [6 empty] | *-"both" models have both COOLING-EIR and HEATING-EIR modifications for BSL and MSR; there are no GF "both" models
|  |  | Select Thermostat type: |  |  |  | *-"cool" models are intended for extraction of cooling season energy | [6 empty] | Select Thermostat type: |  |  | Select CZ: |  |  | Select SEER:
|  |  | t5 |  |  |  | *-"heat" models are intended for extraction of heating season energy | [6 empty] | t1 |  |  | CZ02 |  |  | S17
Gross energy consumption
|  | *Select MSR or BSL: | BSLboth |  | *Select MSR or BSL: | MSRboth | [7 empty] | BSL |  |  |  |  | MSR |  |  |  |  | Savings |  |  |  |  | percent change over BSL
|  | Select End Use type: | both mods tot kWh |  | Select End Use type: | both mods tot kWh | [7 empty] | Cooling end-use energy | Heating end-use energy kWh | Supplemental heat pump end-use energy | Supplemental heat pump end-use energy (During Heating) |  | Cooling end-use energy | Heating end-use energy kWh | Supplemental heat pump end-use energy | Supplemental heat pump end-use energy (During Heating) | 0 | Cooling end-use energy | Heating end-use energy kWh | Supplemental heat pump end-use energy | Supplemental heat pump end-use energy (During Heating) | 0 | Cooling end-use energy | Heating end-use energy kWh | Supplemental heat pump end-use energy | Supplemental heat pump end-use energy (During Heating) | 0
| DXHP |  |  | DXHP |  |  |  |  | Left table - Right table |  |  | DXGF | heat | 2399.3354 | 0 | 0 | 0 | #N/A | 2108.4002 | 0 | 0 | 0 | #N/A | 290.9352 | 0 | 0 | 0 | #N/A | 12.13% | - | - | - | -
| S14 | S14 | S14 | S15 | S16 | S17 |  |  | S15 | S16 | S17 | DXGF | cool | 2708.5627 | 0 | 0 | 0 | #N/A | 2251.6952 | 0 | 0 | 0 | #N/A | 456.8674 | 0 | 0 | 0 | #N/A | 16.87% | - | - | - | -
CZ01 | 14704.7412 | 14704.7412 | 14704.7412 | 12510.7312 | 12734.4368 | 12357.9564 |  | CZ01 | 2194.01 | 1970.3044 | 2346.7848 | DXHP | heat | 2186.5086 | 5986.1622 | 1866.8873 | 1866.8873 | #N/A | 1851.083 | 5771.2453 | 547.3914 | 547.3914 | #N/A | 335.4256 | 214.9168 | 1319.4959 | 1319.4959 | #N/A | 15.34% | 3.59% | 70.68% | 70.68% | -
CZ02 | 8156.3247 | 8156.3247 | 8156.3247 | 6967.7353 | 6786.9576 | 6562.4607 |  | CZ02 | 1188.5894 | 1369.367 | 1593.864 | DXHP | cool | 2505.8118 | 5985.245 | 1866.8873 | 1866.8873 | #N/A | 2055.7421 | 6065.7047 | 547.3914 | 547.3914 | #N/A | 450.0698 | -80.4598 | 1319.4959 | 1319.4959 | #N/A | 17.96% | -1.344% | 70.68% | 70.68% | -
CZ03 | 3766.8431 | 3766.8431 | 3766.8431 | 3187.5274 | 3281.1638 | 3153.6753 |  | CZ03 | 579.3157 | 485.6793 | 613.1678 | DXHP | both | 2505.8118 | 5986.1622 | 1866.8873 | 1866.8873 | #N/A | 2055.7421 | 5771.2453 | 547.3914 | 547.3914 | #N/A | 450.0698 | 214.9168 | 1319.4959 | 1319.4959 | #N/A | 17.96% | 3.59% | 70.68% | 70.68% | -
CZ04 | 1791.7183 | 1791.7183 | 1791.7183 | 1539.3827 | 1289.8278 | 1236.0055 |  | CZ04 | 252.3356 | 501.8905 | 555.7128
CZ05 | 2749.4125 | 2749.4125 | 2749.4125 | 2347.1661 | 2169.7759 | 2086.68 |  | CZ05 | 402.2465 | 579.6366 | 662.7325
CZ06 | 4285.3648 | 4285.3648 | 4285.3648 | 3616.3567 | 3781.7711 | 3647.7431 |  | CZ06 | 669.0081 | 503.5936 | 637.6217
CZ07 | 2210.1421 | 2210.1421 | 2210.1421 | 1860.4134 | 2007.1944 | 1905.1973 |  | CZ07 | 349.7288 | 202.9477 | 304.9448
CZ08 | 3374.303 | 3374.303 | 3374.303 | 2839.3775 | 3052.1229 | 2928.5905 |  | CZ08 | 534.9256 | 322.1801 | 445.7126
CZ09 | 4561.6139 | 4561.6139 | 4561.6139 | 3834.5577 | 4051.2949 | 3890.548 |  | CZ09 | 727.0562 | 510.3189 | 671.0659
CZ10 | 11220.973 | 11220.973 | 11220.973 | 9448.6697 | 9837.8713 | 9416.5369 |  | CZ10 | 1772.3033 | 1383.1017 | 1804.4362
CZ11 | 9808.0357 | 9808.0357 | 9808.0357 | 8317.4997 | 8080.8117 | 7713.6997 |  | CZ11 | 1490.536 | 1727.224 | 2094.336
CZ12 | 11249.8826 | 11249.8826 | 11249.8826 | 9554.2696 | 9640.2823 | 9323.4815 |  | CZ12 | 1695.6131 | 1609.6004 | 1926.4012
CZ13 | 6077.5581 | 6077.5581 | 6077.5581 | 5153.9712 | 4835.8623 | 4590.3972 |  | CZ13 | 923.5869 | 1241.6958 | 1487.1609
CZ14 | 21393.7171 | 21393.7171 | 21393.7171 | 18049.0158 | 17782.4353 | 16906.0121 |  | CZ14 | 3344.7013 | 3611.2818 | 4487.7051
CZ15 | 18287.1464 | 18287.1464 | 18287.1464 | 15316.0421 | 15288.8649 | 14430.0088 |  | CZ15 | 2971.1044 | 2998.2815 | 3857.1376
CZ16 | 14345.4441 | 14345.4441 | 14345.4441 | 12322.3156 | 10135.2274 | 9836.1524 |  | CZ16 | 2023.1285 | 4210.2167 | 4509.2916
Energy consumption per ton:
|  | *Select MSR or BSL: | BSLboth |  | *Select MSR or BSL: | MSRboth
|  | Select End Use type: | both mods tot kWh |  | Select End Use type: | both mods tot kWh
| DXHP | 0 | 0 | DXHP | 0 | 0 |  |  | Left table - Right table
| S14 | S14 | S14 | S15 | S16 | S17 |  |  | S15 | S16 | S17
CZ01 | 1787.4483 | 1787.4483 | 1787.4483 | 1520.7534 | 1547.9461 | 1502.1827 |  | CZ01 | 266.6949 | 239.5022 | 285.2656
CZ02 | 861.8719 | 861.8719 | 861.8719 | 736.2747 | 717.172 | 693.4496 |  | CZ02 | 125.5972 | 144.6999 | 168.4223
CZ03 | 330.28 | 330.28 | 330.28 | 279.4851 | 287.6952 | 276.5169 |  | CZ03 | 50.7949 | 42.5848 | 53.7631
CZ04 | 160.3758 | 160.3758 | 160.3758 | 137.7894 | 115.4518 | 110.6342 |  | CZ04 | 22.5864 | 44.924 | 49.7416
CZ05 | 219.7128 | 219.7128 | 219.7128 | 187.5682 | 173.3925 | 166.7521 |  | CZ05 | 32.1446 | 46.3203 | 52.9607
CZ06 | 320.5649 | 320.5649 | 320.5649 | 270.52 | 282.8938 | 272.8679 |  | CZ06 | 50.0449 | 37.6711 | 47.697
CZ07 | 206.5135 | 206.5135 | 206.5135 | 173.8352 | 187.5503 | 178.0198 |  | CZ07 | 32.6783 | 18.9632 | 28.4937
CZ08 | 268.4303 | 268.4303 | 268.4303 | 225.8763 | 242.8004 | 232.9733 |  | CZ08 | 42.554 | 25.6299 | 35.457
CZ09 | 406.6516 | 406.6516 | 406.6516 | 341.8371 | 361.1585 | 346.8284 |  | CZ09 | 64.8145 | 45.4931 | 59.8231
CZ10 | 1035.5272 | 1035.5272 | 1035.5272 | 871.9703 | 907.8877 | 869.0049 |  | CZ10 | 163.557 | 127.6395 | 166.5223
CZ11 | 859.374 | 859.374 | 859.374 | 728.7742 | 708.0357 | 675.8696 |  | CZ11 | 130.5998 | 151.3383 | 183.5044
CZ12 | 1064.6241 | 1064.6241 | 1064.6241 | 904.161 | 912.3008 | 882.3206 |  | CZ12 | 160.4631 | 152.3233 | 182.3035
CZ13 | 555.1295 | 555.1295 | 555.1295 | 470.7683 | 441.7119 | 419.2909 |  | CZ13 | 84.3612 | 113.4176 | 135.8386
CZ14 | 1351.8652 | 1351.8652 | 1351.8652 | 1140.5141 | 1123.6689 | 1068.2879 |  | CZ14 | 211.3511 | 228.1963 | 283.5773
CZ15 | 1076.9604 | 1076.9604 | 1076.9604 | 901.9871 | 900.3866 | 849.8072 |  | CZ15 | 174.9733 | 176.5738 | 227.1532
CZ16 | 1125.7068 | 1125.7068 | 1125.7068 | 966.9491 | 795.3253 | 771.8564 |  | CZ16 | 158.7577 | 330.3815 | 353.8503

## Savings Comparisons
select values in RED: | [15 empty] | CZ for tables below: | CZ02
Select Savings type: |  | DXGF |  |  | DXHP | [10 empty] | Syst. Type for tables below: | DXHP
c+h tot kWh/sqft |  | S15 | S16 | S17 | S15 | S16 | S17
| CZ01 | #N/A | #N/A | #N/A | #N/A | #N/A | #N/A | [6 empty] | t1 | t2 | t3 | t4 | t5 | tw
Select Thermostat type: | CZ02 | #N/A | #N/A | #N/A | #N/A | #N/A | #N/A | [5 empty] | S15 | 396.7967 | 180.8303 | 112.8534 | 39.8757 | 49.9554 | #N/A
tw | CZ03 | #N/A | #N/A | #N/A | #N/A | #N/A | #N/A |  |  | Savings type for tables to right: | cool mods cooling kWh savings |  | S16 | 316.9582 | 144.8749 | 94.6227 | 35.1006 | 43.7042 | #N/A
| CZ04 | #N/A | #N/A | #N/A | #N/A | #N/A | #N/A | [5 empty] | S17 | 450.0698 | 205.4034 | 130.9643 | 47.9556 | 59.4944 | #N/A
| CZ05 | #N/A | #N/A | #N/A | #N/A | #N/A | #N/A
| CZ06 | #N/A | #N/A | #N/A | #N/A | #N/A | #N/A
| CZ07 | #N/A | #N/A | #N/A | #N/A | #N/A | #N/A | [6 empty] | t1 | t2 | t3 | t4 | t5 | tw
| CZ08 | #N/A | #N/A | #N/A | #N/A | #N/A | #N/A | [5 empty] | S15 | 1138.8426 | 1438.4354 | 973.2291 | 973.176 | 1138.634 | #N/A
| CZ09 | #N/A | #N/A | #N/A | #N/A | #N/A | #N/A |  |  | Savings type for tables to right: | heat mods heating kWh savings |  | S16 | 1325.7046 | 1526.1129 | 1401.8754 | 1401.8469 | 1325.6628 | #N/A
| CZ10 | #N/A | #N/A | #N/A | #N/A | #N/A | #N/A | [5 empty] | S17 | 1534.4127 | 1771.3968 | 1576.2488 | 1576.2199 | 1534.3697 | #N/A
| CZ11 | #N/A | #N/A | #N/A | #N/A | #N/A | #N/A
| CZ12 | #N/A | #N/A | #N/A | #N/A | #N/A | #N/A
| CZ13 | #N/A | #N/A | #N/A | #N/A | #N/A | #N/A
| CZ14 | #N/A | #N/A | #N/A | #N/A | #N/A | #N/A
| CZ15 | #N/A | #N/A | #N/A | #N/A | #N/A | #N/A
| CZ16 | #N/A | #N/A | #N/A | #N/A | #N/A | #N/A
Select Savings type: |  | DXGF S15: DXGF; DXHP S15: DXHP
tot NG therm savings |  | S15 | S16 | S17 | S15 | S16 | S17
| CZ01 | 91.6235 | 49.5869 | 49.5869 | 0 | 0 | 0 |  |  |  | DXHP, CZ02
Select Thermostat type: | CZ02 | 40.1228 | 26.0361 | 26.0361 | 0 | 0 | 0 |  |  |  | t1, S15 | t1, S16 | t1, S17 | t2, S15 | t2, S16 | t2, S17 | t3, S15 | t3, S16 | t3, S17 | t4, S15 | t4, S16 | t4, S17 | t5, S15 | t5, S16 | t5, S17 | tw, S15 | tw, S16 | tw, S17
t4 | CZ03 | 36.5026 | 25.2804 | 25.2804 | 0 | 0 | 0 |  |  | cool mods cooling kWh savings | 396.7967 | 316.9582 | 450.0698 | 180.8303 | 144.8749 | 205.4034 | 112.8534 | 94.6227 | 130.9643 | 39.8757 | 35.1006 | 47.9556 | 49.9554 | 43.7042 | 59.4944 | #N/A | #N/A | #N/A
| CZ04 | 48.1989 | 35.1673 | 35.1673 | 0 | 0 | 0 |  |  | heat mods heating kWh savings | 1138.8426 | 1325.7046 | 1534.4127 | 1438.4354 | 1526.1129 | 1771.3968 | 973.2291 | 1401.8754 | 1576.2488 | 973.176 | 1401.8469 | 1576.2199 | 1138.634 | 1325.6628 | 1534.3697 | #N/A | #N/A | #N/A
| CZ05 | 36.2377 | 26.8604 | 26.8604 | 0 | 0 | 0
| CZ06 | 9.9615 | 5.8687 | 5.8687 | 0 | 0 | 0
| CZ07 | 7.4448 | 3.338 | 3.338 | 0 | 0 | 0
| CZ08 | 20.7998 | 13.4629 | 13.4629 | 0 | 0 | 0
| CZ09 | 15.645 | 9.8233 | 9.8233 | 0 | 0 | 0
| CZ10 | 25.6817 | 18.4512 | 18.4512 | 0 | 0 | 0
| CZ11 | 46.7676 | 31.0481 | 31.0481 | 0 | 0 | 0
| CZ12 | 50.9332 | 36.4732 | 36.4732 | 0 | 0 | 0
| CZ13 | 53.3654 | 35.0488 | 35.0488 | 0 | 0 | 0
| CZ14 | 43.5019 | 39.2772 | 39.2772 | 0 | 0 | 0
| CZ15 | 23.9451 | 20.539 | 20.539 | 0 | 0 | 0
| CZ16 | 78.277 | 70.5293 | 70.5293 | 0 | 0 | 0
| AC-78342 | DXGF S15: Quality Installation + Efficiency Upgrade-Split Air Conditioner SEER 16.0
Quality Installation + Efficiency Upgrade- Split Air Conditioner
Standard Installation_Standard_Split Air Conditioner
|  | BldgLoc | BldgType | Sector | BldgVint | BldgHVAC | kWh_1BL | kW_1BL | Therm_1BL
|  | 06 | SFm | Residential | Ex | rWtd | 0.132 | 5e-05 | 0.0037
|  | 08 | SFm | Residential | Ex | rWtd | 0.205 | 0.00011 | 0.0032
|  | 09 | SFm | Residential | Ex | rWtd | 0.249 | 0.00011 | 0.0041
|  | 10 | SFm | Residential | Ex | rWtd | 0.246 | 8e-05 | 0.0016
|  | 13 | SFm | Residential | Ex | rWtd | 0.386 | 9e-05 | 0.0073
|  | 14 | SFm | Residential | Ex | rWtd | 0.391 | 0.00011 | 0.0095
|  | 15 | SFm | Residential | Ex | rWtd | 0.622 | 0.00018 | 0.0047
|  | 16 | SFm | Residential | Ex | rWtd | 0.357 | 7e-05 | 0.0238
data for bar graph (delete savings type for one table and select "NG savings" for the other to see gas savings)

## Instructions
1) Source data is in 'RDOeu data' tab and came from 'HourlyPostProcess_20170227.xlsb', which mined the model hourly output csv's for the data shown
Some of the data under the dark green headers in 'RDOeu data' tab are used to sum end use energy categories needed to calculate savings
2) Worksheet 'All savings table' calculates savings based on 14SEER baseline using the values from 'RDOeu data' tab.
this worksheet serves as the basis for calculations on tab 'T-Weight EU savings'
weighted thermostat savings are included in the table by reference equations at the bottom of the table; this allows tables and graphs in tabs 'consump Comparisons' and 'Savings Comparisons' to show all thermostat savings values including weighted.
3) 'allsavings pivot' is exactly that
4) demand savings calulations are all their own thing
5) 'Savings Comparisons' and 'Consump Comparisons' are more tricky to use now that the "both" model results are included in the data, but they do mostly work

## allsavings pivot
T | t1
Sum of both tot kWh savings | Column Labels
Row Labels | rDXGF | rDXHP
CZ01
S15 | 0 | 386.0246
S16 | 0 | 746.9518
S17 | 0 | 817.2452
CZ02
S15 | 0 | 1535.6392
S16 | 0 | 1642.6628
S17 | 0 | 1984.4825
CZ03
S15 | 0 | 209.1762
S16 | 0 | 225.4489
S17 | 0 | 285.02
CZ04
S15 | 0 | 1329.7343
S16 | 0 | 1493.3522
S17 | 0 | 1815.7753
CZ05
S15 | 0 | 402.2465
S16 | 0 | 579.6366
S17 | 0 | 662.7325
CZ06
S15 | 0 | 874.7823
S16 | 0 | 723.3268
S17 | 0 | 955.169
CZ07
S15 | 0 | 546.39
S16 | 0 | 356.86
S17 | 0 | 521.9752
CZ08
S15 | 0 | 946.4092
S16 | 0 | 711.7652
S17 | 0 | 993.3621
CZ09
S15 | 0 | 879.5932
S16 | 0 | 714.2418
S17 | 0 | 953.8249
CZ10
S15 | 0 | 1616.4061
S16 | 0 | 1427.7124
S17 | 0 | 1879.5496
CZ11
S15 | 0 | 1558.8631
S16 | 0 | 1613.3764
S17 | 0 | 2026.4619
CZ12
S15 | 0 | 2104.6998
S16 | 0 | 1838.1143
S17 | 0 | 2377.2003
CZ13
S15 | 0 | 2955.3711
S16 | 0 | 2948.1664
S17 | 0 | 3737.9652
CZ14
S15 | 0 | 3287.396
S16 | 0 | 4330.0261
S17 | 0 | 5213.1368
CZ15
S15 | 0 | 3599.9384
S16 | 0 | 3608.7936
S17 | 0 | 4661.5628
CZ16
S15 | 0 | 3055.698
S16 | 0 | 5785.9721
S17 | 0 | 6243.2486

## All savings table
weighted thermostat savings (reference equations) begin on row 490
heatcool mods Seasonal kWh
both mods cooling kWh
both mods heating kWh
both mods tot kWh
[6 empty] | Total Natural Gas | [5 empty] | for GF | for HP
[9 empty] | total savings |  |  | total savings/sqft |  |  | demand savings (weighted only)
| CZ | T | SEER | Syst. Type | Base Model partial name | Partial Measure PD2 file name | cool mods cooling kWh savings | heat mods heating kWh savings | c+h tot kWh savings | both tot kWh savings | tot NG therm savings | c+h tot kWh/ton | both tot kWh/ton | tot NG therm/ton | kW savings | kW savings/ ton
| CZ01 | t1 | S15 | rDXGF | SFM-wCZ01-v2015-rDXGF-t1- | SFM-wCZ01-v2015-rDXGF-t1-S15 | 0 | 23.413 | 23.413 | 0 | 15.6113 | 2.846 | 0 | 1.8977
| CZ01 | t1 | S16 | rDXGF | SFM-wCZ01-v2015-rDXGF-t1- | SFM-wCZ01-v2015-rDXGF-t1-S16 | 0 | 108.4473 | 108.4473 | 0 | 9.1677 | 13.1824 | 0 | 1.1144
| CZ01 | t1 | S17 | rDXGF | SFM-wCZ01-v2015-rDXGF-t1- | SFM-wCZ01-v2015-rDXGF-t1-S17 | 0 | 108.4473 | 108.4473 | 0 | 9.1677 | 13.1824 | 0 | 1.1144
| CZ01 | t1 | S15 | rDXHP | SFM-wCZ01-v2015-rDXHP-t1- | SFM-wCZ01-v2015-rDXHP-t1-S15 | 0 | 386.0246 | 386.0246 | 386.0246 | 0 | 46.9236 | 46.9236 | 0
| CZ01 | t1 | S16 | rDXHP | SFM-wCZ01-v2015-rDXHP-t1- | SFM-wCZ01-v2015-rDXHP-t1-S16 | 0 | 746.9518 | 746.9518 | 746.9518 | 0 | 90.7964 | 90.7964 | 0
| CZ01 | t1 | S17 | rDXHP | SFM-wCZ01-v2015-rDXHP-t1- | SFM-wCZ01-v2015-rDXHP-t1-S17 | 0 | 817.2452 | 817.2452 | 817.2452 | 0 | 99.341 | 99.341 | 0
| CZ01 | t2 | S15 | rDXGF | SFM-wCZ01-v2015-rDXGF-t2- | SFM-wCZ01-v2015-rDXGF-t2-S15 | 0 | 143.7835 | 143.7835 | 0 | 93.388 | 17.4777 | 0 | 11.3519
| CZ01 | t2 | S16 | rDXGF | SFM-wCZ01-v2015-rDXGF-t2- | SFM-wCZ01-v2015-rDXGF-t2-S16 | 0 | 659.4691 | 659.4691 | 0 | 57.7061 | 80.1624 | 0 | 7.0145
| CZ01 | t2 | S17 | rDXGF | SFM-wCZ01-v2015-rDXGF-t2- | SFM-wCZ01-v2015-rDXGF-t2-S17 | 0 | 659.4691 | 659.4691 | 0 | 57.7061 | 80.1624 | 0 | 7.0145
| CZ01 | t2 | S15 | rDXHP | SFM-wCZ01-v2015-rDXHP-t2- | SFM-wCZ01-v2015-rDXHP-t2-S15 | 0 | 2082.571 | 2082.571 | 2082.571 | 0 | 253.1488 | 253.1488 | 0
| CZ01 | t2 | S16 | rDXHP | SFM-wCZ01-v2015-rDXHP-t2- | SFM-wCZ01-v2015-rDXHP-t2-S16 | 0 | 1880.6185 | 1880.6185 | 1880.6185 | 0 | 228.6003 | 228.6003 | 0
| CZ01 | t2 | S17 | rDXHP | SFM-wCZ01-v2015-rDXHP-t2- | SFM-wCZ01-v2015-rDXHP-t2-S17 | 0 | 2228.3048 | 2228.3048 | 2228.3048 | 0 | 270.8636 | 270.8636 | 0
| CZ01 | t3 | S15 | rDXGF | SFM-wCZ01-v2015-rDXGF-t3- | SFM-wCZ01-v2015-rDXGF-t3-S15 | 0 | 1.6028 | 1.6028 | 0 | 1.0569 | 0.19483 | 0 | 0.12847
| CZ01 | t3 | S16 | rDXGF | SFM-wCZ01-v2015-rDXGF-t3- | SFM-wCZ01-v2015-rDXGF-t3-S16 | 0 | 7.4843 | 7.4843 | 0 | 0.61467 | 0.90976 | 0 | 0.074717
| CZ01 | t3 | S17 | rDXGF | SFM-wCZ01-v2015-rDXGF-t3- | SFM-wCZ01-v2015-rDXGF-t3-S17 | 0 | 7.4843 | 7.4843 | 0 | 0.61467 | 0.90976 | 0 | 0.074717
| CZ01 | t3 | S15 | rDXHP | SFM-wCZ01-v2015-rDXHP-t3- | SFM-wCZ01-v2015-rDXHP-t3-S15 | 0 | 35.8615 | 35.8615 | 35.8615 | 0 | 4.3592 | 4.3592 | 0
| CZ01 | t3 | S16 | rDXHP | SFM-wCZ01-v2015-rDXHP-t3- | SFM-wCZ01-v2015-rDXHP-t3-S16 | 0 | 98.9667 | 98.9667 | 98.9667 | 0 | 12.03 | 12.03 | 0
| CZ01 | t3 | S17 | rDXHP | SFM-wCZ01-v2015-rDXHP-t3- | SFM-wCZ01-v2015-rDXHP-t3-S17 | 0 | 105.4609 | 105.4609 | 105.4609 | 0 | 12.8194 | 12.8194 | 0
| CZ01 | t4 | S15 | rDXGF | SFM-wCZ01-v2015-rDXGF-t4- | SFM-wCZ01-v2015-rDXGF-t4-S15 | 0 | 144.0622 | 144.0622 | 0 | 91.6235 | 17.5116 | 0 | 11.1374
| CZ01 | t4 | S16 | rDXGF | SFM-wCZ01-v2015-rDXGF-t4- | SFM-wCZ01-v2015-rDXGF-t4-S16 | 0 | 671.7297 | 671.7297 | 0 | 49.5869 | 81.6527 | 0 | 6.0276
| CZ01 | t4 | S17 | rDXGF | SFM-wCZ01-v2015-rDXGF-t4- | SFM-wCZ01-v2015-rDXGF-t4-S17 | 0 | 671.7297 | 671.7297 | 0 | 49.5869 | 81.6527 | 0 | 6.0276
| CZ01 | t4 | S15 | rDXHP | SFM-wCZ01-v2015-rDXHP-t4- | SFM-wCZ01-v2015-rDXHP-t4-S15 | 0 | 1828.6761 | 1828.6761 | 1828.6761 | 0 | 222.2864 | 222.2864 | 0
| CZ01 | t4 | S16 | rDXHP | SFM-wCZ01-v2015-rDXHP-t4- | SFM-wCZ01-v2015-rDXHP-t4-S16 | 0 | 1601.7876 | 1601.7876 | 1601.7876 | 0 | 194.7068 | 194.7068 | 0
| CZ01 | t4 | S17 | rDXHP | SFM-wCZ01-v2015-rDXHP-t4- | SFM-wCZ01-v2015-rDXHP-t4-S17 | 0 | 1949.3435 | 1949.3435 | 1949.3435 | 0 | 236.9542 | 236.9542 | 0
| CZ01 | t5 | S15 | rDXGF | SFM-wCZ01-v2015-rDXGF-t5- | SFM-wCZ01-v2015-rDXGF-t5-S15 | 0 | 154.0208 | 154.0208 | 0 | 101.7828 | 18.7221 | 0 | 12.3723
| CZ01 | t5 | S16 | rDXGF | SFM-wCZ01-v2015-rDXGF-t5- | SFM-wCZ01-v2015-rDXGF-t5-S16 | 0 | 701.2561 | 701.2561 | 0 | 62.1243 | 85.2418 | 0 | 7.5516
| CZ01 | t5 | S17 | rDXGF | SFM-wCZ01-v2015-rDXGF-t5- | SFM-wCZ01-v2015-rDXGF-t5-S17 | 0 | 701.2561 | 701.2561 | 0 | 62.1243 | 85.2418 | 0 | 7.5516
| CZ01 | t5 | S15 | rDXHP | SFM-wCZ01-v2015-rDXHP-t5- | SFM-wCZ01-v2015-rDXHP-t5-S15 | 0 | 2194.01 | 2194.01 | 2194.01 | 0 | 266.6949 | 266.6949 | 0
| CZ01 | t5 | S16 | rDXHP | SFM-wCZ01-v2015-rDXHP-t5- | SFM-wCZ01-v2015-rDXHP-t5-S16 | 0 | 1970.3044 | 1970.3044 | 1970.3044 | 0 | 239.5022 | 239.5022 | 0
| CZ01 | t5 | S17 | rDXHP | SFM-wCZ01-v2015-rDXHP-t5- | SFM-wCZ01-v2015-rDXHP-t5-S17 | 0 | 2346.7848 | 2346.7848 | 2346.7848 | 0 | 285.2656 | 285.2656 | 0
| CZ02 | t1 | S15 | rDXGF | SFM-wCZ02-v2015-rDXGF-t1- | SFM-wCZ02-v2015-rDXGF-t1-S15 | 402.8816 | 76.0194 | 478.901 | 0 | 49.2076 | 50.6051 | 0 | 5.1997
| CZ02 | t1 | S16 | rDXGF | SFM-wCZ02-v2015-rDXGF-t1- | SFM-wCZ02-v2015-rDXGF-t1-S16 | 311.0677 | 362.9789 | 674.0466 | 0 | 30.2909 | 71.2259 | 0 | 3.2008
| CZ02 | t1 | S17 | rDXGF | SFM-wCZ02-v2015-rDXGF-t1- | SFM-wCZ02-v2015-rDXGF-t1-S17 | 456.8674 | 362.9789 | 819.8463 | 0 | 30.2909 | 86.6325 | 0 | 3.2008
| CZ02 | t1 | S15 | rDXHP | SFM-wCZ02-v2015-rDXHP-t1- | SFM-wCZ02-v2015-rDXHP-t1-S15 | 396.7967 | 1138.8426 | 1535.6392 | 1535.6392 | 0 | 162.2697 | 162.2697 | 0
| CZ02 | t1 | S16 | rDXHP | SFM-wCZ02-v2015-rDXHP-t1- | SFM-wCZ02-v2015-rDXHP-t1-S16 | 316.9582 | 1325.7046 | 1642.6628 | 1642.6628 | 0 | 173.5788 | 173.5788 | 0
| CZ02 | t1 | S17 | rDXHP | SFM-wCZ02-v2015-rDXHP-t1- | SFM-wCZ02-v2015-rDXHP-t1-S17 | 450.0698 | 1534.4127 | 1984.4825 | 1984.4825 | 0 | 209.6986 | 209.6986 | 0
| CZ02 | t2 | S15 | rDXGF | SFM-wCZ02-v2015-rDXGF-t2- | SFM-wCZ02-v2015-rDXGF-t2-S15 | 187.0353 | 91.0023 | 278.0376 | 0 | 59.2447 | 29.38 | 0 | 6.2603
| CZ02 | t2 | S16 | rDXGF | SFM-wCZ02-v2015-rDXGF-t2- | SFM-wCZ02-v2015-rDXGF-t2-S16 | 144.8558 | 429.1926 | 574.0484 | 0 | 39.8866 | 60.6592 | 0 | 4.2148
| CZ02 | t2 | S17 | rDXGF | SFM-wCZ02-v2015-rDXGF-t2- | SFM-wCZ02-v2015-rDXGF-t2-S17 | 213.4349 | 429.1926 | 642.6275 | 0 | 39.8866 | 67.9059 | 0 | 4.2148
| CZ02 | t2 | S15 | rDXHP | SFM-wCZ02-v2015-rDXHP-t2- | SFM-wCZ02-v2015-rDXHP-t2-S15 | 180.8303 | 1438.4354 | 1619.2657 | 1619.2657 | 0 | 171.1064 | 171.1064 | 0
| CZ02 | t2 | S16 | rDXHP | SFM-wCZ02-v2015-rDXHP-t2- | SFM-wCZ02-v2015-rDXHP-t2-S16 | 144.8749 | 1526.1129 | 1670.9878 | 1670.9878 | 0 | 176.5719 | 176.5719 | 0
| CZ02 | t2 | S17 | rDXHP | SFM-wCZ02-v2015-rDXHP-t2- | SFM-wCZ02-v2015-rDXHP-t2-S17 | 205.4034 | 1771.3968 | 1976.8002 | 1976.8002 | 0 | 208.8868 | 208.8868 | 0
| CZ02 | t3 | S15 | rDXGF | SFM-wCZ02-v2015-rDXGF-t3- | SFM-wCZ02-v2015-rDXGF-t3-S15 | 113.8514 | 60.6816 | 174.533 | 0 | 40.1218 | 18.4428 | 0 | 4.2396
| CZ02 | t3 | S16 | rDXGF | SFM-wCZ02-v2015-rDXGF-t3- | SFM-wCZ02-v2015-rDXGF-t3-S16 | 92.4117 | 286.1992 | 378.6109 | 0 | 26.0349 | 40.0075 | 0 | 2.7511
| CZ02 | t3 | S17 | rDXGF | SFM-wCZ02-v2015-rDXGF-t3- | SFM-wCZ02-v2015-rDXGF-t3-S17 | 134.411 | 286.1992 | 420.6101 | 0 | 26.0349 | 44.4455 | 0 | 2.7511
| CZ02 | t3 | S15 | rDXHP | SFM-wCZ02-v2015-rDXHP-t3- | SFM-wCZ02-v2015-rDXHP-t3-S15 | 112.8534 | 973.2291 | 1086.0825 | 1086.0825 | 0 | 114.7654 | 114.7654 | 0
| CZ02 | t3 | S16 | rDXHP | SFM-wCZ02-v2015-rDXHP-t3- | SFM-wCZ02-v2015-rDXHP-t3-S16 | 94.6227 | 1401.8754 | 1496.4981 | 1496.4981 | 0 | 158.1337 | 158.1337 | 0
| CZ02 | t3 | S17 | rDXHP | SFM-wCZ02-v2015-rDXHP-t3- | SFM-wCZ02-v2015-rDXHP-t3-S17 | 130.9643 | 1576.2488 | 1707.2131 | 1707.2131 | 0 | 180.3998 | 180.3998 | 0
| CZ02 | t4 | S15 | rDXGF | SFM-wCZ02-v2015-rDXGF-t4- | SFM-wCZ02-v2015-rDXGF-t4-S15 | 41.2174 | 60.6825 | 101.8999 | 0 | 40.1228 | 10.7677 | 0 | 4.2397
| CZ02 | t4 | S16 | rDXGF | SFM-wCZ02-v2015-rDXGF-t4- | SFM-wCZ02-v2015-rDXGF-t4-S16 | 35.4469 | 286.1992 | 321.6461 | 0 | 26.0361 | 33.9881 | 0 | 2.7512
| CZ02 | t4 | S17 | rDXGF | SFM-wCZ02-v2015-rDXGF-t4- | SFM-wCZ02-v2015-rDXGF-t4-S17 | 51.0894 | 286.1992 | 337.2886 | 0 | 26.0361 | 35.641 | 0 | 2.7512
| CZ02 | t4 | S15 | rDXHP | SFM-wCZ02-v2015-rDXHP-t4- | SFM-wCZ02-v2015-rDXHP-t4-S15 | 39.8757 | 973.176 | 1013.0517 | 1013.0517 | 0 | 107.0483 | 107.0483 | 0
| CZ02 | t4 | S16 | rDXHP | SFM-wCZ02-v2015-rDXHP-t4- | SFM-wCZ02-v2015-rDXHP-t4-S16 | 35.1006 | 1401.8469 | 1436.9474 | 1436.9474 | 0 | 151.841 | 151.841 | 0
| CZ02 | t4 | S17 | rDXHP | SFM-wCZ02-v2015-rDXHP-t4- | SFM-wCZ02-v2015-rDXHP-t4-S17 | 47.9556 | 1576.2199 | 1624.1755 | 1624.1755 | 0 | 171.6252 | 171.6252 | 0
| CZ02 | t5 | S15 | rDXGF | SFM-wCZ02-v2015-rDXGF-t5- | SFM-wCZ02-v2015-rDXGF-t5-S15 | 50.2709 | 76.007 | 126.2779 | 0 | 49.1963 | 13.3437 | 0 | 5.1985
| CZ02 | t5 | S16 | rDXGF | SFM-wCZ02-v2015-rDXGF-t5- | SFM-wCZ02-v2015-rDXGF-t5-S16 | 42.8228 | 362.9464 | 405.7692 | 0 | 30.2813 | 42.8773 | 0 | 3.1998
| CZ02 | t5 | S17 | rDXGF | SFM-wCZ02-v2015-rDXGF-t5- | SFM-wCZ02-v2015-rDXGF-t5-S17 | 61.6104 | 362.9464 | 424.5568 | 0 | 30.2813 | 44.8626 | 0 | 3.1998
| CZ02 | t5 | S15 | rDXHP | SFM-wCZ02-v2015-rDXHP-t5- | SFM-wCZ02-v2015-rDXHP-t5-S15 | 49.9554 | 1138.634 | 1188.5894 | 1188.5894 | 0 | 125.5972 | 125.5972 | 0
| CZ02 | t5 | S16 | rDXHP | SFM-wCZ02-v2015-rDXHP-t5- | SFM-wCZ02-v2015-rDXHP-t5-S16 | 43.7042 | 1325.6628 | 1369.367 | 1369.367 | 0 | 144.6999 | 144.6999 | 0
| CZ02 | t5 | S17 | rDXHP | SFM-wCZ02-v2015-rDXHP-t5- | SFM-wCZ02-v2015-rDXHP-t5-S17 | 59.4944 | 1534.3697 | 1593.864 | 1593.864 | 0 | 168.4223 | 168.4223 | 0
| CZ03 | t1 | S15 | rDXGF | SFM-wCZ03-v2015-rDXGF-t1- | SFM-wCZ03-v2015-rDXGF-t1-S15 | 152.7765 | 3.1535 | 155.93 | 0 | 2.0881 | 13.6721 | 0 | 0.18309
| CZ03 | t1 | S16 | rDXGF | SFM-wCZ03-v2015-rDXGF-t1- | SFM-wCZ03-v2015-rDXGF-t1-S16 | 121.732 | 15.1115 | 136.8436 | 0 | 1.4036 | 11.9986 | 0 | 0.12307
| CZ03 | t1 | S17 | rDXGF | SFM-wCZ03-v2015-rDXGF-t1- | SFM-wCZ03-v2015-rDXGF-t1-S17 | 181.1248 | 15.1115 | 196.2363 | 0 | 1.4036 | 17.2062 | 0 | 0.12307
| CZ03 | t1 | S15 | rDXHP | SFM-wCZ03-v2015-rDXHP-t1- | SFM-wCZ03-v2015-rDXHP-t1-S15 | 154.8423 | 54.3339 | 209.1762 | 209.1762 | 0 | 18.3407 | 18.3407 | 0
| CZ03 | t1 | S16 | rDXHP | SFM-wCZ03-v2015-rDXHP-t1- | SFM-wCZ03-v2015-rDXHP-t1-S16 | 132.6121 | 92.8368 | 225.4489 | 225.4489 | 0 | 19.7675 | 19.7675 | 0
| CZ03 | t1 | S17 | rDXHP | SFM-wCZ03-v2015-rDXHP-t1- | SFM-wCZ03-v2015-rDXHP-t1-S17 | 181.789 | 103.231 | 285.02 | 285.02 | 0 | 24.9908 | 24.9908 | 0
| CZ03 | t2 | S15 | rDXGF | SFM-wCZ03-v2015-rDXGF-t2- | SFM-wCZ03-v2015-rDXGF-t2-S15 | 56.6658 | 52.1957 | 108.8615 | 0 | 34.3824 | 9.5451 | 0 | 3.0147
| CZ03 | t2 | S16 | rDXGF | SFM-wCZ03-v2015-rDXGF-t2- | SFM-wCZ03-v2015-rDXGF-t2-S16 | 43.4476 | 247.4947 | 290.9423 | 0 | 23.9615 | 25.5101 | 0 | 2.101
| CZ03 | t2 | S17 | rDXGF | SFM-wCZ03-v2015-rDXGF-t2- | SFM-wCZ03-v2015-rDXGF-t2-S17 | 65.5518 | 247.4947 | 313.0465 | 0 | 23.9615 | 27.4482 | 0 | 2.101
| CZ03 | t2 | S15 | rDXHP | SFM-wCZ03-v2015-rDXHP-t2- | SFM-wCZ03-v2015-rDXHP-t2-S15 | 52.8843 | 691.3617 | 744.246 | 744.246 | 0 | 65.2561 | 65.2561 | 0
| CZ03 | t2 | S16 | rDXHP | SFM-wCZ03-v2015-rDXHP-t2- | SFM-wCZ03-v2015-rDXHP-t2-S16 | 42.9847 | 616.6373 | 659.622 | 659.622 | 0 | 57.8362 | 57.8362 | 0
| CZ03 | t2 | S17 | rDXHP | SFM-wCZ03-v2015-rDXHP-t2- | SFM-wCZ03-v2015-rDXHP-t2-S17 | 60.8798 | 751.1318 | 812.0116 | 812.0116 | 0 | 71.1979 | 71.1979 | 0
| CZ03 | t3 | S15 | rDXGF | SFM-wCZ03-v2015-rDXGF-t3- | SFM-wCZ03-v2015-rDXGF-t3-S15 | 45.0627 | 51.3886 | 96.4512 | 0 | 32.9401 | 8.4569 | 0 | 2.8882
| CZ03 | t3 | S16 | rDXGF | SFM-wCZ03-v2015-rDXGF-t3- | SFM-wCZ03-v2015-rDXGF-t3-S16 | 35.2459 | 248.1563 | 283.4022 | 0 | 20.7582 | 24.8489 | 0 | 1.8201
| CZ03 | t3 | S17 | rDXGF | SFM-wCZ03-v2015-rDXGF-t3- | SFM-wCZ03-v2015-rDXGF-t3-S17 | 53.4924 | 248.1563 | 301.6487 | 0 | 20.7582 | 26.4488 | 0 | 1.8201
| CZ03 | t3 | S15 | rDXHP | SFM-wCZ03-v2015-rDXHP-t3- | SFM-wCZ03-v2015-rDXHP-t3-S15 | 45.1106 | 640.0189 | 685.1295 | 685.1295 | 0 | 60.0727 | 60.0727 | 0
| CZ03 | t3 | S16 | rDXHP | SFM-wCZ03-v2015-rDXHP-t3- | SFM-wCZ03-v2015-rDXHP-t3-S16 | 36.8584 | 440.9683 | 477.8267 | 477.8267 | 0 | 41.8962 | 41.8962 | 0
| CZ03 | t3 | S17 | rDXHP | SFM-wCZ03-v2015-rDXHP-t3- | SFM-wCZ03-v2015-rDXHP-t3-S17 | 51.75 | 569.7757 | 621.5257 | 621.5257 | 0 | 54.4959 | 54.4959 | 0
| CZ03 | t4 | S15 | rDXGF | SFM-wCZ03-v2015-rDXGF-t4- | SFM-wCZ03-v2015-rDXGF-t4-S15 | 79.2977 | 55.0381 | 134.3358 | 0 | 36.5026 | 11.7787 | 0 | 3.2006
| CZ03 | t4 | S16 | rDXGF | SFM-wCZ03-v2015-rDXGF-t4- | SFM-wCZ03-v2015-rDXGF-t4-S16 | 61.1029 | 259.9092 | 321.0121 | 0 | 25.2804 | 28.1466 | 0 | 2.2166
| CZ03 | t4 | S17 | rDXGF | SFM-wCZ03-v2015-rDXGF-t4- | SFM-wCZ03-v2015-rDXGF-t4-S17 | 93.9047 | 259.9092 | 353.8139 | 0 | 25.2804 | 31.0227 | 0 | 2.2166
| CZ03 | t4 | S15 | rDXHP | SFM-wCZ03-v2015-rDXHP-t4- | SFM-wCZ03-v2015-rDXHP-t4-S15 | 79.2856 | 731.3801 | 810.6656 | 810.6656 | 0 | 71.0798 | 71.0798 | 0
| CZ03 | t4 | S16 | rDXHP | SFM-wCZ03-v2015-rDXHP-t4- | SFM-wCZ03-v2015-rDXHP-t4-S16 | 64.0629 | 635.7808 | 699.8437 | 699.8437 | 0 | 61.3629 | 61.3629 | 0
| CZ03 | t4 | S17 | rDXHP | SFM-wCZ03-v2015-rDXHP-t4- | SFM-wCZ03-v2015-rDXHP-t4-S17 | 91.1985 | 777.7488 | 868.9473 | 868.9473 | 0 | 76.19 | 76.19 | 0
| CZ03 | t5 | S15 | rDXGF | SFM-wCZ03-v2015-rDXGF-t5- | SFM-wCZ03-v2015-rDXGF-t5-S15 | 91.4452 | 36.7873 | 128.2325 | 0 | 24.0708 | 11.2435 | 0 | 2.1105
| CZ03 | t5 | S16 | rDXGF | SFM-wCZ03-v2015-rDXGF-t5- | SFM-wCZ03-v2015-rDXGF-t5-S16 | 71.9366 | 176.5501 | 248.4867 | 0 | 15.5161 | 21.7875 | 0 | 1.3605
| CZ03 | t5 | S17 | rDXGF | SFM-wCZ03-v2015-rDXGF-t5- | SFM-wCZ03-v2015-rDXGF-t5-S17 | 109.6287 | 176.5501 | 286.1789 | 0 | 15.5161 | 25.0924 | 0 | 1.3605
| CZ03 | t5 | S15 | rDXHP | SFM-wCZ03-v2015-rDXHP-t5- | SFM-wCZ03-v2015-rDXHP-t5-S15 | 96.7782 | 482.5375 | 579.3157 | 579.3157 | 0 | 50.7949 | 50.7949 | 0
| CZ03 | t5 | S16 | rDXHP | SFM-wCZ03-v2015-rDXHP-t5- | SFM-wCZ03-v2015-rDXHP-t5-S16 | 79.4745 | 406.2048 | 485.6793 | 485.6793 | 0 | 42.5848 | 42.5848 | 0
| CZ03 | t5 | S17 | rDXHP | SFM-wCZ03-v2015-rDXHP-t5- | SFM-wCZ03-v2015-rDXHP-t5-S17 | 111.0874 | 502.0804 | 613.1678 | 613.1678 | 0 | 53.7631 | 53.7631 | 0
| CZ04 | t1 | S15 | rDXGF | SFM-wCZ04-v2015-rDXGF-t1- | SFM-wCZ04-v2015-rDXGF-t1-S15 | 513.8014 | 52.85 | 566.6514 | 0 | 34.4306 | 50.7207 | 0 | 3.0819
| CZ04 | t1 | S16 | rDXGF | SFM-wCZ04-v2015-rDXGF-t1- | SFM-wCZ04-v2015-rDXGF-t1-S16 | 416.1521 | 254.8375 | 670.9895 | 0 | 23.2257 | 60.0599 | 0 | 2.0789
| CZ04 | t1 | S17 | rDXGF | SFM-wCZ04-v2015-rDXGF-t1- | SFM-wCZ04-v2015-rDXGF-t1-S17 | 610.5314 | 254.8375 | 865.3688 | 0 | 23.2257 | 77.4587 | 0 | 2.0789
| CZ04 | t1 | S15 | rDXHP | SFM-wCZ04-v2015-rDXHP-t1- | SFM-wCZ04-v2015-rDXHP-t1-S15 | 540.2522 | 789.4822 | 1329.7343 | 1329.7343 | 0 | 119.0238 | 119.0238 | 0
| CZ04 | t1 | S16 | rDXHP | SFM-wCZ04-v2015-rDXHP-t1- | SFM-wCZ04-v2015-rDXHP-t1-S16 | 453.2233 | 1040.1289 | 1493.3522 | 1493.3522 | 0 | 133.6692 | 133.6692 | 0
| CZ04 | t1 | S17 | rDXHP | SFM-wCZ04-v2015-rDXHP-t1- | SFM-wCZ04-v2015-rDXHP-t1-S17 | 629.8485 | 1185.9268 | 1815.7753 | 1815.7753 | 0 | 162.5291 | 162.5291 | 0
| CZ04 | t2 | S15 | rDXGF | SFM-wCZ04-v2015-rDXGF-t2- | SFM-wCZ04-v2015-rDXGF-t2-S15 | 256.3818 | 40.7544 | 297.1362 | 0 | 27.1351 | 26.5965 | 0 | 2.4289
| CZ04 | t2 | S16 | rDXGF | SFM-wCZ04-v2015-rDXGF-t2- | SFM-wCZ04-v2015-rDXGF-t2-S16 | 204.7204 | 193.0082 | 397.7286 | 0 | 19.6608 | 35.6005 | 0 | 1.7598
| CZ04 | t2 | S17 | rDXGF | SFM-wCZ04-v2015-rDXGF-t2- | SFM-wCZ04-v2015-rDXGF-t2-S17 | 298.7665 | 193.0082 | 491.7747 | 0 | 19.6608 | 44.0185 | 0 | 1.7598
| CZ04 | t2 | S15 | rDXHP | SFM-wCZ04-v2015-rDXHP-t2- | SFM-wCZ04-v2015-rDXHP-t2-S15 | 253.717 | 682.193 | 935.91 | 935.91 | 0 | 83.7728 | 83.7728 | 0
| CZ04 | t2 | S16 | rDXHP | SFM-wCZ04-v2015-rDXHP-t2- | SFM-wCZ04-v2015-rDXHP-t2-S16 | 208.1181 | 1143.6903 | 1351.8084 | 1351.8084 | 0 | 120.9997 | 120.9997 | 0
| CZ04 | t2 | S17 | rDXHP | SFM-wCZ04-v2015-rDXHP-t2- | SFM-wCZ04-v2015-rDXHP-t2-S17 | 290.5676 | 1262.8204 | 1553.3881 | 1553.3881 | 0 | 139.043 | 139.043 | 0
| CZ04 | t3 | S15 | rDXGF | SFM-wCZ04-v2015-rDXGF-t3- | SFM-wCZ04-v2015-rDXGF-t3-S15 | 163.1483 | 69.0786 | 232.2269 | 0 | 45.3854 | 20.7865 | 0 | 4.0624
| CZ04 | t3 | S16 | rDXGF | SFM-wCZ04-v2015-rDXGF-t3- | SFM-wCZ04-v2015-rDXGF-t3-S16 | 135.519 | 326.7616 | 462.2806 | 0 | 33.603 | 41.3785 | 0 | 3.0078
| CZ04 | t3 | S17 | rDXGF | SFM-wCZ04-v2015-rDXGF-t3- | SFM-wCZ04-v2015-rDXGF-t3-S17 | 193.7579 | 326.7616 | 520.5195 | 0 | 33.603 | 46.5914 | 0 | 3.0078
| CZ04 | t3 | S15 | rDXHP | SFM-wCZ04-v2015-rDXHP-t3- | SFM-wCZ04-v2015-rDXHP-t3-S15 | 162.9641 | 1103.6234 | 1266.5875 | 1266.5875 | 0 | 113.3716 | 113.3716 | 0
| CZ04 | t3 | S16 | rDXHP | SFM-wCZ04-v2015-rDXHP-t3- | SFM-wCZ04-v2015-rDXHP-t3-S16 | 138.7074 | 1488.4799 | 1627.1873 | 1627.1873 | 0 | 145.6487 | 145.6487 | 0
| CZ04 | t3 | S17 | rDXHP | SFM-wCZ04-v2015-rDXHP-t3- | SFM-wCZ04-v2015-rDXHP-t3-S17 | 188.5155 | 1676.6358 | 1865.1512 | 1865.1512 | 0 | 166.9487 | 166.9487 | 0
| CZ04 | t4 | S15 | rDXGF | SFM-wCZ04-v2015-rDXGF-t4- | SFM-wCZ04-v2015-rDXGF-t4-S15 | 62.8062 | 72.7143 | 135.5205 | 0 | 48.1989 | 12.1304 | 0 | 4.3143
| CZ04 | t4 | S16 | rDXGF | SFM-wCZ04-v2015-rDXGF-t4- | SFM-wCZ04-v2015-rDXGF-t4-S16 | 55.2767 | 342.6625 | 397.9392 | 0 | 35.1673 | 35.6193 | 0 | 3.1478
| CZ04 | t4 | S17 | rDXGF | SFM-wCZ04-v2015-rDXGF-t4- | SFM-wCZ04-v2015-rDXGF-t4-S17 | 78.6058 | 342.6625 | 421.2683 | 0 | 35.1673 | 37.7075 | 0 | 3.1478
| CZ04 | t4 | S15 | rDXHP | SFM-wCZ04-v2015-rDXHP-t4- | SFM-wCZ04-v2015-rDXHP-t4-S15 | 61.8426 | 1143.8796 | 1205.7222 | 1205.7222 | 0 | 107.9236 | 107.9236 | 0
| CZ04 | t4 | S16 | rDXHP | SFM-wCZ04-v2015-rDXHP-t4- | SFM-wCZ04-v2015-rDXHP-t4-S16 | 55.5948 | 1514.4333 | 1570.0281 | 1570.0281 | 0 | 140.5324 | 140.5324 | 0
| CZ04 | t4 | S17 | rDXHP | SFM-wCZ04-v2015-rDXHP-t4- | SFM-wCZ04-v2015-rDXHP-t4-S17 | 75.006 | 1712.1503 | 1787.1563 | 1787.1563 | 0 | 159.9674 | 159.9674 | 0
| CZ04 | t5 | S15 | rDXGF | SFM-wCZ04-v2015-rDXGF-t5- | SFM-wCZ04-v2015-rDXGF-t5-S15 | 76.9471 | 8.3839 | 85.331 | 0 | 5.6158 | 7.6379 | 0 | 0.50266
| CZ04 | t5 | S16 | rDXGF | SFM-wCZ04-v2015-rDXGF-t5- | SFM-wCZ04-v2015-rDXGF-t5-S16 | 67.0911 | 39.711 | 106.8021 | 0 | 4.2585 | 9.5598 | 0 | 0.38118
| CZ04 | t5 | S17 | rDXGF | SFM-wCZ04-v2015-rDXGF-t5- | SFM-wCZ04-v2015-rDXGF-t5-S17 | 95.1264 | 39.711 | 134.8375 | 0 | 4.2585 | 12.0692 | 0 | 0.38118
| CZ04 | t5 | S15 | rDXHP | SFM-wCZ04-v2015-rDXHP-t5- | SFM-wCZ04-v2015-rDXHP-t5-S15 | 77.1642 | 175.1715 | 252.3356 | 252.3356 | 0 | 22.5864 | 22.5864 | 0
| CZ04 | t5 | S16 | rDXHP | SFM-wCZ04-v2015-rDXHP-t5- | SFM-wCZ04-v2015-rDXHP-t5-S16 | 69.4166 | 432.4739 | 501.8905 | 501.8905 | 0 | 44.924 | 44.924 | 0
| CZ04 | t5 | S17 | rDXHP | SFM-wCZ04-v2015-rDXHP-t5- | SFM-wCZ04-v2015-rDXHP-t5-S17 | 92.94 | 462.7728 | 555.7128 | 555.7128 | 0 | 49.7416 | 49.7416 | 0
| CZ05 | t1 | S15 | rDXGF | SFM-wCZ05-v2015-rDXGF-t1- | SFM-wCZ05-v2015-rDXGF-t1-S15 | 52.6869 | 22.4906 | 75.1775 | 0 | 15.0262 | 6.0076 | 0 | 1.2008
| CZ05 | t1 | S16 | rDXGF | SFM-wCZ05-v2015-rDXGF-t1- | SFM-wCZ05-v2015-rDXGF-t1-S16 | 42.9081 | 106.3852 | 149.2933 | 0 | 11.118 | 11.9304 | 0 | 0.88847
| CZ05 | t1 | S17 | rDXGF | SFM-wCZ05-v2015-rDXGF-t1- | SFM-wCZ05-v2015-rDXGF-t1-S17 | 66.1282 | 106.3852 | 172.5134 | 0 | 11.118 | 13.786 | 0 | 0.88847
| CZ05 | t1 | S15 | rDXHP | SFM-wCZ05-v2015-rDXHP-t1- | SFM-wCZ05-v2015-rDXHP-t1-S15 | 53.7683 | 348.4781 | 402.2465 | 402.2465 | 0 | 32.1446 | 32.1446 | 0
| CZ05 | t1 | S16 | rDXHP | SFM-wCZ05-v2015-rDXHP-t1- | SFM-wCZ05-v2015-rDXHP-t1-S16 | 45.6157 | 534.0209 | 579.6366 | 579.6366 | 0 | 46.3203 | 46.3203 | 0
| CZ05 | t1 | S17 | rDXHP | SFM-wCZ05-v2015-rDXHP-t1- | SFM-wCZ05-v2015-rDXHP-t1-S17 | 64.3089 | 598.4236 | 662.7325 | 662.7325 | 0 | 52.9607 | 52.9607 | 0
| CZ05 | t2 | S15 | rDXGF | SFM-wCZ05-v2015-rDXGF-t2- | SFM-wCZ05-v2015-rDXGF-t2-S15 | 41.0478 | 44.8933 | 85.9411 | 0 | 28.7868 | 6.8678 | 0 | 2.3004
| CZ05 | t2 | S16 | rDXGF | SFM-wCZ05-v2015-rDXGF-t2- | SFM-wCZ05-v2015-rDXGF-t2-S16 | 32.664 | 218.7929 | 251.457 | 0 | 18.7195 | 20.0946 | 0 | 1.4959
| CZ05 | t2 | S17 | rDXGF | SFM-wCZ05-v2015-rDXGF-t2- | SFM-wCZ05-v2015-rDXGF-t2-S17 | 51.8173 | 218.7929 | 270.6102 | 0 | 18.7195 | 21.6252 | 0 | 1.4959
| CZ05 | t2 | S15 | rDXHP | SFM-wCZ05-v2015-rDXHP-t2- | SFM-wCZ05-v2015-rDXHP-t2-S15 | 43.7167 | 579.9204 | 623.6371 | 623.6371 | 0 | 49.8365 | 49.8365 | 0
| CZ05 | t2 | S16 | rDXHP | SFM-wCZ05-v2015-rDXHP-t2- | SFM-wCZ05-v2015-rDXHP-t2-S16 | 37.0417 | 520.1089 | 557.1506 | 557.1506 | 0 | 44.5234 | 44.5234 | 0
| CZ05 | t2 | S17 | rDXHP | SFM-wCZ05-v2015-rDXHP-t2- | SFM-wCZ05-v2015-rDXHP-t2-S17 | 52.4045 | 634.7823 | 687.1868 | 687.1868 | 0 | 54.9149 | 54.9149 | 0
| CZ05 | t3 | S15 | rDXGF | SFM-wCZ05-v2015-rDXGF-t3- | SFM-wCZ05-v2015-rDXGF-t3-S15 | 34.4225 | 52.7845 | 87.207 | 0 | 35.0587 | 6.9689 | 0 | 2.8016
| CZ05 | t3 | S16 | rDXGF | SFM-wCZ05-v2015-rDXGF-t3- | SFM-wCZ05-v2015-rDXGF-t3-S16 | 28.8358 | 248.7443 | 277.5801 | 0 | 26.3064 | 22.1822 | 0 | 2.1022
| CZ05 | t3 | S17 | rDXGF | SFM-wCZ05-v2015-rDXGF-t3- | SFM-wCZ05-v2015-rDXGF-t3-S17 | 43.5663 | 248.7443 | 292.3106 | 0 | 26.3064 | 23.3593 | 0 | 2.1022
| CZ05 | t3 | S15 | rDXHP | SFM-wCZ05-v2015-rDXHP-t3- | SFM-wCZ05-v2015-rDXHP-t3-S15 | 34.4803 | 760.5321 | 795.0124 | 795.0124 | 0 | 63.5315 | 63.5315 | 0
| CZ05 | t3 | S16 | rDXHP | SFM-wCZ05-v2015-rDXHP-t3- | SFM-wCZ05-v2015-rDXHP-t3-S16 | 29.9472 | 991.6832 | 1021.6304 | 1021.6304 | 0 | 81.6412 | 81.6412 | 0
| CZ05 | t3 | S17 | rDXHP | SFM-wCZ05-v2015-rDXHP-t3- | SFM-wCZ05-v2015-rDXHP-t3-S17 | 41.9244 | 1132.8001 | 1174.7245 | 1174.7245 | 0 | 93.8753 | 93.8753 | 0
| CZ05 | t4 | S15 | rDXGF | SFM-wCZ05-v2015-rDXGF-t4- | SFM-wCZ05-v2015-rDXGF-t4-S15 | 53.3773 | 54.2294 | 107.6067 | 0 | 36.2377 | 8.5991 | 0 | 2.8958
| CZ05 | t4 | S16 | rDXGF | SFM-wCZ05-v2015-rDXGF-t4- | SFM-wCZ05-v2015-rDXGF-t4-S16 | 43.4472 | 255.2057 | 298.6529 | 0 | 26.8604 | 23.8661 | 0 | 2.1465
| CZ05 | t4 | S17 | rDXGF | SFM-wCZ05-v2015-rDXGF-t4- | SFM-wCZ05-v2015-rDXGF-t4-S17 | 66.2032 | 255.2057 | 321.4089 | 0 | 26.8604 | 25.6846 | 0 | 2.1465
| CZ05 | t4 | S15 | rDXHP | SFM-wCZ05-v2015-rDXHP-t4- | SFM-wCZ05-v2015-rDXHP-t4-S15 | 53.0933 | 780.3151 | 833.4084 | 833.4084 | 0 | 66.5999 | 66.5999 | 0
| CZ05 | t4 | S16 | rDXHP | SFM-wCZ05-v2015-rDXHP-t4- | SFM-wCZ05-v2015-rDXHP-t4-S16 | 45.4407 | 998.9394 | 1044.3801 | 1044.3801 | 0 | 83.4592 | 83.4592 | 0
| CZ05 | t4 | S17 | rDXHP | SFM-wCZ05-v2015-rDXHP-t4- | SFM-wCZ05-v2015-rDXHP-t4-S17 | 63.6839 | 1143.7996 | 1207.4836 | 1207.4836 | 0 | 96.4932 | 96.4932 | 0
| CZ05 | t5 | S15 | rDXGF | SFM-wCZ05-v2015-rDXGF-t5- | SFM-wCZ05-v2015-rDXGF-t5-S15 | 52.6869 | 22.4906 | 75.1775 | 0 | 15.0262 | 6.0076 | 0 | 1.2008
| CZ05 | t5 | S16 | rDXGF | SFM-wCZ05-v2015-rDXGF-t5- | SFM-wCZ05-v2015-rDXGF-t5-S16 | 42.9081 | 106.3852 | 149.2933 | 0 | 11.118 | 11.9304 | 0 | 0.88847
| CZ05 | t5 | S17 | rDXGF | SFM-wCZ05-v2015-rDXGF-t5- | SFM-wCZ05-v2015-rDXGF-t5-S17 | 66.1282 | 106.3852 | 172.5134 | 0 | 11.118 | 13.786 | 0 | 0.88847
| CZ05 | t5 | S15 | rDXHP | SFM-wCZ05-v2015-rDXHP-t5- | SFM-wCZ05-v2015-rDXHP-t5-S15 | 53.7683 | 348.4781 | 402.2465 | 402.2465 | 0 | 32.1446 | 32.1446 | 0
| CZ05 | t5 | S16 | rDXHP | SFM-wCZ05-v2015-rDXHP-t5- | SFM-wCZ05-v2015-rDXHP-t5-S16 | 45.6157 | 534.0209 | 579.6366 | 579.6366 | 0 | 46.3203 | 46.3203 | 0
| CZ05 | t5 | S17 | rDXHP | SFM-wCZ05-v2015-rDXHP-t5- | SFM-wCZ05-v2015-rDXHP-t5-S17 | 64.3089 | 598.4236 | 662.7325 | 662.7325 | 0 | 52.9607 | 52.9607 | 0
| CZ06 | t1 | S15 | rDXGF | SFM-wCZ06-v2015-rDXGF-t1- | SFM-wCZ06-v2015-rDXGF-t1-S15 | 410.3223 | 28.4539 | 438.7763 | 0 | 18.9993 | 32.8225 | 0 | 1.4212
| CZ06 | t1 | S16 | rDXGF | SFM-wCZ06-v2015-rDXGF-t1- | SFM-wCZ06-v2015-rDXGF-t1-S16 | 305.969 | 134.4164 | 440.3853 | 0 | 12.6606 | 32.9428 | 0 | 0.94707
| CZ06 | t1 | S17 | rDXGF | SFM-wCZ06-v2015-rDXGF-t1- | SFM-wCZ06-v2015-rDXGF-t1-S17 | 479.2853 | 134.4164 | 613.7017 | 0 | 12.6606 | 45.9077 | 0 | 0.94707
| CZ06 | t1 | S15 | rDXHP | SFM-wCZ06-v2015-rDXHP-t1- | SFM-wCZ06-v2015-rDXHP-t1-S15 | 470.2189 | 404.5633 | 874.7823 | 874.7823 | 0 | 65.4377 | 65.4377 | 0
| CZ06 | t1 | S16 | rDXHP | SFM-wCZ06-v2015-rDXHP-t1- | SFM-wCZ06-v2015-rDXHP-t1-S16 | 379.7221 | 343.6047 | 723.3268 | 723.3268 | 0 | 54.1082 | 54.1082 | 0
| CZ06 | t1 | S17 | rDXHP | SFM-wCZ06-v2015-rDXHP-t1- | SFM-wCZ06-v2015-rDXHP-t1-S17 | 532.8301 | 422.3389 | 955.169 | 955.169 | 0 | 71.451 | 71.451 | 0
| CZ06 | t2 | S15 | rDXGF | SFM-wCZ06-v2015-rDXGF-t2- | SFM-wCZ06-v2015-rDXGF-t2-S15 | 165.2586 | 45.7941 | 211.0527 | 0 | 30.3513 | 15.7877 | 0 | 2.2704
| CZ06 | t2 | S16 | rDXGF | SFM-wCZ06-v2015-rDXGF-t2- | SFM-wCZ06-v2015-rDXGF-t2-S16 | 123.9354 | 216.2086 | 340.144 | 0 | 20.4263 | 25.4443 | 0 | 1.528
| CZ06 | t2 | S17 | rDXGF | SFM-wCZ06-v2015-rDXGF-t2- | SFM-wCZ06-v2015-rDXGF-t2-S17 | 194.2826 | 216.2086 | 410.4911 | 0 | 20.4263 | 30.7066 | 0 | 1.528
| CZ06 | t2 | S15 | rDXHP | SFM-wCZ06-v2015-rDXHP-t2- | SFM-wCZ06-v2015-rDXHP-t2-S15 | 179.7979 | 623.1856 | 802.9834 | 802.9834 | 0 | 60.0668 | 60.0668 | 0
| CZ06 | t2 | S16 | rDXHP | SFM-wCZ06-v2015-rDXHP-t2- | SFM-wCZ06-v2015-rDXHP-t2-S16 | 148.2433 | 470.9195 | 619.1628 | 619.1628 | 0 | 46.3162 | 46.3162 | 0
| CZ06 | t2 | S17 | rDXHP | SFM-wCZ06-v2015-rDXHP-t2- | SFM-wCZ06-v2015-rDXHP-t2-S17 | 206.6607 | 592.5921 | 799.2528 | 799.2528 | 0 | 59.7878 | 59.7878 | 0
| CZ06 | t3 | S15 | rDXGF | SFM-wCZ06-v2015-rDXGF-t3- | SFM-wCZ06-v2015-rDXGF-t3-S15 | 81.4084 | 0.43615 | 81.8446 | 0 | 0.29384 | 6.1223 | 0 | 0.021981
| CZ06 | t3 | S16 | rDXGF | SFM-wCZ06-v2015-rDXGF-t3- | SFM-wCZ06-v2015-rDXGF-t3-S16 | 67.8287 | 2.0449 | 69.8736 | 0 | 0.2139 | 5.2269 | 0 | 0.016001
| CZ06 | t3 | S17 | rDXGF | SFM-wCZ06-v2015-rDXGF-t3- | SFM-wCZ06-v2015-rDXGF-t3-S17 | 100.1927 | 2.0449 | 102.2376 | 0 | 0.2139 | 7.6478 | 0 | 0.016001
| CZ06 | t3 | S15 | rDXHP | SFM-wCZ06-v2015-rDXHP-t3- | SFM-wCZ06-v2015-rDXHP-t3-S15 | 84.1031 | 10.7799 | 94.8829 | 94.8829 | 0 | 7.0977 | 7.0977 | 0
| CZ06 | t3 | S16 | rDXHP | SFM-wCZ06-v2015-rDXHP-t3- | SFM-wCZ06-v2015-rDXHP-t3-S16 | 72.9076 | 25.2494 | 98.1571 | 98.1571 | 0 | 7.3426 | 7.3426 | 0
| CZ06 | t3 | S17 | rDXHP | SFM-wCZ06-v2015-rDXHP-t3- | SFM-wCZ06-v2015-rDXHP-t3-S17 | 99.2802 | 27.1766 | 126.4568 | 126.4568 | 0 | 9.4595 | 9.4595 | 0
| CZ06 | t4 | S15 | rDXGF | SFM-wCZ06-v2015-rDXGF-t4- | SFM-wCZ06-v2015-rDXGF-t4-S15 | 23.6095 | 15.222 | 38.8315 | 0 | 9.9615 | 2.9048 | 0 | 0.74517
| CZ06 | t4 | S16 | rDXGF | SFM-wCZ06-v2015-rDXGF-t4- | SFM-wCZ06-v2015-rDXGF-t4-S16 | 21.0636 | 74.0033 | 95.0669 | 0 | 5.8687 | 7.1114 | 0 | 0.439
| CZ06 | t4 | S17 | rDXGF | SFM-wCZ06-v2015-rDXGF-t4- | SFM-wCZ06-v2015-rDXGF-t4-S17 | 31.0751 | 74.0033 | 105.0784 | 0 | 5.8687 | 7.8603 | 0 | 0.439
| CZ06 | t4 | S15 | rDXHP | SFM-wCZ06-v2015-rDXHP-t4- | SFM-wCZ06-v2015-rDXHP-t4-S15 | 24.7955 | 216.6009 | 241.3964 | 241.3964 | 0 | 18.0576 | 18.0576 | 0
| CZ06 | t4 | S16 | rDXHP | SFM-wCZ06-v2015-rDXHP-t4- | SFM-wCZ06-v2015-rDXHP-t4-S16 | 23.0514 | 183.8179 | 206.8693 | 206.8693 | 0 | 15.4748 | 15.4748 | 0
| CZ06 | t4 | S17 | rDXHP | SFM-wCZ06-v2015-rDXHP-t4- | SFM-wCZ06-v2015-rDXHP-t4-S17 | 30.5509 | 227.0444 | 257.5952 | 257.5952 | 0 | 19.2693 | 19.2693 | 0
| CZ06 | t5 | S15 | rDXGF | SFM-wCZ06-v2015-rDXGF-t5- | SFM-wCZ06-v2015-rDXGF-t5-S15 | 28.1496 | 47.0684 | 75.218 | 0 | 31.3597 | 5.6267 | 0 | 2.3458
| CZ06 | t5 | S16 | rDXGF | SFM-wCZ06-v2015-rDXGF-t5- | SFM-wCZ06-v2015-rDXGF-t5-S16 | 25.1473 | 221.8436 | 246.9909 | 0 | 20.8661 | 18.4761 | 0 | 1.5609
| CZ06 | t5 | S17 | rDXGF | SFM-wCZ06-v2015-rDXGF-t5- | SFM-wCZ06-v2015-rDXGF-t5-S17 | 36.8841 | 221.8436 | 258.7277 | 0 | 20.8661 | 19.354 | 0 | 1.5609
| CZ06 | t5 | S15 | rDXHP | SFM-wCZ06-v2015-rDXHP-t5- | SFM-wCZ06-v2015-rDXHP-t5-S15 | 27.6396 | 641.3685 | 669.0081 | 669.0081 | 0 | 50.0449 | 50.0449 | 0
| CZ06 | t5 | S16 | rDXHP | SFM-wCZ06-v2015-rDXHP-t5- | SFM-wCZ06-v2015-rDXHP-t5-S16 | 25.545 | 478.0486 | 503.5936 | 503.5936 | 0 | 37.6711 | 37.6711 | 0
| CZ06 | t5 | S17 | rDXHP | SFM-wCZ06-v2015-rDXHP-t5- | SFM-wCZ06-v2015-rDXHP-t5-S17 | 34.5393 | 603.0824 | 637.6217 | 637.6217 | 0 | 47.697 | 47.697 | 0
| CZ07 | t1 | S15 | rDXGF | SFM-wCZ07-v2015-rDXGF-t1- | SFM-wCZ07-v2015-rDXGF-t1-S15 | 353.7922 | 10.0362 | 363.8284 | 0 | 6.8397 | 33.9958 | 0 | 0.6391
| CZ07 | t1 | S16 | rDXGF | SFM-wCZ07-v2015-rDXGF-t1- | SFM-wCZ07-v2015-rDXGF-t1-S16 | 233.2601 | 46.8142 | 280.0743 | 0 | 3.7437 | 26.1699 | 0 | 0.34981
| CZ07 | t1 | S17 | rDXGF | SFM-wCZ07-v2015-rDXGF-t1- | SFM-wCZ07-v2015-rDXGF-t1-S17 | 390.1043 | 46.8142 | 436.9185 | 0 | 3.7437 | 40.8252 | 0 | 0.34981
| CZ07 | t1 | S15 | rDXHP | SFM-wCZ07-v2015-rDXHP-t1- | SFM-wCZ07-v2015-rDXHP-t1-S15 | 412.1277 | 134.2624 | 546.39 | 546.39 | 0 | 51.0542 | 51.0542 | 0
| CZ07 | t1 | S16 | rDXHP | SFM-wCZ07-v2015-rDXHP-t1- | SFM-wCZ07-v2015-rDXHP-t1-S16 | 311.8794 | 44.9806 | 356.86 | 356.86 | 0 | 33.3446 | 33.3446 | 0
| CZ07 | t1 | S17 | rDXHP | SFM-wCZ07-v2015-rDXHP-t1- | SFM-wCZ07-v2015-rDXHP-t1-S17 | 448.9818 | 72.9934 | 521.9752 | 521.9752 | 0 | 48.7729 | 48.7729 | 0
| CZ07 | t2 | S15 | rDXGF | SFM-wCZ07-v2015-rDXGF-t2- | SFM-wCZ07-v2015-rDXGF-t2-S15 | 128.6749 | 23.5422 | 152.2171 | 0 | 15.807 | 14.223 | 0 | 1.477
| CZ07 | t2 | S16 | rDXGF | SFM-wCZ07-v2015-rDXGF-t2- | SFM-wCZ07-v2015-rDXGF-t2-S16 | 86.1332 | 110.3589 | 196.4921 | 0 | 8.5176 | 18.36 | 0 | 0.79588
| CZ07 | t2 | S17 | rDXGF | SFM-wCZ07-v2015-rDXGF-t2- | SFM-wCZ07-v2015-rDXGF-t2-S17 | 142.4448 | 110.3589 | 252.8037 | 0 | 8.5176 | 23.6217 | 0 | 0.79588
| CZ07 | t2 | S15 | rDXHP | SFM-wCZ07-v2015-rDXHP-t2- | SFM-wCZ07-v2015-rDXHP-t2-S15 | 132.6364 | 296.5935 | 429.2299 | 429.2299 | 0 | 40.1068 | 40.1068 | 0
| CZ07 | t2 | S16 | rDXHP | SFM-wCZ07-v2015-rDXHP-t2- | SFM-wCZ07-v2015-rDXHP-t2-S16 | 102.5516 | 106.9725 | 209.524 | 209.524 | 0 | 19.5777 | 19.5777 | 0
| CZ07 | t2 | S17 | rDXHP | SFM-wCZ07-v2015-rDXHP-t2- | SFM-wCZ07-v2015-rDXHP-t2-S17 | 147.4634 | 168.4016 | 315.865 | 315.865 | 0 | 29.5141 | 29.5141 | 0
| CZ07 | t3 | S15 | rDXGF | SFM-wCZ07-v2015-rDXGF-t3- | SFM-wCZ07-v2015-rDXGF-t3-S15 | 125.9235 | 9.9946 | 135.9181 | 0 | 6.7712 | 12.7001 | 0 | 0.63269
| CZ07 | t3 | S16 | rDXGF | SFM-wCZ07-v2015-rDXGF-t3- | SFM-wCZ07-v2015-rDXGF-t3-S16 | 83.5186 | 46.7726 | 130.2913 | 0 | 3.6865 | 12.1743 | 0 | 0.34446
| CZ07 | t3 | S17 | rDXGF | SFM-wCZ07-v2015-rDXGF-t3- | SFM-wCZ07-v2015-rDXGF-t3-S17 | 139.4794 | 46.7726 | 186.252 | 0 | 3.6865 | 17.4032 | 0 | 0.34446
| CZ07 | t3 | S15 | rDXHP | SFM-wCZ07-v2015-rDXHP-t3- | SFM-wCZ07-v2015-rDXHP-t3-S15 | 132.4583 | 134.296 | 266.7543 | 266.7543 | 0 | 24.9253 | 24.9253 | 0
| CZ07 | t3 | S16 | rDXHP | SFM-wCZ07-v2015-rDXHP-t3- | SFM-wCZ07-v2015-rDXHP-t3-S16 | 102.2769 | 44.9619 | 147.2388 | 147.2388 | 0 | 13.7578 | 13.7578 | 0
| CZ07 | t3 | S17 | rDXHP | SFM-wCZ07-v2015-rDXHP-t3- | SFM-wCZ07-v2015-rDXHP-t3-S17 | 146.7203 | 72.9641 | 219.6845 | 219.6845 | 0 | 20.5271 | 20.5271 | 0
| CZ07 | t4 | S15 | rDXGF | SFM-wCZ07-v2015-rDXGF-t4- | SFM-wCZ07-v2015-rDXGF-t4-S15 | 354.8145 | 11.4759 | 366.2905 | 0 | 7.4448 | 34.2258 | 0 | 0.69563
| CZ07 | t4 | S16 | rDXGF | SFM-wCZ07-v2015-rDXGF-t4- | SFM-wCZ07-v2015-rDXGF-t4-S16 | 234.3497 | 55.2928 | 289.6425 | 0 | 3.338 | 27.0639 | 0 | 0.3119
| CZ07 | t4 | S17 | rDXGF | SFM-wCZ07-v2015-rDXGF-t4- | SFM-wCZ07-v2015-rDXGF-t4-S17 | 391.1152 | 55.2928 | 446.408 | 0 | 3.338 | 41.7119 | 0 | 0.3119
| CZ07 | t4 | S15 | rDXHP | SFM-wCZ07-v2015-rDXHP-t4- | SFM-wCZ07-v2015-rDXHP-t4-S15 | 411.4849 | 148.2784 | 559.7632 | 559.7632 | 0 | 52.3037 | 52.3037 | 0
| CZ07 | t4 | S16 | rDXHP | SFM-wCZ07-v2015-rDXHP-t4- | SFM-wCZ07-v2015-rDXHP-t4-S16 | 311.1489 | 61.106 | 372.2549 | 372.2549 | 0 | 34.7831 | 34.7831 | 0
| CZ07 | t4 | S17 | rDXHP | SFM-wCZ07-v2015-rDXHP-t4- | SFM-wCZ07-v2015-rDXHP-t4-S17 | 448.3301 | 92.4037 | 540.7337 | 540.7337 | 0 | 50.5256 | 50.5256 | 0
| CZ07 | t5 | S15 | rDXGF | SFM-wCZ07-v2015-rDXGF-t5- | SFM-wCZ07-v2015-rDXGF-t5-S15 | 200.865 | 9.6692 | 210.5342 | 0 | 6.4816 | 19.6721 | 0 | 0.60563
| CZ07 | t5 | S16 | rDXGF | SFM-wCZ07-v2015-rDXGF-t5- | SFM-wCZ07-v2015-rDXGF-t5-S16 | 128.1929 | 45.4297 | 173.6226 | 0 | 3.5679 | 16.2231 | 0 | 0.33338
| CZ07 | t5 | S17 | rDXGF | SFM-wCZ07-v2015-rDXGF-t5- | SFM-wCZ07-v2015-rDXGF-t5-S17 | 217.0681 | 45.4297 | 262.4978 | 0 | 3.5679 | 24.5275 | 0 | 0.33338
| CZ07 | t5 | S15 | rDXHP | SFM-wCZ07-v2015-rDXHP-t5- | SFM-wCZ07-v2015-rDXHP-t5-S15 | 220.9655 | 128.7632 | 349.7288 | 349.7288 | 0 | 32.6783 | 32.6783 | 0
| CZ07 | t5 | S16 | rDXHP | SFM-wCZ07-v2015-rDXHP-t5- | SFM-wCZ07-v2015-rDXHP-t5-S16 | 160.7637 | 42.184 | 202.9477 | 202.9477 | 0 | 18.9632 | 18.9632 | 0
| CZ07 | t5 | S17 | rDXHP | SFM-wCZ07-v2015-rDXHP-t5- | SFM-wCZ07-v2015-rDXHP-t5-S17 | 235.7318 | 69.2129 | 304.9448 | 304.9448 | 0 | 28.4937 | 28.4937 | 0
| CZ08 | t1 | S15 | rDXGF | SFM-wCZ08-v2015-rDXGF-t1- | SFM-wCZ08-v2015-rDXGF-t1-S15 | 591.3185 | 17.3325 | 608.651 | 0 | 11.3975 | 48.419 | 0 | 0.90669
| CZ08 | t1 | S16 | rDXGF | SFM-wCZ08-v2015-rDXGF-t1- | SFM-wCZ08-v2015-rDXGF-t1-S16 | 458.7538 | 82.9101 | 541.6639 | 0 | 7.4341 | 43.0901 | 0 | 0.5914
| CZ08 | t1 | S17 | rDXGF | SFM-wCZ08-v2015-rDXGF-t1- | SFM-wCZ08-v2015-rDXGF-t1-S17 | 694.7053 | 82.9101 | 777.6155 | 0 | 7.4341 | 61.8603 | 0 | 0.5914
| CZ08 | t1 | S15 | rDXHP | SFM-wCZ08-v2015-rDXHP-t1- | SFM-wCZ08-v2015-rDXHP-t1-S15 | 699.7042 | 246.705 | 946.4092 | 946.4092 | 0 | 75.2881 | 75.2881 | 0
| CZ08 | t1 | S16 | rDXHP | SFM-wCZ08-v2015-rDXHP-t1- | SFM-wCZ08-v2015-rDXHP-t1-S16 | 573.3486 | 138.4167 | 711.7652 | 711.7652 | 0 | 56.6219 | 56.6219 | 0
| CZ08 | t1 | S17 | rDXHP | SFM-wCZ08-v2015-rDXHP-t1- | SFM-wCZ08-v2015-rDXHP-t1-S17 | 805.0131 | 188.349 | 993.3621 | 993.3621 | 0 | 79.0233 | 79.0233 | 0
| CZ08 | t2 | S15 | rDXGF | SFM-wCZ08-v2015-rDXGF-t2- | SFM-wCZ08-v2015-rDXGF-t2-S15 | 238.0246 | 17.1452 | 255.1698 | 0 | 10.8226 | 20.2991 | 0 | 0.86095
| CZ08 | t2 | S16 | rDXGF | SFM-wCZ08-v2015-rDXGF-t2- | SFM-wCZ08-v2015-rDXGF-t2-S16 | 185.5761 | 85.3386 | 270.9146 | 0 | 5.7965 | 21.5516 | 0 | 0.46112
| CZ08 | t2 | S17 | rDXGF | SFM-wCZ08-v2015-rDXGF-t2- | SFM-wCZ08-v2015-rDXGF-t2-S17 | 284.7406 | 85.3386 | 370.0791 | 0 | 5.7965 | 29.4403 | 0 | 0.46112
| CZ08 | t2 | S15 | rDXHP | SFM-wCZ08-v2015-rDXHP-t2- | SFM-wCZ08-v2015-rDXHP-t2-S15 | 283.0746 | 229.4399 | 512.5145 | 512.5145 | 0 | 40.7712 | 40.7712 | 0
| CZ08 | t2 | S16 | rDXHP | SFM-wCZ08-v2015-rDXHP-t2- | SFM-wCZ08-v2015-rDXHP-t2-S16 | 235.4632 | 115.4709 | 350.934 | 350.934 | 0 | 27.9173 | 27.9173 | 0
| CZ08 | t2 | S17 | rDXHP | SFM-wCZ08-v2015-rDXHP-t2- | SFM-wCZ08-v2015-rDXHP-t2-S17 | 329.7778 | 163.4125 | 493.1902 | 493.1902 | 0 | 39.2339 | 39.2339 | 0
| CZ08 | t3 | S15 | rDXGF | SFM-wCZ08-v2015-rDXGF-t3- | SFM-wCZ08-v2015-rDXGF-t3-S15 | 103.6017 | 30.0055 | 133.6072 | 0 | 19.6576 | 10.6286 | 0 | 1.5638
| CZ08 | t3 | S16 | rDXGF | SFM-wCZ08-v2015-rDXGF-t3- | SFM-wCZ08-v2015-rDXGF-t3-S16 | 85.437 | 143.4216 | 228.8587 | 0 | 12.9006 | 18.206 | 0 | 1.0263
| CZ08 | t3 | S17 | rDXGF | SFM-wCZ08-v2015-rDXGF-t3- | SFM-wCZ08-v2015-rDXGF-t3-S17 | 130.4537 | 143.4216 | 273.8753 | 0 | 12.9006 | 21.7871 | 0 | 1.0263
| CZ08 | t3 | S15 | rDXHP | SFM-wCZ08-v2015-rDXHP-t3- | SFM-wCZ08-v2015-rDXHP-t3-S15 | 120.7757 | 412.6674 | 533.443 | 533.443 | 0 | 42.4361 | 42.4361 | 0
| CZ08 | t3 | S16 | rDXHP | SFM-wCZ08-v2015-rDXHP-t3- | SFM-wCZ08-v2015-rDXHP-t3-S16 | 104.4389 | 216.938 | 321.3768 | 321.3768 | 0 | 25.566 | 25.566 | 0
| CZ08 | t3 | S17 | rDXHP | SFM-wCZ08-v2015-rDXHP-t3- | SFM-wCZ08-v2015-rDXHP-t3-S17 | 144.4733 | 300.2219 | 444.6952 | 444.6952 | 0 | 35.3761 | 35.3761 | 0
| CZ08 | t4 | S15 | rDXGF | SFM-wCZ08-v2015-rDXGF-t4- | SFM-wCZ08-v2015-rDXGF-t4-S15 | 90.6252 | 31.4423 | 122.0675 | 0 | 20.7998 | 9.7106 | 0 | 1.6547
| CZ08 | t4 | S16 | rDXGF | SFM-wCZ08-v2015-rDXGF-t4- | SFM-wCZ08-v2015-rDXGF-t4-S16 | 75.934 | 149.6582 | 225.5922 | 0 | 13.4629 | 17.9462 | 0 | 1.071
| CZ08 | t4 | S17 | rDXGF | SFM-wCZ08-v2015-rDXGF-t4- | SFM-wCZ08-v2015-rDXGF-t4-S17 | 113.1709 | 149.6582 | 262.8292 | 0 | 13.4629 | 20.9084 | 0 | 1.071
| CZ08 | t4 | S15 | rDXHP | SFM-wCZ08-v2015-rDXHP-t4- | SFM-wCZ08-v2015-rDXHP-t4-S15 | 101.5933 | 433.5225 | 535.1158 | 535.1158 | 0 | 42.5692 | 42.5692 | 0
| CZ08 | t4 | S16 | rDXHP | SFM-wCZ08-v2015-rDXHP-t4- | SFM-wCZ08-v2015-rDXHP-t4-S16 | 87.7187 | 227.9418 | 315.6605 | 315.6605 | 0 | 25.1112 | 25.1112 | 0
| CZ08 | t4 | S17 | rDXHP | SFM-wCZ08-v2015-rDXHP-t4- | SFM-wCZ08-v2015-rDXHP-t4-S17 | 120.6961 | 314.9619 | 435.658 | 435.658 | 0 | 34.6572 | 34.6572 | 0
| CZ08 | t5 | S15 | rDXGF | SFM-wCZ08-v2015-rDXGF-t5- | SFM-wCZ08-v2015-rDXGF-t5-S15 | 103.5558 | 30.0708 | 133.6265 | 0 | 19.7585 | 10.6302 | 0 | 1.5718
| CZ08 | t5 | S16 | rDXGF | SFM-wCZ08-v2015-rDXGF-t5- | SFM-wCZ08-v2015-rDXGF-t5-S16 | 85.3962 | 143.6699 | 229.0661 | 0 | 12.9303 | 18.2225 | 0 | 1.0286
| CZ08 | t5 | S17 | rDXGF | SFM-wCZ08-v2015-rDXGF-t5- | SFM-wCZ08-v2015-rDXGF-t5-S17 | 130.4128 | 143.6699 | 274.0826 | 0 | 12.9303 | 21.8036 | 0 | 1.0286
| CZ08 | t5 | S15 | rDXHP | SFM-wCZ08-v2015-rDXHP-t5- | SFM-wCZ08-v2015-rDXHP-t5-S15 | 120.7815 | 414.144 | 534.9256 | 534.9256 | 0 | 42.554 | 42.554 | 0
| CZ08 | t5 | S16 | rDXHP | SFM-wCZ08-v2015-rDXHP-t5- | SFM-wCZ08-v2015-rDXHP-t5-S16 | 104.4439 | 217.7362 | 322.1801 | 322.1801 | 0 | 25.6299 | 25.6299 | 0
| CZ08 | t5 | S17 | rDXHP | SFM-wCZ08-v2015-rDXHP-t5- | SFM-wCZ08-v2015-rDXHP-t5-S17 | 144.4787 | 301.2339 | 445.7126 | 445.7126 | 0 | 35.457 | 35.457 | 0
| CZ09 | t1 | S15 | rDXGF | SFM-wCZ09-v2015-rDXGF-t1- | SFM-wCZ09-v2015-rDXGF-t1-S15 | 428.1233 | 26.9646 | 455.088 | 0 | 17.562 | 40.5695 | 0 | 1.5656
| CZ09 | t1 | S16 | rDXGF | SFM-wCZ09-v2015-rDXGF-t1- | SFM-wCZ09-v2015-rDXGF-t1-S16 | 380.1606 | 129.4384 | 509.5989 | 0 | 12.478 | 45.4289 | 0 | 1.1124
| CZ09 | t1 | S17 | rDXGF | SFM-wCZ09-v2015-rDXGF-t1- | SFM-wCZ09-v2015-rDXGF-t1-S17 | 549.1422 | 129.4384 | 678.5806 | 0 | 12.478 | 60.493 | 0 | 1.1124
| CZ09 | t1 | S15 | rDXHP | SFM-wCZ09-v2015-rDXHP-t1- | SFM-wCZ09-v2015-rDXHP-t1-S15 | 500.9028 | 378.6905 | 879.5932 | 879.5932 | 0 | 78.4126 | 78.4126 | 0
| CZ09 | t1 | S16 | rDXHP | SFM-wCZ09-v2015-rDXHP-t1- | SFM-wCZ09-v2015-rDXHP-t1-S16 | 456.2266 | 258.0152 | 714.2418 | 714.2418 | 0 | 63.6721 | 63.6721 | 0
| CZ09 | t1 | S17 | rDXHP | SFM-wCZ09-v2015-rDXHP-t1- | SFM-wCZ09-v2015-rDXHP-t1-S17 | 620.4836 | 333.3413 | 953.8249 | 953.8249 | 0 | 85.0301 | 85.0301 | 0
| CZ09 | t2 | S15 | rDXGF | SFM-wCZ09-v2015-rDXGF-t2- | SFM-wCZ09-v2015-rDXGF-t2-S15 | 404.1826 | 39.832 | 444.0146 | 0 | 25.4473 | 39.5823 | 0 | 2.2685
| CZ09 | t2 | S16 | rDXGF | SFM-wCZ09-v2015-rDXGF-t2- | SFM-wCZ09-v2015-rDXGF-t2-S16 | 356.3664 | 191.267 | 547.6334 | 0 | 18.655 | 48.8196 | 0 | 1.663
| CZ09 | t2 | S17 | rDXGF | SFM-wCZ09-v2015-rDXGF-t2- | SFM-wCZ09-v2015-rDXGF-t2-S17 | 515.8659 | 191.267 | 707.1328 | 0 | 18.655 | 63.0384 | 0 | 1.663
| CZ09 | t2 | S15 | rDXHP | SFM-wCZ09-v2015-rDXHP-t2- | SFM-wCZ09-v2015-rDXHP-t2-S15 | 469.7412 | 544.2431 | 1013.9843 | 1013.9843 | 0 | 90.3931 | 90.3931 | 0
| CZ09 | t2 | S16 | rDXHP | SFM-wCZ09-v2015-rDXHP-t2- | SFM-wCZ09-v2015-rDXHP-t2-S16 | 421.6211 | 346.1396 | 767.7607 | 767.7607 | 0 | 68.4431 | 68.4431 | 0
| CZ09 | t2 | S17 | rDXHP | SFM-wCZ09-v2015-rDXHP-t2- | SFM-wCZ09-v2015-rDXHP-t2-S17 | 577.2125 | 454.4854 | 1031.6979 | 1031.6979 | 0 | 91.9722 | 91.9722 | 0
| CZ09 | t3 | S15 | rDXGF | SFM-wCZ09-v2015-rDXGF-t3- | SFM-wCZ09-v2015-rDXGF-t3-S15 | 266.2917 | 25.6091 | 291.9008 | 0 | 16.4173 | 26.0219 | 0 | 1.4635
| CZ09 | t3 | S16 | rDXGF | SFM-wCZ09-v2015-rDXGF-t3- | SFM-wCZ09-v2015-rDXGF-t3-S16 | 251.7297 | 123.3797 | 375.1093 | 0 | 11.9 | 33.4397 | 0 | 1.0608
| CZ09 | t3 | S17 | rDXGF | SFM-wCZ09-v2015-rDXGF-t3- | SFM-wCZ09-v2015-rDXGF-t3-S17 | 357.3746 | 123.3797 | 480.7543 | 0 | 11.9 | 42.8575 | 0 | 1.0608
| CZ09 | t3 | S15 | rDXHP | SFM-wCZ09-v2015-rDXHP-t3- | SFM-wCZ09-v2015-rDXHP-t3-S15 | 316.1651 | 359.0268 | 675.1918 | 675.1918 | 0 | 60.1909 | 60.1909 | 0
| CZ09 | t3 | S16 | rDXHP | SFM-wCZ09-v2015-rDXHP-t3- | SFM-wCZ09-v2015-rDXHP-t3-S16 | 300.0716 | 250.9367 | 551.0083 | 551.0083 | 0 | 49.1204 | 49.1204 | 0
| CZ09 | t3 | S17 | rDXHP | SFM-wCZ09-v2015-rDXHP-t3- | SFM-wCZ09-v2015-rDXHP-t3-S17 | 400.7479 | 322.6363 | 723.3842 | 723.3842 | 0 | 64.4871 | 64.4871 | 0
| CZ09 | t4 | S15 | rDXGF | SFM-wCZ09-v2015-rDXGF-t4- | SFM-wCZ09-v2015-rDXGF-t4-S15 | 215.0563 | 25.4169 | 240.4732 | 0 | 15.645 | 21.4373 | 0 | 1.3947
| CZ09 | t4 | S16 | rDXGF | SFM-wCZ09-v2015-rDXGF-t4- | SFM-wCZ09-v2015-rDXGF-t4-S16 | 201.0286 | 126.4378 | 327.4664 | 0 | 9.8233 | 29.1925 | 0 | 0.87572
| CZ09 | t4 | S17 | rDXGF | SFM-wCZ09-v2015-rDXGF-t4- | SFM-wCZ09-v2015-rDXGF-t4-S17 | 285.8354 | 126.4378 | 412.2732 | 0 | 9.8233 | 36.7527 | 0 | 0.87572
| CZ09 | t4 | S15 | rDXHP | SFM-wCZ09-v2015-rDXHP-t4- | SFM-wCZ09-v2015-rDXHP-t4-S15 | 244.3135 | 333.9543 | 578.2679 | 578.2679 | 0 | 51.5505 | 51.5505 | 0
| CZ09 | t4 | S16 | rDXHP | SFM-wCZ09-v2015-rDXHP-t4- | SFM-wCZ09-v2015-rDXHP-t4-S16 | 229.9599 | 183.6548 | 413.6147 | 413.6147 | 0 | 36.8723 | 36.8723 | 0
| CZ09 | t4 | S17 | rDXHP | SFM-wCZ09-v2015-rDXHP-t4- | SFM-wCZ09-v2015-rDXHP-t4-S17 | 310.1217 | 252.8341 | 562.9557 | 562.9557 | 0 | 50.1855 | 50.1855 | 0
| CZ09 | t5 | S15 | rDXGF | SFM-wCZ09-v2015-rDXGF-t5- | SFM-wCZ09-v2015-rDXGF-t5-S15 | 126.137 | 42.1559 | 168.2929 | 0 | 27.367 | 15.0027 | 0 | 2.4397
| CZ09 | t5 | S16 | rDXGF | SFM-wCZ09-v2015-rDXGF-t5- | SFM-wCZ09-v2015-rDXGF-t5-S16 | 128.0791 | 201.4706 | 329.5496 | 0 | 19.7424 | 29.3782 | 0 | 1.76
| CZ09 | t5 | S17 | rDXGF | SFM-wCZ09-v2015-rDXGF-t5- | SFM-wCZ09-v2015-rDXGF-t5-S17 | 178.3515 | 201.4706 | 379.822 | 0 | 19.7424 | 33.8598 | 0 | 1.76
| CZ09 | t5 | S15 | rDXHP | SFM-wCZ09-v2015-rDXHP-t5- | SFM-wCZ09-v2015-rDXHP-t5-S15 | 149.5168 | 577.5395 | 727.0562 | 727.0562 | 0 | 64.8145 | 64.8145 | 0
| CZ09 | t5 | S16 | rDXHP | SFM-wCZ09-v2015-rDXHP-t5- | SFM-wCZ09-v2015-rDXHP-t5-S16 | 149.6468 | 360.6722 | 510.3189 | 510.3189 | 0 | 45.4931 | 45.4931 | 0
| CZ09 | t5 | S17 | rDXHP | SFM-wCZ09-v2015-rDXHP-t5- | SFM-wCZ09-v2015-rDXHP-t5-S17 | 196.0558 | 475.0101 | 671.0659 | 671.0659 | 0 | 59.8231 | 59.8231 | 0
| CZ10 | t1 | S15 | rDXGF | SFM-wCZ10-v2015-rDXGF-t1- | SFM-wCZ10-v2015-rDXGF-t1-S15 | 891.425 | 43.0888 | 934.5138 | 0 | 27.744 | 86.2416 | 0 | 2.5604
| CZ10 | t1 | S16 | rDXGF | SFM-wCZ10-v2015-rDXGF-t1- | SFM-wCZ10-v2015-rDXGF-t1-S16 | 740.1834 | 206.3211 | 946.5045 | 0 | 19.44 | 87.3481 | 0 | 1.794
| CZ10 | t1 | S17 | rDXGF | SFM-wCZ10-v2015-rDXGF-t1- | SFM-wCZ10-v2015-rDXGF-t1-S17 | 1066.1846 | 206.3211 | 1272.5056 | 0 | 19.44 | 117.4332 | 0 | 1.794
| CZ10 | t1 | S15 | rDXHP | SFM-wCZ10-v2015-rDXHP-t1- | SFM-wCZ10-v2015-rDXHP-t1-S15 | 994.292 | 622.1142 | 1616.4061 | 1616.4061 | 0 | 149.17 | 149.17 | 0
| CZ10 | t1 | S16 | rDXHP | SFM-wCZ10-v2015-rDXHP-t1- | SFM-wCZ10-v2015-rDXHP-t1-S16 | 847.9569 | 579.7555 | 1427.7124 | 1427.7124 | 0 | 131.7564 | 131.7564 | 0
| CZ10 | t1 | S17 | rDXHP | SFM-wCZ10-v2015-rDXHP-t1- | SFM-wCZ10-v2015-rDXHP-t1-S17 | 1178.6699 | 700.8798 | 1879.5496 | 1879.5496 | 0 | 173.4542 | 173.4542 | 0
| CZ10 | t2 | S15 | rDXGF | SFM-wCZ10-v2015-rDXGF-t2- | SFM-wCZ10-v2015-rDXGF-t2-S15 | 418.0629 | 57.9215 | 475.9845 | 0 | 36.8002 | 43.9262 | 0 | 3.3961
| CZ10 | t2 | S16 | rDXGF | SFM-wCZ10-v2015-rDXGF-t2- | SFM-wCZ10-v2015-rDXGF-t2-S16 | 353.4591 | 277.5185 | 630.9776 | 0 | 26.8456 | 58.2298 | 0 | 2.4774
| CZ10 | t2 | S17 | rDXGF | SFM-wCZ10-v2015-rDXGF-t2- | SFM-wCZ10-v2015-rDXGF-t2-S17 | 506.6802 | 277.5185 | 784.1987 | 0 | 26.8456 | 72.3698 | 0 | 2.4774
| CZ10 | t2 | S15 | rDXHP | SFM-wCZ10-v2015-rDXHP-t2- | SFM-wCZ10-v2015-rDXHP-t2-S15 | 460.94 | 828.2006 | 1289.1406 | 1289.1406 | 0 | 118.9683 | 118.9683 | 0
| CZ10 | t2 | S16 | rDXHP | SFM-wCZ10-v2015-rDXHP-t2- | SFM-wCZ10-v2015-rDXHP-t2-S16 | 392.0367 | 703.6631 | 1095.6998 | 1095.6998 | 0 | 101.1166 | 101.1166 | 0
| CZ10 | t2 | S17 | rDXHP | SFM-wCZ10-v2015-rDXHP-t2- | SFM-wCZ10-v2015-rDXHP-t2-S17 | 544.4476 | 863.4219 | 1407.8695 | 1407.8695 | 0 | 129.9252 | 129.9252 | 0
| CZ10 | t3 | S15 | rDXGF | SFM-wCZ10-v2015-rDXGF-t3- | SFM-wCZ10-v2015-rDXGF-t3-S15 | 451.9641 | 62.0412 | 514.0054 | 0 | 39.9734 | 47.435 | 0 | 3.6889
| CZ10 | t3 | S16 | rDXGF | SFM-wCZ10-v2015-rDXGF-t3- | SFM-wCZ10-v2015-rDXGF-t3-S16 | 383.2535 | 296.0869 | 679.3404 | 0 | 28.3411 | 62.6929 | 0 | 2.6155
| CZ10 | t3 | S17 | rDXGF | SFM-wCZ10-v2015-rDXGF-t3- | SFM-wCZ10-v2015-rDXGF-t3-S17 | 547.21 | 296.0869 | 843.2968 | 0 | 28.3411 | 77.8236 | 0 | 2.6155
| CZ10 | t3 | S15 | rDXHP | SFM-wCZ10-v2015-rDXHP-t3- | SFM-wCZ10-v2015-rDXHP-t3-S15 | 506.2258 | 877.6793 | 1383.9051 | 1383.9051 | 0 | 127.7137 | 127.7137 | 0
| CZ10 | t3 | S16 | rDXHP | SFM-wCZ10-v2015-rDXHP-t3- | SFM-wCZ10-v2015-rDXHP-t3-S16 | 435.7945 | 719.222 | 1155.0165 | 1155.0165 | 0 | 106.5907 | 106.5907 | 0
| CZ10 | t3 | S17 | rDXHP | SFM-wCZ10-v2015-rDXHP-t3- | SFM-wCZ10-v2015-rDXHP-t3-S17 | 598.7875 | 889.1679 | 1487.9554 | 1487.9554 | 0 | 137.3159 | 137.3159 | 0
| CZ10 | t4 | S15 | rDXGF | SFM-wCZ10-v2015-rDXGF-t4- | SFM-wCZ10-v2015-rDXGF-t4-S15 | 417.9077 | 40.4072 | 458.3149 | 0 | 25.6817 | 42.2956 | 0 | 2.37
| CZ10 | t4 | S16 | rDXGF | SFM-wCZ10-v2015-rDXGF-t4- | SFM-wCZ10-v2015-rDXGF-t4-S16 | 353.4289 | 194.2522 | 547.6811 | 0 | 18.4512 | 50.5427 | 0 | 1.7028
| CZ10 | t4 | S17 | rDXGF | SFM-wCZ10-v2015-rDXGF-t4- | SFM-wCZ10-v2015-rDXGF-t4-S17 | 506.8234 | 194.2522 | 701.0755 | 0 | 18.4512 | 64.6987 | 0 | 1.7028
| CZ10 | t4 | S15 | rDXHP | SFM-wCZ10-v2015-rDXHP-t4- | SFM-wCZ10-v2015-rDXHP-t4-S15 | 449.6337 | 590.153 | 1039.7868 | 1039.7868 | 0 | 95.9567 | 95.9567 | 0
| CZ10 | t4 | S16 | rDXHP | SFM-wCZ10-v2015-rDXHP-t4- | SFM-wCZ10-v2015-rDXHP-t4-S16 | 392.7826 | 577.1432 | 969.9258 | 969.9258 | 0 | 89.5096 | 89.5096 | 0
| CZ10 | t4 | S17 | rDXHP | SFM-wCZ10-v2015-rDXHP-t4- | SFM-wCZ10-v2015-rDXHP-t4-S17 | 545.4438 | 691.7918 | 1237.2356 | 1237.2356 | 0 | 114.1783 | 114.1783 | 0
| CZ10 | t5 | S15 | rDXGF | SFM-wCZ10-v2015-rDXGF-t5- | SFM-wCZ10-v2015-rDXGF-t5-S15 | 536.7853 | 82.8151 | 619.6003 | 0 | 53.2382 | 57.1798 | 0 | 4.9131
| CZ10 | t5 | S16 | rDXGF | SFM-wCZ10-v2015-rDXGF-t5- | SFM-wCZ10-v2015-rDXGF-t5-S16 | 453.4886 | 393.5341 | 847.0227 | 0 | 38.4829 | 78.1675 | 0 | 3.5514
| CZ10 | t5 | S17 | rDXGF | SFM-wCZ10-v2015-rDXGF-t5- | SFM-wCZ10-v2015-rDXGF-t5-S17 | 653.0126 | 393.5341 | 1046.5467 | 0 | 38.4829 | 96.5805 | 0 | 3.5514
| CZ10 | t5 | S15 | rDXHP | SFM-wCZ10-v2015-rDXHP-t5- | SFM-wCZ10-v2015-rDXHP-t5-S15 | 609.2753 | 1163.028 | 1772.3033 | 1772.3033 | 0 | 163.557 | 163.557 | 0
| CZ10 | t5 | S16 | rDXHP | SFM-wCZ10-v2015-rDXHP-t5- | SFM-wCZ10-v2015-rDXHP-t5-S16 | 524.0355 | 859.0661 | 1383.1017 | 1383.1017 | 0 | 127.6395 | 127.6395 | 0
| CZ10 | t5 | S17 | rDXHP | SFM-wCZ10-v2015-rDXHP-t5- | SFM-wCZ10-v2015-rDXHP-t5-S17 | 722.4719 | 1081.9642 | 1804.4362 | 1804.4362 | 0 | 166.5223 | 166.5223 | 0
| CZ11 | t1 | S15 | rDXGF | SFM-wCZ11-v2015-rDXGF-t1- | SFM-wCZ11-v2015-rDXGF-t1-S15 | 759.0174 | 51.3892 | 810.4066 | 0 | 32.887 | 71.0073 | 0 | 2.8815
| CZ11 | t1 | S16 | rDXGF | SFM-wCZ11-v2015-rDXGF-t1- | SFM-wCZ11-v2015-rDXGF-t1-S16 | 677.3824 | 247.9262 | 925.3086 | 0 | 22.0363 | 81.075 | 0 | 1.9308
| CZ11 | t1 | S17 | rDXGF | SFM-wCZ11-v2015-rDXGF-t1- | SFM-wCZ11-v2015-rDXGF-t1-S17 | 940.7614 | 247.9262 | 1188.6876 | 0 | 22.0363 | 104.1521 | 0 | 1.9308
| CZ11 | t1 | S15 | rDXHP | SFM-wCZ11-v2015-rDXHP-t1- | SFM-wCZ11-v2015-rDXHP-t1-S15 | 799.0043 | 759.8588 | 1558.8631 | 1558.8631 | 0 | 136.5866 | 136.5866 | 0
| CZ11 | t1 | S16 | rDXHP | SFM-wCZ11-v2015-rDXHP-t1- | SFM-wCZ11-v2015-rDXHP-t1-S16 | 724.1292 | 889.2473 | 1613.3764 | 1613.3764 | 0 | 141.363 | 141.363 | 0
| CZ11 | t1 | S17 | rDXHP | SFM-wCZ11-v2015-rDXHP-t1- | SFM-wCZ11-v2015-rDXHP-t1-S17 | 991.365 | 1035.0969 | 2026.4619 | 2026.4619 | 0 | 177.5573 | 177.5573 | 0
| CZ11 | t2 | S15 | rDXGF | SFM-wCZ11-v2015-rDXGF-t2- | SFM-wCZ11-v2015-rDXGF-t2-S15 | 650.7869 | 24.2499 | 675.0367 | 0 | 15.9945 | 59.1463 | 0 | 1.4014
| CZ11 | t2 | S16 | rDXGF | SFM-wCZ11-v2015-rDXGF-t2- | SFM-wCZ11-v2015-rDXGF-t2-S16 | 546.7721 | 115.368 | 662.1401 | 0 | 11.0285 | 58.0163 | 0 | 0.96631
| CZ11 | t2 | S17 | rDXGF | SFM-wCZ11-v2015-rDXGF-t2- | SFM-wCZ11-v2015-rDXGF-t2-S17 | 794.4491 | 115.368 | 909.8171 | 0 | 11.0285 | 79.7176 | 0 | 0.96631
| CZ11 | t2 | S15 | rDXHP | SFM-wCZ11-v2015-rDXHP-t2- | SFM-wCZ11-v2015-rDXHP-t2-S15 | 711.8486 | 407.4829 | 1119.3316 | 1119.3316 | 0 | 98.0751 | 98.0751 | 0
| CZ11 | t2 | S16 | rDXHP | SFM-wCZ11-v2015-rDXHP-t2- | SFM-wCZ11-v2015-rDXHP-t2-S16 | 608.7715 | 775.7094 | 1384.4809 | 1384.4809 | 0 | 121.3074 | 121.3074 | 0
| CZ11 | t2 | S17 | rDXHP | SFM-wCZ11-v2015-rDXHP-t2- | SFM-wCZ11-v2015-rDXHP-t2-S17 | 859.3906 | 851.7027 | 1711.0934 | 1711.0934 | 0 | 149.9249 | 149.9249 | 0
| CZ11 | t3 | S15 | rDXGF | SFM-wCZ11-v2015-rDXGF-t3- | SFM-wCZ11-v2015-rDXGF-t3-S15 | 693.8056 | 58.8012 | 752.6067 | 0 | 37.2934 | 65.9429 | 0 | 3.2676
| CZ11 | t3 | S16 | rDXGF | SFM-wCZ11-v2015-rDXGF-t3- | SFM-wCZ11-v2015-rDXGF-t3-S16 | 643.1995 | 285.6277 | 928.8273 | 0 | 24.7031 | 81.3833 | 0 | 2.1645
| CZ11 | t3 | S17 | rDXGF | SFM-wCZ11-v2015-rDXGF-t3- | SFM-wCZ11-v2015-rDXGF-t3-S17 | 899.4195 | 285.6277 | 1185.0473 | 0 | 24.7031 | 103.8331 | 0 | 2.1645
| CZ11 | t3 | S15 | rDXHP | SFM-wCZ11-v2015-rDXHP-t3- | SFM-wCZ11-v2015-rDXHP-t3-S15 | 805.4915 | 845.7753 | 1651.2668 | 1651.2668 | 0 | 144.683 | 144.683 | 0
| CZ11 | t3 | S16 | rDXHP | SFM-wCZ11-v2015-rDXHP-t3- | SFM-wCZ11-v2015-rDXHP-t3-S16 | 756.6663 | 877.3094 | 1633.9758 | 1633.9758 | 0 | 143.1679 | 143.1679 | 0
| CZ11 | t3 | S17 | rDXHP | SFM-wCZ11-v2015-rDXHP-t3- | SFM-wCZ11-v2015-rDXHP-t3-S17 | 1014.8538 | 1042.4398 | 2057.2935 | 2057.2935 | 0 | 180.2588 | 180.2588 | 0
| CZ11 | t4 | S15 | rDXGF | SFM-wCZ11-v2015-rDXGF-t4- | SFM-wCZ11-v2015-rDXGF-t4-S15 | 325.5377 | 74.3668 | 399.9045 | 0 | 46.7676 | 35.0394 | 0 | 4.0977
| CZ11 | t4 | S16 | rDXGF | SFM-wCZ11-v2015-rDXGF-t4- | SFM-wCZ11-v2015-rDXGF-t4-S16 | 309.2943 | 361.8708 | 671.1651 | 0 | 31.0481 | 58.8071 | 0 | 2.7204
| CZ11 | t4 | S17 | rDXGF | SFM-wCZ11-v2015-rDXGF-t4- | SFM-wCZ11-v2015-rDXGF-t4-S17 | 425.7843 | 361.8708 | 787.6552 | 0 | 31.0481 | 69.0139 | 0 | 2.7204
| CZ11 | t4 | S15 | rDXHP | SFM-wCZ11-v2015-rDXHP-t4- | SFM-wCZ11-v2015-rDXHP-t4-S15 | 362.7965 | 1057.0518 | 1419.8482 | 1419.8482 | 0 | 124.4062 | 124.4062 | 0
| CZ11 | t4 | S16 | rDXHP | SFM-wCZ11-v2015-rDXHP-t4- | SFM-wCZ11-v2015-rDXHP-t4-S16 | 345.3455 | 899.4847 | 1244.8301 | 1244.8301 | 0 | 109.0712 | 109.0712 | 0
| CZ11 | t4 | S17 | rDXHP | SFM-wCZ11-v2015-rDXHP-t4- | SFM-wCZ11-v2015-rDXHP-t4-S17 | 459.8015 | 1099.8537 | 1559.6552 | 1559.6552 | 0 | 136.656 | 136.656 | 0
| CZ11 | t5 | S15 | rDXGF | SFM-wCZ11-v2015-rDXGF-t5- | SFM-wCZ11-v2015-rDXGF-t5-S15 | 571.9476 | 55.2065 | 627.1541 | 0 | 35.8615 | 54.9509 | 0 | 3.1422
| CZ11 | t5 | S16 | rDXGF | SFM-wCZ11-v2015-rDXGF-t5- | SFM-wCZ11-v2015-rDXGF-t5-S16 | 540.3701 | 263.7692 | 804.1393 | 0 | 24.6015 | 70.4582 | 0 | 2.1556
| CZ11 | t5 | S17 | rDXGF | SFM-wCZ11-v2015-rDXGF-t5- | SFM-wCZ11-v2015-rDXGF-t5-S17 | 748.4379 | 263.7692 | 1012.2071 | 0 | 24.6015 | 88.689 | 0 | 2.1556
| CZ11 | t5 | S15 | rDXHP | SFM-wCZ11-v2015-rDXHP-t5- | SFM-wCZ11-v2015-rDXHP-t5-S15 | 654.2488 | 836.2872 | 1490.536 | 1490.536 | 0 | 130.5998 | 130.5998 | 0
| CZ11 | t5 | S16 | rDXHP | SFM-wCZ11-v2015-rDXHP-t5- | SFM-wCZ11-v2015-rDXHP-t5-S16 | 621.4556 | 1105.7684 | 1727.224 | 1727.224 | 0 | 151.3383 | 151.3383 | 0
| CZ11 | t5 | S17 | rDXHP | SFM-wCZ11-v2015-rDXHP-t5- | SFM-wCZ11-v2015-rDXHP-t5-S17 | 829.4708 | 1264.8652 | 2094.336 | 2094.336 | 0 | 183.5044 | 183.5044 | 0
| CZ12 | t1 | S15 | rDXGF | SFM-wCZ12-v2015-rDXGF-t1- | SFM-wCZ12-v2015-rDXGF-t1-S15 | 902.4052 | 79.1196 | 981.5248 | 0 | 50.7265 | 92.8859 | 0 | 4.8005
| CZ12 | t1 | S16 | rDXGF | SFM-wCZ12-v2015-rDXGF-t1- | SFM-wCZ12-v2015-rDXGF-t1-S16 | 728.4376 | 382.787 | 1111.2246 | 0 | 32.941 | 105.1599 | 0 | 3.1173
| CZ12 | t1 | S17 | rDXGF | SFM-wCZ12-v2015-rDXGF-t1- | SFM-wCZ12-v2015-rDXGF-t1-S17 | 1054.9583 | 382.787 | 1437.7453 | 0 | 32.941 | 136.0599 | 0 | 3.1173
| CZ12 | t1 | S15 | rDXHP | SFM-wCZ12-v2015-rDXHP-t1- | SFM-wCZ12-v2015-rDXHP-t1-S15 | 961.6822 | 1143.0176 | 2104.6998 | 2104.6998 | 0 | 199.1767 | 199.1767 | 0
| CZ12 | t1 | S16 | rDXHP | SFM-wCZ12-v2015-rDXHP-t1- | SFM-wCZ12-v2015-rDXHP-t1-S16 | 797.5105 | 1040.6038 | 1838.1143 | 1838.1143 | 0 | 173.9485 | 173.9485 | 0
| CZ12 | t1 | S17 | rDXHP | SFM-wCZ12-v2015-rDXHP-t1- | SFM-wCZ12-v2015-rDXHP-t1-S17 | 1122.2013 | 1254.999 | 2377.2003 | 2377.2003 | 0 | 224.9645 | 224.9645 | 0
| CZ12 | t2 | S15 | rDXGF | SFM-wCZ12-v2015-rDXGF-t2- | SFM-wCZ12-v2015-rDXGF-t2-S15 | 440.0918 | 83.3373 | 523.4291 | 0 | 55.8494 | 49.5343 | 0 | 5.2853
| CZ12 | t2 | S16 | rDXGF | SFM-wCZ12-v2015-rDXGF-t2- | SFM-wCZ12-v2015-rDXGF-t2-S16 | 346.2982 | 391.9079 | 738.206 | 0 | 39.5481 | 69.8596 | 0 | 3.7426
| CZ12 | t2 | S17 | rDXGF | SFM-wCZ12-v2015-rDXGF-t2- | SFM-wCZ12-v2015-rDXGF-t2-S17 | 502.1307 | 391.9079 | 894.0386 | 0 | 39.5481 | 84.6067 | 0 | 3.7426
| CZ12 | t2 | S15 | rDXHP | SFM-wCZ12-v2015-rDXHP-t2- | SFM-wCZ12-v2015-rDXHP-t2-S15 | 452.864 | 1304.5709 | 1757.4349 | 1757.4349 | 0 | 166.3135 | 166.3135 | 0
| CZ12 | t2 | S16 | rDXHP | SFM-wCZ12-v2015-rDXHP-t2- | SFM-wCZ12-v2015-rDXHP-t2-S16 | 364.9476 | 1513.5434 | 1878.491 | 1878.491 | 0 | 177.7696 | 177.7696 | 0
| CZ12 | t2 | S17 | rDXHP | SFM-wCZ12-v2015-rDXHP-t2- | SFM-wCZ12-v2015-rDXHP-t2-S17 | 516.6034 | 1751.0092 | 2267.6126 | 2267.6126 | 0 | 214.5938 | 214.5938 | 0
| CZ12 | t3 | S15 | rDXGF | SFM-wCZ12-v2015-rDXGF-t3- | SFM-wCZ12-v2015-rDXGF-t3-S15 | 303.6719 | 15.451 | 319.1229 | 0 | 10.4018 | 30.2 | 0 | 0.98437
| CZ12 | t3 | S16 | rDXGF | SFM-wCZ12-v2015-rDXGF-t3- | SFM-wCZ12-v2015-rDXGF-t3-S16 | 251.7092 | 73.7785 | 325.4877 | 0 | 7.0225 | 30.8023 | 0 | 0.66457
| CZ12 | t3 | S17 | rDXGF | SFM-wCZ12-v2015-rDXGF-t3- | SFM-wCZ12-v2015-rDXGF-t3-S17 | 362.0503 | 73.7785 | 435.8287 | 0 | 7.0225 | 41.2443 | 0 | 0.66457
| CZ12 | t3 | S15 | rDXHP | SFM-wCZ12-v2015-rDXHP-t3- | SFM-wCZ12-v2015-rDXHP-t3-S15 | 308.7927 | 282.9093 | 591.7021 | 591.7021 | 0 | 55.9953 | 55.9953 | 0
| CZ12 | t3 | S16 | rDXHP | SFM-wCZ12-v2015-rDXHP-t3- | SFM-wCZ12-v2015-rDXHP-t3-S16 | 264.867 | 617.6588 | 882.5258 | 882.5258 | 0 | 83.5172 | 83.5172 | 0
| CZ12 | t3 | S17 | rDXHP | SFM-wCZ12-v2015-rDXHP-t3- | SFM-wCZ12-v2015-rDXHP-t3-S17 | 370.3533 | 669.7961 | 1040.1495 | 1040.1495 | 0 | 98.4338 | 98.4338 | 0
| CZ12 | t4 | S15 | rDXGF | SFM-wCZ12-v2015-rDXGF-t4- | SFM-wCZ12-v2015-rDXGF-t4-S15 | 92.1702 | 76.9465 | 169.1167 | 0 | 50.9332 | 16.0042 | 0 | 4.82
| CZ12 | t4 | S16 | rDXGF | SFM-wCZ12-v2015-rDXGF-t4- | SFM-wCZ12-v2015-rDXGF-t4-S16 | 82.0395 | 364.4988 | 446.5383 | 0 | 36.4732 | 42.2578 | 0 | 3.4516
| CZ12 | t4 | S17 | rDXGF | SFM-wCZ12-v2015-rDXGF-t4- | SFM-wCZ12-v2015-rDXGF-t4-S17 | 116.9994 | 364.4988 | 481.4982 | 0 | 36.4732 | 45.5662 | 0 | 3.4516
| CZ12 | t4 | S15 | rDXHP | SFM-wCZ12-v2015-rDXHP-t4- | SFM-wCZ12-v2015-rDXHP-t4-S15 | 98.9792 | 1218.4407 | 1317.4198 | 1317.4198 | 0 | 124.673 | 124.673 | 0
| CZ12 | t4 | S16 | rDXHP | SFM-wCZ12-v2015-rDXHP-t4- | SFM-wCZ12-v2015-rDXHP-t4-S16 | 87.4151 | 1401.6089 | 1489.024 | 1489.024 | 0 | 140.9127 | 140.9127 | 0
| CZ12 | t4 | S17 | rDXHP | SFM-wCZ12-v2015-rDXHP-t4- | SFM-wCZ12-v2015-rDXHP-t4-S17 | 119.7425 | 1620.6222 | 1740.3647 | 1740.3647 | 0 | 164.6981 | 164.6981 | 0
| CZ12 | t5 | S15 | rDXGF | SFM-wCZ12-v2015-rDXGF-t5- | SFM-wCZ12-v2015-rDXGF-t5-S15 | 133.1636 | 98.2693 | 231.433 | 0 | 64.5964 | 21.9015 | 0 | 6.113
| CZ12 | t5 | S16 | rDXGF | SFM-wCZ12-v2015-rDXGF-t5- | SFM-wCZ12-v2015-rDXGF-t5-S16 | 116.2905 | 464.1863 | 580.4768 | 0 | 47.233 | 54.933 | 0 | 4.4699
| CZ12 | t5 | S17 | rDXGF | SFM-wCZ12-v2015-rDXGF-t5- | SFM-wCZ12-v2015-rDXGF-t5-S17 | 166.3483 | 464.1863 | 630.5346 | 0 | 47.233 | 59.6702 | 0 | 4.4699
| CZ12 | t5 | S15 | rDXHP | SFM-wCZ12-v2015-rDXHP-t5- | SFM-wCZ12-v2015-rDXHP-t5-S15 | 146.766 | 1548.8471 | 1695.6131 | 1695.6131 | 0 | 160.4631 | 160.4631 | 0
| CZ12 | t5 | S16 | rDXHP | SFM-wCZ12-v2015-rDXHP-t5- | SFM-wCZ12-v2015-rDXHP-t5-S16 | 130.1985 | 1479.4019 | 1609.6004 | 1609.6004 | 0 | 152.3233 | 152.3233 | 0
| CZ12 | t5 | S17 | rDXHP | SFM-wCZ12-v2015-rDXHP-t5- | SFM-wCZ12-v2015-rDXHP-t5-S17 | 176.7023 | 1749.6988 | 1926.4012 | 1926.4012 | 0 | 182.3035 | 182.3035 | 0
| CZ13 | t1 | S15 | rDXGF | SFM-wCZ13-v2015-rDXGF-t1- | SFM-wCZ13-v2015-rDXGF-t1-S15 | 1568.404 | 80.3823 | 1648.7863 | 0 | 52.2142 | 150.6016 | 0 | 4.7693
| CZ13 | t1 | S16 | rDXGF | SFM-wCZ13-v2015-rDXGF-t1- | SFM-wCZ13-v2015-rDXGF-t1-S16 | 1279.6805 | 381.8912 | 1661.5717 | 0 | 37.9827 | 151.7694 | 0 | 3.4694
| CZ13 | t1 | S17 | rDXGF | SFM-wCZ13-v2015-rDXGF-t1- | SFM-wCZ13-v2015-rDXGF-t1-S17 | 1820.7501 | 381.8912 | 2202.6414 | 0 | 37.9827 | 201.1912 | 0 | 3.4694
| CZ13 | t1 | S15 | rDXHP | SFM-wCZ13-v2015-rDXHP-t1- | SFM-wCZ13-v2015-rDXHP-t1-S15 | 1699.7928 | 1255.5783 | 2955.3711 | 2955.3711 | 0 | 269.9462 | 269.9462 | 0
| CZ13 | t1 | S16 | rDXHP | SFM-wCZ13-v2015-rDXHP-t1- | SFM-wCZ13-v2015-rDXHP-t1-S16 | 1434.4222 | 1513.7443 | 2948.1664 | 2948.1664 | 0 | 269.2881 | 269.2881 | 0
| CZ13 | t1 | S17 | rDXHP | SFM-wCZ13-v2015-rDXHP-t1- | SFM-wCZ13-v2015-rDXHP-t1-S17 | 1993.1745 | 1744.7907 | 3737.9652 | 3737.9652 | 0 | 341.429 | 341.429 | 0
| CZ13 | t2 | S15 | rDXGF | SFM-wCZ13-v2015-rDXGF-t2- | SFM-wCZ13-v2015-rDXGF-t2-S15 | 871.0394 | 88.2874 | 959.3268 | 0 | 58.099 | 87.6258 | 0 | 5.3068
| CZ13 | t2 | S16 | rDXGF | SFM-wCZ13-v2015-rDXGF-t2- | SFM-wCZ13-v2015-rDXGF-t2-S16 | 683.2923 | 417.0088 | 1100.3011 | 0 | 41.3677 | 100.5025 | 0 | 3.7786
| CZ13 | t2 | S17 | rDXGF | SFM-wCZ13-v2015-rDXGF-t2- | SFM-wCZ13-v2015-rDXGF-t2-S17 | 977.8937 | 417.0088 | 1394.9026 | 0 | 41.3677 | 127.4116 | 0 | 3.7786
| CZ13 | t2 | S15 | rDXHP | SFM-wCZ13-v2015-rDXHP-t2- | SFM-wCZ13-v2015-rDXHP-t2-S15 | 899.5442 | 1354.835 | 2254.3792 | 2254.3792 | 0 | 205.917 | 205.917 | 0
| CZ13 | t2 | S16 | rDXHP | SFM-wCZ13-v2015-rDXHP-t2- | SFM-wCZ13-v2015-rDXHP-t2-S16 | 717.3533 | 1595.9558 | 2313.3091 | 2313.3091 | 0 | 211.2997 | 211.2997 | 0
| CZ13 | t2 | S17 | rDXHP | SFM-wCZ13-v2015-rDXHP-t2- | SFM-wCZ13-v2015-rDXHP-t2-S17 | 1021.6961 | 1848.2307 | 2869.9268 | 2869.9268 | 0 | 262.1416 | 262.1416 | 0
| CZ13 | t3 | S15 | rDXGF | SFM-wCZ13-v2015-rDXGF-t3- | SFM-wCZ13-v2015-rDXGF-t3-S15 | 790.7073 | 100.4484 | 891.1557 | 0 | 64.6678 | 81.3989 | 0 | 5.9068
| CZ13 | t3 | S16 | rDXGF | SFM-wCZ13-v2015-rDXGF-t3- | SFM-wCZ13-v2015-rDXGF-t3-S16 | 673.2339 | 476.6334 | 1149.8673 | 0 | 48.248 | 105.0299 | 0 | 4.407
| CZ13 | t3 | S17 | rDXGF | SFM-wCZ13-v2015-rDXGF-t3- | SFM-wCZ13-v2015-rDXGF-t3-S17 | 952.3515 | 476.6334 | 1428.985 | 0 | 48.248 | 130.5248 | 0 | 4.407
| CZ13 | t3 | S15 | rDXHP | SFM-wCZ13-v2015-rDXHP-t3- | SFM-wCZ13-v2015-rDXHP-t3-S15 | 924.9987 | 1572.9831 | 2497.9818 | 2497.9818 | 0 | 228.1679 | 228.1679 | 0
| CZ13 | t3 | S16 | rDXHP | SFM-wCZ13-v2015-rDXHP-t3- | SFM-wCZ13-v2015-rDXHP-t3-S16 | 779.5014 | 1612.0026 | 2391.5041 | 2391.5041 | 0 | 218.4421 | 218.4421 | 0
| CZ13 | t3 | S17 | rDXHP | SFM-wCZ13-v2015-rDXHP-t3- | SFM-wCZ13-v2015-rDXHP-t3-S17 | 1068.0082 | 1892.5063 | 2960.5145 | 2960.5145 | 0 | 270.416 | 270.416 | 0
| CZ13 | t4 | S15 | rDXGF | SFM-wCZ13-v2015-rDXGF-t4- | SFM-wCZ13-v2015-rDXGF-t4-S15 | 371.7503 | 84.8383 | 456.5887 | 0 | 53.3654 | 41.7052 | 0 | 4.8744
| CZ13 | t4 | S16 | rDXGF | SFM-wCZ13-v2015-rDXGF-t4- | SFM-wCZ13-v2015-rDXGF-t4-S16 | 334.3485 | 413.1258 | 747.4743 | 0 | 35.0488 | 68.275 | 0 | 3.2014
| CZ13 | t4 | S17 | rDXGF | SFM-wCZ13-v2015-rDXGF-t4- | SFM-wCZ13-v2015-rDXGF-t4-S17 | 468.5088 | 413.1258 | 881.6346 | 0 | 35.0488 | 80.5293 | 0 | 3.2014
| CZ13 | t4 | S15 | rDXHP | SFM-wCZ13-v2015-rDXHP-t4- | SFM-wCZ13-v2015-rDXHP-t4-S15 | 428.6797 | 1221.1718 | 1649.8515 | 1649.8515 | 0 | 150.6989 | 150.6989 | 0
| CZ13 | t4 | S16 | rDXHP | SFM-wCZ13-v2015-rDXHP-t4- | SFM-wCZ13-v2015-rDXHP-t4-S16 | 386.6603 | 1091.7606 | 1478.4209 | 1478.4209 | 0 | 135.0403 | 135.0403 | 0
| CZ13 | t4 | S17 | rDXHP | SFM-wCZ13-v2015-rDXHP-t4- | SFM-wCZ13-v2015-rDXHP-t4-S17 | 521.1029 | 1321.8502 | 1842.9531 | 1842.9531 | 0 | 168.337 | 168.337 | 0
| CZ13 | t5 | S15 | rDXGF | SFM-wCZ13-v2015-rDXGF-t5- | SFM-wCZ13-v2015-rDXGF-t5-S15 | 497.3509 | 19.3212 | 516.6722 | 0 | 12.7525 | 47.1933 | 0 | 1.1648
| CZ13 | t5 | S16 | rDXGF | SFM-wCZ13-v2015-rDXGF-t5- | SFM-wCZ13-v2015-rDXGF-t5-S16 | 448.7396 | 92.4428 | 541.1825 | 0 | 8.6381 | 49.4321 | 0 | 0.78901
| CZ13 | t5 | S17 | rDXGF | SFM-wCZ13-v2015-rDXGF-t5- | SFM-wCZ13-v2015-rDXGF-t5-S17 | 628.5288 | 92.4428 | 720.9716 | 0 | 8.6381 | 65.8542 | 0 | 0.78901
| CZ13 | t5 | S15 | rDXHP | SFM-wCZ13-v2015-rDXHP-t5- | SFM-wCZ13-v2015-rDXHP-t5-S15 | 586.209 | 337.3778 | 923.5869 | 923.5869 | 0 | 84.3612 | 84.3612 | 0
| CZ13 | t5 | S16 | rDXHP | SFM-wCZ13-v2015-rDXHP-t5- | SFM-wCZ13-v2015-rDXHP-t5-S16 | 530.9909 | 710.7049 | 1241.6958 | 1241.6958 | 0 | 113.4176 | 113.4176 | 0
| CZ13 | t5 | S17 | rDXHP | SFM-wCZ13-v2015-rDXHP-t5- | SFM-wCZ13-v2015-rDXHP-t5-S17 | 713.5006 | 773.6604 | 1487.1609 | 1487.1609 | 0 | 135.8386 | 135.8386 | 0
| CZ14 | t1 | S15 | rDXGF | SFM-wCZ14-v2015-rDXGF-t1- | SFM-wCZ14-v2015-rDXGF-t1-S15 | 1869.8607 | 73.2345 | 1943.0952 | 0 | 45.6474 | 122.7838 | 0 | 2.8845
| CZ14 | t1 | S16 | rDXGF | SFM-wCZ14-v2015-rDXGF-t1- | SFM-wCZ14-v2015-rDXGF-t1-S16 | 1972.7096 | 339.6843 | 2312.3939 | 0 | 40.7321 | 146.1198 | 0 | 2.5739
| CZ14 | t1 | S17 | rDXGF | SFM-wCZ14-v2015-rDXGF-t1- | SFM-wCZ14-v2015-rDXGF-t1-S17 | 2653.4791 | 339.6843 | 2993.1634 | 0 | 40.7321 | 189.1375 | 0 | 2.5739
| CZ14 | t1 | S15 | rDXHP | SFM-wCZ14-v2015-rDXHP-t1- | SFM-wCZ14-v2015-rDXHP-t1-S15 | 2060.1462 | 1227.2497 | 3287.396 | 3287.396 | 0 | 207.73 | 207.73 | 0
| CZ14 | t1 | S16 | rDXHP | SFM-wCZ14-v2015-rDXHP-t1- | SFM-wCZ14-v2015-rDXHP-t1-S16 | 2182.6458 | 2147.3804 | 4330.0261 | 4330.0261 | 0 | 273.6136 | 273.6136 | 0
| CZ14 | t1 | S17 | rDXHP | SFM-wCZ14-v2015-rDXHP-t1- | SFM-wCZ14-v2015-rDXHP-t1-S17 | 2863.2541 | 2349.8828 | 5213.1368 | 5213.1368 | 0 | 329.4172 | 329.4172 | 0
| CZ14 | t2 | S15 | rDXGF | SFM-wCZ14-v2015-rDXGF-t2- | SFM-wCZ14-v2015-rDXGF-t2-S15 | 1735.2186 | 87.0892 | 1822.3078 | 0 | 53.5107 | 115.1513 | 0 | 3.3813
| CZ14 | t2 | S16 | rDXGF | SFM-wCZ14-v2015-rDXGF-t2- | SFM-wCZ14-v2015-rDXGF-t2-S16 | 1751.1648 | 410.2121 | 2161.3769 | 0 | 45.5582 | 136.577 | 0 | 2.8788
| CZ14 | t2 | S17 | rDXGF | SFM-wCZ14-v2015-rDXGF-t2- | SFM-wCZ14-v2015-rDXGF-t2-S17 | 2381.3636 | 410.2121 | 2791.5757 | 0 | 45.5582 | 176.3992 | 0 | 2.8788
| CZ14 | t2 | S15 | rDXHP | SFM-wCZ14-v2015-rDXHP-t2- | SFM-wCZ14-v2015-rDXHP-t2-S15 | 1889.9977 | 1329.3532 | 3219.3509 | 3219.3509 | 0 | 203.4302 | 203.4302 | 0
| CZ14 | t2 | S16 | rDXHP | SFM-wCZ14-v2015-rDXHP-t2- | SFM-wCZ14-v2015-rDXHP-t2-S16 | 1921.9131 | 1879.4605 | 3801.3736 | 3801.3736 | 0 | 240.2081 | 240.2081 | 0
| CZ14 | t2 | S17 | rDXHP | SFM-wCZ14-v2015-rDXHP-t2- | SFM-wCZ14-v2015-rDXHP-t2-S17 | 2551.675 | 2109.3071 | 4660.9821 | 4660.9821 | 0 | 294.5266 | 294.5266 | 0
| CZ14 | t3 | S15 | rDXGF | SFM-wCZ14-v2015-rDXGF-t3- | SFM-wCZ14-v2015-rDXGF-t3-S15 | 1615.17 | 88.8133 | 1703.9832 | 0 | 54.3704 | 107.6744 | 0 | 3.4357
| CZ14 | t3 | S16 | rDXGF | SFM-wCZ14-v2015-rDXGF-t3- | SFM-wCZ14-v2015-rDXGF-t3-S16 | 1678.2071 | 415.2701 | 2093.4772 | 0 | 49.6439 | 132.2864 | 0 | 3.137
| CZ14 | t3 | S17 | rDXGF | SFM-wCZ14-v2015-rDXGF-t3- | SFM-wCZ14-v2015-rDXGF-t3-S17 | 2252.5512 | 415.2701 | 2667.8212 | 0 | 49.6439 | 168.5791 | 0 | 3.137
| CZ14 | t3 | S15 | rDXHP | SFM-wCZ14-v2015-rDXHP-t3- | SFM-wCZ14-v2015-rDXHP-t3-S15 | 1747.5679 | 1537.5163 | 3285.0842 | 3285.0842 | 0 | 207.5839 | 207.5839 | 0
| CZ14 | t3 | S16 | rDXHP | SFM-wCZ14-v2015-rDXHP-t3- | SFM-wCZ14-v2015-rDXHP-t3-S16 | 1830.2943 | 2468.6461 | 4298.9404 | 4298.9404 | 0 | 271.6493 | 271.6493 | 0
| CZ14 | t3 | S17 | rDXHP | SFM-wCZ14-v2015-rDXHP-t3- | SFM-wCZ14-v2015-rDXHP-t3-S17 | 2404.4967 | 2699.3517 | 5103.8484 | 5103.8484 | 0 | 322.5113 | 322.5113 | 0
| CZ14 | t4 | S15 | rDXGF | SFM-wCZ14-v2015-rDXGF-t4- | SFM-wCZ14-v2015-rDXGF-t4-S15 | 1489.6017 | 70.377 | 1559.9787 | 0 | 43.5019 | 98.5748 | 0 | 2.7489
| CZ14 | t4 | S16 | rDXGF | SFM-wCZ14-v2015-rDXGF-t4- | SFM-wCZ14-v2015-rDXGF-t4-S16 | 1510.9957 | 327.5891 | 1838.5849 | 0 | 39.2772 | 116.1798 | 0 | 2.4819
| CZ14 | t4 | S17 | rDXGF | SFM-wCZ14-v2015-rDXGF-t4- | SFM-wCZ14-v2015-rDXGF-t4-S17 | 2038.1133 | 327.5891 | 2365.7024 | 0 | 39.2772 | 149.4883 | 0 | 2.4819
| CZ14 | t4 | S15 | rDXHP | SFM-wCZ14-v2015-rDXHP-t4- | SFM-wCZ14-v2015-rDXHP-t4-S15 | 1556.579 | 1198.8248 | 2755.4038 | 2755.4038 | 0 | 174.1135 | 174.1135 | 0
| CZ14 | t4 | S16 | rDXHP | SFM-wCZ14-v2015-rDXHP-t4- | SFM-wCZ14-v2015-rDXHP-t4-S16 | 1595.3786 | 2165.0469 | 3760.4254 | 3760.4254 | 0 | 237.6206 | 237.6206 | 0
| CZ14 | t4 | S17 | rDXHP | SFM-wCZ14-v2015-rDXHP-t4- | SFM-wCZ14-v2015-rDXHP-t4-S17 | 2122.313 | 2361.4999 | 4483.8129 | 4483.8129 | 0 | 283.3313 | 283.3313 | 0
| CZ14 | t5 | S15 | rDXGF | SFM-wCZ14-v2015-rDXGF-t5- | SFM-wCZ14-v2015-rDXGF-t5-S15 | 1737.7792 | 101.9667 | 1839.7459 | 0 | 61.32 | 116.2532 | 0 | 3.8748
| CZ14 | t5 | S16 | rDXGF | SFM-wCZ14-v2015-rDXGF-t5- | SFM-wCZ14-v2015-rDXGF-t5-S16 | 1833.0998 | 487.3902 | 2320.49 | 0 | 50.4242 | 146.6313 | 0 | 3.1863
| CZ14 | t5 | S17 | rDXGF | SFM-wCZ14-v2015-rDXGF-t5- | SFM-wCZ14-v2015-rDXGF-t5-S17 | 2453.0155 | 487.3902 | 2940.4057 | 0 | 50.4242 | 185.8037 | 0 | 3.1863
| CZ14 | t5 | S15 | rDXHP | SFM-wCZ14-v2015-rDXHP-t5- | SFM-wCZ14-v2015-rDXHP-t5-S15 | 1879.8921 | 1464.8092 | 3344.7013 | 3344.7013 | 0 | 211.3511 | 211.3511 | 0
| CZ14 | t5 | S16 | rDXHP | SFM-wCZ14-v2015-rDXHP-t5- | SFM-wCZ14-v2015-rDXHP-t5-S16 | 1993.0358 | 1618.246 | 3611.2818 | 3611.2818 | 0 | 228.1963 | 228.1963 | 0
| CZ14 | t5 | S17 | rDXHP | SFM-wCZ14-v2015-rDXHP-t5- | SFM-wCZ14-v2015-rDXHP-t5-S17 | 2612.431 | 1875.2741 | 4487.7051 | 4487.7051 | 0 | 283.5773 | 283.5773 | 0
| CZ15 | t1 | S15 | rDXGF | SFM-wCZ15-v2015-rDXGF-t1- | SFM-wCZ15-v2015-rDXGF-t1-S15 | 2510.0741 | 37.2602 | 2547.3343 | 0 | 24.2649 | 150.0167 | 0 | 1.429
| CZ15 | t1 | S16 | rDXGF | SFM-wCZ15-v2015-rDXGF-t1- | SFM-wCZ15-v2015-rDXGF-t1-S16 | 2754.9596 | 178.8265 | 2933.7862 | 0 | 20.6563 | 172.7755 | 0 | 1.2165
| CZ15 | t1 | S17 | rDXGF | SFM-wCZ15-v2015-rDXGF-t1- | SFM-wCZ15-v2015-rDXGF-t1-S17 | 3671.0291 | 178.8265 | 3849.8556 | 0 | 20.6563 | 226.7244 | 0 | 1.2165
| CZ15 | t1 | S15 | rDXHP | SFM-wCZ15-v2015-rDXHP-t1- | SFM-wCZ15-v2015-rDXHP-t1-S15 | 3093.2514 | 506.6871 | 3599.9384 | 3599.9384 | 0 | 212.0063 | 212.0063 | 0
| CZ15 | t1 | S16 | rDXHP | SFM-wCZ15-v2015-rDXHP-t1- | SFM-wCZ15-v2015-rDXHP-t1-S16 | 3330.1136 | 278.6801 | 3608.7936 | 3608.7936 | 0 | 212.5278 | 212.5278 | 0
| CZ15 | t1 | S17 | rDXHP | SFM-wCZ15-v2015-rDXHP-t1- | SFM-wCZ15-v2015-rDXHP-t1-S17 | 4282.703 | 378.8598 | 4661.5628 | 4661.5628 | 0 | 274.5272 | 274.5272 | 0
| CZ15 | t2 | S15 | rDXGF | SFM-wCZ15-v2015-rDXGF-t2- | SFM-wCZ15-v2015-rDXGF-t2-S15 | 2820.169 | 28.4675 | 2848.6365 | 0 | 18.7055 | 167.7609 | 0 | 1.1016
| CZ15 | t2 | S16 | rDXGF | SFM-wCZ15-v2015-rDXGF-t2- | SFM-wCZ15-v2015-rDXGF-t2-S16 | 2981.34 | 137.0259 | 3118.366 | 0 | 15.4453 | 183.6457 | 0 | 0.9096
| CZ15 | t2 | S17 | rDXGF | SFM-wCZ15-v2015-rDXGF-t2- | SFM-wCZ15-v2015-rDXGF-t2-S17 | 3998.9647 | 137.0259 | 4135.9906 | 0 | 15.4453 | 243.5753 | 0 | 0.9096
| CZ15 | t2 | S15 | rDXHP | SFM-wCZ15-v2015-rDXHP-t2- | SFM-wCZ15-v2015-rDXHP-t2-S15 | 3401.6611 | 387.0419 | 3788.703 | 3788.703 | 0 | 223.123 | 223.123 | 0
| CZ15 | t2 | S16 | rDXHP | SFM-wCZ15-v2015-rDXHP-t2- | SFM-wCZ15-v2015-rDXHP-t2-S16 | 3531.3727 | 210.9201 | 3742.2928 | 3742.2928 | 0 | 220.3898 | 220.3898 | 0
| CZ15 | t2 | S17 | rDXHP | SFM-wCZ15-v2015-rDXHP-t2- | SFM-wCZ15-v2015-rDXHP-t2-S17 | 4590.6432 | 287.7944 | 4878.4376 | 4878.4376 | 0 | 287.2993 | 287.2993 | 0
| CZ15 | t3 | S15 | rDXGF | SFM-wCZ15-v2015-rDXGF-t3- | SFM-wCZ15-v2015-rDXGF-t3-S15 | 2377.9417 | 39.4415 | 2417.3832 | 0 | 25.7049 | 142.3637 | 0 | 1.5138
| CZ15 | t3 | S16 | rDXGF | SFM-wCZ15-v2015-rDXGF-t3- | SFM-wCZ15-v2015-rDXGF-t3-S16 | 2621.2187 | 188.9973 | 2810.216 | 0 | 21.6012 | 165.4983 | 0 | 1.2721
| CZ15 | t3 | S17 | rDXGF | SFM-wCZ15-v2015-rDXGF-t3- | SFM-wCZ15-v2015-rDXGF-t3-S17 | 3495.2651 | 188.9973 | 3684.2624 | 0 | 21.6012 | 216.9723 | 0 | 1.2721
| CZ15 | t3 | S15 | rDXHP | SFM-wCZ15-v2015-rDXHP-t3- | SFM-wCZ15-v2015-rDXHP-t3-S15 | 2950.8879 | 534.0146 | 3484.9025 | 3484.9025 | 0 | 205.2317 | 205.2317 | 0
| CZ15 | t3 | S16 | rDXHP | SFM-wCZ15-v2015-rDXHP-t3- | SFM-wCZ15-v2015-rDXHP-t3-S16 | 3197.8776 | 292.1971 | 3490.0747 | 3490.0747 | 0 | 205.5363 | 205.5363 | 0
| CZ15 | t3 | S17 | rDXHP | SFM-wCZ15-v2015-rDXHP-t3- | SFM-wCZ15-v2015-rDXHP-t3-S17 | 4106.5327 | 397.5144 | 4504.047 | 4504.047 | 0 | 265.2508 | 265.2508 | 0
| CZ15 | t4 | S15 | rDXGF | SFM-wCZ15-v2015-rDXGF-t4- | SFM-wCZ15-v2015-rDXGF-t4-S15 | 1063.7734 | 36.9798 | 1100.7532 | 0 | 23.9451 | 64.8252 | 0 | 1.4102
| CZ15 | t4 | S16 | rDXGF | SFM-wCZ15-v2015-rDXGF-t4- | SFM-wCZ15-v2015-rDXGF-t4-S16 | 1258.1458 | 177.7163 | 1435.862 | 0 | 20.539 | 84.5603 | 0 | 1.2096
| CZ15 | t4 | S17 | rDXGF | SFM-wCZ15-v2015-rDXGF-t4- | SFM-wCZ15-v2015-rDXGF-t4-S17 | 1697.1104 | 177.7163 | 1874.8266 | 0 | 20.539 | 110.4117 | 0 | 1.2096
| CZ15 | t4 | S15 | rDXHP | SFM-wCZ15-v2015-rDXHP-t4- | SFM-wCZ15-v2015-rDXHP-t4-S15 | 1470.9753 | 502.336 | 1973.3113 | 1973.3113 | 0 | 116.2116 | 116.2116 | 0
| CZ15 | t4 | S16 | rDXHP | SFM-wCZ15-v2015-rDXHP-t4- | SFM-wCZ15-v2015-rDXHP-t4-S16 | 1655.7016 | 276.0409 | 1931.7425 | 1931.7425 | 0 | 113.7635 | 113.7635 | 0
| CZ15 | t4 | S17 | rDXHP | SFM-wCZ15-v2015-rDXHP-t4- | SFM-wCZ15-v2015-rDXHP-t4-S17 | 2108.9428 | 375.5669 | 2484.5097 | 2484.5097 | 0 | 146.3169 | 146.3169 | 0
| CZ15 | t5 | S15 | rDXGF | SFM-wCZ15-v2015-rDXGF-t5- | SFM-wCZ15-v2015-rDXGF-t5-S15 | 1929.1783 | 35.6913 | 1964.8696 | 0 | 23.1525 | 115.7144 | 0 | 1.3635
| CZ15 | t5 | S16 | rDXGF | SFM-wCZ15-v2015-rDXGF-t5- | SFM-wCZ15-v2015-rDXGF-t5-S16 | 2173.1377 | 172.1522 | 2345.29 | 0 | 19.0425 | 138.118 | 0 | 1.1214
| CZ15 | t5 | S17 | rDXGF | SFM-wCZ15-v2015-rDXGF-t5- | SFM-wCZ15-v2015-rDXGF-t5-S17 | 2908.8683 | 172.1522 | 3081.0205 | 0 | 19.0425 | 181.4464 | 0 | 1.1214
| CZ15 | t5 | S15 | rDXHP | SFM-wCZ15-v2015-rDXHP-t5- | SFM-wCZ15-v2015-rDXHP-t5-S15 | 2490.2393 | 480.865 | 2971.1044 | 2971.1044 | 0 | 174.9733 | 174.9733 | 0
| CZ15 | t5 | S16 | rDXHP | SFM-wCZ15-v2015-rDXHP-t5- | SFM-wCZ15-v2015-rDXHP-t5-S16 | 2738.2507 | 260.0307 | 2998.2815 | 2998.2815 | 0 | 176.5738 | 176.5738 | 0
| CZ15 | t5 | S17 | rDXHP | SFM-wCZ15-v2015-rDXHP-t5- | SFM-wCZ15-v2015-rDXHP-t5-S17 | 3501.5977 | 355.5398 | 3857.1376 | 3857.1376 | 0 | 227.1532 | 227.1532 | 0
| CZ16 | t1 | S15 | rDXGF | SFM-wCZ16-v2015-rDXGF-t1- | SFM-wCZ16-v2015-rDXGF-t1-S15 | 34.7676 | 191.4261 | 226.1937 | 0 | 107.7309 | 17.7497 | 0 | 8.4538
| CZ16 | t1 | S16 | rDXGF | SFM-wCZ16-v2015-rDXGF-t1- | SFM-wCZ16-v2015-rDXGF-t1-S16 | 32.8725 | 876.2753 | 909.1477 | 0 | 96.8452 | 71.3421 | 0 | 7.5996
| CZ16 | t1 | S17 | rDXGF | SFM-wCZ16-v2015-rDXGF-t1- | SFM-wCZ16-v2015-rDXGF-t1-S17 | 47.5845 | 876.2753 | 923.8597 | 0 | 96.8452 | 72.4965 | 0 | 7.5996
| CZ16 | t1 | S15 | rDXHP | SFM-wCZ16-v2015-rDXHP-t1- | SFM-wCZ16-v2015-rDXHP-t1-S15 | 36.1342 | 3019.5639 | 3055.698 | 3055.698 | 0 | 239.7848 | 239.7848 | 0
| CZ16 | t1 | S16 | rDXHP | SFM-wCZ16-v2015-rDXHP-t1- | SFM-wCZ16-v2015-rDXHP-t1-S16 | 34.3813 | 5751.5908 | 5785.9721 | 5785.9721 | 0 | 454.0332 | 454.0332 | 0
| CZ16 | t1 | S17 | rDXHP | SFM-wCZ16-v2015-rDXHP-t1- | SFM-wCZ16-v2015-rDXHP-t1-S17 | 46.1735 | 6197.0751 | 6243.2486 | 6243.2486 | 0 | 489.9163 | 489.9163 | 0
| CZ16 | t2 | S15 | rDXGF | SFM-wCZ16-v2015-rDXGF-t2- | SFM-wCZ16-v2015-rDXGF-t2-S15 | 66.416 | 102.3076 | 168.7235 | 0 | 55.9635 | 13.24 | 0 | 4.3915
| CZ16 | t2 | S16 | rDXGF | SFM-wCZ16-v2015-rDXGF-t2- | SFM-wCZ16-v2015-rDXGF-t2-S16 | 66.2772 | 482.6728 | 548.95 | 0 | 46.9651 | 43.0769 | 0 | 3.6854
| CZ16 | t2 | S17 | rDXGF | SFM-wCZ16-v2015-rDXGF-t2- | SFM-wCZ16-v2015-rDXGF-t2-S17 | 94.1535 | 482.6728 | 576.8263 | 0 | 46.9651 | 45.2644 | 0 | 3.6854
| CZ16 | t2 | S15 | rDXHP | SFM-wCZ16-v2015-rDXHP-t2- | SFM-wCZ16-v2015-rDXHP-t2-S15 | 70.6677 | 1577.8223 | 1648.49 | 1648.49 | 0 | 129.3593 | 129.3593 | 0
| CZ16 | t2 | S16 | rDXHP | SFM-wCZ16-v2015-rDXHP-t2- | SFM-wCZ16-v2015-rDXHP-t2-S16 | 70.6551 | 3196.312 | 3266.9671 | 3266.9671 | 0 | 256.3634 | 256.3634 | 0
| CZ16 | t2 | S17 | rDXHP | SFM-wCZ16-v2015-rDXHP-t2- | SFM-wCZ16-v2015-rDXHP-t2-S17 | 93.9895 | 3433.9277 | 3527.9172 | 3527.9172 | 0 | 276.8405 | 276.8405 | 0
| CZ16 | t3 | S15 | rDXGF | SFM-wCZ16-v2015-rDXGF-t3- | SFM-wCZ16-v2015-rDXGF-t3-S15 | 60.0554 | 71.5279 | 131.5834 | 0 | 40.3163 | 10.3255 | 0 | 3.1637
| CZ16 | t3 | S16 | rDXGF | SFM-wCZ16-v2015-rDXGF-t3- | SFM-wCZ16-v2015-rDXGF-t3-S16 | 60.5576 | 332.8232 | 393.3808 | 0 | 35.0918 | 30.8691 | 0 | 2.7537
| CZ16 | t3 | S17 | rDXGF | SFM-wCZ16-v2015-rDXGF-t3- | SFM-wCZ16-v2015-rDXGF-t3-S17 | 85.9373 | 332.8232 | 418.7604 | 0 | 35.0918 | 32.8607 | 0 | 2.7537
| CZ16 | t3 | S15 | rDXHP | SFM-wCZ16-v2015-rDXHP-t3- | SFM-wCZ16-v2015-rDXHP-t3-S15 | 65.3109 | 1157.2592 | 1222.5701 | 1222.5701 | 0 | 95.9368 | 95.9368 | 0
| CZ16 | t3 | S16 | rDXHP | SFM-wCZ16-v2015-rDXHP-t3- | SFM-wCZ16-v2015-rDXHP-t3-S16 | 65.8219 | 3016.2866 | 3082.1085 | 3082.1085 | 0 | 241.8573 | 241.8573 | 0
| CZ16 | t3 | S17 | rDXHP | SFM-wCZ16-v2015-rDXHP-t3- | SFM-wCZ16-v2015-rDXHP-t3-S17 | 86.8664 | 3201.647 | 3288.5134 | 3288.5134 | 0 | 258.0542 | 258.0542 | 0
| CZ16 | t4 | S15 | rDXGF | SFM-wCZ16-v2015-rDXGF-t4- | SFM-wCZ16-v2015-rDXGF-t4-S15 | 40.9827 | 138.1201 | 179.1028 | 0 | 78.277 | 14.0544 | 0 | 6.1425
| CZ16 | t4 | S16 | rDXGF | SFM-wCZ16-v2015-rDXGF-t4- | SFM-wCZ16-v2015-rDXGF-t4-S16 | 39.3319 | 633.7172 | 673.0491 | 0 | 70.5293 | 52.8151 | 0 | 5.5345
| CZ16 | t4 | S17 | rDXGF | SFM-wCZ16-v2015-rDXGF-t4- | SFM-wCZ16-v2015-rDXGF-t4-S17 | 58.8277 | 633.7172 | 692.5448 | 0 | 70.5293 | 54.3449 | 0 | 5.5345
| CZ16 | t4 | S15 | rDXHP | SFM-wCZ16-v2015-rDXHP-t4- | SFM-wCZ16-v2015-rDXHP-t4-S15 | 46.4214 | 2206.219 | 2252.6404 | 2252.6404 | 0 | 176.7678 | 176.7678 | 0
| CZ16 | t4 | S16 | rDXHP | SFM-wCZ16-v2015-rDXHP-t4- | SFM-wCZ16-v2015-rDXHP-t4-S16 | 46.1537 | 5099.806 | 5145.9596 | 5145.9596 | 0 | 403.8105 | 403.8105 | 0
| CZ16 | t4 | S17 | rDXHP | SFM-wCZ16-v2015-rDXHP-t4- | SFM-wCZ16-v2015-rDXHP-t4-S17 | 62.2676 | 5442.3226 | 5504.5902 | 5504.5902 | 0 | 431.9528 | 431.9528 | 0
| CZ16 | t5 | S15 | rDXGF | SFM-wCZ16-v2015-rDXGF-t5- | SFM-wCZ16-v2015-rDXGF-t5-S15 | 5.943 | 126.5017 | 132.4447 | 0 | 70.2423 | 10.3931 | 0 | 5.512
| CZ16 | t5 | S16 | rDXGF | SFM-wCZ16-v2015-rDXGF-t5- | SFM-wCZ16-v2015-rDXGF-t5-S16 | 4.9161 | 586.2486 | 591.1647 | 0 | 63.7073 | 46.3895 | 0 | 4.9992
| CZ16 | t5 | S17 | rDXGF | SFM-wCZ16-v2015-rDXGF-t5- | SFM-wCZ16-v2015-rDXGF-t5-S17 | 7.4787 | 586.2486 | 593.7273 | 0 | 63.7073 | 46.5906 | 0 | 4.9992
| CZ16 | t5 | S15 | rDXHP | SFM-wCZ16-v2015-rDXHP-t5- | SFM-wCZ16-v2015-rDXHP-t5-S15 | 4.8876 | 2018.2409 | 2023.1285 | 2023.1285 | 0 | 158.7577 | 158.7577 | 0
| CZ16 | t5 | S16 | rDXHP | SFM-wCZ16-v2015-rDXHP-t5- | SFM-wCZ16-v2015-rDXHP-t5-S16 | 4.1247 | 4206.092 | 4210.2167 | 4210.2167 | 0 | 330.3815 | 330.3815 | 0
| CZ16 | t5 | S17 | rDXHP | SFM-wCZ16-v2015-rDXHP-t5- | SFM-wCZ16-v2015-rDXHP-t5-S17 | 5.8668 | 4503.4249 | 4509.2916 | 4509.2916 | 0 | 353.8503 | 353.8503 | 0 |  |  | savings format for SCE savings calculation template
| BEGIN WEIGHTED THERMOSTAT DATA HERE | [10 empty] | Final weighted savings here |  |  |  |  | Partial Measure PD2 file name | kWh/ton | kW savings/ ton | therm/ton
| CZ01 | tw | S15 | rDXGF |  | SFM-wCZ01-v2015-rDXGF-tw-S15 | #N/A | #N/A | #N/A | 0 | 39.2085 | 7.3104 | 0 | 4.766 | 0 | 0 | SFM-wCZ01-v2015-rDXGF-tw-S15 | 7.3104 | 0 | 4.766
| CZ02 | tw | S15 | rDXGF |  | SFM-wCZ02-v2015-rDXGF-tw-S15 | #N/A | #N/A | #N/A | 0 | 49.8779 | 32.3177 | 0 | 5.2706 | 0.9355 | 0.098853 | SFM-wCZ02-v2015-rDXGF-tw-S15 | 32.3177 | 0.098853 | 5.2706
| CZ03 | tw | S15 | rDXGF |  | SFM-wCZ03-v2015-rDXGF-tw-S15 | #N/A | #N/A | #N/A | 0 | 29.1873 | 10.2509 | 0 | 2.5592 | 0.4259 | 0.037344 | SFM-wCZ03-v2015-rDXGF-tw-S15 | 10.2509 | 0.037344 | 2.5592
| CZ04 | tw | S15 | rDXGF |  | SFM-wCZ04-v2015-rDXGF-tw-S15 | #N/A | #N/A | #N/A | 0 | 37.3195 | 30.9226 | 0 | 3.3404 | 0.90937 | 0.081398 | SFM-wCZ04-v2015-rDXGF-tw-S15 | 30.9226 | 0.081398 | 3.3404
| CZ05 | tw | S15 | rDXGF |  | SFM-wCZ05-v2015-rDXGF-tw-S15 | #N/A | #N/A | #N/A | 0 | 33.2526 | 8.028 | 0 | 2.6573 | 0.4643 | 0.037103 | SFM-wCZ05-v2015-rDXGF-tw-S15 | 8.028 | 0.037103 | 2.6573
| CZ06 | tw | S15 | rDXGF |  | SFM-wCZ06-v2015-rDXGF-tw-S15 | #N/A | #N/A | #N/A | 0 | 27.397 | 14.9266 | 0 | 2.0494 | 0.64658 | 0.048367 | SFM-wCZ06-v2015-rDXGF-tw-S15 | 14.9266 | 0.048367 | 2.0494
| CZ07 | tw | S15 | rDXGF |  | SFM-wCZ07-v2015-rDXGF-tw-S15 | #N/A | #N/A | #N/A | 0 | 9.5184 | 27.3893 | 0 | 0.88939 | 0.6276 | 0.058643 | SFM-wCZ07-v2015-rDXGF-tw-S15 | 27.3893 | 0.058643 | 0.88939
| CZ08 | tw | S15 | rDXGF |  | SFM-wCZ08-v2015-rDXGF-tw-S15 | #N/A | #N/A | #N/A | 0 | 14.4048 | 34.624 | 0 | 1.1459 | 0.94888 | 0.075485 | SFM-wCZ08-v2015-rDXGF-tw-S15 | 34.624 | 0.075485 | 1.1459
| CZ09 | tw | S15 | rDXGF |  | SFM-wCZ09-v2015-rDXGF-tw-S15 | #N/A | #N/A | #N/A | 0 | 25.1161 | 36.3664 | 0 | 2.239 | 1.4195 | 0.12654 | SFM-wCZ09-v2015-rDXGF-tw-S15 | 36.3664 | 0.12654 | 2.239
| CZ10 | tw | S15 | rDXGF |  | SFM-wCZ10-v2015-rDXGF-tw-S15 | #N/A | #N/A | #N/A | 0 | 33.0341 | 58.7464 | 0 | 3.0485 | 1.4503 | 0.13384 | SFM-wCZ10-v2015-rDXGF-tw-S15 | 58.7464 | 0.13384 | 3.0485
| CZ11 | tw | S15 | rDXGF |  | SFM-wCZ11-v2015-rDXGF-tw-S15 | #N/A | #N/A | #N/A | 0 | 34.3882 | 65.8449 | 0 | 3.0131 | 1.1904 | 0.1043 | SFM-wCZ11-v2015-rDXGF-tw-S15 | 65.8449 | 0.1043 | 3.0131
| CZ12 | tw | S15 | rDXGF |  | SFM-wCZ12-v2015-rDXGF-tw-S15 | #N/A | #N/A | #N/A | 0 | 41.6178 | 35.6176 | 0 | 3.9385 | 0.78705 | 0.074482 | SFM-wCZ12-v2015-rDXGF-tw-S15 | 35.6176 | 0.074482 | 3.9385
| CZ13 | tw | S15 | rDXGF |  | SFM-wCZ13-v2015-rDXGF-tw-S15 | #N/A | #N/A | #N/A | 0 | 37.6237 | 78.5869 | 0 | 3.4366 | 0.93859 | 0.085732 | SFM-wCZ13-v2015-rDXGF-tw-S15 | 78.5869 | 0.085732 | 3.4366
| CZ14 | tw | S15 | rDXGF |  | SFM-wCZ14-v2015-rDXGF-tw-S15 | #N/A | #N/A | #N/A | 0 | 53.7351 | 118.5951 | 0 | 3.3955 | 1.9254 | 0.12167 | SFM-wCZ14-v2015-rDXGF-tw-S15 | 118.5951 | 0.12167 | 3.3955
| CZ15 | tw | S15 | rDXGF |  | SFM-wCZ15-v2015-rDXGF-tw-S15 | #N/A | #N/A | #N/A | 0 | 23.2622 | 145.8708 | 0 | 1.3699 | 1.5588 | 0.091799 | SFM-wCZ15-v2015-rDXGF-tw-S15 | 145.8708 | 0.091799 | 1.3699
| CZ16 | tw | S15 | rDXGF |  | SFM-wCZ16-v2015-rDXGF-tw-S15 | #N/A | #N/A | #N/A | 0 | 50.0167 | 11.7818 | 0 | 3.9249 | 0.28278 | 0.02219 | SFM-wCZ16-v2015-rDXGF-tw-S15 | 11.7818 | 0.02219 | 3.9249
| CZ01 | tw | S16 | rDXGF |  | SFM-wCZ01-v2015-rDXGF-tw-S16 | #N/A | #N/A | #N/A | 0 | 23.128 | 33.6753 | 0 | 2.8114 | 0 | 0 | SFM-wCZ01-v2015-rDXGF-tw-S16 | 33.6753 | 0 | 2.8114
| CZ02 | tw | S16 | rDXGF |  | SFM-wCZ02-v2015-rDXGF-tw-S16 | #N/A | #N/A | #N/A | 0 | 31.7811 | 57.3447 | 0 | 3.3583 | 0.62876 | 0.06644 | SFM-wCZ02-v2015-rDXGF-tw-S16 | 57.3447 | 0.06644 | 3.3583
| CZ03 | tw | S16 | rDXGF |  | SFM-wCZ03-v2015-rDXGF-tw-S16 | #N/A | #N/A | #N/A | 0 | 19.4074 | 23.6779 | 0 | 1.7017 | 0.33064 | 0.028991 | SFM-wCZ03-v2015-rDXGF-tw-S16 | 23.6779 | 0.028991 | 1.7017
| CZ04 | tw | S16 | rDXGF |  | SFM-wCZ04-v2015-rDXGF-tw-S16 | #N/A | #N/A | #N/A | 0 | 26.5774 | 45.2309 | 0 | 2.3789 | 0.7324 | 0.065557 | SFM-wCZ04-v2015-rDXGF-tw-S16 | 45.2309 | 0.065557 | 2.3789
| CZ05 | tw | S16 | rDXGF |  | SFM-wCZ05-v2015-rDXGF-tw-S16 | #N/A | #N/A | #N/A | 0 | 24.0894 | 22.2566 | 0 | 1.925 | 0.40923 | 0.032703 | SFM-wCZ05-v2015-rDXGF-tw-S16 | 22.2566 | 0.032703 | 1.925
| CZ06 | tw | S16 | rDXGF |  | SFM-wCZ06-v2015-rDXGF-tw-S16 | #N/A | #N/A | #N/A | 0 | 18.3039 | 23.5321 | 0 | 1.3692 | 0.52918 | 0.039585 | SFM-wCZ06-v2015-rDXGF-tw-S16 | 23.5321 | 0.039585 | 1.3692
| CZ07 | tw | S16 | rDXGF |  | SFM-wCZ07-v2015-rDXGF-tw-S16 | #N/A | #N/A | #N/A | 0 | 5.1551 | 23.379 | 0 | 0.48169 | 0.43482 | 0.040629 | SFM-wCZ07-v2015-rDXGF-tw-S16 | 23.379 | 0.040629 | 0.48169
| CZ08 | tw | S16 | rDXGF |  | SFM-wCZ08-v2015-rDXGF-tw-S16 | #N/A | #N/A | #N/A | 0 | 9.3713 | 33.9897 | 0 | 0.7455 | 0.69535 | 0.055316 | SFM-wCZ08-v2015-rDXGF-tw-S16 | 33.9897 | 0.055316 | 0.7455
| CZ09 | tw | S16 | rDXGF |  | SFM-wCZ09-v2015-rDXGF-tw-S16 | #N/A | #N/A | #N/A | 0 | 18.3348 | 45.9939 | 0 | 1.6345 | 1.0976 | 0.097849 | SFM-wCZ09-v2015-rDXGF-tw-S16 | 45.9939 | 0.097849 | 1.6345
| CZ10 | tw | S16 | rDXGF |  | SFM-wCZ10-v2015-rDXGF-tw-S16 | #N/A | #N/A | #N/A | 0 | 23.6123 | 68.0381 | 0 | 2.1791 | 1.0311 | 0.095156 | SFM-wCZ10-v2015-rDXGF-tw-S16 | 68.0381 | 0.095156 | 2.1791
| CZ11 | tw | S16 | rDXGF |  | SFM-wCZ11-v2015-rDXGF-tw-S16 | #N/A | #N/A | #N/A | 0 | 23.0554 | 78.1376 | 0 | 2.0201 | 1.0063 | 0.088172 | SFM-wCZ11-v2015-rDXGF-tw-S16 | 78.1376 | 0.088172 | 2.0201
| CZ12 | tw | S16 | rDXGF |  | SFM-wCZ12-v2015-rDXGF-tw-S16 | #N/A | #N/A | #N/A | 0 | 29.4249 | 52.5185 | 0 | 2.7846 | 0.58332 | 0.055202 | SFM-wCZ12-v2015-rDXGF-tw-S16 | 52.5185 | 0.055202 | 2.7846
| CZ13 | tw | S16 | rDXGF |  | SFM-wCZ13-v2015-rDXGF-tw-S16 | #N/A | #N/A | #N/A | 0 | 27.1234 | 87.4441 | 0 | 2.4775 | 0.73621 | 0.067246 | SFM-wCZ13-v2015-rDXGF-tw-S16 | 87.4441 | 0.067246 | 2.4775
| CZ14 | tw | S16 | rDXGF |  | SFM-wCZ14-v2015-rDXGF-tw-S16 | #N/A | #N/A | #N/A | 0 | 45.8007 | 145.308 | 0 | 2.8941 | 1.8313 | 0.11572 | SFM-wCZ14-v2015-rDXGF-tw-S16 | 145.308 | 0.11572 | 2.8941
| CZ15 | tw | S16 | rDXGF |  | SFM-wCZ15-v2015-rDXGF-tw-S16 | #N/A | #N/A | #N/A | 0 | 19.563 | 167.1891 | 0 | 1.1521 | 1.462 | 0.086102 | SFM-wCZ15-v2015-rDXGF-tw-S16 | 167.1891 | 0.086102 | 1.1521
| CZ16 | tw | S16 | rDXGF |  | SFM-wCZ16-v2015-rDXGF-tw-S16 | #N/A | #N/A | #N/A | 0 | 43.0568 | 37.7216 | 0 | 3.3787 | 0.25852 | 0.020287 | SFM-wCZ16-v2015-rDXGF-tw-S16 | 37.7216 | 0.020287 | 3.3787
| CZ01 | tw | S17 | rDXGF |  | SFM-wCZ01-v2015-rDXGF-tw-S17 | #N/A | #N/A | #N/A | 0 | 23.128 | 33.6753 | 0 | 2.8114 | 0 | 0 | SFM-wCZ01-v2015-rDXGF-tw-S17 | 33.6753 | 0 | 2.8114
| CZ02 | tw | S17 | rDXGF |  | SFM-wCZ02-v2015-rDXGF-tw-S17 | #N/A | #N/A | #N/A | 0 | 31.7811 | 66.1567 | 0 | 3.3583 | 0.94005 | 0.099335 | SFM-wCZ02-v2015-rDXGF-tw-S17 | 66.1567 | 0.099335 | 3.3583
| CZ03 | tw | S17 | rDXGF |  | SFM-wCZ03-v2015-rDXGF-tw-S17 | #N/A | #N/A | #N/A | 0 | 19.4074 | 26.2215 | 0 | 1.7017 | 0.49473 | 0.043378 | SFM-wCZ03-v2015-rDXGF-tw-S17 | 26.2215 | 0.043378 | 1.7017
| CZ04 | tw | S17 | rDXGF |  | SFM-wCZ04-v2015-rDXGF-tw-S17 | #N/A | #N/A | #N/A | 0 | 26.5774 | 54.8919 | 0 | 2.3789 | 1.0413 | 0.093211 | SFM-wCZ04-v2015-rDXGF-tw-S17 | 54.8919 | 0.093211 | 2.3789
| CZ05 | tw | S17 | rDXGF |  | SFM-wCZ05-v2015-rDXGF-tw-S17 | #N/A | #N/A | #N/A | 0 | 24.0894 | 24.0027 | 0 | 1.925 | 0.59035 | 0.047176 | SFM-wCZ05-v2015-rDXGF-tw-S17 | 24.0027 | 0.047176 | 1.925
| CZ06 | tw | S17 | rDXGF |  | SFM-wCZ06-v2015-rDXGF-tw-S17 | #N/A | #N/A | #N/A | 0 | 18.3039 | 28.5428 | 0 | 1.3692 | 0.7685 | 0.057488 | SFM-wCZ06-v2015-rDXGF-tw-S17 | 28.5428 | 0.057488 | 1.3692
| CZ07 | tw | S17 | rDXGF |  | SFM-wCZ07-v2015-rDXGF-tw-S17 | #N/A | #N/A | #N/A | 0 | 5.1551 | 34.9164 | 0 | 0.48169 | 0.67208 | 0.062798 | SFM-wCZ07-v2015-rDXGF-tw-S17 | 34.9164 | 0.062798 | 0.48169
| CZ08 | tw | S17 | rDXGF |  | SFM-wCZ08-v2015-rDXGF-tw-S17 | #N/A | #N/A | #N/A | 0 | 9.3713 | 47.1932 | 0 | 0.7455 | 1.0187 | 0.081038 | SFM-wCZ08-v2015-rDXGF-tw-S17 | 47.1932 | 0.081038 | 0.7455
| CZ09 | tw | S17 | rDXGF |  | SFM-wCZ09-v2015-rDXGF-tw-S17 | #N/A | #N/A | #N/A | 0 | 18.3348 | 58.9698 | 0 | 1.6345 | 1.6012 | 0.14274 | SFM-wCZ09-v2015-rDXGF-tw-S17 | 58.9698 | 0.14274 | 1.6345
| CZ10 | tw | S17 | rDXGF |  | SFM-wCZ10-v2015-rDXGF-tw-S17 | #N/A | #N/A | #N/A | 0 | 23.6123 | 87.8051 | 0 | 2.1791 | 1.5072 | 0.13909 | SFM-wCZ10-v2015-rDXGF-tw-S17 | 87.8051 | 0.13909 | 2.1791
| CZ11 | tw | S17 | rDXGF |  | SFM-wCZ11-v2015-rDXGF-tw-S17 | #N/A | #N/A | #N/A | 0 | 23.0554 | 99.8474 | 0 | 2.0201 | 1.4238 | 0.12476 | SFM-wCZ11-v2015-rDXGF-tw-S17 | 99.8474 | 0.12476 | 2.0201
| CZ12 | tw | S17 | rDXGF |  | SFM-wCZ12-v2015-rDXGF-tw-S17 | #N/A | #N/A | #N/A | 0 | 29.4249 | 63.2662 | 0 | 2.7846 | 0.85756 | 0.081155 | SFM-wCZ12-v2015-rDXGF-tw-S17 | 63.2662 | 0.081155 | 2.7846
| CZ13 | tw | S17 | rDXGF |  | SFM-wCZ13-v2015-rDXGF-tw-S17 | #N/A | #N/A | #N/A | 0 | 27.1234 | 113.2023 | 0 | 2.4775 | 1.0558 | 0.096441 | SFM-wCZ13-v2015-rDXGF-tw-S17 | 113.2023 | 0.096441 | 2.4775
| CZ14 | tw | S17 | rDXGF |  | SFM-wCZ14-v2015-rDXGF-tw-S17 | #N/A | #N/A | #N/A | 0 | 45.8007 | 186.0196 | 0 | 2.8941 | 2.4655 | 0.15579 | SFM-wCZ14-v2015-rDXGF-tw-S17 | 186.0196 | 0.15579 | 2.8941
| CZ15 | tw | S17 | rDXGF |  | SFM-wCZ15-v2015-rDXGF-tw-S17 | #N/A | #N/A | #N/A | 0 | 19.563 | 219.8985 | 0 | 1.1521 | 2.0332 | 0.11974 | SFM-wCZ15-v2015-rDXGF-tw-S17 | 219.8985 | 0.11974 | 1.1521
| CZ16 | tw | S17 | rDXGF |  | SFM-wCZ16-v2015-rDXGF-tw-S17 | #N/A | #N/A | #N/A | 0 | 43.0568 | 39.7187 | 0 | 3.3787 | 0.36146 | 0.028365 | SFM-wCZ16-v2015-rDXGF-tw-S17 | 39.7187 | 0.028365 | 3.3787
| CZ01 | tw | S15 | rDXHP |  | SFM-wCZ01-v2015-rDXHP-tw-S15 | #N/A | #N/A | #N/A | 861.4728 | 0 | 104.7171 | 104.7171 | 0 | 0 | 0 | SFM-wCZ01-v2015-rDXHP-tw-S15 | 104.7171 | 0 | 0
| CZ02 | tw | S15 | rDXHP |  | SFM-wCZ02-v2015-rDXHP-tw-S15 | #N/A | #N/A | #N/A | 1404.0673 | 0 | 148.3666 | 148.3666 | 0 | 0.86844 | 0.091767 | SFM-wCZ02-v2015-rDXHP-tw-S15 | 148.3666 | 0.091767 | 0
| CZ03 | tw | S15 | rDXHP |  | SFM-wCZ03-v2015-rDXHP-tw-S15 | #N/A | #N/A | #N/A | 653.2324 | 0 | 57.276 | 57.276 | 0 | 0.41962 | 0.036792 | SFM-wCZ03-v2015-rDXHP-tw-S15 | 57.276 | 0.036792 | 0
| CZ04 | tw | S15 | rDXHP |  | SFM-wCZ04-v2015-rDXHP-tw-S15 | #N/A | #N/A | #N/A | 1186.2371 | 0 | 106.1795 | 106.1795 | 0 | 0.87461 | 0.078286 | SFM-wCZ04-v2015-rDXHP-tw-S15 | 106.1795 | 0.078286 | 0
| CZ05 | tw | S15 | rDXHP |  | SFM-wCZ05-v2015-rDXHP-tw-S15 | #N/A | #N/A | #N/A | 759.8892 | 0 | 60.7247 | 60.7247 | 0 | 0.46048 | 0.036798 | SFM-wCZ05-v2015-rDXHP-tw-S15 | 60.7247 | 0.036798 | 0
| CZ06 | tw | S15 | rDXHP |  | SFM-wCZ06-v2015-rDXHP-tw-S15 | #N/A | #N/A | #N/A | 740.7715 | 0 | 55.4131 | 55.4131 | 0 | 0.69539 | 0.052018 | SFM-wCZ06-v2015-rDXHP-tw-S15 | 55.4131 | 0.052018 | 0
| CZ07 | tw | S15 | rDXHP |  | SFM-wCZ07-v2015-rDXHP-tw-S15 | #N/A | #N/A | #N/A | 502.1798 | 0 | 46.9232 | 46.9232 | 0 | 0.66762 | 0.062382 | SFM-wCZ07-v2015-rDXHP-tw-S15 | 46.9232 | 0.062382 | 0
| CZ08 | tw | S15 | rDXHP |  | SFM-wCZ08-v2015-rDXHP-tw-S15 | #N/A | #N/A | #N/A | 794.7224 | 0 | 63.2212 | 63.2212 | 0 | 0.98354 | 0.078242 | SFM-wCZ08-v2015-rDXHP-tw-S15 | 63.2212 | 0.078242 | 0
| CZ09 | tw | S15 | rDXHP |  | SFM-wCZ09-v2015-rDXHP-tw-S15 | #N/A | #N/A | #N/A | 965.4374 | 0 | 86.0653 | 86.0653 | 0 | 1.4692 | 0.13097 | SFM-wCZ09-v2015-rDXHP-tw-S15 | 86.0653 | 0.13097 | 0
| CZ10 | tw | S15 | rDXHP |  | SFM-wCZ10-v2015-rDXHP-tw-S15 | #N/A | #N/A | #N/A | 1387.917 | 0 | 128.0839 | 128.0839 | 0 | 1.4337 | 0.1323 | SFM-wCZ10-v2015-rDXHP-tw-S15 | 128.0839 | 0.1323 | 0
| CZ11 | tw | S15 | rDXHP |  | SFM-wCZ11-v2015-rDXHP-tw-S15 | #N/A | #N/A | #N/A | 1552.8199 | 0 | 136.0571 | 136.0571 | 0 | 1.1708 | 0.10259 | SFM-wCZ11-v2015-rDXHP-tw-S15 | 136.0571 | 0.10259 | 0
| CZ12 | tw | S15 | rDXHP |  | SFM-wCZ12-v2015-rDXHP-tw-S15 | #N/A | #N/A | #N/A | 1321.1406 | 0 | 125.0251 | 125.0251 | 0 | 0.80403 | 0.076089 | SFM-wCZ12-v2015-rDXHP-tw-S15 | 125.0251 | 0.076089 | 0
| CZ13 | tw | S15 | rDXHP |  | SFM-wCZ13-v2015-rDXHP-tw-S15 | #N/A | #N/A | #N/A | 1823.5304 | 0 | 166.5629 | 166.5629 | 0 | 0.99094 | 0.090513 | SFM-wCZ13-v2015-rDXHP-tw-S15 | 166.5629 | 0.090513 | 0
| CZ14 | tw | S15 | rDXHP |  | SFM-wCZ14-v2015-rDXHP-tw-S15 | #N/A | #N/A | #N/A | 3303.8647 | 0 | 208.7706 | 208.7706 | 0 | 1.8634 | 0.11775 | SFM-wCZ14-v2015-rDXHP-tw-S15 | 208.7706 | 0.11775 | 0
| CZ15 | tw | S15 | rDXHP |  | SFM-wCZ15-v2015-rDXHP-tw-S15 | #N/A | #N/A | #N/A | 3499.7471 | 0 | 206.1059 | 206.1059 | 0 | 1.7822 | 0.10496 | SFM-wCZ15-v2015-rDXHP-tw-S15 | 206.1059 | 0.10496 | 0
| CZ16 | tw | S15 | rDXHP |  | SFM-wCZ16-v2015-rDXHP-tw-S15 | #N/A | #N/A | #N/A | 1486.171 | 0 | 116.6219 | 116.6219 | 0 | 0.28518 | 0.022379 | SFM-wCZ16-v2015-rDXHP-tw-S15 | 116.6219 | 0.022379 | 0
| CZ01 | tw | S16 | rDXHP |  | SFM-wCZ01-v2015-rDXHP-tw-S16 | #N/A | #N/A | #N/A | 962.235 | 0 | 116.9654 | 116.9654 | 0 | 0 | 0 | SFM-wCZ01-v2015-rDXHP-tw-S16 | 116.9654 | 0 | 0
| CZ02 | tw | S16 | rDXHP |  | SFM-wCZ02-v2015-rDXHP-tw-S16 | #N/A | #N/A | #N/A | 1569.6787 | 0 | 165.8666 | 165.8666 | 0 | 0.58014 | 0.061302 | SFM-wCZ02-v2015-rDXHP-tw-S16 | 165.8666 | 0.061302 | 0
| CZ03 | tw | S16 | rDXHP |  | SFM-wCZ03-v2015-rDXHP-tw-S16 | #N/A | #N/A | #N/A | 536.1957 | 0 | 47.0141 | 47.0141 | 0 | 0.33521 | 0.029391 | SFM-wCZ03-v2015-rDXHP-tw-S16 | 47.0141 | 0.029391 | 0
| CZ04 | tw | S16 | rDXHP |  | SFM-wCZ04-v2015-rDXHP-tw-S16 | #N/A | #N/A | #N/A | 1474.598 | 0 | 131.9905 | 131.9905 | 0 | 0.70573 | 0.06317 | SFM-wCZ04-v2015-rDXHP-tw-S16 | 131.9905 | 0.06317 | 0
| CZ05 | tw | S16 | rDXHP |  | SFM-wCZ05-v2015-rDXHP-tw-S16 | #N/A | #N/A | #N/A | 909.302 | 0 | 72.6647 | 72.6647 | 0 | 0.40688 | 0.032515 | SFM-wCZ05-v2015-rDXHP-tw-S16 | 72.6647 | 0.032515 | 0
| CZ06 | tw | S16 | rDXHP |  | SFM-wCZ06-v2015-rDXHP-tw-S16 | #N/A | #N/A | #N/A | 577.4175 | 0 | 43.1935 | 43.1935 | 0 | 0.5927 | 0.044336 | SFM-wCZ06-v2015-rDXHP-tw-S16 | 43.1935 | 0.044336 | 0
| CZ07 | tw | S16 | rDXHP |  | SFM-wCZ07-v2015-rDXHP-tw-S16 | #N/A | #N/A | #N/A | 305.9433 | 0 | 28.587 | 28.587 | 0 | 0.49297 | 0.046062 | SFM-wCZ07-v2015-rDXHP-tw-S16 | 28.587 | 0.046062 | 0
| CZ08 | tw | S16 | rDXHP |  | SFM-wCZ08-v2015-rDXHP-tw-S16 | #N/A | #N/A | #N/A | 568.4002 | 0 | 45.217 | 45.217 | 0 | 0.74688 | 0.059415 | SFM-wCZ08-v2015-rDXHP-tw-S16 | 45.217 | 0.059415 | 0
| CZ09 | tw | S16 | rDXHP |  | SFM-wCZ09-v2015-rDXHP-tw-S16 | #N/A | #N/A | #N/A | 728.0243 | 0 | 64.9008 | 64.9008 | 0 | 1.1569 | 0.10313 | SFM-wCZ09-v2015-rDXHP-tw-S16 | 64.9008 | 0.10313 | 0
| CZ10 | tw | S16 | rDXHP |  | SFM-wCZ10-v2015-rDXHP-tw-S16 | #N/A | #N/A | #N/A | 1204.4898 | 0 | 111.1563 | 111.1563 | 0 | 0.97679 | 0.090143 | SFM-wCZ10-v2015-rDXHP-tw-S16 | 111.1563 | 0.090143 | 0
| CZ11 | tw | S16 | rDXHP |  | SFM-wCZ11-v2015-rDXHP-tw-S16 | #N/A | #N/A | #N/A | 1613.7316 | 0 | 141.3942 | 141.3942 | 0 | 1.0268 | 0.08997 | SFM-wCZ11-v2015-rDXHP-tw-S16 | 141.3942 | 0.08997 | 0
| CZ12 | tw | S16 | rDXHP |  | SFM-wCZ12-v2015-rDXHP-tw-S16 | #N/A | #N/A | #N/A | 1430.3616 | 0 | 135.3612 | 135.3612 | 0 | 0.59598 | 0.0564 | SFM-wCZ12-v2015-rDXHP-tw-S16 | 135.3612 | 0.0564 | 0
| CZ13 | tw | S16 | rDXHP |  | SFM-wCZ13-v2015-rDXHP-tw-S16 | #N/A | #N/A | #N/A | 1935.2515 | 0 | 176.7676 | 176.7676 | 0 | 0.77522 | 0.07081 | SFM-wCZ13-v2015-rDXHP-tw-S16 | 176.7676 | 0.07081 | 0
| CZ14 | tw | S16 | rDXHP |  | SFM-wCZ14-v2015-rDXHP-tw-S16 | #N/A | #N/A | #N/A | 3949.7855 | 0 | 249.5862 | 249.5862 | 0 | 1.8465 | 0.11668 | SFM-wCZ14-v2015-rDXHP-tw-S16 | 249.5862 | 0.11668 | 0
| CZ15 | tw | S16 | rDXHP |  | SFM-wCZ15-v2015-rDXHP-tw-S16 | #N/A | #N/A | #N/A | 3497.9497 | 0 | 206.0001 | 206.0001 | 0 | 1.6843 | 0.099192 | SFM-wCZ15-v2015-rDXHP-tw-S16 | 206.0001 | 0.099192 | 0
| CZ16 | tw | S16 | rDXHP |  | SFM-wCZ16-v2015-rDXHP-tw-S16 | #N/A | #N/A | #N/A | 3315.9738 | 0 | 260.209 | 260.209 | 0 | 0.26172 | 0.020538 | SFM-wCZ16-v2015-rDXHP-tw-S16 | 260.209 | 0.020538 | 0
| CZ01 | tw | S17 | rDXHP |  | SFM-wCZ01-v2015-rDXHP-tw-S17 | #N/A | #N/A | #N/A | 1114.6341 | 0 | 135.4904 | 135.4904 | 0 | 0 | 0 | SFM-wCZ01-v2015-rDXHP-tw-S17 | 135.4904 | 0 | 0
| CZ02 | tw | S17 | rDXHP |  | SFM-wCZ02-v2015-rDXHP-tw-S17 | #N/A | #N/A | #N/A | 1855.6739 | 0 | 196.0875 | 196.0875 | 0 | 0.87918 | 0.092903 | SFM-wCZ02-v2015-rDXHP-tw-S17 | 196.0875 | 0.092903 | 0
| CZ03 | tw | S17 | rDXHP |  | SFM-wCZ03-v2015-rDXHP-tw-S17 | #N/A | #N/A | #N/A | 674.7241 | 0 | 59.1604 | 59.1604 | 0 | 0.47599 | 0.041735 | SFM-wCZ03-v2015-rDXHP-tw-S17 | 59.1604 | 0.041735 | 0
| CZ04 | tw | S17 | rDXHP |  | SFM-wCZ04-v2015-rDXHP-tw-S17 | #N/A | #N/A | #N/A | 1727.8672 | 0 | 154.6605 | 154.6605 | 0 | 0.99868 | 0.089391 | SFM-wCZ04-v2015-rDXHP-tw-S17 | 154.6605 | 0.089391 | 0
| CZ05 | tw | S17 | rDXHP |  | SFM-wCZ05-v2015-rDXHP-tw-S17 | #N/A | #N/A | #N/A | 1059.9664 | 0 | 84.7047 | 84.7047 | 0 | 0.56349 | 0.04503 | SFM-wCZ05-v2015-rDXHP-tw-S17 | 84.7047 | 0.04503 | 0
| CZ06 | tw | S17 | rDXHP |  | SFM-wCZ06-v2015-rDXHP-tw-S17 | #N/A | #N/A | #N/A | 744.7899 | 0 | 55.7137 | 55.7137 | 0 | 0.81691 | 0.061109 | SFM-wCZ06-v2015-rDXHP-tw-S17 | 55.7137 | 0.061109 | 0
| CZ07 | tw | S17 | rDXHP |  | SFM-wCZ07-v2015-rDXHP-tw-S17 | #N/A | #N/A | #N/A | 450.4763 | 0 | 42.0921 | 42.0921 | 0 | 0.71787 | 0.067077 | SFM-wCZ07-v2015-rDXHP-tw-S17 | 42.0921 | 0.067077 | 0
| CZ08 | tw | S17 | rDXHP |  | SFM-wCZ08-v2015-rDXHP-tw-S17 | #N/A | #N/A | #N/A | 791.8754 | 0 | 62.9947 | 62.9947 | 0 | 1.0743 | 0.085464 | SFM-wCZ08-v2015-rDXHP-tw-S17 | 62.9947 | 0.085464 | 0
| CZ09 | tw | S17 | rDXHP |  | SFM-wCZ09-v2015-rDXHP-tw-S17 | #N/A | #N/A | #N/A | 976.4295 | 0 | 87.0452 | 87.0452 | 0 | 1.6679 | 0.14869 | SFM-wCZ09-v2015-rDXHP-tw-S17 | 87.0452 | 0.14869 | 0
| CZ10 | tw | S17 | rDXHP |  | SFM-wCZ10-v2015-rDXHP-tw-S17 | #N/A | #N/A | #N/A | 1562.7643 | 0 | 144.2197 | 144.2197 | 0 | 1.4707 | 0.13573 | SFM-wCZ10-v2015-rDXHP-tw-S17 | 144.2197 | 0.13573 | 0
| CZ11 | tw | S17 | rDXHP |  | SFM-wCZ11-v2015-rDXHP-tw-S17 | #N/A | #N/A | #N/A | 2016.4443 | 0 | 176.6796 | 176.6796 | 0 | 1.4536 | 0.12737 | SFM-wCZ11-v2015-rDXHP-tw-S17 | 176.6796 | 0.12737 | 0
| CZ12 | tw | S17 | rDXHP |  | SFM-wCZ12-v2015-rDXHP-tw-S17 | #N/A | #N/A | #N/A | 1719.2548 | 0 | 162.7004 | 162.7004 | 0 | 0.86951 | 0.082286 | SFM-wCZ12-v2015-rDXHP-tw-S17 | 162.7004 | 0.082286 | 0
| CZ13 | tw | S17 | rDXHP |  | SFM-wCZ13-v2015-rDXHP-tw-S17 | #N/A | #N/A | #N/A | 2392.4466 | 0 | 218.5282 | 218.5282 | 0 | 1.1063 | 0.10105 | SFM-wCZ13-v2015-rDXHP-tw-S17 | 218.5282 | 0.10105 | 0
| CZ14 | tw | S17 | rDXHP |  | SFM-wCZ14-v2015-rDXHP-tw-S17 | #N/A | #N/A | #N/A | 4824.34 | 0 | 304.8492 | 304.8492 | 0 | 2.4836 | 0.15694 | SFM-wCZ14-v2015-rDXHP-tw-S17 | 304.8492 | 0.15694 | 0
| CZ15 | tw | S17 | rDXHP |  | SFM-wCZ15-v2015-rDXHP-tw-S17 | #N/A | #N/A | #N/A | 4524.3429 | 0 | 266.4461 | 266.4461 | 0 | 2.2807 | 0.13431 | SFM-wCZ15-v2015-rDXHP-tw-S17 | 266.4461 | 0.13431 | 0
| CZ16 | tw | S17 | rDXHP |  | SFM-wCZ16-v2015-rDXHP-tw-S17 | #N/A | #N/A | #N/A | 3557.0739 | 0 | 279.1285 | 279.1285 | 0 | 0.35441 | 0.027811 | SFM-wCZ16-v2015-rDXHP-tw-S17 | 279.1285 | 0.027811 | 0

## RDOeu data
data from: 'HourlyPostProcess_20170227.xlsb' | [14 empty] | "both" models have both COOLING-EIR and HEATING-EIR modifications for BSL and MSR
heatcool mods Seasonal kWh: only gives seasonal heating energy for heat models, or seasonal cooling energy for cooling models, 0 for 'both' models
both mods cooling kWh: gives cooling end-use energy for "both" models
thermostat data may need to be updated on 'T-Weight EU Consumption' tab and added to bottom of TableRDOeu | [14 empty] | both mods heating kWh: gives heating end-use energy plus HP supplemental heat for "both" models
See row ??? for start of thermostat weighted consumption data | [14 empty] | both mods tot kWh: sums 'both mods cooling kwh' and '…heating kWh'
Date & Time of Run | File Name | csv FileName | Cooling end-use energy | Heating end-use energy kWh | Vent fan end-use energy (During Cooling) | Vent fan end-use energy (During Heating) | Heating end-use energy Btu | Supplemental heat pump end-use energy | Supplemental heat pump end-use energy (During Cooling) | Supplemental heat pump end-use energy (During Heating) | Heating (Therms) | BT | CZ | Vint | HVAC | Tstat | SEER | RunType | Extra | Extra2 | BT-CZ-Vint-HVAC-Tstat | heatcool mods Seasonal kWh | both mods cooling kWh | both mods heating kWh | both mods tot kWh | Total Natural Gas
eline Design - Hourly Results. | SFM-wCZ01-v2015-rDXGF-t1-S14-BSLcool.pd2 | SFM-wCZ01-v2015-rDXGF-t1-S14-BSLcool - Baseline Design - Hourly Results.csv | 0 | 0 | 0 | 0 | 29986089.411 |  |  |  | 299.8609 | SFM | wCZ01 | v2015 | rDXGF | t1 | S14 | BSLcool | Baseline Design | Hourly Results.csv | SFM-wCZ01-v2015-rDXGF-t1 | 0 | 0 | 0 | 0 | 0
eline Design - Hourly Results. | SFM-wCZ01-v2015-rDXGF-t1-S14-BSLheat.pd2 | SFM-wCZ01-v2015-rDXGF-t1-S14-BSLheat - Baseline Design - Hourly Results.csv | 0 | 0 | 0 | 223.8574 | 28942756.571 |  |  |  | 289.4276 | SFM | wCZ01 | v2015 | rDXGF | t1 | S14 | BSLheat | Baseline Design | Hourly Results.csv | SFM-wCZ01-v2015-rDXGF-t1 | 223.8574 | 0 | 0 | 0 | 289.4276
eline Design - Hourly Results. | SFM-wCZ01-v2015-rDXGF-t1-S15-MSRcool.pd2 | SFM-wCZ01-v2015-rDXGF-t1-S15-MSRcool - Baseline Design - Hourly Results.csv | 0 | 0 | 0 | 0 | 28314663.809 |  |  |  | 283.1466 | SFM | wCZ01 | v2015 | rDXGF | t1 | S15 | MSRcool | Baseline Design | Hourly Results.csv | SFM-wCZ01-v2015-rDXGF-t1 | 0 | 0 | 0 | 0 | 0
eline Design - Hourly Results. | SFM-wCZ01-v2015-rDXGF-t1-S15-MSRheat.pd2 | SFM-wCZ01-v2015-rDXGF-t1-S15-MSRheat - Baseline Design - Hourly Results.csv | 0 | 0 | 0 | 200.4443 | 27381622.387 |  |  |  | 273.8162 | SFM | wCZ01 | v2015 | rDXGF | t1 | S15 | MSRheat | Baseline Design | Hourly Results.csv | SFM-wCZ01-v2015-rDXGF-t1 | 200.4443 | 0 | 0 | 0 | 273.8162
eline Design - Hourly Results. | SFM-wCZ01-v2015-rDXGF-t1-S16-MSRcool.pd2 | SFM-wCZ01-v2015-rDXGF-t1-S16-MSRcool - Baseline Design - Hourly Results.csv | 0 | 0 | 0 | 0 | 28555797.071 |  |  |  | 285.558 | SFM | wCZ01 | v2015 | rDXGF | t1 | S16 | MSRcool | Baseline Design | Hourly Results.csv | SFM-wCZ01-v2015-rDXGF-t1 | 0 | 0 | 0 | 0 | 0
eline Design - Hourly Results. | SFM-wCZ01-v2015-rDXGF-t1-S16-MSRheat.pd2 | SFM-wCZ01-v2015-rDXGF-t1-S16-MSRheat - Baseline Design - Hourly Results.csv | 0 | 0 | 0 | 115.4101 | 28025988.802 |  |  |  | 280.2599 | SFM | wCZ01 | v2015 | rDXGF | t1 | S16 | MSRheat | Baseline Design | Hourly Results.csv | SFM-wCZ01-v2015-rDXGF-t1 | 115.4101 | 0 | 0 | 0 | 280.2599
eline Design - Hourly Results. | SFM-wCZ01-v2015-rDXGF-t1-S17-MSRcool.pd2 | SFM-wCZ01-v2015-rDXGF-t1-S17-MSRcool - Baseline Design - Hourly Results.csv | 0 | 0 | 0 | 0 | 28555797.071 |  |  |  | 285.558 | SFM | wCZ01 | v2015 | rDXGF | t1 | S17 | MSRcool | Baseline Design | Hourly Results.csv | SFM-wCZ01-v2015-rDXGF-t1 | 0 | 0 | 0 | 0 | 0
eline Design - Hourly Results. | SFM-wCZ01-v2015-rDXGF-t1-S17-MSRheat.pd2 | SFM-wCZ01-v2015-rDXGF-t1-S17-MSRheat - Baseline Design - Hourly Results.csv | 0 | 0 | 0 | 115.4101 | 28025988.802 |  |  |  | 280.2599 | SFM | wCZ01 | v2015 | rDXGF | t1 | S17 | MSRheat | Baseline Design | Hourly Results.csv | SFM-wCZ01-v2015-rDXGF-t1 | 115.4101 | 0 | 0 | 0 | 280.2599
eline Design - Hourly Results. | SFM-wCZ01-v2015-rDXGF-t2-S14-BSLcool.pd2 | SFM-wCZ01-v2015-rDXGF-t2-S14-BSLcool - Baseline Design - Hourly Results.csv | 0 | 0 | 0 | 0 | 166817621.219 |  |  |  | 1668.1762 | SFM | wCZ01 | v2015 | rDXGF | t2 | S14 | BSLcool | Baseline Design | Hourly Results.csv | SFM-wCZ01-v2015-rDXGF-t2 | 0 | 0 | 0 | 0 | 0
eline Design - Hourly Results. | SFM-wCZ01-v2015-rDXGF-t2-S14-BSLheat.pd2 | SFM-wCZ01-v2015-rDXGF-t2-S14-BSLheat - Baseline Design - Hourly Results.csv | 0 | 0 | 0 | 1357.3571 | 160594135.613 |  |  |  | 1605.9414 | SFM | wCZ01 | v2015 | rDXGF | t2 | S14 | BSLheat | Baseline Design | Hourly Results.csv | SFM-wCZ01-v2015-rDXGF-t2 | 1357.3571 | 0 | 0 | 0 | 1605.9414
eline Design - Hourly Results. | SFM-wCZ01-v2015-rDXGF-t2-S15-MSRcool.pd2 | SFM-wCZ01-v2015-rDXGF-t2-S15-MSRcool - Baseline Design - Hourly Results.csv | 0 | 0 | 0 | 0 | 156789475.119 |  |  |  | 1567.8948 | SFM | wCZ01 | v2015 | rDXGF | t2 | S15 | MSRcool | Baseline Design | Hourly Results.csv | SFM-wCZ01-v2015-rDXGF-t2 | 0 | 0 | 0 | 0 | 0
eline Design - Hourly Results. | SFM-wCZ01-v2015-rDXGF-t2-S15-MSRheat.pd2 | SFM-wCZ01-v2015-rDXGF-t2-S15-MSRheat - Baseline Design - Hourly Results.csv | 0 | 0 | 0 | 1213.5736 | 151255340.106 |  |  |  | 1512.5534 | SFM | wCZ01 | v2015 | rDXGF | t2 | S15 | MSRheat | Baseline Design | Hourly Results.csv | SFM-wCZ01-v2015-rDXGF-t2 | 1213.5736 | 0 | 0 | 0 | 1512.5534
eline Design - Hourly Results. | SFM-wCZ01-v2015-rDXGF-t2-S16-MSRcool.pd2 | SFM-wCZ01-v2015-rDXGF-t2-S16-MSRcool - Baseline Design - Hourly Results.csv | 0 | 0 | 0 | 0 | 157946582.311 |  |  |  | 1579.4658 | SFM | wCZ01 | v2015 | rDXGF | t2 | S16 | MSRcool | Baseline Design | Hourly Results.csv | SFM-wCZ01-v2015-rDXGF-t2 | 0 | 0 | 0 | 0 | 0
eline Design - Hourly Results. | SFM-wCZ01-v2015-rDXGF-t2-S16-MSRheat.pd2 | SFM-wCZ01-v2015-rDXGF-t2-S16-MSRheat - Baseline Design - Hourly Results.csv | 0 | 0 | 0 | 697.888 | 154823522.717 |  |  |  | 1548.2352 | SFM | wCZ01 | v2015 | rDXGF | t2 | S16 | MSRheat | Baseline Design | Hourly Results.csv | SFM-wCZ01-v2015-rDXGF-t2 | 697.888 | 0 | 0 | 0 | 1548.2352
eline Design - Hourly Results. | SFM-wCZ01-v2015-rDXGF-t2-S17-MSRcool.pd2 | SFM-wCZ01-v2015-rDXGF-t2-S17-MSRcool - Baseline Design - Hourly Results.csv | 0 | 0 | 0 | 0 | 157946582.311 |  |  |  | 1579.4658 | SFM | wCZ01 | v2015 | rDXGF | t2 | S17 | MSRcool | Baseline Design | Hourly Results.csv | SFM-wCZ01-v2015-rDXGF-t2 | 0 | 0 | 0 | 0 | 0
eline Design - Hourly Results. | SFM-wCZ01-v2015-rDXGF-t2-S17-MSRheat.pd2 | SFM-wCZ01-v2015-rDXGF-t2-S17-MSRheat - Baseline Design - Hourly Results.csv | 0 | 0 | 0 | 697.888 | 154823522.717 |  |  |  | 1548.2352 | SFM | wCZ01 | v2015 | rDXGF | t2 | S17 | MSRheat | Baseline Design | Hourly Results.csv | SFM-wCZ01-v2015-rDXGF-t2 | 697.888 | 0 | 0 | 0 | 1548.2352
eline Design - Hourly Results. | SFM-wCZ01-v2015-rDXGF-t3-S14-BSLcool.pd2 | SFM-wCZ01-v2015-rDXGF-t3-S14-BSLcool - Baseline Design - Hourly Results.csv | 0 | 0 | 0 | 0 | 2219706.997 |  |  |  | 22.1971 | SFM | wCZ01 | v2015 | rDXGF | t3 | S14 | BSLcool | Baseline Design | Hourly Results.csv | SFM-wCZ01-v2015-rDXGF-t3 | 0 | 0 | 0 | 0 | 0
eline Design - Hourly Results. | SFM-wCZ01-v2015-rDXGF-t3-S14-BSLheat.pd2 | SFM-wCZ01-v2015-rDXGF-t3-S14-BSLheat - Baseline Design - Hourly Results.csv | 0 | 0 | 0 | 15.4639 | 2148147.135 |  |  |  | 21.4815 | SFM | wCZ01 | v2015 | rDXGF | t3 | S14 | BSLheat | Baseline Design | Hourly Results.csv | SFM-wCZ01-v2015-rDXGF-t3 | 15.4639 | 0 | 0 | 0 | 21.4815
eline Design - Hourly Results. | SFM-wCZ01-v2015-rDXGF-t3-S15-MSRcool.pd2 | SFM-wCZ01-v2015-rDXGF-t3-S15-MSRcool - Baseline Design - Hourly Results.csv | 0 | 0 | 0 | 0 | 2105160.8 |  |  |  | 21.0516 | SFM | wCZ01 | v2015 | rDXGF | t3 | S15 | MSRcool | Baseline Design | Hourly Results.csv | SFM-wCZ01-v2015-rDXGF-t3 | 0 | 0 | 0 | 0 | 0
eline Design - Hourly Results. | SFM-wCZ01-v2015-rDXGF-t3-S15-MSRheat.pd2 | SFM-wCZ01-v2015-rDXGF-t3-S15-MSRheat - Baseline Design - Hourly Results.csv | 0 | 0 | 0 | 13.8611 | 2042460.061 |  |  |  | 20.4246 | SFM | wCZ01 | v2015 | rDXGF | t3 | S15 | MSRheat | Baseline Design | Hourly Results.csv | SFM-wCZ01-v2015-rDXGF-t3 | 13.8611 | 0 | 0 | 0 | 20.4246
eline Design - Hourly Results. | SFM-wCZ01-v2015-rDXGF-t3-S16-MSRcool.pd2 | SFM-wCZ01-v2015-rDXGF-t3-S16-MSRcool - Baseline Design - Hourly Results.csv | 0 | 0 | 0 | 0 | 2121963.414 |  |  |  | 21.2196 | SFM | wCZ01 | v2015 | rDXGF | t3 | S16 | MSRcool | Baseline Design | Hourly Results.csv | SFM-wCZ01-v2015-rDXGF-t3 | 0 | 0 | 0 | 0 | 0
eline Design - Hourly Results. | SFM-wCZ01-v2015-rDXGF-t3-S16-MSRheat.pd2 | SFM-wCZ01-v2015-rDXGF-t3-S16-MSRheat - Baseline Design - Hourly Results.csv | 0 | 0 | 0 | 7.9797 | 2086679.968 |  |  |  | 20.8668 | SFM | wCZ01 | v2015 | rDXGF | t3 | S16 | MSRheat | Baseline Design | Hourly Results.csv | SFM-wCZ01-v2015-rDXGF-t3 | 7.9797 | 0 | 0 | 0 | 20.8668
eline Design - Hourly Results. | SFM-wCZ01-v2015-rDXGF-t3-S17-MSRcool.pd2 | SFM-wCZ01-v2015-rDXGF-t3-S17-MSRcool - Baseline Design - Hourly Results.csv | 0 | 0 | 0 | 0 | 2121963.414 |  |  |  | 21.2196 | SFM | wCZ01 | v2015 | rDXGF | t3 | S17 | MSRcool | Baseline Design | Hourly Results.csv | SFM-wCZ01-v2015-rDXGF-t3 | 0 | 0 | 0 | 0 | 0
eline Design - Hourly Results. | SFM-wCZ01-v2015-rDXGF-t3-S17-MSRheat.pd2 | SFM-wCZ01-v2015-rDXGF-t3-S17-MSRheat - Baseline Design - Hourly Results.csv | 0 | 0 | 0 | 7.9797 | 2086679.968 |  |  |  | 20.8668 | SFM | wCZ01 | v2015 | rDXGF | t3 | S17 | MSRheat | Baseline Design | Hourly Results.csv | SFM-wCZ01-v2015-rDXGF-t3 | 7.9797 | 0 | 0 | 0 | 20.8668
eline Design - Hourly Results. | SFM-wCZ01-v2015-rDXGF-t4-S14-BSLcool.pd2 | SFM-wCZ01-v2015-rDXGF-t4-S14-BSLcool - Baseline Design - Hourly Results.csv | 0 | 0 | 0 | 0 | 170853541.091 |  |  |  | 1708.5354 | SFM | wCZ01 | v2015 | rDXGF | t4 | S14 | BSLcool | Baseline Design | Hourly Results.csv | SFM-wCZ01-v2015-rDXGF-t4 | 0 | 0 | 0 | 0 | 0
eline Design - Hourly Results. | SFM-wCZ01-v2015-rDXGF-t4-S14-BSLheat.pd2 | SFM-wCZ01-v2015-rDXGF-t4-S14-BSLheat - Baseline Design - Hourly Results.csv | 0 | 0 | 0 | 1392.3287 | 164616073.656 |  |  |  | 1646.1607 | SFM | wCZ01 | v2015 | rDXGF | t4 | S14 | BSLheat | Baseline Design | Hourly Results.csv | SFM-wCZ01-v2015-rDXGF-t4 | 1392.3287 | 0 | 0 | 0 | 1646.1607
eline Design - Hourly Results. | SFM-wCZ01-v2015-rDXGF-t4-S15-MSRcool.pd2 | SFM-wCZ01-v2015-rDXGF-t4-S15-MSRcool - Baseline Design - Hourly Results.csv | 0 | 0 | 0 | 0 | 161036962.898 |  |  |  | 1610.3696 | SFM | wCZ01 | v2015 | rDXGF | t4 | S15 | MSRcool | Baseline Design | Hourly Results.csv | SFM-wCZ01-v2015-rDXGF-t4 | 0 | 0 | 0 | 0 | 0
eline Design - Hourly Results. | SFM-wCZ01-v2015-rDXGF-t4-S15-MSRheat.pd2 | SFM-wCZ01-v2015-rDXGF-t4-S15-MSRheat - Baseline Design - Hourly Results.csv | 0 | 0 | 0 | 1248.2665 | 155453727.97 |  |  |  | 1554.5373 | SFM | wCZ01 | v2015 | rDXGF | t4 | S15 | MSRheat | Baseline Design | Hourly Results.csv | SFM-wCZ01-v2015-rDXGF-t4 | 1248.2665 | 0 | 0 | 0 | 1554.5373
eline Design - Hourly Results. | SFM-wCZ01-v2015-rDXGF-t4-S16-MSRcool.pd2 | SFM-wCZ01-v2015-rDXGF-t4-S16-MSRcool - Baseline Design - Hourly Results.csv | 0 | 0 | 0 | 0 | 162833861.572 |  |  |  | 1628.3386 | SFM | wCZ01 | v2015 | rDXGF | t4 | S16 | MSRcool | Baseline Design | Hourly Results.csv | SFM-wCZ01-v2015-rDXGF-t4 | 0 | 0 | 0 | 0 | 0
eline Design - Hourly Results. | SFM-wCZ01-v2015-rDXGF-t4-S16-MSRheat.pd2 | SFM-wCZ01-v2015-rDXGF-t4-S16-MSRheat - Baseline Design - Hourly Results.csv | 0 | 0 | 0 | 720.599 | 159657379.364 |  |  |  | 1596.5738 | SFM | wCZ01 | v2015 | rDXGF | t4 | S16 | MSRheat | Baseline Design | Hourly Results.csv | SFM-wCZ01-v2015-rDXGF-t4 | 720.599 | 0 | 0 | 0 | 1596.5738
eline Design - Hourly Results. | SFM-wCZ01-v2015-rDXGF-t4-S17-MSRcool.pd2 | SFM-wCZ01-v2015-rDXGF-t4-S17-MSRcool - Baseline Design - Hourly Results.csv | 0 | 0 | 0 | 0 | 162833861.572 |  |  |  | 1628.3386 | SFM | wCZ01 | v2015 | rDXGF | t4 | S17 | MSRcool | Baseline Design | Hourly Results.csv | SFM-wCZ01-v2015-rDXGF-t4 | 0 | 0 | 0 | 0 | 0
eline Design - Hourly Results. | SFM-wCZ01-v2015-rDXGF-t4-S17-MSRheat.pd2 | SFM-wCZ01-v2015-rDXGF-t4-S17-MSRheat - Baseline Design - Hourly Results.csv | 0 | 0 | 0 | 720.599 | 159657379.364 |  |  |  | 1596.5738 | SFM | wCZ01 | v2015 | rDXGF | t4 | S17 | MSRheat | Baseline Design | Hourly Results.csv | SFM-wCZ01-v2015-rDXGF-t4 | 720.599 | 0 | 0 | 0 | 1596.5738
eline Design - Hourly Results. | SFM-wCZ01-v2015-rDXGF-t5-S14-BSLcool.pd2 | SFM-wCZ01-v2015-rDXGF-t5-S14-BSLcool - Baseline Design - Hourly Results.csv | 0 | 0 | 0 | 0 | 182158220.619 |  |  |  | 1821.5822 | SFM | wCZ01 | v2015 | rDXGF | t5 | S14 | BSLcool | Baseline Design | Hourly Results.csv | SFM-wCZ01-v2015-rDXGF-t5 | 0 | 0 | 0 | 0 | 0
eline Design - Hourly Results. | SFM-wCZ01-v2015-rDXGF-t5-S14-BSLheat.pd2 | SFM-wCZ01-v2015-rDXGF-t5-S14-BSLheat - Baseline Design - Hourly Results.csv | 0 | 0 | 0 | 1443.244 | 175396542.837 |  |  |  | 1753.9654 | SFM | wCZ01 | v2015 | rDXGF | t5 | S14 | BSLheat | Baseline Design | Hourly Results.csv | SFM-wCZ01-v2015-rDXGF-t5 | 1443.244 | 0 | 0 | 0 | 1753.9654
eline Design - Hourly Results. | SFM-wCZ01-v2015-rDXGF-t5-S15-MSRcool.pd2 | SFM-wCZ01-v2015-rDXGF-t5-S15-MSRcool - Baseline Design - Hourly Results.csv | 0 | 0 | 0 | 0 | 171244473.384 |  |  |  | 1712.4447 | SFM | wCZ01 | v2015 | rDXGF | t5 | S15 | MSRcool | Baseline Design | Hourly Results.csv | SFM-wCZ01-v2015-rDXGF-t5 | 0 | 0 | 0 | 0 | 0
eline Design - Hourly Results. | SFM-wCZ01-v2015-rDXGF-t5-S15-MSRheat.pd2 | SFM-wCZ01-v2015-rDXGF-t5-S15-MSRheat - Baseline Design - Hourly Results.csv | 0 | 0 | 0 | 1289.2231 | 165218260.877 |  |  |  | 1652.1826 | SFM | wCZ01 | v2015 | rDXGF | t5 | S15 | MSRheat | Baseline Design | Hourly Results.csv | SFM-wCZ01-v2015-rDXGF-t5 | 1289.2231 | 0 | 0 | 0 | 1652.1826
eline Design - Hourly Results. | SFM-wCZ01-v2015-rDXGF-t5-S16-MSRcool.pd2 | SFM-wCZ01-v2015-rDXGF-t5-S16-MSRcool - Baseline Design - Hourly Results.csv | 0 | 0 | 0 | 0 | 172582118.355 |  |  |  | 1725.8212 | SFM | wCZ01 | v2015 | rDXGF | t5 | S16 | MSRcool | Baseline Design | Hourly Results.csv | SFM-wCZ01-v2015-rDXGF-t5 | 0 | 0 | 0 | 0 | 0
eline Design - Hourly Results. | SFM-wCZ01-v2015-rDXGF-t5-S16-MSRheat.pd2 | SFM-wCZ01-v2015-rDXGF-t5-S16-MSRheat - Baseline Design - Hourly Results.csv | 0 | 0 | 0 | 741.9879 | 169184113.762 |  |  |  | 1691.8411 | SFM | wCZ01 | v2015 | rDXGF | t5 | S16 | MSRheat | Baseline Design | Hourly Results.csv | SFM-wCZ01-v2015-rDXGF-t5 | 741.9879 | 0 | 0 | 0 | 1691.8411
eline Design - Hourly Results. | SFM-wCZ01-v2015-rDXGF-t5-S17-MSRcool.pd2 | SFM-wCZ01-v2015-rDXGF-t5-S17-MSRcool - Baseline Design - Hourly Results.csv | 0 | 0 | 0 | 0 | 172582118.355 |  |  |  | 1725.8212 | SFM | wCZ01 | v2015 | rDXGF | t5 | S17 | MSRcool | Baseline Design | Hourly Results.csv | SFM-wCZ01-v2015-rDXGF-t5 | 0 | 0 | 0 | 0 | 0
eline Design - Hourly Results. | SFM-wCZ01-v2015-rDXGF-t5-S17-MSRheat.pd2 | SFM-wCZ01-v2015-rDXGF-t5-S17-MSRheat - Baseline Design - Hourly Results.csv | 0 | 0 | 0 | 741.9879 | 169184113.762 |  |  |  | 1691.8411 | SFM | wCZ01 | v2015 | rDXGF | t5 | S17 | MSRheat | Baseline Design | Hourly Results.csv | SFM-wCZ01-v2015-rDXGF-t5 | 741.9879 | 0 | 0 | 0 | 1691.8411
eline Design - Hourly Results. | SFM-wCZ02-v2015-rDXGF-t1-S14-BSLcool.pd2 | SFM-wCZ02-v2015-rDXGF-t1-S14-BSLcool - Baseline Design - Hourly Results.csv | 2708.5627 | 0 | 0 | 0 | 96361924.752 |  |  |  | 963.6192 | SFM | wCZ02 | v2015 | rDXGF | t1 | S14 | BSLcool | Baseline Design | Hourly Results.csv | SFM-wCZ02-v2015-rDXGF-t1 | 2708.5627 | 0 | 0 | 0 | 0
eline Design - Hourly Results. | SFM-wCZ02-v2015-rDXGF-t1-S14-BSLheat.pd2 | SFM-wCZ02-v2015-rDXGF-t1-S14-BSLheat - Baseline Design - Hourly Results.csv | 2399.3354 | 0 | 682.2362 | 749.4747 | 92871923.399 |  |  |  | 928.7192 | SFM | wCZ02 | v2015 | rDXGF | t1 | S14 | BSLheat | Baseline Design | Hourly Results.csv | SFM-wCZ02-v2015-rDXGF-t1 | 749.4747 | 0 | 0 | 0 | 928.7192
eline Design - Hourly Results. | SFM-wCZ02-v2015-rDXGF-t1-S15-MSRcool.pd2 | SFM-wCZ02-v2015-rDXGF-t1-S15-MSRcool - Baseline Design - Hourly Results.csv | 2305.6811 | 0 | 0 | 0 | 91077453.118 |  |  |  | 910.7745 | SFM | wCZ02 | v2015 | rDXGF | t1 | S15 | MSRcool | Baseline Design | Hourly Results.csv | SFM-wCZ02-v2015-rDXGF-t1 | 2305.6811 | 0 | 0 | 0 | 0
eline Design - Hourly Results. | SFM-wCZ02-v2015-rDXGF-t1-S15-MSRheat.pd2 | SFM-wCZ02-v2015-rDXGF-t1-S15-MSRheat - Baseline Design - Hourly Results.csv | 2179.7648 | 0 | 591.2469 | 673.4553 | 87951162.709 |  |  |  | 879.5116 | SFM | wCZ02 | v2015 | rDXGF | t1 | S15 | MSRheat | Baseline Design | Hourly Results.csv | SFM-wCZ02-v2015-rDXGF-t1 | 673.4553 | 0 | 0 | 0 | 879.5116
eline Design - Hourly Results. | SFM-wCZ02-v2015-rDXGF-t1-S16-MSRcool.pd2 | SFM-wCZ02-v2015-rDXGF-t1-S16-MSRcool - Baseline Design - Hourly Results.csv | 2397.495 | 0 | 0 | 0 | 91602955.504 |  |  |  | 916.0296 | SFM | wCZ02 | v2015 | rDXGF | t1 | S16 | MSRcool | Baseline Design | Hourly Results.csv | SFM-wCZ02-v2015-rDXGF-t1 | 2397.495 | 0 | 0 | 0 | 0
eline Design - Hourly Results. | SFM-wCZ02-v2015-rDXGF-t1-S16-MSRheat.pd2 | SFM-wCZ02-v2015-rDXGF-t1-S16-MSRheat - Baseline Design - Hourly Results.csv | 2256.604 | 0 | 508.9124 | 386.4958 | 89842835.755 |  |  |  | 898.4284 | SFM | wCZ02 | v2015 | rDXGF | t1 | S16 | MSRheat | Baseline Design | Hourly Results.csv | SFM-wCZ02-v2015-rDXGF-t1 | 386.4958 | 0 | 0 | 0 | 898.4284
eline Design - Hourly Results. | SFM-wCZ02-v2015-rDXGF-t1-S17-MSRcool.pd2 | SFM-wCZ02-v2015-rDXGF-t1-S17-MSRcool - Baseline Design - Hourly Results.csv | 2251.6952 | 0 | 0 | 0 | 91602955.504 |  |  |  | 916.0296 | SFM | wCZ02 | v2015 | rDXGF | t1 | S17 | MSRcool | Baseline Design | Hourly Results.csv | SFM-wCZ02-v2015-rDXGF-t1 | 2251.6952 | 0 | 0 | 0 | 0
eline Design - Hourly Results. | SFM-wCZ02-v2015-rDXGF-t1-S17-MSRheat.pd2 | SFM-wCZ02-v2015-rDXGF-t1-S17-MSRheat - Baseline Design - Hourly Results.csv | 2108.4002 | 0 | 508.9124 | 386.4958 | 89842835.755 |  |  |  | 898.4284 | SFM | wCZ02 | v2015 | rDXGF | t1 | S17 | MSRheat | Baseline Design | Hourly Results.csv | SFM-wCZ02-v2015-rDXGF-t1 | 386.4958 | 0 | 0 | 0 | 898.4284
eline Design - Hourly Results. | SFM-wCZ02-v2015-rDXGF-t2-S14-BSLcool.pd2 | SFM-wCZ02-v2015-rDXGF-t2-S14-BSLcool - Baseline Design - Hourly Results.csv | 1272.556 | 0 | 0 | 0 | 110225877.283 |  |  |  | 1102.2588 | SFM | wCZ02 | v2015 | rDXGF | t2 | S14 | BSLcool | Baseline Design | Hourly Results.csv | SFM-wCZ02-v2015-rDXGF-t2 | 1272.556 | 0 | 0 | 0 | 0
eline Design - Hourly Results. | SFM-wCZ02-v2015-rDXGF-t2-S14-BSLheat.pd2 | SFM-wCZ02-v2015-rDXGF-t2-S14-BSLheat - Baseline Design - Hourly Results.csv | 1121.9262 | 0 | 300.1828 | 881.7004 | 106114377.334 |  |  |  | 1061.1438 | SFM | wCZ02 | v2015 | rDXGF | t2 | S14 | BSLheat | Baseline Design | Hourly Results.csv | SFM-wCZ02-v2015-rDXGF-t2 | 881.7004 | 0 | 0 | 0 | 1061.1438
eline Design - Hourly Results. | SFM-wCZ02-v2015-rDXGF-t2-S15-MSRcool.pd2 | SFM-wCZ02-v2015-rDXGF-t2-S15-MSRcool - Baseline Design - Hourly Results.csv | 1085.5207 | 0 | 0 | 0 | 103863334.777 |  |  |  | 1038.6333 | SFM | wCZ02 | v2015 | rDXGF | t2 | S15 | MSRcool | Baseline Design | Hourly Results.csv | SFM-wCZ02-v2015-rDXGF-t2 | 1085.5207 | 0 | 0 | 0 | 0
eline Design - Hourly Results. | SFM-wCZ02-v2015-rDXGF-t2-S15-MSRheat.pd2 | SFM-wCZ02-v2015-rDXGF-t2-S15-MSRheat - Baseline Design - Hourly Results.csv | 1019.8712 | 0 | 261.0338 | 790.6982 | 100189905.359 |  |  |  | 1001.8991 | SFM | wCZ02 | v2015 | rDXGF | t2 | S15 | MSRheat | Baseline Design | Hourly Results.csv | SFM-wCZ02-v2015-rDXGF-t2 | 790.6982 | 0 | 0 | 0 | 1001.8991
eline Design - Hourly Results. | SFM-wCZ02-v2015-rDXGF-t2-S16-MSRcool.pd2 | SFM-wCZ02-v2015-rDXGF-t2-S16-MSRcool - Baseline Design - Hourly Results.csv | 1127.7002 | 0 | 0 | 0 | 104185270.395 |  |  |  | 1041.8527 | SFM | wCZ02 | v2015 | rDXGF | t2 | S16 | MSRcool | Baseline Design | Hourly Results.csv | SFM-wCZ02-v2015-rDXGF-t2 | 1127.7002 | 0 | 0 | 0 | 0
eline Design - Hourly Results. | SFM-wCZ02-v2015-rDXGF-t2-S16-MSRheat.pd2 | SFM-wCZ02-v2015-rDXGF-t2-S16-MSRheat - Baseline Design - Hourly Results.csv | 1053.3522 | 0 | 227.5628 | 452.5078 | 102125713.316 |  |  |  | 1021.2571 | SFM | wCZ02 | v2015 | rDXGF | t2 | S16 | MSRheat | Baseline Design | Hourly Results.csv | SFM-wCZ02-v2015-rDXGF-t2 | 452.5078 | 0 | 0 | 0 | 1021.2571
eline Design - Hourly Results. | SFM-wCZ02-v2015-rDXGF-t2-S17-MSRcool.pd2 | SFM-wCZ02-v2015-rDXGF-t2-S17-MSRcool - Baseline Design - Hourly Results.csv | 1059.1211 | 0 | 0 | 0 | 104185270.395 |  |  |  | 1041.8527 | SFM | wCZ02 | v2015 | rDXGF | t2 | S17 | MSRcool | Baseline Design | Hourly Results.csv | SFM-wCZ02-v2015-rDXGF-t2 | 1059.1211 | 0 | 0 | 0 | 0
eline Design - Hourly Results. | SFM-wCZ02-v2015-rDXGF-t2-S17-MSRheat.pd2 | SFM-wCZ02-v2015-rDXGF-t2-S17-MSRheat - Baseline Design - Hourly Results.csv | 984.1726 | 0 | 227.5628 | 452.5078 | 102125713.316 |  |  |  | 1021.2571 | SFM | wCZ02 | v2015 | rDXGF | t2 | S17 | MSRheat | Baseline Design | Hourly Results.csv | SFM-wCZ02-v2015-rDXGF-t2 | 452.5078 | 0 | 0 | 0 | 1021.2571
eline Design - Hourly Results. | SFM-wCZ02-v2015-rDXGF-t3-S14-BSLcool.pd2 | SFM-wCZ02-v2015-rDXGF-t3-S14-BSLcool - Baseline Design - Hourly Results.csv | 783.0378 | 0 | 0 | 0 | 77663621.19 |  |  |  | 776.6362 | SFM | wCZ02 | v2015 | rDXGF | t3 | S14 | BSLcool | Baseline Design | Hourly Results.csv | SFM-wCZ02-v2015-rDXGF-t3 | 783.0378 | 0 | 0 | 0 | 0
eline Design - Hourly Results. | SFM-wCZ02-v2015-rDXGF-t3-S14-BSLheat.pd2 | SFM-wCZ02-v2015-rDXGF-t3-S14-BSLheat - Baseline Design - Hourly Results.csv | 689.4245 | 0 | 182.9258 | 588.9387 | 74866259.384 |  |  |  | 748.6626 | SFM | wCZ02 | v2015 | rDXGF | t3 | S14 | BSLheat | Baseline Design | Hourly Results.csv | SFM-wCZ02-v2015-rDXGF-t3 | 588.9387 | 0 | 0 | 0 | 748.6626
eline Design - Hourly Results. | SFM-wCZ02-v2015-rDXGF-t3-S15-MSRcool.pd2 | SFM-wCZ02-v2015-rDXGF-t3-S15-MSRcool - Baseline Design - Hourly Results.csv | 669.1864 | 0 | 0 | 0 | 73352819.778 |  |  |  | 733.5282 | SFM | wCZ02 | v2015 | rDXGF | t3 | S15 | MSRcool | Baseline Design | Hourly Results.csv | SFM-wCZ02-v2015-rDXGF-t3 | 669.1864 | 0 | 0 | 0 | 0
eline Design - Hourly Results. | SFM-wCZ02-v2015-rDXGF-t3-S15-MSRheat.pd2 | SFM-wCZ02-v2015-rDXGF-t3-S15-MSRheat - Baseline Design - Hourly Results.csv | 628.4354 | 0 | 158.7216 | 528.2571 | 70854079.481 |  |  |  | 708.5408 | SFM | wCZ02 | v2015 | rDXGF | t3 | S15 | MSRheat | Baseline Design | Hourly Results.csv | SFM-wCZ02-v2015-rDXGF-t3 | 528.2571 | 0 | 0 | 0 | 708.5408
eline Design - Hourly Results. | SFM-wCZ02-v2015-rDXGF-t3-S16-MSRcool.pd2 | SFM-wCZ02-v2015-rDXGF-t3-S16-MSRcool - Baseline Design - Hourly Results.csv | 690.6261 | 0 | 0 | 0 | 73672358.692 |  |  |  | 736.7236 | SFM | wCZ02 | v2015 | rDXGF | t3 | S16 | MSRcool | Baseline Design | Hourly Results.csv | SFM-wCZ02-v2015-rDXGF-t3 | 690.6261 | 0 | 0 | 0 | 0
eline Design - Hourly Results. | SFM-wCZ02-v2015-rDXGF-t3-S16-MSRheat.pd2 | SFM-wCZ02-v2015-rDXGF-t3-S16-MSRheat - Baseline Design - Hourly Results.csv | 643.7622 | 0 | 137.5703 | 302.7396 | 72262769.155 |  |  |  | 722.6277 | SFM | wCZ02 | v2015 | rDXGF | t3 | S16 | MSRheat | Baseline Design | Hourly Results.csv | SFM-wCZ02-v2015-rDXGF-t3 | 302.7396 | 0 | 0 | 0 | 722.6277
eline Design - Hourly Results. | SFM-wCZ02-v2015-rDXGF-t3-S17-MSRcool.pd2 | SFM-wCZ02-v2015-rDXGF-t3-S17-MSRcool - Baseline Design - Hourly Results.csv | 648.6269 | 0 | 0 | 0 | 73672358.692 |  |  |  | 736.7236 | SFM | wCZ02 | v2015 | rDXGF | t3 | S17 | MSRcool | Baseline Design | Hourly Results.csv | SFM-wCZ02-v2015-rDXGF-t3 | 648.6269 | 0 | 0 | 0 | 0
eline Design - Hourly Results. | SFM-wCZ02-v2015-rDXGF-t3-S17-MSRheat.pd2 | SFM-wCZ02-v2015-rDXGF-t3-S17-MSRheat - Baseline Design - Hourly Results.csv | 601.4827 | 0 | 137.5703 | 302.7396 | 72262769.155 |  |  |  | 722.6277 | SFM | wCZ02 | v2015 | rDXGF | t3 | S17 | MSRheat | Baseline Design | Hourly Results.csv | SFM-wCZ02-v2015-rDXGF-t3 | 302.7396 | 0 | 0 | 0 | 722.6277
eline Design - Hourly Results. | SFM-wCZ02-v2015-rDXGF-t4-S14-BSLcool.pd2 | SFM-wCZ02-v2015-rDXGF-t4-S14-BSLcool - Baseline Design - Hourly Results.csv | 292.6679 | 0 | 0 | 0 | 77663273.661 |  |  |  | 776.6327 | SFM | wCZ02 | v2015 | rDXGF | t4 | S14 | BSLcool | Baseline Design | Hourly Results.csv | SFM-wCZ02-v2015-rDXGF-t4 | 292.6679 | 0 | 0 | 0 | 0
eline Design - Hourly Results. | SFM-wCZ02-v2015-rDXGF-t4-S14-BSLheat.pd2 | SFM-wCZ02-v2015-rDXGF-t4-S14-BSLheat - Baseline Design - Hourly Results.csv | 257.1239 | 0 | 64.4919 | 588.9376 | 74866128 |  |  |  | 748.6613 | SFM | wCZ02 | v2015 | rDXGF | t4 | S14 | BSLheat | Baseline Design | Hourly Results.csv | SFM-wCZ02-v2015-rDXGF-t4 | 588.9376 | 0 | 0 | 0 | 748.6613
eline Design - Hourly Results. | SFM-wCZ02-v2015-rDXGF-t4-S15-MSRcool.pd2 | SFM-wCZ02-v2015-rDXGF-t4-S15-MSRcool - Baseline Design - Hourly Results.csv | 251.4505 | 0 | 0 | 0 | 73352212.215 |  |  |  | 733.5221 | SFM | wCZ02 | v2015 | rDXGF | t4 | S15 | MSRcool | Baseline Design | Hourly Results.csv | SFM-wCZ02-v2015-rDXGF-t4 | 251.4505 | 0 | 0 | 0 | 0
eline Design - Hourly Results. | SFM-wCZ02-v2015-rDXGF-t4-S15-MSRheat.pd2 | SFM-wCZ02-v2015-rDXGF-t4-S15-MSRheat - Baseline Design - Hourly Results.csv | 235.2277 | 0 | 56.1657 | 528.255 | 70853843.802 |  |  |  | 708.5384 | SFM | wCZ02 | v2015 | rDXGF | t4 | S15 | MSRheat | Baseline Design | Hourly Results.csv | SFM-wCZ02-v2015-rDXGF-t4 | 528.255 | 0 | 0 | 0 | 708.5384
eline Design - Hourly Results. | SFM-wCZ02-v2015-rDXGF-t4-S16-MSRcool.pd2 | SFM-wCZ02-v2015-rDXGF-t4-S16-MSRcool - Baseline Design - Hourly Results.csv | 257.221 | 0 | 0 | 0 | 73672169.292 |  |  |  | 736.7217 | SFM | wCZ02 | v2015 | rDXGF | t4 | S16 | MSRcool | Baseline Design | Hourly Results.csv | SFM-wCZ02-v2015-rDXGF-t4 | 257.221 | 0 | 0 | 0 | 0
eline Design - Hourly Results. | SFM-wCZ02-v2015-rDXGF-t4-S16-MSRheat.pd2 | SFM-wCZ02-v2015-rDXGF-t4-S16-MSRheat - Baseline Design - Hourly Results.csv | 239.1785 | 0 | 49.1005 | 302.7383 | 72262518.816 |  |  |  | 722.6252 | SFM | wCZ02 | v2015 | rDXGF | t4 | S16 | MSRheat | Baseline Design | Hourly Results.csv | SFM-wCZ02-v2015-rDXGF-t4 | 302.7383 | 0 | 0 | 0 | 722.6252
eline Design - Hourly Results. | SFM-wCZ02-v2015-rDXGF-t4-S17-MSRcool.pd2 | SFM-wCZ02-v2015-rDXGF-t4-S17-MSRcool - Baseline Design - Hourly Results.csv | 241.5785 | 0 | 0 | 0 | 73672169.292 |  |  |  | 736.7217 | SFM | wCZ02 | v2015 | rDXGF | t4 | S17 | MSRcool | Baseline Design | Hourly Results.csv | SFM-wCZ02-v2015-rDXGF-t4 | 241.5785 | 0 | 0 | 0 | 0
eline Design - Hourly Results. | SFM-wCZ02-v2015-rDXGF-t4-S17-MSRheat.pd2 | SFM-wCZ02-v2015-rDXGF-t4-S17-MSRheat - Baseline Design - Hourly Results.csv | 223.4703 | 0 | 49.1005 | 302.7383 | 72262518.816 |  |  |  | 722.6252 | SFM | wCZ02 | v2015 | rDXGF | t4 | S17 | MSRheat | Baseline Design | Hourly Results.csv | SFM-wCZ02-v2015-rDXGF-t4 | 302.7383 | 0 | 0 | 0 | 722.6252
eline Design - Hourly Results. | SFM-wCZ02-v2015-rDXGF-t5-S14-BSLcool.pd2 | SFM-wCZ02-v2015-rDXGF-t5-S14-BSLcool - Baseline Design - Hourly Results.csv | 351.7612 | 0 | 0 | 0 | 96354708.707 |  |  |  | 963.5471 | SFM | wCZ02 | v2015 | rDXGF | t5 | S14 | BSLcool | Baseline Design | Hourly Results.csv | SFM-wCZ02-v2015-rDXGF-t5 | 351.7612 | 0 | 0 | 0 | 0
eline Design - Hourly Results. | SFM-wCZ02-v2015-rDXGF-t5-S14-BSLheat.pd2 | SFM-wCZ02-v2015-rDXGF-t5-S14-BSLheat - Baseline Design - Hourly Results.csv | 309.2563 | 0 | 79.5437 | 749.4147 | 92865315.527 |  |  |  | 928.6532 | SFM | wCZ02 | v2015 | rDXGF | t5 | S14 | BSLheat | Baseline Design | Hourly Results.csv | SFM-wCZ02-v2015-rDXGF-t5 | 749.4147 | 0 | 0 | 0 | 928.6532
eline Design - Hourly Results. | SFM-wCZ02-v2015-rDXGF-t5-S15-MSRcool.pd2 | SFM-wCZ02-v2015-rDXGF-t5-S15-MSRcool - Baseline Design - Hourly Results.csv | 301.4903 | 0 | 0 | 0 | 91070742.957 |  |  |  | 910.7074 | SFM | wCZ02 | v2015 | rDXGF | t5 | S15 | MSRcool | Baseline Design | Hourly Results.csv | SFM-wCZ02-v2015-rDXGF-t5 | 301.4903 | 0 | 0 | 0 | 0
eline Design - Hourly Results. | SFM-wCZ02-v2015-rDXGF-t5-S15-MSRheat.pd2 | SFM-wCZ02-v2015-rDXGF-t5-S15-MSRheat - Baseline Design - Hourly Results.csv | 283.0502 | 0 | 69.1561 | 673.4077 | 87945688.312 |  |  |  | 879.4569 | SFM | wCZ02 | v2015 | rDXGF | t5 | S15 | MSRheat | Baseline Design | Hourly Results.csv | SFM-wCZ02-v2015-rDXGF-t5 | 673.4077 | 0 | 0 | 0 | 879.4569
eline Design - Hourly Results. | SFM-wCZ02-v2015-rDXGF-t5-S16-MSRcool.pd2 | SFM-wCZ02-v2015-rDXGF-t5-S16-MSRcool - Baseline Design - Hourly Results.csv | 308.9384 | 0 | 0 | 0 | 91596032.017 |  |  |  | 915.9603 | SFM | wCZ02 | v2015 | rDXGF | t5 | S16 | MSRcool | Baseline Design | Hourly Results.csv | SFM-wCZ02-v2015-rDXGF-t5 | 308.9384 | 0 | 0 | 0 | 0
eline Design - Hourly Results. | SFM-wCZ02-v2015-rDXGF-t5-S16-MSRheat.pd2 | SFM-wCZ02-v2015-rDXGF-t5-S16-MSRheat - Baseline Design - Hourly Results.csv | 287.3425 | 0 | 59.9374 | 386.4683 | 89837182.086 |  |  |  | 898.3718 | SFM | wCZ02 | v2015 | rDXGF | t5 | S16 | MSRheat | Baseline Design | Hourly Results.csv | SFM-wCZ02-v2015-rDXGF-t5 | 386.4683 | 0 | 0 | 0 | 898.3718
eline Design - Hourly Results. | SFM-wCZ02-v2015-rDXGF-t5-S17-MSRcool.pd2 | SFM-wCZ02-v2015-rDXGF-t5-S17-MSRcool - Baseline Design - Hourly Results.csv | 290.1508 | 0 | 0 | 0 | 91596032.017 |  |  |  | 915.9603 | SFM | wCZ02 | v2015 | rDXGF | t5 | S17 | MSRcool | Baseline Design | Hourly Results.csv | SFM-wCZ02-v2015-rDXGF-t5 | 290.1508 | 0 | 0 | 0 | 0
eline Design - Hourly Results. | SFM-wCZ02-v2015-rDXGF-t5-S17-MSRheat.pd2 | SFM-wCZ02-v2015-rDXGF-t5-S17-MSRheat - Baseline Design - Hourly Results.csv | 268.471 | 0 | 59.9374 | 386.4683 | 89837182.086 |  |  |  | 898.3718 | SFM | wCZ02 | v2015 | rDXGF | t5 | S17 | MSRheat | Baseline Design | Hourly Results.csv | SFM-wCZ02-v2015-rDXGF-t5 | 386.4683 | 0 | 0 | 0 | 898.3718
eline Design - Hourly Results. | SFM-wCZ03-v2015-rDXGF-t1-S14-BSLcool.pd2 | SFM-wCZ03-v2015-rDXGF-t1-S14-BSLcool - Baseline Design - Hourly Results.csv | 1098.3703 | 0 | 0 | 0 | 4717822.659 |  |  |  | 47.1782 | SFM | wCZ03 | v2015 | rDXGF | t1 | S14 | BSLcool | Baseline Design | Hourly Results.csv | SFM-wCZ03-v2015-rDXGF-t1 | 1098.3703 | 0 | 0 | 0 | 0
eline Design - Hourly Results. | SFM-wCZ03-v2015-rDXGF-t1-S14-BSLheat.pd2 | SFM-wCZ03-v2015-rDXGF-t1-S14-BSLheat - Baseline Design - Hourly Results.csv | 970.2382 | 0 | 307.1719 | 31.0691 | 4573331.686 |  |  |  | 45.7333 | SFM | wCZ03 | v2015 | rDXGF | t1 | S14 | BSLheat | Baseline Design | Hourly Results.csv | SFM-wCZ03-v2015-rDXGF-t1 | 31.0691 | 0 | 0 | 0 | 45.7333
eline Design - Hourly Results. | SFM-wCZ03-v2015-rDXGF-t1-S15-MSRcool.pd2 | SFM-wCZ03-v2015-rDXGF-t1-S15-MSRcool - Baseline Design - Hourly Results.csv | 945.5938 | 0 | 0 | 0 | 4495128.318 |  |  |  | 44.9513 | SFM | wCZ03 | v2015 | rDXGF | t1 | S15 | MSRcool | Baseline Design | Hourly Results.csv | SFM-wCZ03-v2015-rDXGF-t1 | 945.5938 | 0 | 0 | 0 | 0
eline Design - Hourly Results. | SFM-wCZ03-v2015-rDXGF-t1-S15-MSRheat.pd2 | SFM-wCZ03-v2015-rDXGF-t1-S15-MSRheat - Baseline Design - Hourly Results.csv | 901.0722 | 0 | 270.3382 | 27.9155 | 4364518.767 |  |  |  | 43.6452 | SFM | wCZ03 | v2015 | rDXGF | t1 | S15 | MSRheat | Baseline Design | Hourly Results.csv | SFM-wCZ03-v2015-rDXGF-t1 | 27.9155 | 0 | 0 | 0 | 43.6452
eline Design - Hourly Results. | SFM-wCZ03-v2015-rDXGF-t1-S16-MSRcool.pd2 | SFM-wCZ03-v2015-rDXGF-t1-S16-MSRcool - Baseline Design - Hourly Results.csv | 976.6383 | 0 | 0 | 0 | 4505371.163 |  |  |  | 45.0537 | SFM | wCZ03 | v2015 | rDXGF | t1 | S16 | MSRcool | Baseline Design | Hourly Results.csv | SFM-wCZ03-v2015-rDXGF-t1 | 976.6383 | 0 | 0 | 0 | 0
eline Design - Hourly Results. | SFM-wCZ03-v2015-rDXGF-t1-S16-MSRheat.pd2 | SFM-wCZ03-v2015-rDXGF-t1-S16-MSRheat - Baseline Design - Hourly Results.csv | 917.028 | 0 | 221.8106 | 15.9575 | 4432971.679 |  |  |  | 44.3297 | SFM | wCZ03 | v2015 | rDXGF | t1 | S16 | MSRheat | Baseline Design | Hourly Results.csv | SFM-wCZ03-v2015-rDXGF-t1 | 15.9575 | 0 | 0 | 0 | 44.3297
eline Design - Hourly Results. | SFM-wCZ03-v2015-rDXGF-t1-S17-MSRcool.pd2 | SFM-wCZ03-v2015-rDXGF-t1-S17-MSRcool - Baseline Design - Hourly Results.csv | 917.2455 | 0 | 0 | 0 | 4505371.163 |  |  |  | 45.0537 | SFM | wCZ03 | v2015 | rDXGF | t1 | S17 | MSRcool | Baseline Design | Hourly Results.csv | SFM-wCZ03-v2015-rDXGF-t1 | 917.2455 | 0 | 0 | 0 | 0
eline Design - Hourly Results. | SFM-wCZ03-v2015-rDXGF-t1-S17-MSRheat.pd2 | SFM-wCZ03-v2015-rDXGF-t1-S17-MSRheat - Baseline Design - Hourly Results.csv | 856.8015 | 0 | 221.8106 | 15.9575 | 4432971.679 |  |  |  | 44.3297 | SFM | wCZ03 | v2015 | rDXGF | t1 | S17 | MSRheat | Baseline Design | Hourly Results.csv | SFM-wCZ03-v2015-rDXGF-t1 | 15.9575 | 0 | 0 | 0 | 44.3297
eline Design - Hourly Results. | SFM-wCZ03-v2015-rDXGF-t2-S14-BSLcool.pd2 | SFM-wCZ03-v2015-rDXGF-t2-S14-BSLcool - Baseline Design - Hourly Results.csv | 406.9238 | 0 | 0 | 0 | 66956931.299 |  |  |  | 669.5693 | SFM | wCZ03 | v2015 | rDXGF | t2 | S14 | BSLcool | Baseline Design | Hourly Results.csv | SFM-wCZ03-v2015-rDXGF-t2 | 406.9238 | 0 | 0 | 0 | 0
eline Design - Hourly Results. | SFM-wCZ03-v2015-rDXGF-t2-S14-BSLheat.pd2 | SFM-wCZ03-v2015-rDXGF-t2-S14-BSLheat - Baseline Design - Hourly Results.csv | 358.1941 | 0 | 107.6352 | 507.6677 | 64594379.818 |  |  |  | 645.9438 | SFM | wCZ03 | v2015 | rDXGF | t2 | S14 | BSLheat | Baseline Design | Hourly Results.csv | SFM-wCZ03-v2015-rDXGF-t2 | 507.6677 | 0 | 0 | 0 | 645.9438
eline Design - Hourly Results. | SFM-wCZ03-v2015-rDXGF-t2-S15-MSRcool.pd2 | SFM-wCZ03-v2015-rDXGF-t2-S15-MSRcool - Baseline Design - Hourly Results.csv | 350.258 | 0 | 0 | 0 | 63268779.687 |  |  |  | 632.6878 | SFM | wCZ03 | v2015 | rDXGF | t2 | S15 | MSRcool | Baseline Design | Hourly Results.csv | SFM-wCZ03-v2015-rDXGF-t2 | 350.258 | 0 | 0 | 0 | 0
eline Design - Hourly Results. | SFM-wCZ03-v2015-rDXGF-t2-S15-MSRheat.pd2 | SFM-wCZ03-v2015-rDXGF-t2-S15-MSRheat - Baseline Design - Hourly Results.csv | 328.2695 | 0 | 93.8114 | 455.4721 | 61156135.812 |  |  |  | 611.5614 | SFM | wCZ03 | v2015 | rDXGF | t2 | S15 | MSRheat | Baseline Design | Hourly Results.csv | SFM-wCZ03-v2015-rDXGF-t2 | 455.4721 | 0 | 0 | 0 | 611.5614
eline Design - Hourly Results. | SFM-wCZ03-v2015-rDXGF-t2-S16-MSRcool.pd2 | SFM-wCZ03-v2015-rDXGF-t2-S16-MSRcool - Baseline Design - Hourly Results.csv | 363.4762 | 0 | 0 | 0 | 63385180.664 |  |  |  | 633.8518 | SFM | wCZ03 | v2015 | rDXGF | t2 | S16 | MSRcool | Baseline Design | Hourly Results.csv | SFM-wCZ03-v2015-rDXGF-t2 | 363.4762 | 0 | 0 | 0 | 0
eline Design - Hourly Results. | SFM-wCZ03-v2015-rDXGF-t2-S16-MSRheat.pd2 | SFM-wCZ03-v2015-rDXGF-t2-S16-MSRheat - Baseline Design - Hourly Results.csv | 339.3015 | 0 | 79.3547 | 260.1731 | 62198231.264 |  |  |  | 621.9823 | SFM | wCZ03 | v2015 | rDXGF | t2 | S16 | MSRheat | Baseline Design | Hourly Results.csv | SFM-wCZ03-v2015-rDXGF-t2 | 260.1731 | 0 | 0 | 0 | 621.9823
eline Design - Hourly Results. | SFM-wCZ03-v2015-rDXGF-t2-S17-MSRcool.pd2 | SFM-wCZ03-v2015-rDXGF-t2-S17-MSRcool - Baseline Design - Hourly Results.csv | 341.3721 | 0 | 0 | 0 | 63385180.664 |  |  |  | 633.8518 | SFM | wCZ03 | v2015 | rDXGF | t2 | S17 | MSRcool | Baseline Design | Hourly Results.csv | SFM-wCZ03-v2015-rDXGF-t2 | 341.3721 | 0 | 0 | 0 | 0
eline Design - Hourly Results. | SFM-wCZ03-v2015-rDXGF-t2-S17-MSRheat.pd2 | SFM-wCZ03-v2015-rDXGF-t2-S17-MSRheat - Baseline Design - Hourly Results.csv | 317.0176 | 0 | 79.3547 | 260.1731 | 62198231.264 |  |  |  | 621.9823 | SFM | wCZ03 | v2015 | rDXGF | t2 | S17 | MSRheat | Baseline Design | Hourly Results.csv | SFM-wCZ03-v2015-rDXGF-t2 | 260.1731 | 0 | 0 | 0 | 621.9823
eline Design - Hourly Results. | SFM-wCZ03-v2015-rDXGF-t3-S14-BSLcool.pd2 | SFM-wCZ03-v2015-rDXGF-t3-S14-BSLcool - Baseline Design - Hourly Results.csv | 335.2868 | 0 | 0 | 0 | 66660277.82 |  |  |  | 666.6028 | SFM | wCZ03 | v2015 | rDXGF | t3 | S14 | BSLcool | Baseline Design | Hourly Results.csv | SFM-wCZ03-v2015-rDXGF-t3 | 335.2868 | 0 | 0 | 0 | 0
eline Design - Hourly Results. | SFM-wCZ03-v2015-rDXGF-t3-S14-BSLheat.pd2 | SFM-wCZ03-v2015-rDXGF-t3-S14-BSLheat - Baseline Design - Hourly Results.csv | 294.3021 | 0 | 88.619 | 512.2288 | 64335741.096 |  |  |  | 643.3574 | SFM | wCZ03 | v2015 | rDXGF | t3 | S14 | BSLheat | Baseline Design | Hourly Results.csv | SFM-wCZ03-v2015-rDXGF-t3 | 512.2288 | 0 | 0 | 0 | 643.3574
eline Design - Hourly Results. | SFM-wCZ03-v2015-rDXGF-t3-S15-MSRcool.pd2 | SFM-wCZ03-v2015-rDXGF-t3-S15-MSRcool - Baseline Design - Hourly Results.csv | 290.2242 | 0 | 0 | 0 | 63132629.511 |  |  |  | 631.3263 | SFM | wCZ03 | v2015 | rDXGF | t3 | S15 | MSRcool | Baseline Design | Hourly Results.csv | SFM-wCZ03-v2015-rDXGF-t3 | 290.2242 | 0 | 0 | 0 | 0
eline Design - Hourly Results. | SFM-wCZ03-v2015-rDXGF-t3-S15-MSRheat.pd2 | SFM-wCZ03-v2015-rDXGF-t3-S15-MSRheat - Baseline Design - Hourly Results.csv | 272.1845 | 0 | 77.7717 | 460.8402 | 61041726.579 |  |  |  | 610.4173 | SFM | wCZ03 | v2015 | rDXGF | t3 | S15 | MSRheat | Baseline Design | Hourly Results.csv | SFM-wCZ03-v2015-rDXGF-t3 | 460.8402 | 0 | 0 | 0 | 610.4173
eline Design - Hourly Results. | SFM-wCZ03-v2015-rDXGF-t3-S16-MSRcool.pd2 | SFM-wCZ03-v2015-rDXGF-t3-S16-MSRcool - Baseline Design - Hourly Results.csv | 300.0409 | 0 | 0 | 0 | 63443733.055 |  |  |  | 634.4373 | SFM | wCZ03 | v2015 | rDXGF | t3 | S16 | MSRcool | Baseline Design | Hourly Results.csv | SFM-wCZ03-v2015-rDXGF-t3 | 300.0409 | 0 | 0 | 0 | 0
eline Design - Hourly Results. | SFM-wCZ03-v2015-rDXGF-t3-S16-MSRheat.pd2 | SFM-wCZ03-v2015-rDXGF-t3-S16-MSRheat - Baseline Design - Hourly Results.csv | 279.8904 | 0 | 65.3069 | 264.0725 | 62259922.47 |  |  |  | 622.5992 | SFM | wCZ03 | v2015 | rDXGF | t3 | S16 | MSRheat | Baseline Design | Hourly Results.csv | SFM-wCZ03-v2015-rDXGF-t3 | 264.0725 | 0 | 0 | 0 | 622.5992
eline Design - Hourly Results. | SFM-wCZ03-v2015-rDXGF-t3-S17-MSRcool.pd2 | SFM-wCZ03-v2015-rDXGF-t3-S17-MSRcool - Baseline Design - Hourly Results.csv | 281.7944 | 0 | 0 | 0 | 63443733.055 |  |  |  | 634.4373 | SFM | wCZ03 | v2015 | rDXGF | t3 | S17 | MSRcool | Baseline Design | Hourly Results.csv | SFM-wCZ03-v2015-rDXGF-t3 | 281.7944 | 0 | 0 | 0 | 0
eline Design - Hourly Results. | SFM-wCZ03-v2015-rDXGF-t3-S17-MSRheat.pd2 | SFM-wCZ03-v2015-rDXGF-t3-S17-MSRheat - Baseline Design - Hourly Results.csv | 261.5084 | 0 | 65.3069 | 264.0725 | 62259922.47 |  |  |  | 622.5992 | SFM | wCZ03 | v2015 | rDXGF | t3 | S17 | MSRheat | Baseline Design | Hourly Results.csv | SFM-wCZ03-v2015-rDXGF-t3 | 264.0725 | 0 | 0 | 0 | 622.5992
eline Design - Hourly Results. | SFM-wCZ03-v2015-rDXGF-t4-S14-BSLcool.pd2 | SFM-wCZ03-v2015-rDXGF-t4-S14-BSLcool - Baseline Design - Hourly Results.csv | 600.4859 | 0 | 0 | 0 | 72553709.407 |  |  |  | 725.5371 | SFM | wCZ03 | v2015 | rDXGF | t4 | S14 | BSLcool | Baseline Design | Hourly Results.csv | SFM-wCZ03-v2015-rDXGF-t4 | 600.4859 | 0 | 0 | 0 | 0
eline Design - Hourly Results. | SFM-wCZ03-v2015-rDXGF-t4-S14-BSLheat.pd2 | SFM-wCZ03-v2015-rDXGF-t4-S14-BSLheat - Baseline Design - Hourly Results.csv | 531.2563 | 0 | 162.8434 | 533.1207 | 70026901.348 |  |  |  | 700.269 | SFM | wCZ03 | v2015 | rDXGF | t4 | S14 | BSLheat | Baseline Design | Hourly Results.csv | SFM-wCZ03-v2015-rDXGF-t4 | 533.1207 | 0 | 0 | 0 | 700.269
eline Design - Hourly Results. | SFM-wCZ03-v2015-rDXGF-t4-S15-MSRcool.pd2 | SFM-wCZ03-v2015-rDXGF-t4-S15-MSRcool - Baseline Design - Hourly Results.csv | 521.1882 | 0 | 0 | 0 | 68624072.938 |  |  |  | 686.2407 | SFM | wCZ03 | v2015 | rDXGF | t4 | S15 | MSRcool | Baseline Design | Hourly Results.csv | SFM-wCZ03-v2015-rDXGF-t4 | 521.1882 | 0 | 0 | 0 | 0
eline Design - Hourly Results. | SFM-wCZ03-v2015-rDXGF-t4-S15-MSRheat.pd2 | SFM-wCZ03-v2015-rDXGF-t4-S15-MSRheat - Baseline Design - Hourly Results.csv | 489.7826 | 0 | 142.7585 | 478.0826 | 66376641.928 |  |  |  | 663.7664 | SFM | wCZ03 | v2015 | rDXGF | t4 | S15 | MSRheat | Baseline Design | Hourly Results.csv | SFM-wCZ03-v2015-rDXGF-t4 | 478.0826 | 0 | 0 | 0 | 663.7664
eline Design - Hourly Results. | SFM-wCZ03-v2015-rDXGF-t4-S16-MSRcool.pd2 | SFM-wCZ03-v2015-rDXGF-t4-S16-MSRcool - Baseline Design - Hourly Results.csv | 539.383 | 0 | 0 | 0 | 68764274.72 |  |  |  | 687.6427 | SFM | wCZ03 | v2015 | rDXGF | t4 | S16 | MSRcool | Baseline Design | Hourly Results.csv | SFM-wCZ03-v2015-rDXGF-t4 | 539.383 | 0 | 0 | 0 | 0
eline Design - Hourly Results. | SFM-wCZ03-v2015-rDXGF-t4-S16-MSRheat.pd2 | SFM-wCZ03-v2015-rDXGF-t4-S16-MSRheat - Baseline Design - Hourly Results.csv | 505.3992 | 0 | 119.8419 | 273.2115 | 67498857.168 |  |  |  | 674.9886 | SFM | wCZ03 | v2015 | rDXGF | t4 | S16 | MSRheat | Baseline Design | Hourly Results.csv | SFM-wCZ03-v2015-rDXGF-t4 | 273.2115 | 0 | 0 | 0 | 674.9886
eline Design - Hourly Results. | SFM-wCZ03-v2015-rDXGF-t4-S17-MSRcool.pd2 | SFM-wCZ03-v2015-rDXGF-t4-S17-MSRcool - Baseline Design - Hourly Results.csv | 506.5812 | 0 | 0 | 0 | 68764274.72 |  |  |  | 687.6427 | SFM | wCZ03 | v2015 | rDXGF | t4 | S17 | MSRcool | Baseline Design | Hourly Results.csv | SFM-wCZ03-v2015-rDXGF-t4 | 506.5812 | 0 | 0 | 0 | 0
eline Design - Hourly Results. | SFM-wCZ03-v2015-rDXGF-t4-S17-MSRheat.pd2 | SFM-wCZ03-v2015-rDXGF-t4-S17-MSRheat - Baseline Design - Hourly Results.csv | 472.2068 | 0 | 119.8419 | 273.2115 | 67498857.168 |  |  |  | 674.9886 | SFM | wCZ03 | v2015 | rDXGF | t4 | S17 | MSRheat | Baseline Design | Hourly Results.csv | SFM-wCZ03-v2015-rDXGF-t4 | 273.2115 | 0 | 0 | 0 | 674.9886
eline Design - Hourly Results. | SFM-wCZ03-v2015-rDXGF-t5-S14-BSLcool.pd2 | SFM-wCZ03-v2015-rDXGF-t5-S14-BSLcool - Baseline Design - Hourly Results.csv | 691.7363 | 0 | 0 | 0 | 49658375.685 |  |  |  | 496.5838 | SFM | wCZ03 | v2015 | rDXGF | t5 | S14 | BSLcool | Baseline Design | Hourly Results.csv | SFM-wCZ03-v2015-rDXGF-t5 | 691.7363 | 0 | 0 | 0 | 0
eline Design - Hourly Results. | SFM-wCZ03-v2015-rDXGF-t5-S14-BSLheat.pd2 | SFM-wCZ03-v2015-rDXGF-t5-S14-BSLheat - Baseline Design - Hourly Results.csv | 613.7197 | 0 | 190.1603 | 363.8258 | 47970020.567 |  |  |  | 479.7002 | SFM | wCZ03 | v2015 | rDXGF | t5 | S14 | BSLheat | Baseline Design | Hourly Results.csv | SFM-wCZ03-v2015-rDXGF-t5 | 363.8258 | 0 | 0 | 0 | 479.7002
eline Design - Hourly Results. | SFM-wCZ03-v2015-rDXGF-t5-S15-MSRcool.pd2 | SFM-wCZ03-v2015-rDXGF-t5-S15-MSRcool - Baseline Design - Hourly Results.csv | 600.2911 | 0 | 0 | 0 | 47079341.938 |  |  |  | 470.7934 | SFM | wCZ03 | v2015 | rDXGF | t5 | S15 | MSRcool | Baseline Design | Hourly Results.csv | SFM-wCZ03-v2015-rDXGF-t5 | 600.2911 | 0 | 0 | 0 | 0
eline Design - Hourly Results. | SFM-wCZ03-v2015-rDXGF-t5-S15-MSRheat.pd2 | SFM-wCZ03-v2015-rDXGF-t5-S15-MSRheat - Baseline Design - Hourly Results.csv | 563.7505 | 0 | 165.7077 | 327.0385 | 45562939.662 |  |  |  | 455.6294 | SFM | wCZ03 | v2015 | rDXGF | t5 | S15 | MSRheat | Baseline Design | Hourly Results.csv | SFM-wCZ03-v2015-rDXGF-t5 | 327.0385 | 0 | 0 | 0 | 455.6294
eline Design - Hourly Results. | SFM-wCZ03-v2015-rDXGF-t5-S16-MSRcool.pd2 | SFM-wCZ03-v2015-rDXGF-t5-S16-MSRcool - Baseline Design - Hourly Results.csv | 619.7998 | 0 | 0 | 0 | 47271778.514 |  |  |  | 472.7178 | SFM | wCZ03 | v2015 | rDXGF | t5 | S16 | MSRcool | Baseline Design | Hourly Results.csv | SFM-wCZ03-v2015-rDXGF-t5 | 619.7998 | 0 | 0 | 0 | 0
eline Design - Hourly Results. | SFM-wCZ03-v2015-rDXGF-t5-S16-MSRheat.pd2 | SFM-wCZ03-v2015-rDXGF-t5-S16-MSRheat - Baseline Design - Hourly Results.csv | 581.0828 | 0 | 138.4867 | 187.2756 | 46418408.318 |  |  |  | 464.1841 | SFM | wCZ03 | v2015 | rDXGF | t5 | S16 | MSRheat | Baseline Design | Hourly Results.csv | SFM-wCZ03-v2015-rDXGF-t5 | 187.2756 | 0 | 0 | 0 | 464.1841
eline Design - Hourly Results. | SFM-wCZ03-v2015-rDXGF-t5-S17-MSRcool.pd2 | SFM-wCZ03-v2015-rDXGF-t5-S17-MSRcool - Baseline Design - Hourly Results.csv | 582.1076 | 0 | 0 | 0 | 47271778.514 |  |  |  | 472.7178 | SFM | wCZ03 | v2015 | rDXGF | t5 | S17 | MSRcool | Baseline Design | Hourly Results.csv | SFM-wCZ03-v2015-rDXGF-t5 | 582.1076 | 0 | 0 | 0 | 0
eline Design - Hourly Results. | SFM-wCZ03-v2015-rDXGF-t5-S17-MSRheat.pd2 | SFM-wCZ03-v2015-rDXGF-t5-S17-MSRheat - Baseline Design - Hourly Results.csv | 542.9199 | 0 | 138.4867 | 187.2756 | 46418408.318 |  |  |  | 464.1841 | SFM | wCZ03 | v2015 | rDXGF | t5 | S17 | MSRheat | Baseline Design | Hourly Results.csv | SFM-wCZ03-v2015-rDXGF-t5 | 187.2756 | 0 | 0 | 0 | 464.1841
eline Design - Hourly Results. | SFM-wCZ04-v2015-rDXGF-t1-S14-BSLcool.pd2 | SFM-wCZ04-v2015-rDXGF-t1-S14-BSLcool - Baseline Design - Hourly Results.csv | 3612.4775 | 0 | 0 | 0 | 69929704.95 |  |  |  | 699.297 | SFM | wCZ04 | v2015 | rDXGF | t1 | S14 | BSLcool | Baseline Design | Hourly Results.csv | SFM-wCZ04-v2015-rDXGF-t1 | 3612.4775 | 0 | 0 | 0 | 0
eline Design - Hourly Results. | SFM-wCZ04-v2015-rDXGF-t1-S14-BSLheat.pd2 | SFM-wCZ04-v2015-rDXGF-t1-S14-BSLheat - Baseline Design - Hourly Results.csv | 3212.0041 | 0 | 951.8548 | 524.3672 | 67455603.278 |  |  |  | 674.556 | SFM | wCZ04 | v2015 | rDXGF | t1 | S14 | BSLheat | Baseline Design | Hourly Results.csv | SFM-wCZ04-v2015-rDXGF-t1 | 524.3672 | 0 | 0 | 0 | 674.556
eline Design - Hourly Results. | SFM-wCZ04-v2015-rDXGF-t1-S15-MSRcool.pd2 | SFM-wCZ04-v2015-rDXGF-t1-S15-MSRcool - Baseline Design - Hourly Results.csv | 3098.6761 | 0 | 0 | 0 | 66214969.98 |  |  |  | 662.1497 | SFM | wCZ04 | v2015 | rDXGF | t1 | S15 | MSRcool | Baseline Design | Hourly Results.csv | SFM-wCZ04-v2015-rDXGF-t1 | 3098.6761 | 0 | 0 | 0 | 0
eline Design - Hourly Results. | SFM-wCZ04-v2015-rDXGF-t1-S15-MSRheat.pd2 | SFM-wCZ04-v2015-rDXGF-t1-S15-MSRheat - Baseline Design - Hourly Results.csv | 2919.6672 | 0 | 823.0247 | 471.5172 | 64012541.629 |  |  |  | 640.1254 | SFM | wCZ04 | v2015 | rDXGF | t1 | S15 | MSRheat | Baseline Design | Hourly Results.csv | SFM-wCZ04-v2015-rDXGF-t1 | 471.5172 | 0 | 0 | 0 | 640.1254
eline Design - Hourly Results. | SFM-wCZ04-v2015-rDXGF-t1-S16-MSRcool.pd2 | SFM-wCZ04-v2015-rDXGF-t1-S16-MSRcool - Baseline Design - Hourly Results.csv | 3196.3254 | 0 | 0 | 0 | 66375763.672 |  |  |  | 663.7576 | SFM | wCZ04 | v2015 | rDXGF | t1 | S16 | MSRcool | Baseline Design | Hourly Results.csv | SFM-wCZ04-v2015-rDXGF-t1 | 3196.3254 | 0 | 0 | 0 | 0
eline Design - Hourly Results. | SFM-wCZ04-v2015-rDXGF-t1-S16-MSRheat.pd2 | SFM-wCZ04-v2015-rDXGF-t1-S16-MSRheat - Baseline Design - Hourly Results.csv | 3004.6112 | 0 | 696.2948 | 269.5297 | 65133032.313 |  |  |  | 651.3303 | SFM | wCZ04 | v2015 | rDXGF | t1 | S16 | MSRheat | Baseline Design | Hourly Results.csv | SFM-wCZ04-v2015-rDXGF-t1 | 269.5297 | 0 | 0 | 0 | 651.3303
eline Design - Hourly Results. | SFM-wCZ04-v2015-rDXGF-t1-S17-MSRcool.pd2 | SFM-wCZ04-v2015-rDXGF-t1-S17-MSRcool - Baseline Design - Hourly Results.csv | 3001.9462 | 0 | 0 | 0 | 66375763.672 |  |  |  | 663.7576 | SFM | wCZ04 | v2015 | rDXGF | t1 | S17 | MSRcool | Baseline Design | Hourly Results.csv | SFM-wCZ04-v2015-rDXGF-t1 | 3001.9462 | 0 | 0 | 0 | 0
eline Design - Hourly Results. | SFM-wCZ04-v2015-rDXGF-t1-S17-MSRheat.pd2 | SFM-wCZ04-v2015-rDXGF-t1-S17-MSRheat - Baseline Design - Hourly Results.csv | 2807.2813 | 0 | 696.2948 | 269.5297 | 65133032.313 |  |  |  | 651.3303 | SFM | wCZ04 | v2015 | rDXGF | t1 | S17 | MSRheat | Baseline Design | Hourly Results.csv | SFM-wCZ04-v2015-rDXGF-t1 | 269.5297 | 0 | 0 | 0 | 651.3303
eline Design - Hourly Results. | SFM-wCZ04-v2015-rDXGF-t2-S14-BSLcool.pd2 | SFM-wCZ04-v2015-rDXGF-t2-S14-BSLcool - Baseline Design - Hourly Results.csv | 1751.1935 | 0 | 0 | 0 | 53775725.004 |  |  |  | 537.7573 | SFM | wCZ04 | v2015 | rDXGF | t2 | S14 | BSLcool | Baseline Design | Hourly Results.csv | SFM-wCZ04-v2015-rDXGF-t2 | 1751.1935 | 0 | 0 | 0 | 0
eline Design - Hourly Results. | SFM-wCZ04-v2015-rDXGF-t2-S14-BSLheat.pd2 | SFM-wCZ04-v2015-rDXGF-t2-S14-BSLheat - Baseline Design - Hourly Results.csv | 1542.9592 | 0 | 434.7693 | 394.9471 | 51886923.959 |  |  |  | 518.8692 | SFM | wCZ04 | v2015 | rDXGF | t2 | S14 | BSLheat | Baseline Design | Hourly Results.csv | SFM-wCZ04-v2015-rDXGF-t2 | 394.9471 | 0 | 0 | 0 | 518.8692
eline Design - Hourly Results. | SFM-wCZ04-v2015-rDXGF-t2-S15-MSRcool.pd2 | SFM-wCZ04-v2015-rDXGF-t2-S15-MSRcool - Baseline Design - Hourly Results.csv | 1494.8117 | 0 | 0 | 0 | 50861106.985 |  |  |  | 508.6111 | SFM | wCZ04 | v2015 | rDXGF | t2 | S15 | MSRcool | Baseline Design | Hourly Results.csv | SFM-wCZ04-v2015-rDXGF-t2 | 1494.8117 | 0 | 0 | 0 | 0
eline Design - Hourly Results. | SFM-wCZ04-v2015-rDXGF-t2-S15-MSRheat.pd2 | SFM-wCZ04-v2015-rDXGF-t2-S15-MSRheat - Baseline Design - Hourly Results.csv | 1402.7856 | 0 | 377.0053 | 354.1928 | 49173412.567 |  |  |  | 491.7341 | SFM | wCZ04 | v2015 | rDXGF | t2 | S15 | MSRheat | Baseline Design | Hourly Results.csv | SFM-wCZ04-v2015-rDXGF-t2 | 354.1928 | 0 | 0 | 0 | 491.7341
eline Design - Hourly Results. | SFM-wCZ04-v2015-rDXGF-t2-S16-MSRcool.pd2 | SFM-wCZ04-v2015-rDXGF-t2-S16-MSRcool - Baseline Design - Hourly Results.csv | 1546.473 | 0 | 0 | 0 | 50855043.441 |  |  |  | 508.5504 | SFM | wCZ04 | v2015 | rDXGF | t2 | S16 | MSRcool | Baseline Design | Hourly Results.csv | SFM-wCZ04-v2015-rDXGF-t2 | 1546.473 | 0 | 0 | 0 | 0
eline Design - Hourly Results. | SFM-wCZ04-v2015-rDXGF-t2-S16-MSRheat.pd2 | SFM-wCZ04-v2015-rDXGF-t2-S16-MSRheat - Baseline Design - Hourly Results.csv | 1444.1595 | 0 | 322.9285 | 201.9389 | 49920843.221 |  |  |  | 499.2084 | SFM | wCZ04 | v2015 | rDXGF | t2 | S16 | MSRheat | Baseline Design | Hourly Results.csv | SFM-wCZ04-v2015-rDXGF-t2 | 201.9389 | 0 | 0 | 0 | 499.2084
eline Design - Hourly Results. | SFM-wCZ04-v2015-rDXGF-t2-S17-MSRcool.pd2 | SFM-wCZ04-v2015-rDXGF-t2-S17-MSRcool - Baseline Design - Hourly Results.csv | 1452.427 | 0 | 0 | 0 | 50855043.441 |  |  |  | 508.5504 | SFM | wCZ04 | v2015 | rDXGF | t2 | S17 | MSRcool | Baseline Design | Hourly Results.csv | SFM-wCZ04-v2015-rDXGF-t2 | 1452.427 | 0 | 0 | 0 | 0
eline Design - Hourly Results. | SFM-wCZ04-v2015-rDXGF-t2-S17-MSRheat.pd2 | SFM-wCZ04-v2015-rDXGF-t2-S17-MSRheat - Baseline Design - Hourly Results.csv | 1349.3133 | 0 | 322.9285 | 201.9389 | 49920843.221 |  |  |  | 499.2084 | SFM | wCZ04 | v2015 | rDXGF | t2 | S17 | MSRheat | Baseline Design | Hourly Results.csv | SFM-wCZ04-v2015-rDXGF-t2 | 201.9389 | 0 | 0 | 0 | 499.2084
eline Design - Hourly Results. | SFM-wCZ04-v2015-rDXGF-t3-S14-BSLcool.pd2 | SFM-wCZ04-v2015-rDXGF-t3-S14-BSLcool - Baseline Design - Hourly Results.csv | 1093.1861 | 0 | 0 | 0 | 85576841.213 |  |  |  | 855.7684 | SFM | wCZ04 | v2015 | rDXGF | t3 | S14 | BSLcool | Baseline Design | Hourly Results.csv | SFM-wCZ04-v2015-rDXGF-t3 | 1093.1861 | 0 | 0 | 0 | 0
eline Design - Hourly Results. | SFM-wCZ04-v2015-rDXGF-t3-S14-BSLheat.pd2 | SFM-wCZ04-v2015-rDXGF-t3-S14-BSLheat - Baseline Design - Hourly Results.csv | 961.9295 | 0 | 267.4568 | 668.0628 | 82439152.354 |  |  |  | 824.3915 | SFM | wCZ04 | v2015 | rDXGF | t3 | S14 | BSLheat | Baseline Design | Hourly Results.csv | SFM-wCZ04-v2015-rDXGF-t3 | 668.0628 | 0 | 0 | 0 | 824.3915
eline Design - Hourly Results. | SFM-wCZ04-v2015-rDXGF-t3-S15-MSRcool.pd2 | SFM-wCZ04-v2015-rDXGF-t3-S15-MSRcool - Baseline Design - Hourly Results.csv | 930.0379 | 0 | 0 | 0 | 80697822.913 |  |  |  | 806.9782 | SFM | wCZ04 | v2015 | rDXGF | t3 | S15 | MSRcool | Baseline Design | Hourly Results.csv | SFM-wCZ04-v2015-rDXGF-t3 | 930.0379 | 0 | 0 | 0 | 0
eline Design - Hourly Results. | SFM-wCZ04-v2015-rDXGF-t3-S15-MSRheat.pd2 | SFM-wCZ04-v2015-rDXGF-t3-S15-MSRheat - Baseline Design - Hourly Results.csv | 875.919 | 0 | 231.4071 | 598.9842 | 77900616.117 |  |  |  | 779.0062 | SFM | wCZ04 | v2015 | rDXGF | t3 | S15 | MSRheat | Baseline Design | Hourly Results.csv | SFM-wCZ04-v2015-rDXGF-t3 | 598.9842 | 0 | 0 | 0 | 779.0062
eline Design - Hourly Results. | SFM-wCZ04-v2015-rDXGF-t3-S16-MSRcool.pd2 | SFM-wCZ04-v2015-rDXGF-t3-S16-MSRcool - Baseline Design - Hourly Results.csv | 957.6671 | 0 | 0 | 0 | 80640814.852 |  |  |  | 806.4081 | SFM | wCZ04 | v2015 | rDXGF | t3 | S16 | MSRcool | Baseline Design | Hourly Results.csv | SFM-wCZ04-v2015-rDXGF-t3 | 957.6671 | 0 | 0 | 0 | 0
eline Design - Hourly Results. | SFM-wCZ04-v2015-rDXGF-t3-S16-MSRheat.pd2 | SFM-wCZ04-v2015-rDXGF-t3-S16-MSRheat - Baseline Design - Hourly Results.csv | 895.053 | 0 | 197.5306 | 341.3012 | 79078849.526 |  |  |  | 790.7885 | SFM | wCZ04 | v2015 | rDXGF | t3 | S16 | MSRheat | Baseline Design | Hourly Results.csv | SFM-wCZ04-v2015-rDXGF-t3 | 341.3012 | 0 | 0 | 0 | 790.7885
eline Design - Hourly Results. | SFM-wCZ04-v2015-rDXGF-t3-S17-MSRcool.pd2 | SFM-wCZ04-v2015-rDXGF-t3-S17-MSRcool - Baseline Design - Hourly Results.csv | 899.4282 | 0 | 0 | 0 | 80640814.852 |  |  |  | 806.4081 | SFM | wCZ04 | v2015 | rDXGF | t3 | S17 | MSRcool | Baseline Design | Hourly Results.csv | SFM-wCZ04-v2015-rDXGF-t3 | 899.4282 | 0 | 0 | 0 | 0
eline Design - Hourly Results. | SFM-wCZ04-v2015-rDXGF-t3-S17-MSRheat.pd2 | SFM-wCZ04-v2015-rDXGF-t3-S17-MSRheat - Baseline Design - Hourly Results.csv | 836.2698 | 0 | 197.5306 | 341.3012 | 79078849.526 |  |  |  | 790.7885 | SFM | wCZ04 | v2015 | rDXGF | t3 | S17 | MSRheat | Baseline Design | Hourly Results.csv | SFM-wCZ04-v2015-rDXGF-t3 | 341.3012 | 0 | 0 | 0 | 790.7885
eline Design - Hourly Results. | SFM-wCZ04-v2015-rDXGF-t4-S14-BSLcool.pd2 | SFM-wCZ04-v2015-rDXGF-t4-S14-BSLcool - Baseline Design - Hourly Results.csv | 438.8934 | 0 | 0 | 0 | 92716645.736 |  |  |  | 927.1665 | SFM | wCZ04 | v2015 | rDXGF | t4 | S14 | BSLcool | Baseline Design | Hourly Results.csv | SFM-wCZ04-v2015-rDXGF-t4 | 438.8934 | 0 | 0 | 0 | 0
eline Design - Hourly Results. | SFM-wCZ04-v2015-rDXGF-t4-S14-BSLheat.pd2 | SFM-wCZ04-v2015-rDXGF-t4-S14-BSLheat - Baseline Design - Hourly Results.csv | 385.2338 | 0 | 101.6191 | 700.7952 | 89369118.259 |  |  |  | 893.6912 | SFM | wCZ04 | v2015 | rDXGF | t4 | S14 | BSLheat | Baseline Design | Hourly Results.csv | SFM-wCZ04-v2015-rDXGF-t4 | 700.7952 | 0 | 0 | 0 | 893.6912
eline Design - Hourly Results. | SFM-wCZ04-v2015-rDXGF-t4-S15-MSRcool.pd2 | SFM-wCZ04-v2015-rDXGF-t4-S15-MSRcool - Baseline Design - Hourly Results.csv | 376.0872 | 0 | 0 | 0 | 87525588.763 |  |  |  | 875.2559 | SFM | wCZ04 | v2015 | rDXGF | t4 | S15 | MSRcool | Baseline Design | Hourly Results.csv | SFM-wCZ04-v2015-rDXGF-t4 | 376.0872 | 0 | 0 | 0 | 0
eline Design - Hourly Results. | SFM-wCZ04-v2015-rDXGF-t4-S15-MSRheat.pd2 | SFM-wCZ04-v2015-rDXGF-t4-S15-MSRheat - Baseline Design - Hourly Results.csv | 352.5502 | 0 | 88.4623 | 628.0809 | 84549232.7 |  |  |  | 845.4923 | SFM | wCZ04 | v2015 | rDXGF | t4 | S15 | MSRheat | Baseline Design | Hourly Results.csv | SFM-wCZ04-v2015-rDXGF-t4 | 628.0809 | 0 | 0 | 0 | 845.4923
eline Design - Hourly Results. | SFM-wCZ04-v2015-rDXGF-t4-S16-MSRcool.pd2 | SFM-wCZ04-v2015-rDXGF-t4-S16-MSRcool - Baseline Design - Hourly Results.csv | 383.6167 | 0 | 0 | 0 | 87517199.396 |  |  |  | 875.172 | SFM | wCZ04 | v2015 | rDXGF | t4 | S16 | MSRcool | Baseline Design | Hourly Results.csv | SFM-wCZ04-v2015-rDXGF-t4 | 383.6167 | 0 | 0 | 0 | 0
eline Design - Hourly Results. | SFM-wCZ04-v2015-rDXGF-t4-S16-MSRheat.pd2 | SFM-wCZ04-v2015-rDXGF-t4-S16-MSRheat - Baseline Design - Hourly Results.csv | 356.2612 | 0 | 75.8349 | 358.1327 | 85852386.372 |  |  |  | 858.5239 | SFM | wCZ04 | v2015 | rDXGF | t4 | S16 | MSRheat | Baseline Design | Hourly Results.csv | SFM-wCZ04-v2015-rDXGF-t4 | 358.1327 | 0 | 0 | 0 | 858.5239
eline Design - Hourly Results. | SFM-wCZ04-v2015-rDXGF-t4-S17-MSRcool.pd2 | SFM-wCZ04-v2015-rDXGF-t4-S17-MSRcool - Baseline Design - Hourly Results.csv | 360.2876 | 0 | 0 | 0 | 87517199.396 |  |  |  | 875.172 | SFM | wCZ04 | v2015 | rDXGF | t4 | S17 | MSRcool | Baseline Design | Hourly Results.csv | SFM-wCZ04-v2015-rDXGF-t4 | 360.2876 | 0 | 0 | 0 | 0
eline Design - Hourly Results. | SFM-wCZ04-v2015-rDXGF-t4-S17-MSRheat.pd2 | SFM-wCZ04-v2015-rDXGF-t4-S17-MSRheat - Baseline Design - Hourly Results.csv | 332.8634 | 0 | 75.8349 | 358.1327 | 85852386.372 |  |  |  | 858.5239 | SFM | wCZ04 | v2015 | rDXGF | t4 | S17 | MSRheat | Baseline Design | Hourly Results.csv | SFM-wCZ04-v2015-rDXGF-t4 | 358.1327 | 0 | 0 | 0 | 858.5239
eline Design - Hourly Results. | SFM-wCZ04-v2015-rDXGF-t5-S14-BSLcool.pd2 | SFM-wCZ04-v2015-rDXGF-t5-S14-BSLcool - Baseline Design - Hourly Results.csv | 528.0965 | 0 | 0 | 0 | 11464587.15 |  |  |  | 114.6459 | SFM | wCZ04 | v2015 | rDXGF | t5 | S14 | BSLcool | Baseline Design | Hourly Results.csv | SFM-wCZ04-v2015-rDXGF-t5 | 528.0965 | 0 | 0 | 0 | 0
eline Design - Hourly Results. | SFM-wCZ04-v2015-rDXGF-t5-S14-BSLheat.pd2 | SFM-wCZ04-v2015-rDXGF-t5-S14-BSLheat - Baseline Design - Hourly Results.csv | 464.6692 | 0 | 125.3032 | 81.0764 | 11078746.919 |  |  |  | 110.7875 | SFM | wCZ04 | v2015 | rDXGF | t5 | S14 | BSLheat | Baseline Design | Hourly Results.csv | SFM-wCZ04-v2015-rDXGF-t5 | 81.0764 | 0 | 0 | 0 | 110.7875
eline Design - Hourly Results. | SFM-wCZ04-v2015-rDXGF-t5-S15-MSRcool.pd2 | SFM-wCZ04-v2015-rDXGF-t5-S15-MSRcool - Baseline Design - Hourly Results.csv | 451.1494 | 0 | 0 | 0 | 10861763.389 |  |  |  | 108.6176 | SFM | wCZ04 | v2015 | rDXGF | t5 | S15 | MSRcool | Baseline Design | Hourly Results.csv | SFM-wCZ04-v2015-rDXGF-t5 | 451.1494 | 0 | 0 | 0 | 0
eline Design - Hourly Results. | SFM-wCZ04-v2015-rDXGF-t5-S15-MSRheat.pd2 | SFM-wCZ04-v2015-rDXGF-t5-S15-MSRheat - Baseline Design - Hourly Results.csv | 423.5212 | 0 | 108.3043 | 72.6925 | 10517171.469 |  |  |  | 105.1717 | SFM | wCZ04 | v2015 | rDXGF | t5 | S15 | MSRheat | Baseline Design | Hourly Results.csv | SFM-wCZ04-v2015-rDXGF-t5 | 72.6925 | 0 | 0 | 0 | 105.1717
eline Design - Hourly Results. | SFM-wCZ04-v2015-rDXGF-t5-S16-MSRcool.pd2 | SFM-wCZ04-v2015-rDXGF-t5-S16-MSRcool - Baseline Design - Hourly Results.csv | 461.0055 | 0 | 0 | 0 | 10845132.145 |  |  |  | 108.4513 | SFM | wCZ04 | v2015 | rDXGF | t5 | S16 | MSRcool | Baseline Design | Hourly Results.csv | SFM-wCZ04-v2015-rDXGF-t5 | 461.0055 | 0 | 0 | 0 | 0
eline Design - Hourly Results. | SFM-wCZ04-v2015-rDXGF-t5-S16-MSRheat.pd2 | SFM-wCZ04-v2015-rDXGF-t5-S16-MSRheat - Baseline Design - Hourly Results.csv | 428.365 | 0 | 92.4036 | 41.3654 | 10652897.74 |  |  |  | 106.529 | SFM | wCZ04 | v2015 | rDXGF | t5 | S16 | MSRheat | Baseline Design | Hourly Results.csv | SFM-wCZ04-v2015-rDXGF-t5 | 41.3654 | 0 | 0 | 0 | 106.529
eline Design - Hourly Results. | SFM-wCZ04-v2015-rDXGF-t5-S17-MSRcool.pd2 | SFM-wCZ04-v2015-rDXGF-t5-S17-MSRcool - Baseline Design - Hourly Results.csv | 432.9701 | 0 | 0 | 0 | 10845132.145 |  |  |  | 108.4513 | SFM | wCZ04 | v2015 | rDXGF | t5 | S17 | MSRcool | Baseline Design | Hourly Results.csv | SFM-wCZ04-v2015-rDXGF-t5 | 432.9701 | 0 | 0 | 0 | 0
eline Design - Hourly Results. | SFM-wCZ04-v2015-rDXGF-t5-S17-MSRheat.pd2 | SFM-wCZ04-v2015-rDXGF-t5-S17-MSRheat - Baseline Design - Hourly Results.csv | 400.2319 | 0 | 92.4036 | 41.3654 | 10652897.74 |  |  |  | 106.529 | SFM | wCZ04 | v2015 | rDXGF | t5 | S17 | MSRheat | Baseline Design | Hourly Results.csv | SFM-wCZ04-v2015-rDXGF-t5 | 41.3654 | 0 | 0 | 0 | 106.529
eline Design - Hourly Results. | SFM-wCZ05-v2015-rDXGF-t1-S14-BSLcool.pd2 | SFM-wCZ05-v2015-rDXGF-t1-S14-BSLcool - Baseline Design - Hourly Results.csv | 424.7333 | 0 | 0 | 0 | 30202513.309 |  |  |  | 302.0251 | SFM | wCZ05 | v2015 | rDXGF | t1 | S14 | BSLcool | Baseline Design | Hourly Results.csv | SFM-wCZ05-v2015-rDXGF-t1 | 424.7333 | 0 | 0 | 0 | 0
eline Design - Hourly Results. | SFM-wCZ05-v2015-rDXGF-t1-S14-BSLheat.pd2 | SFM-wCZ05-v2015-rDXGF-t1-S14-BSLheat - Baseline Design - Hourly Results.csv | 377.7318 | 0 | 121.1426 | 217.5245 | 29175818.515 |  |  |  | 291.7582 | SFM | wCZ05 | v2015 | rDXGF | t1 | S14 | BSLheat | Baseline Design | Hourly Results.csv | SFM-wCZ05-v2015-rDXGF-t1 | 217.5245 | 0 | 0 | 0 | 291.7582
eline Design - Hourly Results. | SFM-wCZ05-v2015-rDXGF-t1-S15-MSRcool.pd2 | SFM-wCZ05-v2015-rDXGF-t1-S15-MSRcool - Baseline Design - Hourly Results.csv | 372.0465 | 0 | 0 | 0 | 28590854.167 |  |  |  | 285.9085 | SFM | wCZ05 | v2015 | rDXGF | t1 | S15 | MSRcool | Baseline Design | Hourly Results.csv | SFM-wCZ05-v2015-rDXGF-t1 | 372.0465 | 0 | 0 | 0 | 0
eline Design - Hourly Results. | SFM-wCZ05-v2015-rDXGF-t1-S15-MSRheat.pd2 | SFM-wCZ05-v2015-rDXGF-t1-S15-MSRheat - Baseline Design - Hourly Results.csv | 351.4151 | 0 | 106.7203 | 195.034 | 27673195.818 |  |  |  | 276.732 | SFM | wCZ05 | v2015 | rDXGF | t1 | S15 | MSRheat | Baseline Design | Hourly Results.csv | SFM-wCZ05-v2015-rDXGF-t1 | 195.034 | 0 | 0 | 0 | 276.732
eline Design - Hourly Results. | SFM-wCZ05-v2015-rDXGF-t1-S16-MSRcool.pd2 | SFM-wCZ05-v2015-rDXGF-t1-S16-MSRcool - Baseline Design - Hourly Results.csv | 381.8252 | 0 | 0 | 0 | 28573277.878 |  |  |  | 285.7328 | SFM | wCZ05 | v2015 | rDXGF | t1 | S16 | MSRcool | Baseline Design | Hourly Results.csv | SFM-wCZ05-v2015-rDXGF-t1 | 381.8252 | 0 | 0 | 0 | 0
eline Design - Hourly Results. | SFM-wCZ05-v2015-rDXGF-t1-S16-MSRheat.pd2 | SFM-wCZ05-v2015-rDXGF-t1-S16-MSRheat - Baseline Design - Hourly Results.csv | 358.347 | 0 | 87.7651 | 111.1393 | 28064015.532 |  |  |  | 280.6402 | SFM | wCZ05 | v2015 | rDXGF | t1 | S16 | MSRheat | Baseline Design | Hourly Results.csv | SFM-wCZ05-v2015-rDXGF-t1 | 111.1393 | 0 | 0 | 0 | 280.6402
eline Design - Hourly Results. | SFM-wCZ05-v2015-rDXGF-t1-S17-MSRcool.pd2 | SFM-wCZ05-v2015-rDXGF-t1-S17-MSRcool - Baseline Design - Hourly Results.csv | 358.6051 | 0 | 0 | 0 | 28573277.878 |  |  |  | 285.7328 | SFM | wCZ05 | v2015 | rDXGF | t1 | S17 | MSRcool | Baseline Design | Hourly Results.csv | SFM-wCZ05-v2015-rDXGF-t1 | 358.6051 | 0 | 0 | 0 | 0
eline Design - Hourly Results. | SFM-wCZ05-v2015-rDXGF-t1-S17-MSRheat.pd2 | SFM-wCZ05-v2015-rDXGF-t1-S17-MSRheat - Baseline Design - Hourly Results.csv | 334.8124 | 0 | 87.7651 | 111.1393 | 28064015.532 |  |  |  | 280.6402 | SFM | wCZ05 | v2015 | rDXGF | t1 | S17 | MSRheat | Baseline Design | Hourly Results.csv | SFM-wCZ05-v2015-rDXGF-t1 | 111.1393 | 0 | 0 | 0 | 280.6402
eline Design - Hourly Results. | SFM-wCZ05-v2015-rDXGF-t2-S14-BSLcool.pd2 | SFM-wCZ05-v2015-rDXGF-t2-S14-BSLcool - Baseline Design - Hourly Results.csv | 347.6151 | 0 | 0 | 0 | 59209846.066 |  |  |  | 592.0985 | SFM | wCZ05 | v2015 | rDXGF | t2 | S14 | BSLcool | Baseline Design | Hourly Results.csv | SFM-wCZ05-v2015-rDXGF-t2 | 347.6151 | 0 | 0 | 0 | 0
eline Design - Hourly Results. | SFM-wCZ05-v2015-rDXGF-t2-S14-BSLheat.pd2 | SFM-wCZ05-v2015-rDXGF-t2-S14-BSLheat - Baseline Design - Hourly Results.csv | 308.5644 | 0 | 99.1354 | 451.4865 | 57156172.345 |  |  |  | 571.5617 | SFM | wCZ05 | v2015 | rDXGF | t2 | S14 | BSLheat | Baseline Design | Hourly Results.csv | SFM-wCZ05-v2015-rDXGF-t2 | 451.4865 | 0 | 0 | 0 | 571.5617
eline Design - Hourly Results. | SFM-wCZ05-v2015-rDXGF-t2-S15-MSRcool.pd2 | SFM-wCZ05-v2015-rDXGF-t2-S15-MSRcool - Baseline Design - Hourly Results.csv | 306.5673 | 0 | 0 | 0 | 56122812.146 |  |  |  | 561.2281 | SFM | wCZ05 | v2015 | rDXGF | t2 | S15 | MSRcool | Baseline Design | Hourly Results.csv | SFM-wCZ05-v2015-rDXGF-t2 | 306.5673 | 0 | 0 | 0 | 0
eline Design - Hourly Results. | SFM-wCZ05-v2015-rDXGF-t2-S15-MSRheat.pd2 | SFM-wCZ05-v2015-rDXGF-t2-S15-MSRheat - Baseline Design - Hourly Results.csv | 287.7811 | 0 | 87.6557 | 406.5932 | 54277496.104 |  |  |  | 542.775 | SFM | wCZ05 | v2015 | rDXGF | t2 | S15 | MSRheat | Baseline Design | Hourly Results.csv | SFM-wCZ05-v2015-rDXGF-t2 | 406.5932 | 0 | 0 | 0 | 542.775
eline Design - Hourly Results. | SFM-wCZ05-v2015-rDXGF-t2-S16-MSRcool.pd2 | SFM-wCZ05-v2015-rDXGF-t2-S16-MSRcool - Baseline Design - Hourly Results.csv | 314.9511 | 0 | 0 | 0 | 56327495.84 |  |  |  | 563.275 | SFM | wCZ05 | v2015 | rDXGF | t2 | S16 | MSRcool | Baseline Design | Hourly Results.csv | SFM-wCZ05-v2015-rDXGF-t2 | 314.9511 | 0 | 0 | 0 | 0
eline Design - Hourly Results. | SFM-wCZ05-v2015-rDXGF-t2-S16-MSRheat.pd2 | SFM-wCZ05-v2015-rDXGF-t2-S16-MSRheat - Baseline Design - Hourly Results.csv | 294.3967 | 0 | 72.2208 | 232.6936 | 55284218.159 |  |  |  | 552.8422 | SFM | wCZ05 | v2015 | rDXGF | t2 | S16 | MSRheat | Baseline Design | Hourly Results.csv | SFM-wCZ05-v2015-rDXGF-t2 | 232.6936 | 0 | 0 | 0 | 552.8422
eline Design - Hourly Results. | SFM-wCZ05-v2015-rDXGF-t2-S17-MSRcool.pd2 | SFM-wCZ05-v2015-rDXGF-t2-S17-MSRcool - Baseline Design - Hourly Results.csv | 295.7979 | 0 | 0 | 0 | 56327495.84 |  |  |  | 563.275 | SFM | wCZ05 | v2015 | rDXGF | t2 | S17 | MSRcool | Baseline Design | Hourly Results.csv | SFM-wCZ05-v2015-rDXGF-t2 | 295.7979 | 0 | 0 | 0 | 0
eline Design - Hourly Results. | SFM-wCZ05-v2015-rDXGF-t2-S17-MSRheat.pd2 | SFM-wCZ05-v2015-rDXGF-t2-S17-MSRheat - Baseline Design - Hourly Results.csv | 275.062 | 0 | 72.2208 | 232.6936 | 55284218.159 |  |  |  | 552.8422 | SFM | wCZ05 | v2015 | rDXGF | t2 | S17 | MSRheat | Baseline Design | Hourly Results.csv | SFM-wCZ05-v2015-rDXGF-t2 | 232.6936 | 0 | 0 | 0 | 552.8422
eline Design - Hourly Results. | SFM-wCZ05-v2015-rDXGF-t3-S14-BSLcool.pd2 | SFM-wCZ05-v2015-rDXGF-t3-S14-BSLcool - Baseline Design - Hourly Results.csv | 271.0616 | 0 | 0 | 0 | 67243725.142 |  |  |  | 672.4373 | SFM | wCZ05 | v2015 | rDXGF | t3 | S14 | BSLcool | Baseline Design | Hourly Results.csv | SFM-wCZ05-v2015-rDXGF-t3 | 271.0616 | 0 | 0 | 0 | 0
eline Design - Hourly Results. | SFM-wCZ05-v2015-rDXGF-t3-S14-BSLheat.pd2 | SFM-wCZ05-v2015-rDXGF-t3-S14-BSLheat - Baseline Design - Hourly Results.csv | 240.7781 | 0 | 75.8878 | 508.1692 | 64857326.318 |  |  |  | 648.5733 | SFM | wCZ05 | v2015 | rDXGF | t3 | S14 | BSLheat | Baseline Design | Hourly Results.csv | SFM-wCZ05-v2015-rDXGF-t3 | 508.1692 | 0 | 0 | 0 | 648.5733
eline Design - Hourly Results. | SFM-wCZ05-v2015-rDXGF-t3-S15-MSRcool.pd2 | SFM-wCZ05-v2015-rDXGF-t3-S15-MSRcool - Baseline Design - Hourly Results.csv | 236.6391 | 0 | 0 | 0 | 63471219.27 |  |  |  | 634.7122 | SFM | wCZ05 | v2015 | rDXGF | t3 | S15 | MSRcool | Baseline Design | Hourly Results.csv | SFM-wCZ05-v2015-rDXGF-t3 | 236.6391 | 0 | 0 | 0 | 0
eline Design - Hourly Results. | SFM-wCZ05-v2015-rDXGF-t3-S15-MSRheat.pd2 | SFM-wCZ05-v2015-rDXGF-t3-S15-MSRheat - Baseline Design - Hourly Results.csv | 223.5074 | 0 | 66.7959 | 455.3847 | 61351460.366 |  |  |  | 613.5146 | SFM | wCZ05 | v2015 | rDXGF | t3 | S15 | MSRheat | Baseline Design | Hourly Results.csv | SFM-wCZ05-v2015-rDXGF-t3 | 455.3847 | 0 | 0 | 0 | 613.5146
eline Design - Hourly Results. | SFM-wCZ05-v2015-rDXGF-t3-S16-MSRcool.pd2 | SFM-wCZ05-v2015-rDXGF-t3-S16-MSRcool - Baseline Design - Hourly Results.csv | 242.2258 | 0 | 0 | 0 | 63413207.783 |  |  |  | 634.1321 | SFM | wCZ05 | v2015 | rDXGF | t3 | S16 | MSRcool | Baseline Design | Hourly Results.csv | SFM-wCZ05-v2015-rDXGF-t3 | 242.2258 | 0 | 0 | 0 | 0
eline Design - Hourly Results. | SFM-wCZ05-v2015-rDXGF-t3-S16-MSRheat.pd2 | SFM-wCZ05-v2015-rDXGF-t3-S16-MSRheat - Baseline Design - Hourly Results.csv | 227.524 | 0 | 55.1909 | 259.4249 | 62226683.446 |  |  |  | 622.2668 | SFM | wCZ05 | v2015 | rDXGF | t3 | S16 | MSRheat | Baseline Design | Hourly Results.csv | SFM-wCZ05-v2015-rDXGF-t3 | 259.4249 | 0 | 0 | 0 | 622.2668
eline Design - Hourly Results. | SFM-wCZ05-v2015-rDXGF-t3-S17-MSRcool.pd2 | SFM-wCZ05-v2015-rDXGF-t3-S17-MSRcool - Baseline Design - Hourly Results.csv | 227.4954 | 0 | 0 | 0 | 63413207.783 |  |  |  | 634.1321 | SFM | wCZ05 | v2015 | rDXGF | t3 | S17 | MSRcool | Baseline Design | Hourly Results.csv | SFM-wCZ05-v2015-rDXGF-t3 | 227.4954 | 0 | 0 | 0 | 0
eline Design - Hourly Results. | SFM-wCZ05-v2015-rDXGF-t3-S17-MSRheat.pd2 | SFM-wCZ05-v2015-rDXGF-t3-S17-MSRheat - Baseline Design - Hourly Results.csv | 212.5812 | 0 | 55.1909 | 259.4249 | 62226683.446 |  |  |  | 622.2668 | SFM | wCZ05 | v2015 | rDXGF | t3 | S17 | MSRheat | Baseline Design | Hourly Results.csv | SFM-wCZ05-v2015-rDXGF-t3 | 259.4249 | 0 | 0 | 0 | 622.2668
eline Design - Hourly Results. | SFM-wCZ05-v2015-rDXGF-t4-S14-BSLcool.pd2 | SFM-wCZ05-v2015-rDXGF-t4-S14-BSLcool - Baseline Design - Hourly Results.csv | 417.6398 | 0 | 0 | 0 | 70526192.103 |  |  |  | 705.2619 | SFM | wCZ05 | v2015 | rDXGF | t4 | S14 | BSLcool | Baseline Design | Hourly Results.csv | SFM-wCZ05-v2015-rDXGF-t4 | 417.6398 | 0 | 0 | 0 | 0
eline Design - Hourly Results. | SFM-wCZ05-v2015-rDXGF-t4-S14-BSLheat.pd2 | SFM-wCZ05-v2015-rDXGF-t4-S14-BSLheat - Baseline Design - Hourly Results.csv | 368.3199 | 0 | 117.8808 | 521.5027 | 68051049.203 |  |  |  | 680.5105 | SFM | wCZ05 | v2015 | rDXGF | t4 | S14 | BSLheat | Baseline Design | Hourly Results.csv | SFM-wCZ05-v2015-rDXGF-t4 | 521.5027 | 0 | 0 | 0 | 680.5105
eline Design - Hourly Results. | SFM-wCZ05-v2015-rDXGF-t4-S15-MSRcool.pd2 | SFM-wCZ05-v2015-rDXGF-t4-S15-MSRcool - Baseline Design - Hourly Results.csv | 364.2625 | 0 | 0 | 0 | 66624924.391 |  |  |  | 666.2492 | SFM | wCZ05 | v2015 | rDXGF | t4 | S15 | MSRcool | Baseline Design | Hourly Results.csv | SFM-wCZ05-v2015-rDXGF-t4 | 364.2625 | 0 | 0 | 0 | 0
eline Design - Hourly Results. | SFM-wCZ05-v2015-rDXGF-t4-S15-MSRheat.pd2 | SFM-wCZ05-v2015-rDXGF-t4-S15-MSRheat - Baseline Design - Hourly Results.csv | 343.6329 | 0 | 104.1976 | 467.2733 | 64427281.706 |  |  |  | 644.2728 | SFM | wCZ05 | v2015 | rDXGF | t4 | S15 | MSRheat | Baseline Design | Hourly Results.csv | SFM-wCZ05-v2015-rDXGF-t4 | 467.2733 | 0 | 0 | 0 | 644.2728
eline Design - Hourly Results. | SFM-wCZ05-v2015-rDXGF-t4-S16-MSRcool.pd2 | SFM-wCZ05-v2015-rDXGF-t4-S16-MSRcool - Baseline Design - Hourly Results.csv | 374.1925 | 0 | 0 | 0 | 66594430.348 |  |  |  | 665.9443 | SFM | wCZ05 | v2015 | rDXGF | t4 | S16 | MSRcool | Baseline Design | Hourly Results.csv | SFM-wCZ05-v2015-rDXGF-t4 | 374.1925 | 0 | 0 | 0 | 0
eline Design - Hourly Results. | SFM-wCZ05-v2015-rDXGF-t4-S16-MSRheat.pd2 | SFM-wCZ05-v2015-rDXGF-t4-S16-MSRheat - Baseline Design - Hourly Results.csv | 351.1137 | 0 | 85.9374 | 266.297 | 65365007.441 |  |  |  | 653.6501 | SFM | wCZ05 | v2015 | rDXGF | t4 | S16 | MSRheat | Baseline Design | Hourly Results.csv | SFM-wCZ05-v2015-rDXGF-t4 | 266.297 | 0 | 0 | 0 | 653.6501
eline Design - Hourly Results. | SFM-wCZ05-v2015-rDXGF-t4-S17-MSRcool.pd2 | SFM-wCZ05-v2015-rDXGF-t4-S17-MSRcool - Baseline Design - Hourly Results.csv | 351.4366 | 0 | 0 | 0 | 66594430.348 |  |  |  | 665.9443 | SFM | wCZ05 | v2015 | rDXGF | t4 | S17 | MSRcool | Baseline Design | Hourly Results.csv | SFM-wCZ05-v2015-rDXGF-t4 | 351.4366 | 0 | 0 | 0 | 0
eline Design - Hourly Results. | SFM-wCZ05-v2015-rDXGF-t4-S17-MSRheat.pd2 | SFM-wCZ05-v2015-rDXGF-t4-S17-MSRheat - Baseline Design - Hourly Results.csv | 328.0541 | 0 | 85.9374 | 266.297 | 65365007.441 |  |  |  | 653.6501 | SFM | wCZ05 | v2015 | rDXGF | t4 | S17 | MSRheat | Baseline Design | Hourly Results.csv | SFM-wCZ05-v2015-rDXGF-t4 | 266.297 | 0 | 0 | 0 | 653.6501
eline Design - Hourly Results. | SFM-wCZ05-v2015-rDXGF-t5-S14-BSLcool.pd2 | SFM-wCZ05-v2015-rDXGF-t5-S14-BSLcool - Baseline Design - Hourly Results.csv | 424.7333 | 0 | 0 | 0 | 30202513.309 |  |  |  | 302.0251 | SFM | wCZ05 | v2015 | rDXGF | t5 | S14 | BSLcool | Baseline Design | Hourly Results.csv | SFM-wCZ05-v2015-rDXGF-t5 | 424.7333 | 0 | 0 | 0 | 0
eline Design - Hourly Results. | SFM-wCZ05-v2015-rDXGF-t5-S14-BSLheat.pd2 | SFM-wCZ05-v2015-rDXGF-t5-S14-BSLheat - Baseline Design - Hourly Results.csv | 377.7318 | 0 | 121.1426 | 217.5245 | 29175818.515 |  |  |  | 291.7582 | SFM | wCZ05 | v2015 | rDXGF | t5 | S14 | BSLheat | Baseline Design | Hourly Results.csv | SFM-wCZ05-v2015-rDXGF-t5 | 217.5245 | 0 | 0 | 0 | 291.7582
eline Design - Hourly Results. | SFM-wCZ05-v2015-rDXGF-t5-S15-MSRcool.pd2 | SFM-wCZ05-v2015-rDXGF-t5-S15-MSRcool - Baseline Design - Hourly Results.csv | 372.0465 | 0 | 0 | 0 | 28590854.167 |  |  |  | 285.9085 | SFM | wCZ05 | v2015 | rDXGF | t5 | S15 | MSRcool | Baseline Design | Hourly Results.csv | SFM-wCZ05-v2015-rDXGF-t5 | 372.0465 | 0 | 0 | 0 | 0
eline Design - Hourly Results. | SFM-wCZ05-v2015-rDXGF-t5-S15-MSRheat.pd2 | SFM-wCZ05-v2015-rDXGF-t5-S15-MSRheat - Baseline Design - Hourly Results.csv | 351.4151 | 0 | 106.7203 | 195.034 | 27673195.818 |  |  |  | 276.732 | SFM | wCZ05 | v2015 | rDXGF | t5 | S15 | MSRheat | Baseline Design | Hourly Results.csv | SFM-wCZ05-v2015-rDXGF-t5 | 195.034 | 0 | 0 | 0 | 276.732
eline Design - Hourly Results. | SFM-wCZ05-v2015-rDXGF-t5-S16-MSRcool.pd2 | SFM-wCZ05-v2015-rDXGF-t5-S16-MSRcool - Baseline Design - Hourly Results.csv | 381.8252 | 0 | 0 | 0 | 28573277.878 |  |  |  | 285.7328 | SFM | wCZ05 | v2015 | rDXGF | t5 | S16 | MSRcool | Baseline Design | Hourly Results.csv | SFM-wCZ05-v2015-rDXGF-t5 | 381.8252 | 0 | 0 | 0 | 0
eline Design - Hourly Results. | SFM-wCZ05-v2015-rDXGF-t5-S16-MSRheat.pd2 | SFM-wCZ05-v2015-rDXGF-t5-S16-MSRheat - Baseline Design - Hourly Results.csv | 358.347 | 0 | 87.7651 | 111.1393 | 28064015.532 |  |  |  | 280.6402 | SFM | wCZ05 | v2015 | rDXGF | t5 | S16 | MSRheat | Baseline Design | Hourly Results.csv | SFM-wCZ05-v2015-rDXGF-t5 | 111.1393 | 0 | 0 | 0 | 280.6402
eline Design - Hourly Results. | SFM-wCZ05-v2015-rDXGF-t5-S17-MSRcool.pd2 | SFM-wCZ05-v2015-rDXGF-t5-S17-MSRcool - Baseline Design - Hourly Results.csv | 358.6051 | 0 | 0 | 0 | 28573277.878 |  |  |  | 285.7328 | SFM | wCZ05 | v2015 | rDXGF | t5 | S17 | MSRcool | Baseline Design | Hourly Results.csv | SFM-wCZ05-v2015-rDXGF-t5 | 358.6051 | 0 | 0 | 0 | 0
eline Design - Hourly Results. | SFM-wCZ05-v2015-rDXGF-t5-S17-MSRheat.pd2 | SFM-wCZ05-v2015-rDXGF-t5-S17-MSRheat - Baseline Design - Hourly Results.csv | 334.8124 | 0 | 87.7651 | 111.1393 | 28064015.532 |  |  |  | 280.6402 | SFM | wCZ05 | v2015 | rDXGF | t5 | S17 | MSRheat | Baseline Design | Hourly Results.csv | SFM-wCZ05-v2015-rDXGF-t5 | 111.1393 | 0 | 0 | 0 | 280.6402
eline Design - Hourly Results. | SFM-wCZ06-v2015-rDXGF-t1-S14-BSLcool.pd2 | SFM-wCZ06-v2015-rDXGF-t1-S14-BSLcool - Baseline Design - Hourly Results.csv | 3155.9373 | 0 | 0 | 0 | 39617586.967 |  |  |  | 396.1759 | SFM | wCZ06 | v2015 | rDXGF | t1 | S14 | BSLcool | Baseline Design | Hourly Results.csv | SFM-wCZ06-v2015-rDXGF-t1 | 3155.9373 | 0 | 0 | 0 | 0
eline Design - Hourly Results. | SFM-wCZ06-v2015-rDXGF-t1-S14-BSLheat.pd2 | SFM-wCZ06-v2015-rDXGF-t1-S14-BSLheat - Baseline Design - Hourly Results.csv | 2815.0613 | 0 | 884.5745 | 276.2963 | 38280872.334 |  |  |  | 382.8087 | SFM | wCZ06 | v2015 | rDXGF | t1 | S14 | BSLheat | Baseline Design | Hourly Results.csv | SFM-wCZ06-v2015-rDXGF-t1 | 276.2963 | 0 | 0 | 0 | 382.8087
eline Design - Hourly Results. | SFM-wCZ06-v2015-rDXGF-t1-S15-MSRcool.pd2 | SFM-wCZ06-v2015-rDXGF-t1-S15-MSRcool - Baseline Design - Hourly Results.csv | 2745.615 | 0 | 0 | 0 | 37561405.442 |  |  |  | 375.6141 | SFM | wCZ06 | v2015 | rDXGF | t1 | S15 | MSRcool | Baseline Design | Hourly Results.csv | SFM-wCZ06-v2015-rDXGF-t1 | 2745.615 | 0 | 0 | 0 | 0
eline Design - Hourly Results. | SFM-wCZ06-v2015-rDXGF-t1-S15-MSRheat.pd2 | SFM-wCZ06-v2015-rDXGF-t1-S15-MSRheat - Baseline Design - Hourly Results.csv | 2593.8825 | 0 | 768.046 | 247.8424 | 36380942.36 |  |  |  | 363.8094 | SFM | wCZ06 | v2015 | rDXGF | t1 | S15 | MSRheat | Baseline Design | Hourly Results.csv | SFM-wCZ06-v2015-rDXGF-t1 | 247.8424 | 0 | 0 | 0 | 363.8094
eline Design - Hourly Results. | SFM-wCZ06-v2015-rDXGF-t1-S16-MSRcool.pd2 | SFM-wCZ06-v2015-rDXGF-t1-S16-MSRcool - Baseline Design - Hourly Results.csv | 2849.9684 | 0 | 0 | 0 | 37681174.939 |  |  |  | 376.8117 | SFM | wCZ06 | v2015 | rDXGF | t1 | S16 | MSRcool | Baseline Design | Hourly Results.csv | SFM-wCZ06-v2015-rDXGF-t1 | 2849.9684 | 0 | 0 | 0 | 0
eline Design - Hourly Results. | SFM-wCZ06-v2015-rDXGF-t1-S16-MSRheat.pd2 | SFM-wCZ06-v2015-rDXGF-t1-S16-MSRheat - Baseline Design - Hourly Results.csv | 2675.1694 | 0 | 637.891 | 141.8799 | 37014817.132 |  |  |  | 370.1482 | SFM | wCZ06 | v2015 | rDXGF | t1 | S16 | MSRheat | Baseline Design | Hourly Results.csv | SFM-wCZ06-v2015-rDXGF-t1 | 141.8799 | 0 | 0 | 0 | 370.1482
eline Design - Hourly Results. | SFM-wCZ06-v2015-rDXGF-t1-S17-MSRcool.pd2 | SFM-wCZ06-v2015-rDXGF-t1-S17-MSRcool - Baseline Design - Hourly Results.csv | 2676.652 | 0 | 0 | 0 | 37681174.939 |  |  |  | 376.8117 | SFM | wCZ06 | v2015 | rDXGF | t1 | S17 | MSRcool | Baseline Design | Hourly Results.csv | SFM-wCZ06-v2015-rDXGF-t1 | 2676.652 | 0 | 0 | 0 | 0
eline Design - Hourly Results. | SFM-wCZ06-v2015-rDXGF-t1-S17-MSRheat.pd2 | SFM-wCZ06-v2015-rDXGF-t1-S17-MSRheat - Baseline Design - Hourly Results.csv | 2499.4758 | 0 | 637.891 | 141.8799 | 37014817.132 |  |  |  | 370.1482 | SFM | wCZ06 | v2015 | rDXGF | t1 | S17 | MSRheat | Baseline Design | Hourly Results.csv | SFM-wCZ06-v2015-rDXGF-t1 | 141.8799 | 0 | 0 | 0 | 370.1482
eline Design - Hourly Results. | SFM-wCZ06-v2015-rDXGF-t2-S14-BSLcool.pd2 | SFM-wCZ06-v2015-rDXGF-t2-S14-BSLcool - Baseline Design - Hourly Results.csv | 1280.705 | 0 | 0 | 0 | 60234484.375 |  |  |  | 602.3448 | SFM | wCZ06 | v2015 | rDXGF | t2 | S14 | BSLcool | Baseline Design | Hourly Results.csv | SFM-wCZ06-v2015-rDXGF-t2 | 1280.705 | 0 | 0 | 0 | 0
eline Design - Hourly Results. | SFM-wCZ06-v2015-rDXGF-t2-S14-BSLheat.pd2 | SFM-wCZ06-v2015-rDXGF-t2-S14-BSLheat - Baseline Design - Hourly Results.csv | 1134.0948 | 0 | 345.4585 | 444.1996 | 58116368.38 |  |  |  | 581.1637 | SFM | wCZ06 | v2015 | rDXGF | t2 | S14 | BSLheat | Baseline Design | Hourly Results.csv | SFM-wCZ06-v2015-rDXGF-t2 | 444.1996 | 0 | 0 | 0 | 581.1637
eline Design - Hourly Results. | SFM-wCZ06-v2015-rDXGF-t2-S15-MSRcool.pd2 | SFM-wCZ06-v2015-rDXGF-t2-S15-MSRcool - Baseline Design - Hourly Results.csv | 1115.4464 | 0 | 0 | 0 | 56970370.42 |  |  |  | 569.7037 | SFM | wCZ06 | v2015 | rDXGF | t2 | S15 | MSRcool | Baseline Design | Hourly Results.csv | SFM-wCZ06-v2015-rDXGF-t2 | 1115.4464 | 0 | 0 | 0 | 0
eline Design - Hourly Results. | SFM-wCZ06-v2015-rDXGF-t2-S15-MSRheat.pd2 | SFM-wCZ06-v2015-rDXGF-t2-S15-MSRheat - Baseline Design - Hourly Results.csv | 1048.6264 | 0 | 301.2275 | 398.4054 | 55081242.796 |  |  |  | 550.8124 | SFM | wCZ06 | v2015 | rDXGF | t2 | S15 | MSRheat | Baseline Design | Hourly Results.csv | SFM-wCZ06-v2015-rDXGF-t2 | 398.4054 | 0 | 0 | 0 | 550.8124
eline Design - Hourly Results. | SFM-wCZ06-v2015-rDXGF-t2-S16-MSRcool.pd2 | SFM-wCZ06-v2015-rDXGF-t2-S16-MSRcool - Baseline Design - Hourly Results.csv | 1156.7696 | 0 | 0 | 0 | 57133516.878 |  |  |  | 571.3352 | SFM | wCZ06 | v2015 | rDXGF | t2 | S16 | MSRcool | Baseline Design | Hourly Results.csv | SFM-wCZ06-v2015-rDXGF-t2 | 1156.7696 | 0 | 0 | 0 | 0
eline Design - Hourly Results. | SFM-wCZ06-v2015-rDXGF-t2-S16-MSRheat.pd2 | SFM-wCZ06-v2015-rDXGF-t2-S16-MSRheat - Baseline Design - Hourly Results.csv | 1079.4029 | 0 | 252.2664 | 227.991 | 56073739.608 |  |  |  | 560.7374 | SFM | wCZ06 | v2015 | rDXGF | t2 | S16 | MSRheat | Baseline Design | Hourly Results.csv | SFM-wCZ06-v2015-rDXGF-t2 | 227.991 | 0 | 0 | 0 | 560.7374
eline Design - Hourly Results. | SFM-wCZ06-v2015-rDXGF-t2-S17-MSRcool.pd2 | SFM-wCZ06-v2015-rDXGF-t2-S17-MSRcool - Baseline Design - Hourly Results.csv | 1086.4225 | 0 | 0 | 0 | 57133516.878 |  |  |  | 571.3352 | SFM | wCZ06 | v2015 | rDXGF | t2 | S17 | MSRcool | Baseline Design | Hourly Results.csv | SFM-wCZ06-v2015-rDXGF-t2 | 1086.4225 | 0 | 0 | 0 | 0
eline Design - Hourly Results. | SFM-wCZ06-v2015-rDXGF-t2-S17-MSRheat.pd2 | SFM-wCZ06-v2015-rDXGF-t2-S17-MSRheat - Baseline Design - Hourly Results.csv | 1008.5125 | 0 | 252.2664 | 227.991 | 56073739.608 |  |  |  | 560.7374 | SFM | wCZ06 | v2015 | rDXGF | t2 | S17 | MSRheat | Baseline Design | Hourly Results.csv | SFM-wCZ06-v2015-rDXGF-t2 | 227.991 | 0 | 0 | 0 | 560.7374
eline Design - Hourly Results. | SFM-wCZ06-v2015-rDXGF-t3-S14-BSLcool.pd2 | SFM-wCZ06-v2015-rDXGF-t3-S14-BSLcool - Baseline Design - Hourly Results.csv | 600.0141 | 0 | 0 | 0 | 662978.4 |  |  |  | 6.6298 | SFM | wCZ06 | v2015 | rDXGF | t3 | S14 | BSLcool | Baseline Design | Hourly Results.csv | SFM-wCZ06-v2015-rDXGF-t3 | 600.0141 | 0 | 0 | 0 | 0
eline Design - Hourly Results. | SFM-wCZ06-v2015-rDXGF-t3-S14-BSLheat.pd2 | SFM-wCZ06-v2015-rDXGF-t3-S14-BSLheat - Baseline Design - Hourly Results.csv | 529.1226 | 0 | 157.475 | 4.1833 | 643020.55 |  |  |  | 6.4302 | SFM | wCZ06 | v2015 | rDXGF | t3 | S14 | BSLheat | Baseline Design | Hourly Results.csv | SFM-wCZ06-v2015-rDXGF-t3 | 4.1833 | 0 | 0 | 0 | 6.4302
eline Design - Hourly Results. | SFM-wCZ06-v2015-rDXGF-t3-S15-MSRcool.pd2 | SFM-wCZ06-v2015-rDXGF-t3-S15-MSRcool - Baseline Design - Hourly Results.csv | 518.6057 | 0 | 0 | 0 | 631388.53 |  |  |  | 6.3139 | SFM | wCZ06 | v2015 | rDXGF | t3 | S15 | MSRcool | Baseline Design | Hourly Results.csv | SFM-wCZ06-v2015-rDXGF-t3 | 518.6057 | 0 | 0 | 0 | 0
eline Design - Hourly Results. | SFM-wCZ06-v2015-rDXGF-t3-S15-MSRheat.pd2 | SFM-wCZ06-v2015-rDXGF-t3-S15-MSRheat - Baseline Design - Hourly Results.csv | 489.4565 | 0 | 136.9357 | 3.7471 | 613636.13 |  |  |  | 6.1364 | SFM | wCZ06 | v2015 | rDXGF | t3 | S15 | MSRheat | Baseline Design | Hourly Results.csv | SFM-wCZ06-v2015-rDXGF-t3 | 3.7471 | 0 | 0 | 0 | 6.1364
eline Design - Hourly Results. | SFM-wCZ06-v2015-rDXGF-t3-S16-MSRcool.pd2 | SFM-wCZ06-v2015-rDXGF-t3-S16-MSRcool - Baseline Design - Hourly Results.csv | 532.1855 | 0 | 0 | 0 | 631502.22 |  |  |  | 6.315 | SFM | wCZ06 | v2015 | rDXGF | t3 | S16 | MSRcool | Baseline Design | Hourly Results.csv | SFM-wCZ06-v2015-rDXGF-t3 | 532.1855 | 0 | 0 | 0 | 0
eline Design - Hourly Results. | SFM-wCZ06-v2015-rDXGF-t3-S16-MSRheat.pd2 | SFM-wCZ06-v2015-rDXGF-t3-S16-MSRheat - Baseline Design - Hourly Results.csv | 498.4759 | 0 | 114.5673 | 2.1384 | 621630.62 |  |  |  | 6.2163 | SFM | wCZ06 | v2015 | rDXGF | t3 | S16 | MSRheat | Baseline Design | Hourly Results.csv | SFM-wCZ06-v2015-rDXGF-t3 | 2.1384 | 0 | 0 | 0 | 6.2163
eline Design - Hourly Results. | SFM-wCZ06-v2015-rDXGF-t3-S17-MSRcool.pd2 | SFM-wCZ06-v2015-rDXGF-t3-S17-MSRcool - Baseline Design - Hourly Results.csv | 499.8215 | 0 | 0 | 0 | 631502.22 |  |  |  | 6.315 | SFM | wCZ06 | v2015 | rDXGF | t3 | S17 | MSRcool | Baseline Design | Hourly Results.csv | SFM-wCZ06-v2015-rDXGF-t3 | 499.8215 | 0 | 0 | 0 | 0
eline Design - Hourly Results. | SFM-wCZ06-v2015-rDXGF-t3-S17-MSRheat.pd2 | SFM-wCZ06-v2015-rDXGF-t3-S17-MSRheat - Baseline Design - Hourly Results.csv | 465.738 | 0 | 114.5673 | 2.1384 | 621630.62 |  |  |  | 6.2163 | SFM | wCZ06 | v2015 | rDXGF | t3 | S17 | MSRheat | Baseline Design | Hourly Results.csv | SFM-wCZ06-v2015-rDXGF-t3 | 2.1384 | 0 | 0 | 0 | 6.2163
eline Design - Hourly Results. | SFM-wCZ06-v2015-rDXGF-t4-S14-BSLcool.pd2 | SFM-wCZ06-v2015-rDXGF-t4-S14-BSLcool - Baseline Design - Hourly Results.csv | 185.6912 | 0 | 0 | 0 | 22412951.234 |  |  |  | 224.1295 | SFM | wCZ06 | v2015 | rDXGF | t4 | S14 | BSLcool | Baseline Design | Hourly Results.csv | SFM-wCZ06-v2015-rDXGF-t4 | 185.6912 | 0 | 0 | 0 | 0
eline Design - Hourly Results. | SFM-wCZ06-v2015-rDXGF-t4-S14-BSLheat.pd2 | SFM-wCZ06-v2015-rDXGF-t4-S14-BSLheat - Baseline Design - Hourly Results.csv | 164.0571 | 0 | 46.9903 | 153.2786 | 21693258.298 |  |  |  | 216.9326 | SFM | wCZ06 | v2015 | rDXGF | t4 | S14 | BSLheat | Baseline Design | Hourly Results.csv | SFM-wCZ06-v2015-rDXGF-t4 | 153.2786 | 0 | 0 | 0 | 216.9326
eline Design - Hourly Results. | SFM-wCZ06-v2015-rDXGF-t4-S15-MSRcool.pd2 | SFM-wCZ06-v2015-rDXGF-t4-S15-MSRcool - Baseline Design - Hourly Results.csv | 162.0818 | 0 | 0 | 0 | 21342091.484 |  |  |  | 213.4209 | SFM | wCZ06 | v2015 | rDXGF | t4 | S15 | MSRcool | Baseline Design | Hourly Results.csv | SFM-wCZ06-v2015-rDXGF-t4 | 162.0818 | 0 | 0 | 0 | 0
eline Design - Hourly Results. | SFM-wCZ06-v2015-rDXGF-t4-S15-MSRheat.pd2 | SFM-wCZ06-v2015-rDXGF-t4-S15-MSRheat - Baseline Design - Hourly Results.csv | 152.1617 | 0 | 40.9157 | 138.0565 | 20697108.88 |  |  |  | 206.9711 | SFM | wCZ06 | v2015 | rDXGF | t4 | S15 | MSRheat | Baseline Design | Hourly Results.csv | SFM-wCZ06-v2015-rDXGF-t4 | 138.0565 | 0 | 0 | 0 | 206.9711
eline Design - Hourly Results. | SFM-wCZ06-v2015-rDXGF-t4-S16-MSRcool.pd2 | SFM-wCZ06-v2015-rDXGF-t4-S16-MSRcool - Baseline Design - Hourly Results.csv | 164.6276 | 0 | 0 | 0 | 21474598.882 |  |  |  | 214.746 | SFM | wCZ06 | v2015 | rDXGF | t4 | S16 | MSRcool | Baseline Design | Hourly Results.csv | SFM-wCZ06-v2015-rDXGF-t4 | 164.6276 | 0 | 0 | 0 | 0
eline Design - Hourly Results. | SFM-wCZ06-v2015-rDXGF-t4-S16-MSRheat.pd2 | SFM-wCZ06-v2015-rDXGF-t4-S16-MSRheat - Baseline Design - Hourly Results.csv | 153.3788 | 0 | 34.3948 | 79.2753 | 21106389.332 |  |  |  | 211.0639 | SFM | wCZ06 | v2015 | rDXGF | t4 | S16 | MSRheat | Baseline Design | Hourly Results.csv | SFM-wCZ06-v2015-rDXGF-t4 | 79.2753 | 0 | 0 | 0 | 211.0639
eline Design - Hourly Results. | SFM-wCZ06-v2015-rDXGF-t4-S17-MSRcool.pd2 | SFM-wCZ06-v2015-rDXGF-t4-S17-MSRcool - Baseline Design - Hourly Results.csv | 154.6161 | 0 | 0 | 0 | 21474598.882 |  |  |  | 214.746 | SFM | wCZ06 | v2015 | rDXGF | t4 | S17 | MSRcool | Baseline Design | Hourly Results.csv | SFM-wCZ06-v2015-rDXGF-t4 | 154.6161 | 0 | 0 | 0 | 0
eline Design - Hourly Results. | SFM-wCZ06-v2015-rDXGF-t4-S17-MSRheat.pd2 | SFM-wCZ06-v2015-rDXGF-t4-S17-MSRheat - Baseline Design - Hourly Results.csv | 143.3055 | 0 | 34.3948 | 79.2753 | 21106389.332 |  |  |  | 211.0639 | SFM | wCZ06 | v2015 | rDXGF | t4 | S17 | MSRheat | Baseline Design | Hourly Results.csv | SFM-wCZ06-v2015-rDXGF-t4 | 79.2753 | 0 | 0 | 0 | 211.0639
eline Design - Hourly Results. | SFM-wCZ06-v2015-rDXGF-t5-S14-BSLcool.pd2 | SFM-wCZ06-v2015-rDXGF-t5-S14-BSLcool - Baseline Design - Hourly Results.csv | 218.1442 | 0 | 0 | 0 | 63611637.808 |  |  |  | 636.1164 | SFM | wCZ06 | v2015 | rDXGF | t5 | S14 | BSLcool | Baseline Design | Hourly Results.csv | SFM-wCZ06-v2015-rDXGF-t5 | 218.1442 | 0 | 0 | 0 | 0
eline Design - Hourly Results. | SFM-wCZ06-v2015-rDXGF-t5-S14-BSLheat.pd2 | SFM-wCZ06-v2015-rDXGF-t5-S14-BSLheat - Baseline Design - Hourly Results.csv | 192.8626 | 0 | 55.6373 | 455.9174 | 61418554.783 |  |  |  | 614.1855 | SFM | wCZ06 | v2015 | rDXGF | t5 | S14 | BSLheat | Baseline Design | Hourly Results.csv | SFM-wCZ06-v2015-rDXGF-t5 | 455.9174 | 0 | 0 | 0 | 614.1855
eline Design - Hourly Results. | SFM-wCZ06-v2015-rDXGF-t5-S15-MSRcool.pd2 | SFM-wCZ06-v2015-rDXGF-t5-S15-MSRcool - Baseline Design - Hourly Results.csv | 189.9946 | 0 | 0 | 0 | 60239682.049 |  |  |  | 602.3968 | SFM | wCZ06 | v2015 | rDXGF | t5 | S15 | MSRcool | Baseline Design | Hourly Results.csv | SFM-wCZ06-v2015-rDXGF-t5 | 189.9946 | 0 | 0 | 0 | 0
eline Design - Hourly Results. | SFM-wCZ06-v2015-rDXGF-t5-S15-MSRheat.pd2 | SFM-wCZ06-v2015-rDXGF-t5-S15-MSRheat - Baseline Design - Hourly Results.csv | 178.9277 | 0 | 48.4273 | 408.849 | 58282587.504 |  |  |  | 582.8259 | SFM | wCZ06 | v2015 | rDXGF | t5 | S15 | MSRheat | Baseline Design | Hourly Results.csv | SFM-wCZ06-v2015-rDXGF-t5 | 408.849 | 0 | 0 | 0 | 582.8259
eline Design - Hourly Results. | SFM-wCZ06-v2015-rDXGF-t5-S16-MSRcool.pd2 | SFM-wCZ06-v2015-rDXGF-t5-S16-MSRcool - Baseline Design - Hourly Results.csv | 192.9968 | 0 | 0 | 0 | 60428540.383 |  |  |  | 604.2854 | SFM | wCZ06 | v2015 | rDXGF | t5 | S16 | MSRcool | Baseline Design | Hourly Results.csv | SFM-wCZ06-v2015-rDXGF-t5 | 192.9968 | 0 | 0 | 0 | 0
eline Design - Hourly Results. | SFM-wCZ06-v2015-rDXGF-t5-S16-MSRheat.pd2 | SFM-wCZ06-v2015-rDXGF-t5-S16-MSRheat - Baseline Design - Hourly Results.csv | 180.1879 | 0 | 40.5584 | 234.0738 | 59331941.339 |  |  |  | 593.3194 | SFM | wCZ06 | v2015 | rDXGF | t5 | S16 | MSRheat | Baseline Design | Hourly Results.csv | SFM-wCZ06-v2015-rDXGF-t5 | 234.0738 | 0 | 0 | 0 | 593.3194
eline Design - Hourly Results. | SFM-wCZ06-v2015-rDXGF-t5-S17-MSRcool.pd2 | SFM-wCZ06-v2015-rDXGF-t5-S17-MSRcool - Baseline Design - Hourly Results.csv | 181.2601 | 0 | 0 | 0 | 60428540.383 |  |  |  | 604.2854 | SFM | wCZ06 | v2015 | rDXGF | t5 | S17 | MSRcool | Baseline Design | Hourly Results.csv | SFM-wCZ06-v2015-rDXGF-t5 | 181.2601 | 0 | 0 | 0 | 0
eline Design - Hourly Results. | SFM-wCZ06-v2015-rDXGF-t5-S17-MSRheat.pd2 | SFM-wCZ06-v2015-rDXGF-t5-S17-MSRheat - Baseline Design - Hourly Results.csv | 168.3539 | 0 | 40.5584 | 234.0738 | 59331941.339 |  |  |  | 593.3194 | SFM | wCZ06 | v2015 | rDXGF | t5 | S17 | MSRheat | Baseline Design | Hourly Results.csv | SFM-wCZ06-v2015-rDXGF-t5 | 234.0738 | 0 | 0 | 0 | 593.3194
eline Design - Hourly Results. | SFM-wCZ07-v2015-rDXGF-t1-S14-BSLcool.pd2 | SFM-wCZ07-v2015-rDXGF-t1-S14-BSLcool - Baseline Design - Hourly Results.csv | 2812.3697 | 0 | 0 | 0 | 14334927.4 |  |  |  | 143.3493 | SFM | wCZ07 | v2015 | rDXGF | t1 | S14 | BSLcool | Baseline Design | Hourly Results.csv | SFM-wCZ07-v2015-rDXGF-t1 | 2812.3697 | 0 | 0 | 0 | 0
eline Design - Hourly Results. | SFM-wCZ07-v2015-rDXGF-t1-S14-BSLheat.pd2 | SFM-wCZ07-v2015-rDXGF-t1-S14-BSLheat - Baseline Design - Hourly Results.csv | 2512.3411 | 0 | 815.2194 | 96.9518 | 13885522.502 |  |  |  | 138.8552 | SFM | wCZ07 | v2015 | rDXGF | t1 | S14 | BSLheat | Baseline Design | Hourly Results.csv | SFM-wCZ07-v2015-rDXGF-t1 | 96.9518 | 0 | 0 | 0 | 138.8552
eline Design - Hourly Results. | SFM-wCZ07-v2015-rDXGF-t1-S15-MSRcool.pd2 | SFM-wCZ07-v2015-rDXGF-t1-S15-MSRcool - Baseline Design - Hourly Results.csv | 2458.5775 | 0 | 0 | 0 | 13611929.137 |  |  |  | 136.1193 | SFM | wCZ07 | v2015 | rDXGF | t1 | S15 | MSRcool | Baseline Design | Hourly Results.csv | SFM-wCZ07-v2015-rDXGF-t1 | 2458.5775 | 0 | 0 | 0 | 0
eline Design - Hourly Results. | SFM-wCZ07-v2015-rDXGF-t1-S15-MSRheat.pd2 | SFM-wCZ07-v2015-rDXGF-t1-S15-MSRheat - Baseline Design - Hourly Results.csv | 2326.4843 | 0 | 711.4267 | 86.9156 | 13201548.888 |  |  |  | 132.0155 | SFM | wCZ07 | v2015 | rDXGF | t1 | S15 | MSRheat | Baseline Design | Hourly Results.csv | SFM-wCZ07-v2015-rDXGF-t1 | 86.9156 | 0 | 0 | 0 | 132.0155
eline Design - Hourly Results. | SFM-wCZ07-v2015-rDXGF-t1-S16-MSRcool.pd2 | SFM-wCZ07-v2015-rDXGF-t1-S16-MSRcool - Baseline Design - Hourly Results.csv | 2579.1096 | 0 | 0 | 0 | 13746912.881 |  |  |  | 137.4691 | SFM | wCZ07 | v2015 | rDXGF | t1 | S16 | MSRcool | Baseline Design | Hourly Results.csv | SFM-wCZ07-v2015-rDXGF-t1 | 2579.1096 | 0 | 0 | 0 | 0
eline Design - Hourly Results. | SFM-wCZ07-v2015-rDXGF-t1-S16-MSRheat.pd2 | SFM-wCZ07-v2015-rDXGF-t1-S16-MSRheat - Baseline Design - Hourly Results.csv | 2420.012 | 0 | 587.5336 | 50.1375 | 13511148.978 |  |  |  | 135.1115 | SFM | wCZ07 | v2015 | rDXGF | t1 | S16 | MSRheat | Baseline Design | Hourly Results.csv | SFM-wCZ07-v2015-rDXGF-t1 | 50.1375 | 0 | 0 | 0 | 135.1115
eline Design - Hourly Results. | SFM-wCZ07-v2015-rDXGF-t1-S17-MSRcool.pd2 | SFM-wCZ07-v2015-rDXGF-t1-S17-MSRcool - Baseline Design - Hourly Results.csv | 2422.2654 | 0 | 0 | 0 | 13746912.881 |  |  |  | 137.4691 | SFM | wCZ07 | v2015 | rDXGF | t1 | S17 | MSRcool | Baseline Design | Hourly Results.csv | SFM-wCZ07-v2015-rDXGF-t1 | 2422.2654 | 0 | 0 | 0 | 0
eline Design - Hourly Results. | SFM-wCZ07-v2015-rDXGF-t1-S17-MSRheat.pd2 | SFM-wCZ07-v2015-rDXGF-t1-S17-MSRheat - Baseline Design - Hourly Results.csv | 2261.0761 | 0 | 587.5336 | 50.1375 | 13511148.978 |  |  |  | 135.1115 | SFM | wCZ07 | v2015 | rDXGF | t1 | S17 | MSRheat | Baseline Design | Hourly Results.csv | SFM-wCZ07-v2015-rDXGF-t1 | 50.1375 | 0 | 0 | 0 | 135.1115
eline Design - Hourly Results. | SFM-wCZ07-v2015-rDXGF-t2-S14-BSLcool.pd2 | SFM-wCZ07-v2015-rDXGF-t2-S14-BSLcool - Baseline Design - Hourly Results.csv | 1012.1077 | 0 | 0 | 0 | 32593568.531 |  |  |  | 325.9357 | SFM | wCZ07 | v2015 | rDXGF | t2 | S14 | BSLcool | Baseline Design | Hourly Results.csv | SFM-wCZ07-v2015-rDXGF-t2 | 1012.1077 | 0 | 0 | 0 | 0
eline Design - Hourly Results. | SFM-wCZ07-v2015-rDXGF-t2-S14-BSLheat.pd2 | SFM-wCZ07-v2015-rDXGF-t2-S14-BSLheat - Baseline Design - Hourly Results.csv | 895.887 | 0 | 283.5468 | 228.7619 | 31520255.45 |  |  |  | 315.2026 | SFM | wCZ07 | v2015 | rDXGF | t2 | S14 | BSLheat | Baseline Design | Hourly Results.csv | SFM-wCZ07-v2015-rDXGF-t2 | 228.7619 | 0 | 0 | 0 | 315.2026
eline Design - Hourly Results. | SFM-wCZ07-v2015-rDXGF-t2-S15-MSRcool.pd2 | SFM-wCZ07-v2015-rDXGF-t2-S15-MSRcool - Baseline Design - Hourly Results.csv | 883.4328 | 0 | 0 | 0 | 30908610.535 |  |  |  | 309.0861 | SFM | wCZ07 | v2015 | rDXGF | t2 | S15 | MSRcool | Baseline Design | Hourly Results.csv | SFM-wCZ07-v2015-rDXGF-t2 | 883.4328 | 0 | 0 | 0 | 0
eline Design - Hourly Results. | SFM-wCZ07-v2015-rDXGF-t2-S15-MSRheat.pd2 | SFM-wCZ07-v2015-rDXGF-t2-S15-MSRheat - Baseline Design - Hourly Results.csv | 830.7856 | 0 | 247.755 | 205.2197 | 29939557.891 |  |  |  | 299.3956 | SFM | wCZ07 | v2015 | rDXGF | t2 | S15 | MSRheat | Baseline Design | Hourly Results.csv | SFM-wCZ07-v2015-rDXGF-t2 | 205.2197 | 0 | 0 | 0 | 299.3956
eline Design - Hourly Results. | SFM-wCZ07-v2015-rDXGF-t2-S16-MSRcool.pd2 | SFM-wCZ07-v2015-rDXGF-t2-S16-MSRcool - Baseline Design - Hourly Results.csv | 925.9746 | 0 | 0 | 0 | 31214257.096 |  |  |  | 312.1426 | SFM | wCZ07 | v2015 | rDXGF | t2 | S16 | MSRcool | Baseline Design | Hourly Results.csv | SFM-wCZ07-v2015-rDXGF-t2 | 925.9746 | 0 | 0 | 0 | 0
eline Design - Hourly Results. | SFM-wCZ07-v2015-rDXGF-t2-S16-MSRheat.pd2 | SFM-wCZ07-v2015-rDXGF-t2-S16-MSRheat - Baseline Design - Hourly Results.csv | 864.7996 | 0 | 206.6111 | 118.4029 | 30668491.831 |  |  |  | 306.6849 | SFM | wCZ07 | v2015 | rDXGF | t2 | S16 | MSRheat | Baseline Design | Hourly Results.csv | SFM-wCZ07-v2015-rDXGF-t2 | 118.4029 | 0 | 0 | 0 | 306.6849
eline Design - Hourly Results. | SFM-wCZ07-v2015-rDXGF-t2-S17-MSRcool.pd2 | SFM-wCZ07-v2015-rDXGF-t2-S17-MSRcool - Baseline Design - Hourly Results.csv | 869.6629 | 0 | 0 | 0 | 31214257.096 |  |  |  | 312.1426 | SFM | wCZ07 | v2015 | rDXGF | t2 | S17 | MSRcool | Baseline Design | Hourly Results.csv | SFM-wCZ07-v2015-rDXGF-t2 | 869.6629 | 0 | 0 | 0 | 0
eline Design - Hourly Results. | SFM-wCZ07-v2015-rDXGF-t2-S17-MSRheat.pd2 | SFM-wCZ07-v2015-rDXGF-t2-S17-MSRheat - Baseline Design - Hourly Results.csv | 808.0032 | 0 | 206.6111 | 118.4029 | 30668491.831 |  |  |  | 306.6849 | SFM | wCZ07 | v2015 | rDXGF | t2 | S17 | MSRheat | Baseline Design | Hourly Results.csv | SFM-wCZ07-v2015-rDXGF-t2 | 118.4029 | 0 | 0 | 0 | 306.6849
eline Design - Hourly Results. | SFM-wCZ07-v2015-rDXGF-t3-S14-BSLcool.pd2 | SFM-wCZ07-v2015-rDXGF-t3-S14-BSLcool - Baseline Design - Hourly Results.csv | 1003.7239 | 0 | 0 | 0 | 14331344.101 |  |  |  | 143.3134 | SFM | wCZ07 | v2015 | rDXGF | t3 | S14 | BSLcool | Baseline Design | Hourly Results.csv | SFM-wCZ07-v2015-rDXGF-t3 | 1003.7239 | 0 | 0 | 0 | 0
eline Design - Hourly Results. | SFM-wCZ07-v2015-rDXGF-t3-S14-BSLheat.pd2 | SFM-wCZ07-v2015-rDXGF-t3-S14-BSLheat - Baseline Design - Hourly Results.csv | 887.855 | 0 | 281.122 | 96.8979 | 13877984.036 |  |  |  | 138.7798 | SFM | wCZ07 | v2015 | rDXGF | t3 | S14 | BSLheat | Baseline Design | Hourly Results.csv | SFM-wCZ07-v2015-rDXGF-t3 | 96.8979 | 0 | 0 | 0 | 138.7798
eline Design - Hourly Results. | SFM-wCZ07-v2015-rDXGF-t3-S15-MSRcool.pd2 | SFM-wCZ07-v2015-rDXGF-t3-S15-MSRcool - Baseline Design - Hourly Results.csv | 877.8004 | 0 | 0 | 0 | 13609428.788 |  |  |  | 136.0943 | SFM | wCZ07 | v2015 | rDXGF | t3 | S15 | MSRcool | Baseline Design | Hourly Results.csv | SFM-wCZ07-v2015-rDXGF-t3 | 877.8004 | 0 | 0 | 0 | 0
eline Design - Hourly Results. | SFM-wCZ07-v2015-rDXGF-t3-S15-MSRheat.pd2 | SFM-wCZ07-v2015-rDXGF-t3-S15-MSRheat - Baseline Design - Hourly Results.csv | 825.2004 | 0 | 246.2243 | 86.9033 | 13200866.009 |  |  |  | 132.0087 | SFM | wCZ07 | v2015 | rDXGF | t3 | S15 | MSRheat | Baseline Design | Hourly Results.csv | SFM-wCZ07-v2015-rDXGF-t3 | 86.9033 | 0 | 0 | 0 | 132.0087
eline Design - Hourly Results. | SFM-wCZ07-v2015-rDXGF-t3-S16-MSRcool.pd2 | SFM-wCZ07-v2015-rDXGF-t3-S16-MSRcool - Baseline Design - Hourly Results.csv | 920.2053 | 0 | 0 | 0 | 13744272.489 |  |  |  | 137.4427 | SFM | wCZ07 | v2015 | rDXGF | t3 | S16 | MSRcool | Baseline Design | Hourly Results.csv | SFM-wCZ07-v2015-rDXGF-t3 | 920.2053 | 0 | 0 | 0 | 0
eline Design - Hourly Results. | SFM-wCZ07-v2015-rDXGF-t3-S16-MSRheat.pd2 | SFM-wCZ07-v2015-rDXGF-t3-S16-MSRheat - Baseline Design - Hourly Results.csv | 859.3462 | 0 | 205.3764 | 50.1253 | 13509338.347 |  |  |  | 135.0934 | SFM | wCZ07 | v2015 | rDXGF | t3 | S16 | MSRheat | Baseline Design | Hourly Results.csv | SFM-wCZ07-v2015-rDXGF-t3 | 50.1253 | 0 | 0 | 0 | 135.0934
eline Design - Hourly Results. | SFM-wCZ07-v2015-rDXGF-t3-S17-MSRcool.pd2 | SFM-wCZ07-v2015-rDXGF-t3-S17-MSRcool - Baseline Design - Hourly Results.csv | 864.2445 | 0 | 0 | 0 | 13744272.489 |  |  |  | 137.4427 | SFM | wCZ07 | v2015 | rDXGF | t3 | S17 | MSRcool | Baseline Design | Hourly Results.csv | SFM-wCZ07-v2015-rDXGF-t3 | 864.2445 | 0 | 0 | 0 | 0
eline Design - Hourly Results. | SFM-wCZ07-v2015-rDXGF-t3-S17-MSRheat.pd2 | SFM-wCZ07-v2015-rDXGF-t3-S17-MSRheat - Baseline Design - Hourly Results.csv | 802.9081 | 0 | 205.3764 | 50.1253 | 13509338.347 |  |  |  | 135.0934 | SFM | wCZ07 | v2015 | rDXGF | t3 | S17 | MSRheat | Baseline Design | Hourly Results.csv | SFM-wCZ07-v2015-rDXGF-t3 | 50.1253 | 0 | 0 | 0 | 135.0934
eline Design - Hourly Results. | SFM-wCZ07-v2015-rDXGF-t4-S14-BSLcool.pd2 | SFM-wCZ07-v2015-rDXGF-t4-S14-BSLcool - Baseline Design - Hourly Results.csv | 2812.1607 | 0 | 0 | 0 | 16083700.157 |  |  |  | 160.837 | SFM | wCZ07 | v2015 | rDXGF | t4 | S14 | BSLcool | Baseline Design | Hourly Results.csv | SFM-wCZ07-v2015-rDXGF-t4 | 2812.1607 | 0 | 0 | 0 | 0
eline Design - Hourly Results. | SFM-wCZ07-v2015-rDXGF-t4-S14-BSLheat.pd2 | SFM-wCZ07-v2015-rDXGF-t4-S14-BSLheat - Baseline Design - Hourly Results.csv | 2512.4779 | 0 | 815.2746 | 115.5613 | 15571338.355 |  |  |  | 155.7134 | SFM | wCZ07 | v2015 | rDXGF | t4 | S14 | BSLheat | Baseline Design | Hourly Results.csv | SFM-wCZ07-v2015-rDXGF-t4 | 115.5613 | 0 | 0 | 0 | 155.7134
eline Design - Hourly Results. | SFM-wCZ07-v2015-rDXGF-t4-S15-MSRcool.pd2 | SFM-wCZ07-v2015-rDXGF-t4-S15-MSRcool - Baseline Design - Hourly Results.csv | 2457.3462 | 0 | 0 | 0 | 15293365.603 |  |  |  | 152.9337 | SFM | wCZ07 | v2015 | rDXGF | t4 | S15 | MSRcool | Baseline Design | Hourly Results.csv | SFM-wCZ07-v2015-rDXGF-t4 | 2457.3462 | 0 | 0 | 0 | 0
eline Design - Hourly Results. | SFM-wCZ07-v2015-rDXGF-t4-S15-MSRheat.pd2 | SFM-wCZ07-v2015-rDXGF-t4-S15-MSRheat - Baseline Design - Hourly Results.csv | 2324.7013 | 0 | 710.8856 | 104.0853 | 14826862.31 |  |  |  | 148.2686 | SFM | wCZ07 | v2015 | rDXGF | t4 | S15 | MSRheat | Baseline Design | Hourly Results.csv | SFM-wCZ07-v2015-rDXGF-t4 | 104.0853 | 0 | 0 | 0 | 148.2686
eline Design - Hourly Results. | SFM-wCZ07-v2015-rDXGF-t4-S16-MSRcool.pd2 | SFM-wCZ07-v2015-rDXGF-t4-S16-MSRcool - Baseline Design - Hourly Results.csv | 2577.811 | 0 | 0 | 0 | 15505993.116 |  |  |  | 155.0599 | SFM | wCZ07 | v2015 | rDXGF | t4 | S16 | MSRcool | Baseline Design | Hourly Results.csv | SFM-wCZ07-v2015-rDXGF-t4 | 2577.811 | 0 | 0 | 0 | 0
eline Design - Hourly Results. | SFM-wCZ07-v2015-rDXGF-t4-S16-MSRheat.pd2 | SFM-wCZ07-v2015-rDXGF-t4-S16-MSRheat - Baseline Design - Hourly Results.csv | 2418.8227 | 0 | 587.2354 | 60.2684 | 15237535.686 |  |  |  | 152.3754 | SFM | wCZ07 | v2015 | rDXGF | t4 | S16 | MSRheat | Baseline Design | Hourly Results.csv | SFM-wCZ07-v2015-rDXGF-t4 | 60.2684 | 0 | 0 | 0 | 152.3754
eline Design - Hourly Results. | SFM-wCZ07-v2015-rDXGF-t4-S17-MSRcool.pd2 | SFM-wCZ07-v2015-rDXGF-t4-S17-MSRcool - Baseline Design - Hourly Results.csv | 2421.0455 | 0 | 0 | 0 | 15505993.116 |  |  |  | 155.0599 | SFM | wCZ07 | v2015 | rDXGF | t4 | S17 | MSRcool | Baseline Design | Hourly Results.csv | SFM-wCZ07-v2015-rDXGF-t4 | 2421.0455 | 0 | 0 | 0 | 0
eline Design - Hourly Results. | SFM-wCZ07-v2015-rDXGF-t4-S17-MSRheat.pd2 | SFM-wCZ07-v2015-rDXGF-t4-S17-MSRheat - Baseline Design - Hourly Results.csv | 2259.965 | 0 | 587.2354 | 60.2684 | 15237535.686 |  |  |  | 152.3754 | SFM | wCZ07 | v2015 | rDXGF | t4 | S17 | MSRheat | Baseline Design | Hourly Results.csv | SFM-wCZ07-v2015-rDXGF-t4 | 60.2684 | 0 | 0 | 0 | 152.3754
eline Design - Hourly Results. | SFM-wCZ07-v2015-rDXGF-t5-S14-BSLcool.pd2 | SFM-wCZ07-v2015-rDXGF-t5-S14-BSLcool - Baseline Design - Hourly Results.csv | 1589.6355 | 0 | 0 | 0 | 13608910.013 |  |  |  | 136.0891 | SFM | wCZ07 | v2015 | rDXGF | t5 | S14 | BSLcool | Baseline Design | Hourly Results.csv | SFM-wCZ07-v2015-rDXGF-t5 | 1589.6355 | 0 | 0 | 0 | 0
eline Design - Hourly Results. | SFM-wCZ07-v2015-rDXGF-t5-S14-BSLheat.pd2 | SFM-wCZ07-v2015-rDXGF-t5-S14-BSLheat - Baseline Design - Hourly Results.csv | 1413.8281 | 0 | 453.4413 | 94.118 | 13172378.06 |  |  |  | 131.7238 | SFM | wCZ07 | v2015 | rDXGF | t5 | S14 | BSLheat | Baseline Design | Hourly Results.csv | SFM-wCZ07-v2015-rDXGF-t5 | 94.118 | 0 | 0 | 0 | 131.7238
eline Design - Hourly Results. | SFM-wCZ07-v2015-rDXGF-t5-S15-MSRcool.pd2 | SFM-wCZ07-v2015-rDXGF-t5-S15-MSRcool - Baseline Design - Hourly Results.csv | 1388.7704 | 0 | 0 | 0 | 12915931.92 |  |  |  | 129.1593 | SFM | wCZ07 | v2015 | rDXGF | t5 | S15 | MSRcool | Baseline Design | Hourly Results.csv | SFM-wCZ07-v2015-rDXGF-t5 | 1388.7704 | 0 | 0 | 0 | 0
eline Design - Hourly Results. | SFM-wCZ07-v2015-rDXGF-t5-S15-MSRheat.pd2 | SFM-wCZ07-v2015-rDXGF-t5-S15-MSRheat - Baseline Design - Hourly Results.csv | 1307.344 | 0 | 395.5894 | 84.4488 | 12524222.789 |  |  |  | 125.2422 | SFM | wCZ07 | v2015 | rDXGF | t5 | S15 | MSRheat | Baseline Design | Hourly Results.csv | SFM-wCZ07-v2015-rDXGF-t5 | 84.4488 | 0 | 0 | 0 | 125.2422
eline Design - Hourly Results. | SFM-wCZ07-v2015-rDXGF-t5-S16-MSRcool.pd2 | SFM-wCZ07-v2015-rDXGF-t5-S16-MSRcool - Baseline Design - Hourly Results.csv | 1461.4425 | 0 | 0 | 0 | 13039389.98 |  |  |  | 130.3939 | SFM | wCZ07 | v2015 | rDXGF | t5 | S16 | MSRcool | Baseline Design | Hourly Results.csv | SFM-wCZ07-v2015-rDXGF-t5 | 1461.4425 | 0 | 0 | 0 | 0
eline Design - Hourly Results. | SFM-wCZ07-v2015-rDXGF-t5-S16-MSRheat.pd2 | SFM-wCZ07-v2015-rDXGF-t5-S16-MSRheat - Baseline Design - Hourly Results.csv | 1366.9656 | 0 | 329.6644 | 48.6882 | 12815585.639 |  |  |  | 128.1559 | SFM | wCZ07 | v2015 | rDXGF | t5 | S16 | MSRheat | Baseline Design | Hourly Results.csv | SFM-wCZ07-v2015-rDXGF-t5 | 48.6882 | 0 | 0 | 0 | 128.1559
eline Design - Hourly Results. | SFM-wCZ07-v2015-rDXGF-t5-S17-MSRcool.pd2 | SFM-wCZ07-v2015-rDXGF-t5-S17-MSRcool - Baseline Design - Hourly Results.csv | 1372.5674 | 0 | 0 | 0 | 13039389.98 |  |  |  | 130.3939 | SFM | wCZ07 | v2015 | rDXGF | t5 | S17 | MSRcool | Baseline Design | Hourly Results.csv | SFM-wCZ07-v2015-rDXGF-t5 | 1372.5674 | 0 | 0 | 0 | 0
eline Design - Hourly Results. | SFM-wCZ07-v2015-rDXGF-t5-S17-MSRheat.pd2 | SFM-wCZ07-v2015-rDXGF-t5-S17-MSRheat - Baseline Design - Hourly Results.csv | 1277.1894 | 0 | 329.6644 | 48.6882 | 12815585.639 |  |  |  | 128.1559 | SFM | wCZ07 | v2015 | rDXGF | t5 | S17 | MSRheat | Baseline Design | Hourly Results.csv | SFM-wCZ07-v2015-rDXGF-t5 | 48.6882 | 0 | 0 | 0 | 128.1559
eline Design - Hourly Results. | SFM-wCZ08-v2015-rDXGF-t1-S14-BSLcool.pd2 | SFM-wCZ08-v2015-rDXGF-t1-S14-BSLcool - Baseline Design - Hourly Results.csv | 4338.6858 | 0 | 147.2318 | 0 | 23838758.599 |  |  |  | 238.3876 | SFM | wCZ08 | v2015 | rDXGF | t1 | S14 | BSLcool | Baseline Design | Hourly Results.csv | SFM-wCZ08-v2015-rDXGF-t1 | 4338.6858 | 0 | 0 | 0 | 0
eline Design - Hourly Results. | SFM-wCZ08-v2015-rDXGF-t1-S14-BSLheat.pd2 | SFM-wCZ08-v2015-rDXGF-t1-S14-BSLheat - Baseline Design - Hourly Results.csv | 3848.0239 | 0 | 1314.5304 | 170.7793 | 23026902.977 |  |  |  | 230.269 | SFM | wCZ08 | v2015 | rDXGF | t1 | S14 | BSLheat | Baseline Design | Hourly Results.csv | SFM-wCZ08-v2015-rDXGF-t1 | 170.7793 | 0 | 0 | 0 | 230.269
eline Design - Hourly Results. | SFM-wCZ08-v2015-rDXGF-t1-S15-MSRcool.pd2 | SFM-wCZ08-v2015-rDXGF-t1-S15-MSRcool - Baseline Design - Hourly Results.csv | 3747.3672 | 0 | 149.9551 | 0 | 22616419.959 |  |  |  | 226.1642 | SFM | wCZ08 | v2015 | rDXGF | t1 | S15 | MSRcool | Baseline Design | Hourly Results.csv | SFM-wCZ08-v2015-rDXGF-t1 | 3747.3672 | 0 | 0 | 0 | 0
eline Design - Hourly Results. | SFM-wCZ08-v2015-rDXGF-t1-S15-MSRheat.pd2 | SFM-wCZ08-v2015-rDXGF-t1-S15-MSRheat - Baseline Design - Hourly Results.csv | 3529.4343 | 0 | 1161.7097 | 153.4468 | 21887150.121 |  |  |  | 218.8715 | SFM | wCZ08 | v2015 | rDXGF | t1 | S15 | MSRheat | Baseline Design | Hourly Results.csv | SFM-wCZ08-v2015-rDXGF-t1 | 153.4468 | 0 | 0 | 0 | 218.8715
eline Design - Hourly Results. | SFM-wCZ08-v2015-rDXGF-t1-S16-MSRcool.pd2 | SFM-wCZ08-v2015-rDXGF-t1-S16-MSRcool - Baseline Design - Hourly Results.csv | 3879.932 | 0 | 151.0225 | 0 | 22690094.439 |  |  |  | 226.9009 | SFM | wCZ08 | v2015 | rDXGF | t1 | S16 | MSRcool | Baseline Design | Hourly Results.csv | SFM-wCZ08-v2015-rDXGF-t1 | 3879.932 | 0 | 0 | 0 | 0
eline Design - Hourly Results. | SFM-wCZ08-v2015-rDXGF-t1-S16-MSRheat.pd2 | SFM-wCZ08-v2015-rDXGF-t1-S16-MSRheat - Baseline Design - Hourly Results.csv | 3636.8695 | 0 | 1005.5022 | 87.8692 | 22283488.247 |  |  |  | 222.8349 | SFM | wCZ08 | v2015 | rDXGF | t1 | S16 | MSRheat | Baseline Design | Hourly Results.csv | SFM-wCZ08-v2015-rDXGF-t1 | 87.8692 | 0 | 0 | 0 | 222.8349
eline Design - Hourly Results. | SFM-wCZ08-v2015-rDXGF-t1-S17-MSRcool.pd2 | SFM-wCZ08-v2015-rDXGF-t1-S17-MSRcool - Baseline Design - Hourly Results.csv | 3643.9805 | 0 | 151.0225 | 0 | 22690094.439 |  |  |  | 226.9009 | SFM | wCZ08 | v2015 | rDXGF | t1 | S17 | MSRcool | Baseline Design | Hourly Results.csv | SFM-wCZ08-v2015-rDXGF-t1 | 3643.9805 | 0 | 0 | 0 | 0
eline Design - Hourly Results. | SFM-wCZ08-v2015-rDXGF-t1-S17-MSRheat.pd2 | SFM-wCZ08-v2015-rDXGF-t1-S17-MSRheat - Baseline Design - Hourly Results.csv | 3398.0158 | 0 | 1005.5022 | 87.8692 | 22283488.247 |  |  |  | 222.8349 | SFM | wCZ08 | v2015 | rDXGF | t1 | S17 | MSRheat | Baseline Design | Hourly Results.csv | SFM-wCZ08-v2015-rDXGF-t1 | 87.8692 | 0 | 0 | 0 | 222.8349
eline Design - Hourly Results. | SFM-wCZ08-v2015-rDXGF-t2-S14-BSLcool.pd2 | SFM-wCZ08-v2015-rDXGF-t2-S14-BSLcool - Baseline Design - Hourly Results.csv | 1816.215 | 0 | 28.5881 | 0 | 24020639.279 |  |  |  | 240.2064 | SFM | wCZ08 | v2015 | rDXGF | t2 | S14 | BSLcool | Baseline Design | Hourly Results.csv | SFM-wCZ08-v2015-rDXGF-t2 | 1816.215 | 0 | 0 | 0 | 0
eline Design - Hourly Results. | SFM-wCZ08-v2015-rDXGF-t2-S14-BSLheat.pd2 | SFM-wCZ08-v2015-rDXGF-t2-S14-BSLheat - Baseline Design - Hourly Results.csv | 1607.525 | 0 | 493.6264 | 177.679 | 23205965.57 |  |  |  | 232.0597 | SFM | wCZ08 | v2015 | rDXGF | t2 | S14 | BSLheat | Baseline Design | Hourly Results.csv | SFM-wCZ08-v2015-rDXGF-t2 | 177.679 | 0 | 0 | 0 | 232.0597
eline Design - Hourly Results. | SFM-wCZ08-v2015-rDXGF-t2-S15-MSRcool.pd2 | SFM-wCZ08-v2015-rDXGF-t2-S15-MSRcool - Baseline Design - Hourly Results.csv | 1578.1904 | 0 | 26.415 | 0 | 22861251.847 |  |  |  | 228.6125 | SFM | wCZ08 | v2015 | rDXGF | t2 | S15 | MSRcool | Baseline Design | Hourly Results.csv | SFM-wCZ08-v2015-rDXGF-t2 | 1578.1904 | 0 | 0 | 0 | 0
eline Design - Hourly Results. | SFM-wCZ08-v2015-rDXGF-t2-S15-MSRheat.pd2 | SFM-wCZ08-v2015-rDXGF-t2-S15-MSRheat - Baseline Design - Hourly Results.csv | 1485.0216 | 0 | 435.9988 | 160.5338 | 22123706.302 |  |  |  | 221.2371 | SFM | wCZ08 | v2015 | rDXGF | t2 | S15 | MSRheat | Baseline Design | Hourly Results.csv | SFM-wCZ08-v2015-rDXGF-t2 | 160.5338 | 0 | 0 | 0 | 221.2371
eline Design - Hourly Results. | SFM-wCZ08-v2015-rDXGF-t2-S16-MSRcool.pd2 | SFM-wCZ08-v2015-rDXGF-t2-S16-MSRcool - Baseline Design - Hourly Results.csv | 1630.639 | 0 | 28.5091 | 0 | 23045788.886 |  |  |  | 230.4579 | SFM | wCZ08 | v2015 | rDXGF | t2 | S16 | MSRcool | Baseline Design | Hourly Results.csv | SFM-wCZ08-v2015-rDXGF-t2 | 1630.639 | 0 | 0 | 0 | 0
eline Design - Hourly Results. | SFM-wCZ08-v2015-rDXGF-t2-S16-MSRheat.pd2 | SFM-wCZ08-v2015-rDXGF-t2-S16-MSRheat - Baseline Design - Hourly Results.csv | 1524.2896 | 0 | 376.5844 | 92.3404 | 22626317.334 |  |  |  | 226.2632 | SFM | wCZ08 | v2015 | rDXGF | t2 | S16 | MSRheat | Baseline Design | Hourly Results.csv | SFM-wCZ08-v2015-rDXGF-t2 | 92.3404 | 0 | 0 | 0 | 226.2632
eline Design - Hourly Results. | SFM-wCZ08-v2015-rDXGF-t2-S17-MSRcool.pd2 | SFM-wCZ08-v2015-rDXGF-t2-S17-MSRcool - Baseline Design - Hourly Results.csv | 1531.4744 | 0 | 28.5091 | 0 | 23045788.886 |  |  |  | 230.4579 | SFM | wCZ08 | v2015 | rDXGF | t2 | S17 | MSRcool | Baseline Design | Hourly Results.csv | SFM-wCZ08-v2015-rDXGF-t2 | 1531.4744 | 0 | 0 | 0 | 0
eline Design - Hourly Results. | SFM-wCZ08-v2015-rDXGF-t2-S17-MSRheat.pd2 | SFM-wCZ08-v2015-rDXGF-t2-S17-MSRheat - Baseline Design - Hourly Results.csv | 1424.181 | 0 | 376.5844 | 92.3404 | 22626317.334 |  |  |  | 226.2632 | SFM | wCZ08 | v2015 | rDXGF | t2 | S17 | MSRheat | Baseline Design | Hourly Results.csv | SFM-wCZ08-v2015-rDXGF-t2 | 92.3404 | 0 | 0 | 0 | 226.2632
eline Design - Hourly Results. | SFM-wCZ08-v2015-rDXGF-t3-S14-BSLcool.pd2 | SFM-wCZ08-v2015-rDXGF-t3-S14-BSLcool - Baseline Design - Hourly Results.csv | 825.6809 | 0 | 72.0723 | 0 | 39790254.978 |  |  |  | 397.9025 | SFM | wCZ08 | v2015 | rDXGF | t3 | S14 | BSLcool | Baseline Design | Hourly Results.csv | SFM-wCZ08-v2015-rDXGF-t3 | 825.6809 | 0 | 0 | 0 | 0
eline Design - Hourly Results. | SFM-wCZ08-v2015-rDXGF-t3-S14-BSLheat.pd2 | SFM-wCZ08-v2015-rDXGF-t3-S14-BSLheat - Baseline Design - Hourly Results.csv | 729.1322 | 0 | 283.4424 | 295.3351 | 38377562.97 |  |  |  | 383.7756 | SFM | wCZ08 | v2015 | rDXGF | t3 | S14 | BSLheat | Baseline Design | Hourly Results.csv | SFM-wCZ08-v2015-rDXGF-t3 | 295.3351 | 0 | 0 | 0 | 383.7756
eline Design - Hourly Results. | SFM-wCZ08-v2015-rDXGF-t3-S15-MSRcool.pd2 | SFM-wCZ08-v2015-rDXGF-t3-S15-MSRcool - Baseline Design - Hourly Results.csv | 722.0792 | 0 | 75.6587 | 0 | 37672733.702 |  |  |  | 376.7273 | SFM | wCZ08 | v2015 | rDXGF | t3 | S15 | MSRcool | Baseline Design | Hourly Results.csv | SFM-wCZ08-v2015-rDXGF-t3 | 722.0792 | 0 | 0 | 0 | 0
eline Design - Hourly Results. | SFM-wCZ08-v2015-rDXGF-t3-S15-MSRheat.pd2 | SFM-wCZ08-v2015-rDXGF-t3-S15-MSRheat - Baseline Design - Hourly Results.csv | 678.5871 | 0 | 257.9829 | 265.3297 | 36411805.759 |  |  |  | 364.1181 | SFM | wCZ08 | v2015 | rDXGF | t3 | S15 | MSRheat | Baseline Design | Hourly Results.csv | SFM-wCZ08-v2015-rDXGF-t3 | 265.3297 | 0 | 0 | 0 | 364.1181
eline Design - Hourly Results. | SFM-wCZ08-v2015-rDXGF-t3-S16-MSRcool.pd2 | SFM-wCZ08-v2015-rDXGF-t3-S16-MSRcool - Baseline Design - Hourly Results.csv | 740.2439 | 0 | 75.5097 | 0 | 37795647.084 |  |  |  | 377.9565 | SFM | wCZ08 | v2015 | rDXGF | t3 | S16 | MSRcool | Baseline Design | Hourly Results.csv | SFM-wCZ08-v2015-rDXGF-t3 | 740.2439 | 0 | 0 | 0 | 0
eline Design - Hourly Results. | SFM-wCZ08-v2015-rDXGF-t3-S16-MSRheat.pd2 | SFM-wCZ08-v2015-rDXGF-t3-S16-MSRheat - Baseline Design - Hourly Results.csv | 691.001 | 0 | 231.0146 | 151.9135 | 37087500.852 |  |  |  | 370.875 | SFM | wCZ08 | v2015 | rDXGF | t3 | S16 | MSRheat | Baseline Design | Hourly Results.csv | SFM-wCZ08-v2015-rDXGF-t3 | 151.9135 | 0 | 0 | 0 | 370.875
eline Design - Hourly Results. | SFM-wCZ08-v2015-rDXGF-t3-S17-MSRcool.pd2 | SFM-wCZ08-v2015-rDXGF-t3-S17-MSRcool - Baseline Design - Hourly Results.csv | 695.2273 | 0 | 75.5097 | 0 | 37795647.084 |  |  |  | 377.9565 | SFM | wCZ08 | v2015 | rDXGF | t3 | S17 | MSRcool | Baseline Design | Hourly Results.csv | SFM-wCZ08-v2015-rDXGF-t3 | 695.2273 | 0 | 0 | 0 | 0
eline Design - Hourly Results. | SFM-wCZ08-v2015-rDXGF-t3-S17-MSRheat.pd2 | SFM-wCZ08-v2015-rDXGF-t3-S17-MSRheat - Baseline Design - Hourly Results.csv | 645.6191 | 0 | 231.0146 | 151.9135 | 37087500.852 |  |  |  | 370.875 | SFM | wCZ08 | v2015 | rDXGF | t3 | S17 | MSRheat | Baseline Design | Hourly Results.csv | SFM-wCZ08-v2015-rDXGF-t3 | 151.9135 | 0 | 0 | 0 | 370.875
eline Design - Hourly Results. | SFM-wCZ08-v2015-rDXGF-t4-S14-BSLcool.pd2 | SFM-wCZ08-v2015-rDXGF-t4-S14-BSLcool - Baseline Design - Hourly Results.csv | 688.2488 | 0 | 9.2725 | 0 | 43038515.927 |  |  |  | 430.3852 | SFM | wCZ08 | v2015 | rDXGF | t4 | S14 | BSLcool | Baseline Design | Hourly Results.csv | SFM-wCZ08-v2015-rDXGF-t4 | 688.2488 | 0 | 0 | 0 | 0
eline Design - Hourly Results. | SFM-wCZ08-v2015-rDXGF-t4-S14-BSLheat.pd2 | SFM-wCZ08-v2015-rDXGF-t4-S14-BSLheat - Baseline Design - Hourly Results.csv | 608.9561 | 0 | 181.8017 | 308.2252 | 41548001.637 |  |  |  | 415.48 | SFM | wCZ08 | v2015 | rDXGF | t4 | S14 | BSLheat | Baseline Design | Hourly Results.csv | SFM-wCZ08-v2015-rDXGF-t4 | 308.2252 | 0 | 0 | 0 | 415.48
eline Design - Hourly Results. | SFM-wCZ08-v2015-rDXGF-t4-S15-MSRcool.pd2 | SFM-wCZ08-v2015-rDXGF-t4-S15-MSRcool - Baseline Design - Hourly Results.csv | 597.6236 | 0 | 8.2256 | 0 | 40794823.228 |  |  |  | 407.9482 | SFM | wCZ08 | v2015 | rDXGF | t4 | S15 | MSRcool | Baseline Design | Hourly Results.csv | SFM-wCZ08-v2015-rDXGF-t4 | 597.6236 | 0 | 0 | 0 | 0
eline Design - Hourly Results. | SFM-wCZ08-v2015-rDXGF-t4-S15-MSRheat.pd2 | SFM-wCZ08-v2015-rDXGF-t4-S15-MSRheat - Baseline Design - Hourly Results.csv | 561.0057 | 0 | 156.8019 | 276.7829 | 39468023.764 |  |  |  | 394.6802 | SFM | wCZ08 | v2015 | rDXGF | t4 | S15 | MSRheat | Baseline Design | Hourly Results.csv | SFM-wCZ08-v2015-rDXGF-t4 | 276.7829 | 0 | 0 | 0 | 394.6802
eline Design - Hourly Results. | SFM-wCZ08-v2015-rDXGF-t4-S16-MSRcool.pd2 | SFM-wCZ08-v2015-rDXGF-t4-S16-MSRcool - Baseline Design - Hourly Results.csv | 612.3148 | 0 | 8.2256 | 0 | 40949453.024 |  |  |  | 409.4945 | SFM | wCZ08 | v2015 | rDXGF | t4 | S16 | MSRcool | Baseline Design | Hourly Results.csv | SFM-wCZ08-v2015-rDXGF-t4 | 612.3148 | 0 | 0 | 0 | 0
eline Design - Hourly Results. | SFM-wCZ08-v2015-rDXGF-t4-S16-MSRheat.pd2 | SFM-wCZ08-v2015-rDXGF-t4-S16-MSRheat - Baseline Design - Hourly Results.csv | 571.4307 | 0 | 135.5801 | 158.567 | 40201711.232 |  |  |  | 402.0171 | SFM | wCZ08 | v2015 | rDXGF | t4 | S16 | MSRheat | Baseline Design | Hourly Results.csv | SFM-wCZ08-v2015-rDXGF-t4 | 158.567 | 0 | 0 | 0 | 402.0171
eline Design - Hourly Results. | SFM-wCZ08-v2015-rDXGF-t4-S17-MSRcool.pd2 | SFM-wCZ08-v2015-rDXGF-t4-S17-MSRcool - Baseline Design - Hourly Results.csv | 575.0779 | 0 | 8.2256 | 0 | 40949453.024 |  |  |  | 409.4945 | SFM | wCZ08 | v2015 | rDXGF | t4 | S17 | MSRcool | Baseline Design | Hourly Results.csv | SFM-wCZ08-v2015-rDXGF-t4 | 575.0779 | 0 | 0 | 0 | 0
eline Design - Hourly Results. | SFM-wCZ08-v2015-rDXGF-t4-S17-MSRheat.pd2 | SFM-wCZ08-v2015-rDXGF-t4-S17-MSRheat - Baseline Design - Hourly Results.csv | 533.9017 | 0 | 135.5801 | 158.567 | 40201711.232 |  |  |  | 402.0171 | SFM | wCZ08 | v2015 | rDXGF | t4 | S17 | MSRheat | Baseline Design | Hourly Results.csv | SFM-wCZ08-v2015-rDXGF-t4 | 158.567 | 0 | 0 | 0 | 402.0171
eline Design - Hourly Results. | SFM-wCZ08-v2015-rDXGF-t5-S14-BSLcool.pd2 | SFM-wCZ08-v2015-rDXGF-t5-S14-BSLcool - Baseline Design - Hourly Results.csv | 825.6378 | 0 | 72.0723 | 0 | 40010743.621 |  |  |  | 400.1074 | SFM | wCZ08 | v2015 | rDXGF | t5 | S14 | BSLcool | Baseline Design | Hourly Results.csv | SFM-wCZ08-v2015-rDXGF-t5 | 825.6378 | 0 | 0 | 0 | 0
eline Design - Hourly Results. | SFM-wCZ08-v2015-rDXGF-t5-S14-BSLheat.pd2 | SFM-wCZ08-v2015-rDXGF-t5-S14-BSLheat - Baseline Design - Hourly Results.csv | 729.1327 | 0 | 283.4426 | 295.8427 | 38592368.773 |  |  |  | 385.9237 | SFM | wCZ08 | v2015 | rDXGF | t5 | S14 | BSLheat | Baseline Design | Hourly Results.csv | SFM-wCZ08-v2015-rDXGF-t5 | 295.8427 | 0 | 0 | 0 | 385.9237
eline Design - Hourly Results. | SFM-wCZ08-v2015-rDXGF-t5-S15-MSRcool.pd2 | SFM-wCZ08-v2015-rDXGF-t5-S15-MSRcool - Baseline Design - Hourly Results.csv | 722.0821 | 0 | 75.6587 | 0 | 37884188.679 |  |  |  | 378.8419 | SFM | wCZ08 | v2015 | rDXGF | t5 | S15 | MSRcool | Baseline Design | Hourly Results.csv | SFM-wCZ08-v2015-rDXGF-t5 | 722.0821 | 0 | 0 | 0 | 0
eline Design - Hourly Results. | SFM-wCZ08-v2015-rDXGF-t5-S15-MSRheat.pd2 | SFM-wCZ08-v2015-rDXGF-t5-S15-MSRheat - Baseline Design - Hourly Results.csv | 678.5852 | 0 | 257.9823 | 265.7719 | 36616515.428 |  |  |  | 366.1652 | SFM | wCZ08 | v2015 | rDXGF | t5 | S15 | MSRheat | Baseline Design | Hourly Results.csv | SFM-wCZ08-v2015-rDXGF-t5 | 265.7719 | 0 | 0 | 0 | 366.1652
eline Design - Hourly Results. | SFM-wCZ08-v2015-rDXGF-t5-S16-MSRcool.pd2 | SFM-wCZ08-v2015-rDXGF-t5-S16-MSRcool - Baseline Design - Hourly Results.csv | 740.2416 | 0 | 75.5097 | 0 | 38009435.413 |  |  |  | 380.0944 | SFM | wCZ08 | v2015 | rDXGF | t5 | S16 | MSRcool | Baseline Design | Hourly Results.csv | SFM-wCZ08-v2015-rDXGF-t5 | 740.2416 | 0 | 0 | 0 | 0
eline Design - Hourly Results. | SFM-wCZ08-v2015-rDXGF-t5-S16-MSRheat.pd2 | SFM-wCZ08-v2015-rDXGF-t5-S16-MSRheat - Baseline Design - Hourly Results.csv | 691.0062 | 0 | 231.0158 | 152.1729 | 37299342.019 |  |  |  | 372.9934 | SFM | wCZ08 | v2015 | rDXGF | t5 | S16 | MSRheat | Baseline Design | Hourly Results.csv | SFM-wCZ08-v2015-rDXGF-t5 | 152.1729 | 0 | 0 | 0 | 372.9934
eline Design - Hourly Results. | SFM-wCZ08-v2015-rDXGF-t5-S17-MSRcool.pd2 | SFM-wCZ08-v2015-rDXGF-t5-S17-MSRcool - Baseline Design - Hourly Results.csv | 695.2251 | 0 | 75.5097 | 0 | 38009435.413 |  |  |  | 380.0944 | SFM | wCZ08 | v2015 | rDXGF | t5 | S17 | MSRcool | Baseline Design | Hourly Results.csv | SFM-wCZ08-v2015-rDXGF-t5 | 695.2251 | 0 | 0 | 0 | 0
eline Design - Hourly Results. | SFM-wCZ08-v2015-rDXGF-t5-S17-MSRheat.pd2 | SFM-wCZ08-v2015-rDXGF-t5-S17-MSRheat - Baseline Design - Hourly Results.csv | 645.6239 | 0 | 231.0158 | 152.1729 | 37299342.019 |  |  |  | 372.9934 | SFM | wCZ08 | v2015 | rDXGF | t5 | S17 | MSRheat | Baseline Design | Hourly Results.csv | SFM-wCZ08-v2015-rDXGF-t5 | 152.1729 | 0 | 0 | 0 | 372.9934
eline Design - Hourly Results. | SFM-wCZ09-v2015-rDXGF-t1-S14-BSLcool.pd2 | SFM-wCZ09-v2015-rDXGF-t1-S14-BSLcool - Baseline Design - Hourly Results.csv | 3158.8542 | 0 | 44.1397 | 0 | 36309257.026 |  |  |  | 363.0926 | SFM | wCZ09 | v2015 | rDXGF | t1 | S14 | BSLcool | Baseline Design | Hourly Results.csv | SFM-wCZ09-v2015-rDXGF-t1 | 3158.8542 | 0 | 0 | 0 | 0
eline Design - Hourly Results. | SFM-wCZ09-v2015-rDXGF-t1-S14-BSLheat.pd2 | SFM-wCZ09-v2015-rDXGF-t1-S14-BSLheat - Baseline Design - Hourly Results.csv | 2796.499 | 0 | 821.2938 | 265.5534 | 35036748.808 |  |  |  | 350.3675 | SFM | wCZ09 | v2015 | rDXGF | t1 | S14 | BSLheat | Baseline Design | Hourly Results.csv | SFM-wCZ09-v2015-rDXGF-t1 | 265.5534 | 0 | 0 | 0 | 350.3675
eline Design - Hourly Results. | SFM-wCZ09-v2015-rDXGF-t1-S15-MSRcool.pd2 | SFM-wCZ09-v2015-rDXGF-t1-S15-MSRcool - Baseline Design - Hourly Results.csv | 2730.7309 | 0 | 43.8356 | 0 | 34425823.301 |  |  |  | 344.2582 | SFM | wCZ09 | v2015 | rDXGF | t1 | S15 | MSRcool | Baseline Design | Hourly Results.csv | SFM-wCZ09-v2015-rDXGF-t1 | 2730.7309 | 0 | 0 | 0 | 0
eline Design - Hourly Results. | SFM-wCZ09-v2015-rDXGF-t1-S15-MSRheat.pd2 | SFM-wCZ09-v2015-rDXGF-t1-S15-MSRheat - Baseline Design - Hourly Results.csv | 2569.8419 | 0 | 723.4003 | 238.5888 | 33280544.37 |  |  |  | 332.8054 | SFM | wCZ09 | v2015 | rDXGF | t1 | S15 | MSRheat | Baseline Design | Hourly Results.csv | SFM-wCZ09-v2015-rDXGF-t1 | 238.5888 | 0 | 0 | 0 | 332.8054
eline Design - Hourly Results. | SFM-wCZ09-v2015-rDXGF-t1-S16-MSRcool.pd2 | SFM-wCZ09-v2015-rDXGF-t1-S16-MSRcool - Baseline Design - Hourly Results.csv | 2778.6936 | 0 | 43.836 | 0 | 34432484.393 |  |  |  | 344.3248 | SFM | wCZ09 | v2015 | rDXGF | t1 | S16 | MSRcool | Baseline Design | Hourly Results.csv | SFM-wCZ09-v2015-rDXGF-t1 | 2778.6936 | 0 | 0 | 0 | 0
eline Design - Hourly Results. | SFM-wCZ09-v2015-rDXGF-t1-S16-MSRheat.pd2 | SFM-wCZ09-v2015-rDXGF-t1-S16-MSRheat - Baseline Design - Hourly Results.csv | 2597.996 | 0 | 625.3031 | 136.1151 | 33788950.8 |  |  |  | 337.8895 | SFM | wCZ09 | v2015 | rDXGF | t1 | S16 | MSRheat | Baseline Design | Hourly Results.csv | SFM-wCZ09-v2015-rDXGF-t1 | 136.1151 | 0 | 0 | 0 | 337.8895
eline Design - Hourly Results. | SFM-wCZ09-v2015-rDXGF-t1-S17-MSRcool.pd2 | SFM-wCZ09-v2015-rDXGF-t1-S17-MSRcool - Baseline Design - Hourly Results.csv | 2609.712 | 0 | 43.836 | 0 | 34432484.393 |  |  |  | 344.3248 | SFM | wCZ09 | v2015 | rDXGF | t1 | S17 | MSRcool | Baseline Design | Hourly Results.csv | SFM-wCZ09-v2015-rDXGF-t1 | 2609.712 | 0 | 0 | 0 | 0
eline Design - Hourly Results. | SFM-wCZ09-v2015-rDXGF-t1-S17-MSRheat.pd2 | SFM-wCZ09-v2015-rDXGF-t1-S17-MSRheat - Baseline Design - Hourly Results.csv | 2427.3711 | 0 | 625.3031 | 136.1151 | 33788950.8 |  |  |  | 337.8895 | SFM | wCZ09 | v2015 | rDXGF | t1 | S17 | MSRheat | Baseline Design | Hourly Results.csv | SFM-wCZ09-v2015-rDXGF-t1 | 136.1151 | 0 | 0 | 0 | 337.8895
eline Design - Hourly Results. | SFM-wCZ09-v2015-rDXGF-t2-S14-BSLcool.pd2 | SFM-wCZ09-v2015-rDXGF-t2-S14-BSLcool - Baseline Design - Hourly Results.csv | 2979.1368 | 0 | 19.7054 | 0 | 50290723.669 |  |  |  | 502.9072 | SFM | wCZ09 | v2015 | rDXGF | t2 | S14 | BSLcool | Baseline Design | Hourly Results.csv | SFM-wCZ09-v2015-rDXGF-t2 | 2979.1368 | 0 | 0 | 0 | 0
eline Design - Hourly Results. | SFM-wCZ09-v2015-rDXGF-t2-S14-BSLheat.pd2 | SFM-wCZ09-v2015-rDXGF-t2-S14-BSLheat - Baseline Design - Hourly Results.csv | 2633.2549 | 0 | 750.1824 | 391.9558 | 48443163.167 |  |  |  | 484.4316 | SFM | wCZ09 | v2015 | rDXGF | t2 | S14 | BSLheat | Baseline Design | Hourly Results.csv | SFM-wCZ09-v2015-rDXGF-t2 | 391.9558 | 0 | 0 | 0 | 484.4316
eline Design - Hourly Results. | SFM-wCZ09-v2015-rDXGF-t2-S15-MSRcool.pd2 | SFM-wCZ09-v2015-rDXGF-t2-S15-MSRcool - Baseline Design - Hourly Results.csv | 2574.9542 | 0 | 20.62 | 0 | 47552785.954 |  |  |  | 475.5279 | SFM | wCZ09 | v2015 | rDXGF | t2 | S15 | MSRcool | Baseline Design | Hourly Results.csv | SFM-wCZ09-v2015-rDXGF-t2 | 2574.9542 | 0 | 0 | 0 | 0
eline Design - Hourly Results. | SFM-wCZ09-v2015-rDXGF-t2-S15-MSRheat.pd2 | SFM-wCZ09-v2015-rDXGF-t2-S15-MSRheat - Baseline Design - Hourly Results.csv | 2420.7521 | 0 | 659.0659 | 352.1238 | 45898436.762 |  |  |  | 458.9844 | SFM | wCZ09 | v2015 | rDXGF | t2 | S15 | MSRheat | Baseline Design | Hourly Results.csv | SFM-wCZ09-v2015-rDXGF-t2 | 352.1238 | 0 | 0 | 0 | 458.9844
eline Design - Hourly Results. | SFM-wCZ09-v2015-rDXGF-t2-S16-MSRcool.pd2 | SFM-wCZ09-v2015-rDXGF-t2-S16-MSRcool - Baseline Design - Hourly Results.csv | 2622.7704 | 0 | 18.9481 | 0 | 47501144.328 |  |  |  | 475.0114 | SFM | wCZ09 | v2015 | rDXGF | t2 | S16 | MSRcool | Baseline Design | Hourly Results.csv | SFM-wCZ09-v2015-rDXGF-t2 | 2622.7704 | 0 | 0 | 0 | 0
eline Design - Hourly Results. | SFM-wCZ09-v2015-rDXGF-t2-S16-MSRheat.pd2 | SFM-wCZ09-v2015-rDXGF-t2-S16-MSRheat - Baseline Design - Hourly Results.csv | 2450.4805 | 0 | 566.7081 | 200.6889 | 46577661.133 |  |  |  | 465.7766 | SFM | wCZ09 | v2015 | rDXGF | t2 | S16 | MSRheat | Baseline Design | Hourly Results.csv | SFM-wCZ09-v2015-rDXGF-t2 | 200.6889 | 0 | 0 | 0 | 465.7766
eline Design - Hourly Results. | SFM-wCZ09-v2015-rDXGF-t2-S17-MSRcool.pd2 | SFM-wCZ09-v2015-rDXGF-t2-S17-MSRcool - Baseline Design - Hourly Results.csv | 2463.271 | 0 | 18.9481 | 0 | 47501144.328 |  |  |  | 475.0114 | SFM | wCZ09 | v2015 | rDXGF | t2 | S17 | MSRcool | Baseline Design | Hourly Results.csv | SFM-wCZ09-v2015-rDXGF-t2 | 2463.271 | 0 | 0 | 0 | 0
eline Design - Hourly Results. | SFM-wCZ09-v2015-rDXGF-t2-S17-MSRheat.pd2 | SFM-wCZ09-v2015-rDXGF-t2-S17-MSRheat - Baseline Design - Hourly Results.csv | 2289.5438 | 0 | 566.7081 | 200.6889 | 46577661.133 |  |  |  | 465.7766 | SFM | wCZ09 | v2015 | rDXGF | t2 | S17 | MSRheat | Baseline Design | Hourly Results.csv | SFM-wCZ09-v2015-rDXGF-t2 | 200.6889 | 0 | 0 | 0 | 465.7766
eline Design - Hourly Results. | SFM-wCZ09-v2015-rDXGF-t3-S14-BSLcool.pd2 | SFM-wCZ09-v2015-rDXGF-t3-S14-BSLcool - Baseline Design - Hourly Results.csv | 1988.9325 | 0 | 79.1995 | 0 | 33401654.092 |  |  |  | 334.0165 | SFM | wCZ09 | v2015 | rDXGF | t3 | S14 | BSLcool | Baseline Design | Hourly Results.csv | SFM-wCZ09-v2015-rDXGF-t3 | 1988.9325 | 0 | 0 | 0 | 0
eline Design - Hourly Results. | SFM-wCZ09-v2015-rDXGF-t3-S14-BSLheat.pd2 | SFM-wCZ09-v2015-rDXGF-t3-S14-BSLheat - Baseline Design - Hourly Results.csv | 1760.459 | 0 | 563.2884 | 253.0505 | 32203924.741 |  |  |  | 322.0392 | SFM | wCZ09 | v2015 | rDXGF | t3 | S14 | BSLheat | Baseline Design | Hourly Results.csv | SFM-wCZ09-v2015-rDXGF-t3 | 253.0505 | 0 | 0 | 0 | 322.0392
eline Design - Hourly Results. | SFM-wCZ09-v2015-rDXGF-t3-S15-MSRcool.pd2 | SFM-wCZ09-v2015-rDXGF-t3-S15-MSRcool - Baseline Design - Hourly Results.csv | 1722.6407 | 0 | 77.8366 | 0 | 31633303.61 |  |  |  | 316.333 | SFM | wCZ09 | v2015 | rDXGF | t3 | S15 | MSRcool | Baseline Design | Hourly Results.csv | SFM-wCZ09-v2015-rDXGF-t3 | 1722.6407 | 0 | 0 | 0 | 0
eline Design - Hourly Results. | SFM-wCZ09-v2015-rDXGF-t3-S15-MSRheat.pd2 | SFM-wCZ09-v2015-rDXGF-t3-S15-MSRheat - Baseline Design - Hourly Results.csv | 1620.3286 | 0 | 499.8759 | 227.4414 | 30562192.697 |  |  |  | 305.6219 | SFM | wCZ09 | v2015 | rDXGF | t3 | S15 | MSRheat | Baseline Design | Hourly Results.csv | SFM-wCZ09-v2015-rDXGF-t3 | 227.4414 | 0 | 0 | 0 | 305.6219
eline Design - Hourly Results. | SFM-wCZ09-v2015-rDXGF-t3-S16-MSRcool.pd2 | SFM-wCZ09-v2015-rDXGF-t3-S16-MSRcool - Baseline Design - Hourly Results.csv | 1737.2028 | 0 | 77.988 | 0 | 31609461.2 |  |  |  | 316.0946 | SFM | wCZ09 | v2015 | rDXGF | t3 | S16 | MSRcool | Baseline Design | Hourly Results.csv | SFM-wCZ09-v2015-rDXGF-t3 | 1737.2028 | 0 | 0 | 0 | 0
eline Design - Hourly Results. | SFM-wCZ09-v2015-rDXGF-t3-S16-MSRheat.pd2 | SFM-wCZ09-v2015-rDXGF-t3-S16-MSRheat - Baseline Design - Hourly Results.csv | 1621.9002 | 0 | 435.7252 | 129.6708 | 31013926.875 |  |  |  | 310.1393 | SFM | wCZ09 | v2015 | rDXGF | t3 | S16 | MSRheat | Baseline Design | Hourly Results.csv | SFM-wCZ09-v2015-rDXGF-t3 | 129.6708 | 0 | 0 | 0 | 310.1393
eline Design - Hourly Results. | SFM-wCZ09-v2015-rDXGF-t3-S17-MSRcool.pd2 | SFM-wCZ09-v2015-rDXGF-t3-S17-MSRcool - Baseline Design - Hourly Results.csv | 1631.5578 | 0 | 77.988 | 0 | 31609461.2 |  |  |  | 316.0946 | SFM | wCZ09 | v2015 | rDXGF | t3 | S17 | MSRcool | Baseline Design | Hourly Results.csv | SFM-wCZ09-v2015-rDXGF-t3 | 1631.5578 | 0 | 0 | 0 | 0
eline Design - Hourly Results. | SFM-wCZ09-v2015-rDXGF-t3-S17-MSRheat.pd2 | SFM-wCZ09-v2015-rDXGF-t3-S17-MSRheat - Baseline Design - Hourly Results.csv | 1515.3809 | 0 | 435.7252 | 129.6708 | 31013926.875 |  |  |  | 310.1393 | SFM | wCZ09 | v2015 | rDXGF | t3 | S17 | MSRheat | Baseline Design | Hourly Results.csv | SFM-wCZ09-v2015-rDXGF-t3 | 129.6708 | 0 | 0 | 0 | 310.1393
eline Design - Hourly Results. | SFM-wCZ09-v2015-rDXGF-t4-S14-BSLcool.pd2 | SFM-wCZ09-v2015-rDXGF-t4-S14-BSLcool - Baseline Design - Hourly Results.csv | 1595.5735 | 0 | 4.8459 | 0 | 33859829.801 |  |  |  | 338.5983 | SFM | wCZ09 | v2015 | rDXGF | t4 | S14 | BSLcool | Baseline Design | Hourly Results.csv | SFM-wCZ09-v2015-rDXGF-t4 | 1595.5735 | 0 | 0 | 0 | 0
eline Design - Hourly Results. | SFM-wCZ09-v2015-rDXGF-t4-S14-BSLheat.pd2 | SFM-wCZ09-v2015-rDXGF-t4-S14-BSLheat - Baseline Design - Hourly Results.csv | 1409.0652 | 0 | 383.566 | 261.7225 | 32667014.18 |  |  |  | 326.6701 | SFM | wCZ09 | v2015 | rDXGF | t4 | S14 | BSLheat | Baseline Design | Hourly Results.csv | SFM-wCZ09-v2015-rDXGF-t4 | 261.7225 | 0 | 0 | 0 | 326.6701
eline Design - Hourly Results. | SFM-wCZ09-v2015-rDXGF-t4-S15-MSRcool.pd2 | SFM-wCZ09-v2015-rDXGF-t4-S15-MSRcool - Baseline Design - Hourly Results.csv | 1380.5172 | 0 | 4.6944 | 0 | 32179363.448 |  |  |  | 321.7936 | SFM | wCZ09 | v2015 | rDXGF | t4 | S15 | MSRcool | Baseline Design | Hourly Results.csv | SFM-wCZ09-v2015-rDXGF-t4 | 1380.5172 | 0 | 0 | 0 | 0
eline Design - Hourly Results. | SFM-wCZ09-v2015-rDXGF-t4-S15-MSRheat.pd2 | SFM-wCZ09-v2015-rDXGF-t4-S15-MSRheat - Baseline Design - Hourly Results.csv | 1296.4068 | 0 | 335.5612 | 236.3056 | 31102510.359 |  |  |  | 311.0251 | SFM | wCZ09 | v2015 | rDXGF | t4 | S15 | MSRheat | Baseline Design | Hourly Results.csv | SFM-wCZ09-v2015-rDXGF-t4 | 236.3056 | 0 | 0 | 0 | 311.0251
eline Design - Hourly Results. | SFM-wCZ09-v2015-rDXGF-t4-S16-MSRcool.pd2 | SFM-wCZ09-v2015-rDXGF-t4-S16-MSRcool - Baseline Design - Hourly Results.csv | 1394.5449 | 0 | 4.6944 | 0 | 32291522.814 |  |  |  | 322.9152 | SFM | wCZ09 | v2015 | rDXGF | t4 | S16 | MSRcool | Baseline Design | Hourly Results.csv | SFM-wCZ09-v2015-rDXGF-t4 | 1394.5449 | 0 | 0 | 0 | 0
eline Design - Hourly Results. | SFM-wCZ09-v2015-rDXGF-t4-S16-MSRheat.pd2 | SFM-wCZ09-v2015-rDXGF-t4-S16-MSRheat - Baseline Design - Hourly Results.csv | 1299.9505 | 0 | 287.5911 | 135.2847 | 31684680.255 |  |  |  | 316.8468 | SFM | wCZ09 | v2015 | rDXGF | t4 | S16 | MSRheat | Baseline Design | Hourly Results.csv | SFM-wCZ09-v2015-rDXGF-t4 | 135.2847 | 0 | 0 | 0 | 316.8468
eline Design - Hourly Results. | SFM-wCZ09-v2015-rDXGF-t4-S17-MSRcool.pd2 | SFM-wCZ09-v2015-rDXGF-t4-S17-MSRcool - Baseline Design - Hourly Results.csv | 1309.7381 | 0 | 4.6944 | 0 | 32291522.814 |  |  |  | 322.9152 | SFM | wCZ09 | v2015 | rDXGF | t4 | S17 | MSRcool | Baseline Design | Hourly Results.csv | SFM-wCZ09-v2015-rDXGF-t4 | 1309.7381 | 0 | 0 | 0 | 0
eline Design - Hourly Results. | SFM-wCZ09-v2015-rDXGF-t4-S17-MSRheat.pd2 | SFM-wCZ09-v2015-rDXGF-t4-S17-MSRheat - Baseline Design - Hourly Results.csv | 1214.5754 | 0 | 287.5911 | 135.2847 | 31684680.255 |  |  |  | 316.8468 | SFM | wCZ09 | v2015 | rDXGF | t4 | S17 | MSRheat | Baseline Design | Hourly Results.csv | SFM-wCZ09-v2015-rDXGF-t4 | 135.2847 | 0 | 0 | 0 | 316.8468
eline Design - Hourly Results. | SFM-wCZ09-v2015-rDXGF-t5-S14-BSLcool.pd2 | SFM-wCZ09-v2015-rDXGF-t5-S14-BSLcool - Baseline Design - Hourly Results.csv | 954.7462 | 0 | 48.3071 | 0 | 54905558.935 |  |  |  | 549.0556 | SFM | wCZ09 | v2015 | rDXGF | t5 | S14 | BSLcool | Baseline Design | Hourly Results.csv | SFM-wCZ09-v2015-rDXGF-t5 | 954.7462 | 0 | 0 | 0 | 0
eline Design - Hourly Results. | SFM-wCZ09-v2015-rDXGF-t5-S14-BSLheat.pd2 | SFM-wCZ09-v2015-rDXGF-t5-S14-BSLheat - Baseline Design - Hourly Results.csv | 843.3706 | 0 | 274.1475 | 412.9164 | 52926228.32 |  |  |  | 529.2623 | SFM | wCZ09 | v2015 | rDXGF | t5 | S14 | BSLheat | Baseline Design | Hourly Results.csv | SFM-wCZ09-v2015-rDXGF-t5 | 412.9164 | 0 | 0 | 0 | 529.2623
eline Design - Hourly Results. | SFM-wCZ09-v2015-rDXGF-t5-S15-MSRcool.pd2 | SFM-wCZ09-v2015-rDXGF-t5-S15-MSRcool - Baseline Design - Hourly Results.csv | 828.6092 | 0 | 46.7928 | 0 | 51963718.095 |  |  |  | 519.6372 | SFM | wCZ09 | v2015 | rDXGF | t5 | S15 | MSRcool | Baseline Design | Hourly Results.csv | SFM-wCZ09-v2015-rDXGF-t5 | 828.6092 | 0 | 0 | 0 | 0
eline Design - Hourly Results. | SFM-wCZ09-v2015-rDXGF-t5-S15-MSRheat.pd2 | SFM-wCZ09-v2015-rDXGF-t5-S15-MSRheat - Baseline Design - Hourly Results.csv | 778.0853 | 0 | 243.3766 | 370.7605 | 50189527.947 |  |  |  | 501.8953 | SFM | wCZ09 | v2015 | rDXGF | t5 | S15 | MSRheat | Baseline Design | Hourly Results.csv | SFM-wCZ09-v2015-rDXGF-t5 | 370.7605 | 0 | 0 | 0 | 501.8953
eline Design - Hourly Results. | SFM-wCZ09-v2015-rDXGF-t5-S16-MSRcool.pd2 | SFM-wCZ09-v2015-rDXGF-t5-S16-MSRcool - Baseline Design - Hourly Results.csv | 826.6672 | 0 | 46.7928 | 0 | 51940245.165 |  |  |  | 519.4025 | SFM | wCZ09 | v2015 | rDXGF | t5 | S16 | MSRcool | Baseline Design | Hourly Results.csv | SFM-wCZ09-v2015-rDXGF-t5 | 826.6672 | 0 | 0 | 0 | 0
eline Design - Hourly Results. | SFM-wCZ09-v2015-rDXGF-t5-S16-MSRheat.pd2 | SFM-wCZ09-v2015-rDXGF-t5-S16-MSRheat - Baseline Design - Hourly Results.csv | 769.8247 | 0 | 213.1041 | 211.4459 | 50951991.864 |  |  |  | 509.5199 | SFM | wCZ09 | v2015 | rDXGF | t5 | S16 | MSRheat | Baseline Design | Hourly Results.csv | SFM-wCZ09-v2015-rDXGF-t5 | 211.4459 | 0 | 0 | 0 | 509.5199
eline Design - Hourly Results. | SFM-wCZ09-v2015-rDXGF-t5-S17-MSRcool.pd2 | SFM-wCZ09-v2015-rDXGF-t5-S17-MSRcool - Baseline Design - Hourly Results.csv | 776.3947 | 0 | 46.7928 | 0 | 51940245.165 |  |  |  | 519.4025 | SFM | wCZ09 | v2015 | rDXGF | t5 | S17 | MSRcool | Baseline Design | Hourly Results.csv | SFM-wCZ09-v2015-rDXGF-t5 | 776.3947 | 0 | 0 | 0 | 0
eline Design - Hourly Results. | SFM-wCZ09-v2015-rDXGF-t5-S17-MSRheat.pd2 | SFM-wCZ09-v2015-rDXGF-t5-S17-MSRheat - Baseline Design - Hourly Results.csv | 719.266 | 0 | 213.1041 | 211.4459 | 50951991.864 |  |  |  | 509.5199 | SFM | wCZ09 | v2015 | rDXGF | t5 | S17 | MSRheat | Baseline Design | Hourly Results.csv | SFM-wCZ09-v2015-rDXGF-t5 | 211.4459 | 0 | 0 | 0 | 509.5199
eline Design - Hourly Results. | SFM-wCZ10-v2015-rDXGF-t1-S14-BSLcool.pd2 | SFM-wCZ10-v2015-rDXGF-t1-S14-BSLcool - Baseline Design - Hourly Results.csv | 6100.8727 | 0 | 35.5152 | 0 | 56923368.093 |  |  |  | 569.2337 | SFM | wCZ10 | v2015 | rDXGF | t1 | S14 | BSLcool | Baseline Design | Hourly Results.csv | SFM-wCZ10-v2015-rDXGF-t1 | 6100.8727 | 0 | 0 | 0 | 0
eline Design - Hourly Results. | SFM-wCZ10-v2015-rDXGF-t1-S14-BSLheat.pd2 | SFM-wCZ10-v2015-rDXGF-t1-S14-BSLheat - Baseline Design - Hourly Results.csv | 5424.8779 | 0 | 1637.0602 | 423.5292 | 54893721.638 |  |  |  | 548.9372 | SFM | wCZ10 | v2015 | rDXGF | t1 | S14 | BSLheat | Baseline Design | Hourly Results.csv | SFM-wCZ10-v2015-rDXGF-t1 | 423.5292 | 0 | 0 | 0 | 548.9372
eline Design - Hourly Results. | SFM-wCZ10-v2015-rDXGF-t1-S15-MSRcool.pd2 | SFM-wCZ10-v2015-rDXGF-t1-S15-MSRcool - Baseline Design - Hourly Results.csv | 5209.4477 | 0 | 24.2434 | 0 | 53936570.166 |  |  |  | 539.3657 | SFM | wCZ10 | v2015 | rDXGF | t1 | S15 | MSRcool | Baseline Design | Hourly Results.csv | SFM-wCZ10-v2015-rDXGF-t1 | 5209.4477 | 0 | 0 | 0 | 0
eline Design - Hourly Results. | SFM-wCZ10-v2015-rDXGF-t1-S15-MSRheat.pd2 | SFM-wCZ10-v2015-rDXGF-t1-S15-MSRheat - Baseline Design - Hourly Results.csv | 4916.2597 | 0 | 1344.2818 | 380.4404 | 52119322.541 |  |  |  | 521.1932 | SFM | wCZ10 | v2015 | rDXGF | t1 | S15 | MSRheat | Baseline Design | Hourly Results.csv | SFM-wCZ10-v2015-rDXGF-t1 | 380.4404 | 0 | 0 | 0 | 521.1932
eline Design - Hourly Results. | SFM-wCZ10-v2015-rDXGF-t1-S16-MSRcool.pd2 | SFM-wCZ10-v2015-rDXGF-t1-S16-MSRcool - Baseline Design - Hourly Results.csv | 5360.6893 | 0 | 24.2604 | 0 | 53965698.564 |  |  |  | 539.657 | SFM | wCZ10 | v2015 | rDXGF | t1 | S16 | MSRcool | Baseline Design | Hourly Results.csv | SFM-wCZ10-v2015-rDXGF-t1 | 5360.6893 | 0 | 0 | 0 | 0
eline Design - Hourly Results. | SFM-wCZ10-v2015-rDXGF-t1-S16-MSRheat.pd2 | SFM-wCZ10-v2015-rDXGF-t1-S16-MSRheat - Baseline Design - Hourly Results.csv | 5040.8022 | 0 | 1242.7462 | 217.2082 | 52949723.977 |  |  |  | 529.4972 | SFM | wCZ10 | v2015 | rDXGF | t1 | S16 | MSRheat | Baseline Design | Hourly Results.csv | SFM-wCZ10-v2015-rDXGF-t1 | 217.2082 | 0 | 0 | 0 | 529.4972
eline Design - Hourly Results. | SFM-wCZ10-v2015-rDXGF-t1-S17-MSRcool.pd2 | SFM-wCZ10-v2015-rDXGF-t1-S17-MSRcool - Baseline Design - Hourly Results.csv | 5034.6882 | 0 | 24.2604 | 0 | 53965698.564 |  |  |  | 539.657 | SFM | wCZ10 | v2015 | rDXGF | t1 | S17 | MSRcool | Baseline Design | Hourly Results.csv | SFM-wCZ10-v2015-rDXGF-t1 | 5034.6882 | 0 | 0 | 0 | 0
eline Design - Hourly Results. | SFM-wCZ10-v2015-rDXGF-t1-S17-MSRheat.pd2 | SFM-wCZ10-v2015-rDXGF-t1-S17-MSRheat - Baseline Design - Hourly Results.csv | 4709.7445 | 0 | 1242.7462 | 217.2082 | 52949723.977 |  |  |  | 529.4972 | SFM | wCZ10 | v2015 | rDXGF | t1 | S17 | MSRheat | Baseline Design | Hourly Results.csv | SFM-wCZ10-v2015-rDXGF-t1 | 217.2082 | 0 | 0 | 0 | 529.4972
eline Design - Hourly Results. | SFM-wCZ10-v2015-rDXGF-t2-S14-BSLcool.pd2 | SFM-wCZ10-v2015-rDXGF-t2-S14-BSLcool - Baseline Design - Hourly Results.csv | 2872.9926 | 0 | 1.2528 | 0 | 71559276.613 |  |  |  | 715.5928 | SFM | wCZ10 | v2015 | rDXGF | t2 | S14 | BSLcool | Baseline Design | Hourly Results.csv | SFM-wCZ10-v2015-rDXGF-t2 | 2872.9926 | 0 | 0 | 0 | 0
eline Design - Hourly Results. | SFM-wCZ10-v2015-rDXGF-t2-S14-BSLheat.pd2 | SFM-wCZ10-v2015-rDXGF-t2-S14-BSLheat - Baseline Design - Hourly Results.csv | 2535.5434 | 0 | 669.9298 | 568.6682 | 68869221.972 |  |  |  | 688.6922 | SFM | wCZ10 | v2015 | rDXGF | t2 | S14 | BSLheat | Baseline Design | Hourly Results.csv | SFM-wCZ10-v2015-rDXGF-t2 | 568.6682 | 0 | 0 | 0 | 688.6922
eline Design - Hourly Results. | SFM-wCZ10-v2015-rDXGF-t2-S15-MSRcool.pd2 | SFM-wCZ10-v2015-rDXGF-t2-S15-MSRcool - Baseline Design - Hourly Results.csv | 2454.9296 | 0 | 1.4094 | 0 | 67589416.907 |  |  |  | 675.8942 | SFM | wCZ10 | v2015 | rDXGF | t2 | S15 | MSRcool | Baseline Design | Hourly Results.csv | SFM-wCZ10-v2015-rDXGF-t2 | 2454.9296 | 0 | 0 | 0 | 0
eline Design - Hourly Results. | SFM-wCZ10-v2015-rDXGF-t2-S15-MSRheat.pd2 | SFM-wCZ10-v2015-rDXGF-t2-S15-MSRheat - Baseline Design - Hourly Results.csv | 2308.3311 | 0 | 582.9289 | 510.7467 | 65189201.59 |  |  |  | 651.892 | SFM | wCZ10 | v2015 | rDXGF | t2 | S15 | MSRheat | Baseline Design | Hourly Results.csv | SFM-wCZ10-v2015-rDXGF-t2 | 510.7467 | 0 | 0 | 0 | 651.892
eline Design - Hourly Results. | SFM-wCZ10-v2015-rDXGF-t2-S16-MSRcool.pd2 | SFM-wCZ10-v2015-rDXGF-t2-S16-MSRcool - Baseline Design - Hourly Results.csv | 2519.5335 | 0 | 1.2528 | 0 | 67526298.642 |  |  |  | 675.263 | SFM | wCZ10 | v2015 | rDXGF | t2 | S16 | MSRcool | Baseline Design | Hourly Results.csv | SFM-wCZ10-v2015-rDXGF-t2 | 2519.5335 | 0 | 0 | 0 | 0
eline Design - Hourly Results. | SFM-wCZ10-v2015-rDXGF-t2-S16-MSRheat.pd2 | SFM-wCZ10-v2015-rDXGF-t2-S16-MSRheat - Baseline Design - Hourly Results.csv | 2355.51 | 0 | 507.3619 | 291.1497 | 66184666.94 |  |  |  | 661.8467 | SFM | wCZ10 | v2015 | rDXGF | t2 | S16 | MSRheat | Baseline Design | Hourly Results.csv | SFM-wCZ10-v2015-rDXGF-t2 | 291.1497 | 0 | 0 | 0 | 661.8467
eline Design - Hourly Results. | SFM-wCZ10-v2015-rDXGF-t2-S17-MSRcool.pd2 | SFM-wCZ10-v2015-rDXGF-t2-S17-MSRcool - Baseline Design - Hourly Results.csv | 2366.3124 | 0 | 1.2528 | 0 | 67526298.642 |  |  |  | 675.263 | SFM | wCZ10 | v2015 | rDXGF | t2 | S17 | MSRcool | Baseline Design | Hourly Results.csv | SFM-wCZ10-v2015-rDXGF-t2 | 2366.3124 | 0 | 0 | 0 | 0
eline Design - Hourly Results. | SFM-wCZ10-v2015-rDXGF-t2-S17-MSRheat.pd2 | SFM-wCZ10-v2015-rDXGF-t2-S17-MSRheat - Baseline Design - Hourly Results.csv | 2200.8104 | 0 | 507.3619 | 291.1497 | 66184666.94 |  |  |  | 661.8467 | SFM | wCZ10 | v2015 | rDXGF | t2 | S17 | MSRheat | Baseline Design | Hourly Results.csv | SFM-wCZ10-v2015-rDXGF-t2 | 291.1497 | 0 | 0 | 0 | 661.8467
eline Design - Hourly Results. | SFM-wCZ10-v2015-rDXGF-t3-S14-BSLcool.pd2 | SFM-wCZ10-v2015-rDXGF-t3-S14-BSLcool - Baseline Design - Hourly Results.csv | 3079.3178 | 0 | 29.5869 | 0 | 79656274.184 |  |  |  | 796.5627 | SFM | wCZ10 | v2015 | rDXGF | t3 | S14 | BSLcool | Baseline Design | Hourly Results.csv | SFM-wCZ10-v2015-rDXGF-t3 | 3079.3178 | 0 | 0 | 0 | 0
eline Design - Hourly Results. | SFM-wCZ10-v2015-rDXGF-t3-S14-BSLheat.pd2 | SFM-wCZ10-v2015-rDXGF-t3-S14-BSLheat - Baseline Design - Hourly Results.csv | 2721.5482 | 0 | 756.0668 | 607.1981 | 76736819.137 |  |  |  | 767.3682 | SFM | wCZ10 | v2015 | rDXGF | t3 | S14 | BSLheat | Baseline Design | Hourly Results.csv | SFM-wCZ10-v2015-rDXGF-t3 | 607.1981 | 0 | 0 | 0 | 767.3682
eline Design - Hourly Results. | SFM-wCZ10-v2015-rDXGF-t3-S15-MSRcool.pd2 | SFM-wCZ10-v2015-rDXGF-t3-S15-MSRcool - Baseline Design - Hourly Results.csv | 2627.3536 | 0 | 31.6233 | 0 | 75348183.367 |  |  |  | 753.4818 | SFM | wCZ10 | v2015 | rDXGF | t3 | S15 | MSRcool | Baseline Design | Hourly Results.csv | SFM-wCZ10-v2015-rDXGF-t3 | 2627.3536 | 0 | 0 | 0 | 0
eline Design - Hourly Results. | SFM-wCZ10-v2015-rDXGF-t3-S15-MSRheat.pd2 | SFM-wCZ10-v2015-rDXGF-t3-S15-MSRheat - Baseline Design - Hourly Results.csv | 2475.2067 | 0 | 654.6819 | 545.1568 | 72739476.114 |  |  |  | 727.3948 | SFM | wCZ10 | v2015 | rDXGF | t3 | S15 | MSRheat | Baseline Design | Hourly Results.csv | SFM-wCZ10-v2015-rDXGF-t3 | 545.1568 | 0 | 0 | 0 | 727.3948
eline Design - Hourly Results. | SFM-wCZ10-v2015-rDXGF-t3-S16-MSRcool.pd2 | SFM-wCZ10-v2015-rDXGF-t3-S16-MSRcool - Baseline Design - Hourly Results.csv | 2696.0643 | 0 | 28.0201 | 0 | 75362331.302 |  |  |  | 753.6233 | SFM | wCZ10 | v2015 | rDXGF | t3 | S16 | MSRcool | Baseline Design | Hourly Results.csv | SFM-wCZ10-v2015-rDXGF-t3 | 2696.0643 | 0 | 0 | 0 | 0
eline Design - Hourly Results. | SFM-wCZ10-v2015-rDXGF-t3-S16-MSRheat.pd2 | SFM-wCZ10-v2015-rDXGF-t3-S16-MSRheat - Baseline Design - Hourly Results.csv | 2521.8974 | 0 | 571.4541 | 311.1112 | 73902713.755 |  |  |  | 739.0271 | SFM | wCZ10 | v2015 | rDXGF | t3 | S16 | MSRheat | Baseline Design | Hourly Results.csv | SFM-wCZ10-v2015-rDXGF-t3 | 311.1112 | 0 | 0 | 0 | 739.0271
eline Design - Hourly Results. | SFM-wCZ10-v2015-rDXGF-t3-S17-MSRcool.pd2 | SFM-wCZ10-v2015-rDXGF-t3-S17-MSRcool - Baseline Design - Hourly Results.csv | 2532.1078 | 0 | 28.0201 | 0 | 75362331.302 |  |  |  | 753.6233 | SFM | wCZ10 | v2015 | rDXGF | t3 | S17 | MSRcool | Baseline Design | Hourly Results.csv | SFM-wCZ10-v2015-rDXGF-t3 | 2532.1078 | 0 | 0 | 0 | 0
eline Design - Hourly Results. | SFM-wCZ10-v2015-rDXGF-t3-S17-MSRheat.pd2 | SFM-wCZ10-v2015-rDXGF-t3-S17-MSRheat - Baseline Design - Hourly Results.csv | 2356.2702 | 0 | 571.4541 | 311.1112 | 73902713.755 |  |  |  | 739.0271 | SFM | wCZ10 | v2015 | rDXGF | t3 | S17 | MSRheat | Baseline Design | Hourly Results.csv | SFM-wCZ10-v2015-rDXGF-t3 | 311.1112 | 0 | 0 | 0 | 739.0271
eline Design - Hourly Results. | SFM-wCZ10-v2015-rDXGF-t4-S14-BSLcool.pd2 | SFM-wCZ10-v2015-rDXGF-t4-S14-BSLcool - Baseline Design - Hourly Results.csv | 2875.813 | 0 | 1.4094 | 0 | 51395379.28 |  |  |  | 513.9538 | SFM | wCZ10 | v2015 | rDXGF | t4 | S14 | BSLcool | Baseline Design | Hourly Results.csv | SFM-wCZ10-v2015-rDXGF-t4 | 2875.813 | 0 | 0 | 0 | 0
eline Design - Hourly Results. | SFM-wCZ10-v2015-rDXGF-t4-S14-BSLheat.pd2 | SFM-wCZ10-v2015-rDXGF-t4-S14-BSLheat - Baseline Design - Hourly Results.csv | 2538.1376 | 0 | 670.4412 | 398.4829 | 49508508.123 |  |  |  | 495.0851 | SFM | wCZ10 | v2015 | rDXGF | t4 | S14 | BSLheat | Baseline Design | Hourly Results.csv | SFM-wCZ10-v2015-rDXGF-t4 | 398.4829 | 0 | 0 | 0 | 495.0851
eline Design - Hourly Results. | SFM-wCZ10-v2015-rDXGF-t4-S15-MSRcool.pd2 | SFM-wCZ10-v2015-rDXGF-t4-S15-MSRcool - Baseline Design - Hourly Results.csv | 2457.9053 | 0 | 1.7226 | 0 | 48622312.05 |  |  |  | 486.2231 | SFM | wCZ10 | v2015 | rDXGF | t4 | S15 | MSRcool | Baseline Design | Hourly Results.csv | SFM-wCZ10-v2015-rDXGF-t4 | 2457.9053 | 0 | 0 | 0 | 0
eline Design - Hourly Results. | SFM-wCZ10-v2015-rDXGF-t4-S15-MSRheat.pd2 | SFM-wCZ10-v2015-rDXGF-t4-S15-MSRheat - Baseline Design - Hourly Results.csv | 2311.2985 | 0 | 583.7552 | 358.0757 | 46940336.801 |  |  |  | 469.4034 | SFM | wCZ10 | v2015 | rDXGF | t4 | S15 | MSRheat | Baseline Design | Hourly Results.csv | SFM-wCZ10-v2015-rDXGF-t4 | 358.0757 | 0 | 0 | 0 | 469.4034
eline Design - Hourly Results. | SFM-wCZ10-v2015-rDXGF-t4-S16-MSRcool.pd2 | SFM-wCZ10-v2015-rDXGF-t4-S16-MSRcool - Baseline Design - Hourly Results.csv | 2522.3841 | 0 | 1.4094 | 0 | 48603083.345 |  |  |  | 486.0308 | SFM | wCZ10 | v2015 | rDXGF | t4 | S16 | MSRcool | Baseline Design | Hourly Results.csv | SFM-wCZ10-v2015-rDXGF-t4 | 2522.3841 | 0 | 0 | 0 | 0
eline Design - Hourly Results. | SFM-wCZ10-v2015-rDXGF-t4-S16-MSRheat.pd2 | SFM-wCZ10-v2015-rDXGF-t4-S16-MSRheat - Baseline Design - Hourly Results.csv | 2357.4175 | 0 | 507.845 | 204.2307 | 47663388.298 |  |  |  | 476.6339 | SFM | wCZ10 | v2015 | rDXGF | t4 | S16 | MSRheat | Baseline Design | Hourly Results.csv | SFM-wCZ10-v2015-rDXGF-t4 | 204.2307 | 0 | 0 | 0 | 476.6339
eline Design - Hourly Results. | SFM-wCZ10-v2015-rDXGF-t4-S17-MSRcool.pd2 | SFM-wCZ10-v2015-rDXGF-t4-S17-MSRcool - Baseline Design - Hourly Results.csv | 2368.9897 | 0 | 1.4094 | 0 | 48603083.345 |  |  |  | 486.0308 | SFM | wCZ10 | v2015 | rDXGF | t4 | S17 | MSRcool | Baseline Design | Hourly Results.csv | SFM-wCZ10-v2015-rDXGF-t4 | 2368.9897 | 0 | 0 | 0 | 0
eline Design - Hourly Results. | SFM-wCZ10-v2015-rDXGF-t4-S17-MSRheat.pd2 | SFM-wCZ10-v2015-rDXGF-t4-S17-MSRheat - Baseline Design - Hourly Results.csv | 2202.5925 | 0 | 507.845 | 204.2307 | 47663388.298 |  |  |  | 476.6339 | SFM | wCZ10 | v2015 | rDXGF | t4 | S17 | MSRheat | Baseline Design | Hourly Results.csv | SFM-wCZ10-v2015-rDXGF-t4 | 204.2307 | 0 | 0 | 0 | 476.6339
eline Design - Hourly Results. | SFM-wCZ10-v2015-rDXGF-t5-S14-BSLcool.pd2 | SFM-wCZ10-v2015-rDXGF-t5-S14-BSLcool - Baseline Design - Hourly Results.csv | 3734.4146 | 0 | 107.8189 | 0 | 103630577.029 |  |  |  | 1036.3058 | SFM | wCZ10 | v2015 | rDXGF | t5 | S14 | BSLcool | Baseline Design | Hourly Results.csv | SFM-wCZ10-v2015-rDXGF-t5 | 3734.4146 | 0 | 0 | 0 | 0
eline Design - Hourly Results. | SFM-wCZ10-v2015-rDXGF-t5-S14-BSLheat.pd2 | SFM-wCZ10-v2015-rDXGF-t5-S14-BSLheat - Baseline Design - Hourly Results.csv | 3300.6293 | 0 | 1013.912 | 806.0259 | 99753873.78 |  |  |  | 997.5387 | SFM | wCZ10 | v2015 | rDXGF | t5 | S14 | BSLheat | Baseline Design | Hourly Results.csv | SFM-wCZ10-v2015-rDXGF-t5 | 806.0259 | 0 | 0 | 0 | 997.5387
eline Design - Hourly Results. | SFM-wCZ10-v2015-rDXGF-t5-S15-MSRcool.pd2 | SFM-wCZ10-v2015-rDXGF-t5-S15-MSRcool - Baseline Design - Hourly Results.csv | 3197.6293 | 0 | 107.7048 | 0 | 97882764.382 |  |  |  | 978.8276 | SFM | wCZ10 | v2015 | rDXGF | t5 | S15 | MSRcool | Baseline Design | Hourly Results.csv | SFM-wCZ10-v2015-rDXGF-t5 | 3197.6293 | 0 | 0 | 0 | 0
eline Design - Hourly Results. | SFM-wCZ10-v2015-rDXGF-t5-S15-MSRheat.pd2 | SFM-wCZ10-v2015-rDXGF-t5-S15-MSRheat - Baseline Design - Hourly Results.csv | 3011.5414 | 0 | 892.2148 | 723.2109 | 94430049.732 |  |  |  | 944.3005 | SFM | wCZ10 | v2015 | rDXGF | t5 | S15 | MSRheat | Baseline Design | Hourly Results.csv | SFM-wCZ10-v2015-rDXGF-t5 | 723.2109 | 0 | 0 | 0 | 944.3005
eline Design - Hourly Results. | SFM-wCZ10-v2015-rDXGF-t5-S16-MSRcool.pd2 | SFM-wCZ10-v2015-rDXGF-t5-S16-MSRcool - Baseline Design - Hourly Results.csv | 3280.9259 | 0 | 105.8252 | 0 | 97840872.021 |  |  |  | 978.4087 | SFM | wCZ10 | v2015 | rDXGF | t5 | S16 | MSRcool | Baseline Design | Hourly Results.csv | SFM-wCZ10-v2015-rDXGF-t5 | 3280.9259 | 0 | 0 | 0 | 0
eline Design - Hourly Results. | SFM-wCZ10-v2015-rDXGF-t5-S16-MSRheat.pd2 | SFM-wCZ10-v2015-rDXGF-t5-S16-MSRheat - Baseline Design - Hourly Results.csv | 3068.6012 | 0 | 782.8751 | 412.4918 | 95905585.64 |  |  |  | 959.0559 | SFM | wCZ10 | v2015 | rDXGF | t5 | S16 | MSRheat | Baseline Design | Hourly Results.csv | SFM-wCZ10-v2015-rDXGF-t5 | 412.4918 | 0 | 0 | 0 | 959.0559
eline Design - Hourly Results. | SFM-wCZ10-v2015-rDXGF-t5-S17-MSRcool.pd2 | SFM-wCZ10-v2015-rDXGF-t5-S17-MSRcool - Baseline Design - Hourly Results.csv | 3081.4019 | 0 | 105.8252 | 0 | 97840872.021 |  |  |  | 978.4087 | SFM | wCZ10 | v2015 | rDXGF | t5 | S17 | MSRcool | Baseline Design | Hourly Results.csv | SFM-wCZ10-v2015-rDXGF-t5 | 3081.4019 | 0 | 0 | 0 | 0
eline Design - Hourly Results. | SFM-wCZ10-v2015-rDXGF-t5-S17-MSRheat.pd2 | SFM-wCZ10-v2015-rDXGF-t5-S17-MSRheat - Baseline Design - Hourly Results.csv | 2867.0687 | 0 | 782.8751 | 412.4918 | 95905585.64 |  |  |  | 959.0559 | SFM | wCZ10 | v2015 | rDXGF | t5 | S17 | MSRheat | Baseline Design | Hourly Results.csv | SFM-wCZ10-v2015-rDXGF-t5 | 412.4918 | 0 | 0 | 0 | 959.0559
eline Design - Hourly Results. | SFM-wCZ11-v2015-rDXGF-t1-S14-BSLcool.pd2 | SFM-wCZ11-v2015-rDXGF-t1-S14-BSLcool - Baseline Design - Hourly Results.csv | 5008.3237 | 0 | 0.62639 | 0 | 68028338.74 |  |  |  | 680.2834 | SFM | wCZ11 | v2015 | rDXGF | t1 | S14 | BSLcool | Baseline Design | Hourly Results.csv | SFM-wCZ11-v2015-rDXGF-t1 | 5008.3237 | 0 | 0 | 0 | 0
eline Design - Hourly Results. | SFM-wCZ11-v2015-rDXGF-t1-S14-BSLheat.pd2 | SFM-wCZ11-v2015-rDXGF-t1-S14-BSLheat - Baseline Design - Hourly Results.csv | 4442.8024 | 0 | 1104.4157 | 510.4722 | 65622023.047 |  |  |  | 656.2202 | SFM | wCZ11 | v2015 | rDXGF | t1 | S14 | BSLheat | Baseline Design | Hourly Results.csv | SFM-wCZ11-v2015-rDXGF-t1 | 510.4722 | 0 | 0 | 0 | 656.2202
eline Design - Hourly Results. | SFM-wCZ11-v2015-rDXGF-t1-S15-MSRcool.pd2 | SFM-wCZ11-v2015-rDXGF-t1-S15-MSRcool - Baseline Design - Hourly Results.csv | 4249.3063 | 0 | 0.93959 | 0 | 64484428.439 |  |  |  | 644.8443 | SFM | wCZ11 | v2015 | rDXGF | t1 | S15 | MSRcool | Baseline Design | Hourly Results.csv | SFM-wCZ11-v2015-rDXGF-t1 | 4249.3063 | 0 | 0 | 0 | 0
eline Design - Hourly Results. | SFM-wCZ11-v2015-rDXGF-t1-S15-MSRheat.pd2 | SFM-wCZ11-v2015-rDXGF-t1-S15-MSRheat - Baseline Design - Hourly Results.csv | 4015.7491 | 0 | 960.3415 | 459.083 | 62333325.546 |  |  |  | 623.3333 | SFM | wCZ11 | v2015 | rDXGF | t1 | S15 | MSRheat | Baseline Design | Hourly Results.csv | SFM-wCZ11-v2015-rDXGF-t1 | 459.083 | 0 | 0 | 0 | 623.3333
eline Design - Hourly Results. | SFM-wCZ11-v2015-rDXGF-t1-S16-MSRcool.pd2 | SFM-wCZ11-v2015-rDXGF-t1-S16-MSRcool - Baseline Design - Hourly Results.csv | 4330.9414 | 0 | 0.93959 | 0 | 64622908.398 |  |  |  | 646.2291 | SFM | wCZ11 | v2015 | rDXGF | t1 | S16 | MSRcool | Baseline Design | Hourly Results.csv | SFM-wCZ11-v2015-rDXGF-t1 | 4330.9414 | 0 | 0 | 0 | 0
eline Design - Hourly Results. | SFM-wCZ11-v2015-rDXGF-t1-S16-MSRheat.pd2 | SFM-wCZ11-v2015-rDXGF-t1-S16-MSRheat - Baseline Design - Hourly Results.csv | 4071.4358 | 0 | 840.4603 | 262.546 | 63418388.602 |  |  |  | 634.1839 | SFM | wCZ11 | v2015 | rDXGF | t1 | S16 | MSRheat | Baseline Design | Hourly Results.csv | SFM-wCZ11-v2015-rDXGF-t1 | 262.546 | 0 | 0 | 0 | 634.1839
eline Design - Hourly Results. | SFM-wCZ11-v2015-rDXGF-t1-S17-MSRcool.pd2 | SFM-wCZ11-v2015-rDXGF-t1-S17-MSRcool - Baseline Design - Hourly Results.csv | 4067.5624 | 0 | 0.93959 | 0 | 64622908.398 |  |  |  | 646.2291 | SFM | wCZ11 | v2015 | rDXGF | t1 | S17 | MSRcool | Baseline Design | Hourly Results.csv | SFM-wCZ11-v2015-rDXGF-t1 | 4067.5624 | 0 | 0 | 0 | 0
eline Design - Hourly Results. | SFM-wCZ11-v2015-rDXGF-t1-S17-MSRheat.pd2 | SFM-wCZ11-v2015-rDXGF-t1-S17-MSRheat - Baseline Design - Hourly Results.csv | 3804.0415 | 0 | 840.4603 | 262.546 | 63418388.602 |  |  |  | 634.1839 | SFM | wCZ11 | v2015 | rDXGF | t1 | S17 | MSRheat | Baseline Design | Hourly Results.csv | SFM-wCZ11-v2015-rDXGF-t1 | 262.546 | 0 | 0 | 0 | 634.1839
eline Design - Hourly Results. | SFM-wCZ11-v2015-rDXGF-t2-S14-BSLcool.pd2 | SFM-wCZ11-v2015-rDXGF-t2-S14-BSLcool - Baseline Design - Hourly Results.csv | 4619.5148 | 0 | 75.205 | 0 | 34117875.188 |  |  |  | 341.1788 | SFM | wCZ11 | v2015 | rDXGF | t2 | S14 | BSLcool | Baseline Design | Hourly Results.csv | SFM-wCZ11-v2015-rDXGF-t2 | 4619.5148 | 0 | 0 | 0 | 0
eline Design - Hourly Results. | SFM-wCZ11-v2015-rDXGF-t2-S14-BSLheat.pd2 | SFM-wCZ11-v2015-rDXGF-t2-S14-BSLheat - Baseline Design - Hourly Results.csv | 4078.3576 | 0 | 1254.8281 | 236.9004 | 32977606.678 |  |  |  | 329.7761 | SFM | wCZ11 | v2015 | rDXGF | t2 | S14 | BSLheat | Baseline Design | Hourly Results.csv | SFM-wCZ11-v2015-rDXGF-t2 | 236.9004 | 0 | 0 | 0 | 329.7761
eline Design - Hourly Results. | SFM-wCZ11-v2015-rDXGF-t2-S15-MSRcool.pd2 | SFM-wCZ11-v2015-rDXGF-t2-S15-MSRcool - Baseline Design - Hourly Results.csv | 3968.7279 | 0 | 88.2253 | 0 | 32397363.866 |  |  |  | 323.9736 | SFM | wCZ11 | v2015 | rDXGF | t2 | S15 | MSRcool | Baseline Design | Hourly Results.csv | SFM-wCZ11-v2015-rDXGF-t2 | 3968.7279 | 0 | 0 | 0 | 0
eline Design - Hourly Results. | SFM-wCZ11-v2015-rDXGF-t2-S15-MSRheat.pd2 | SFM-wCZ11-v2015-rDXGF-t2-S15-MSRheat - Baseline Design - Hourly Results.csv | 3738.6339 | 0 | 1116.7438 | 212.6505 | 31378156.304 |  |  |  | 313.7816 | SFM | wCZ11 | v2015 | rDXGF | t2 | S15 | MSRheat | Baseline Design | Hourly Results.csv | SFM-wCZ11-v2015-rDXGF-t2 | 212.6505 | 0 | 0 | 0 | 313.7816
eline Design - Hourly Results. | SFM-wCZ11-v2015-rDXGF-t2-S16-MSRcool.pd2 | SFM-wCZ11-v2015-rDXGF-t2-S16-MSRcool - Baseline Design - Hourly Results.csv | 4072.7427 | 0 | 84.8427 | 0 | 32448407.909 |  |  |  | 324.4841 | SFM | wCZ11 | v2015 | rDXGF | t2 | S16 | MSRcool | Baseline Design | Hourly Results.csv | SFM-wCZ11-v2015-rDXGF-t2 | 4072.7427 | 0 | 0 | 0 | 0
eline Design - Hourly Results. | SFM-wCZ11-v2015-rDXGF-t2-S16-MSRheat.pd2 | SFM-wCZ11-v2015-rDXGF-t2-S16-MSRheat - Baseline Design - Hourly Results.csv | 3821.6902 | 0 | 983.3805 | 121.5324 | 31874753.67 |  |  |  | 318.7475 | SFM | wCZ11 | v2015 | rDXGF | t2 | S16 | MSRheat | Baseline Design | Hourly Results.csv | SFM-wCZ11-v2015-rDXGF-t2 | 121.5324 | 0 | 0 | 0 | 318.7475
eline Design - Hourly Results. | SFM-wCZ11-v2015-rDXGF-t2-S17-MSRcool.pd2 | SFM-wCZ11-v2015-rDXGF-t2-S17-MSRcool - Baseline Design - Hourly Results.csv | 3825.0656 | 0 | 84.8427 | 0 | 32448407.909 |  |  |  | 324.4841 | SFM | wCZ11 | v2015 | rDXGF | t2 | S17 | MSRcool | Baseline Design | Hourly Results.csv | SFM-wCZ11-v2015-rDXGF-t2 | 3825.0656 | 0 | 0 | 0 | 0
eline Design - Hourly Results. | SFM-wCZ11-v2015-rDXGF-t2-S17-MSRheat.pd2 | SFM-wCZ11-v2015-rDXGF-t2-S17-MSRheat - Baseline Design - Hourly Results.csv | 3570.698 | 0 | 983.3805 | 121.5324 | 31874753.67 |  |  |  | 318.7475 | SFM | wCZ11 | v2015 | rDXGF | t2 | S17 | MSRheat | Baseline Design | Hourly Results.csv | SFM-wCZ11-v2015-rDXGF-t2 | 121.5324 | 0 | 0 | 0 | 318.7475
eline Design - Hourly Results. | SFM-wCZ11-v2015-rDXGF-t3-S14-BSLcool.pd2 | SFM-wCZ11-v2015-rDXGF-t3-S14-BSLcool - Baseline Design - Hourly Results.csv | 4856.4174 | 0 | 84.8348 | 0 | 76697480.561 |  |  |  | 766.9748 | SFM | wCZ11 | v2015 | rDXGF | t3 | S14 | BSLcool | Baseline Design | Hourly Results.csv | SFM-wCZ11-v2015-rDXGF-t3 | 4856.4174 | 0 | 0 | 0 | 0
eline Design - Hourly Results. | SFM-wCZ11-v2015-rDXGF-t3-S14-BSLheat.pd2 | SFM-wCZ11-v2015-rDXGF-t3-S14-BSLheat - Baseline Design - Hourly Results.csv | 4306.6462 | 0 | 1164.3679 | 588.7791 | 73956739.386 |  |  |  | 739.5674 | SFM | wCZ11 | v2015 | rDXGF | t3 | S14 | BSLheat | Baseline Design | Hourly Results.csv | SFM-wCZ11-v2015-rDXGF-t3 | 588.7791 | 0 | 0 | 0 | 739.5674
eline Design - Hourly Results. | SFM-wCZ11-v2015-rDXGF-t3-S15-MSRcool.pd2 | SFM-wCZ11-v2015-rDXGF-t3-S15-MSRcool - Baseline Design - Hourly Results.csv | 4162.6118 | 0 | 96.7392 | 0 | 72686889.991 |  |  |  | 726.8689 | SFM | wCZ11 | v2015 | rDXGF | t3 | S15 | MSRcool | Baseline Design | Hourly Results.csv | SFM-wCZ11-v2015-rDXGF-t3 | 4162.6118 | 0 | 0 | 0 | 0
eline Design - Hourly Results. | SFM-wCZ11-v2015-rDXGF-t3-S15-MSRheat.pd2 | SFM-wCZ11-v2015-rDXGF-t3-S15-MSRheat - Baseline Design - Hourly Results.csv | 3932.5789 | 0 | 1037.9434 | 529.9779 | 70227402.593 |  |  |  | 702.274 | SFM | wCZ11 | v2015 | rDXGF | t3 | S15 | MSRheat | Baseline Design | Hourly Results.csv | SFM-wCZ11-v2015-rDXGF-t3 | 529.9779 | 0 | 0 | 0 | 702.274
eline Design - Hourly Results. | SFM-wCZ11-v2015-rDXGF-t3-S16-MSRcool.pd2 | SFM-wCZ11-v2015-rDXGF-t3-S16-MSRcool - Baseline Design - Hourly Results.csv | 4213.2179 | 0 | 97.6804 | 0 | 72869488.936 |  |  |  | 728.6949 | SFM | wCZ11 | v2015 | rDXGF | t3 | S16 | MSRcool | Baseline Design | Hourly Results.csv | SFM-wCZ11-v2015-rDXGF-t3 | 4213.2179 | 0 | 0 | 0 | 0
eline Design - Hourly Results. | SFM-wCZ11-v2015-rDXGF-t3-S16-MSRheat.pd2 | SFM-wCZ11-v2015-rDXGF-t3-S16-MSRheat - Baseline Design - Hourly Results.csv | 3952.2167 | 0 | 910.5465 | 303.1514 | 71486426.096 |  |  |  | 714.8643 | SFM | wCZ11 | v2015 | rDXGF | t3 | S16 | MSRheat | Baseline Design | Hourly Results.csv | SFM-wCZ11-v2015-rDXGF-t3 | 303.1514 | 0 | 0 | 0 | 714.8643
eline Design - Hourly Results. | SFM-wCZ11-v2015-rDXGF-t3-S17-MSRcool.pd2 | SFM-wCZ11-v2015-rDXGF-t3-S17-MSRcool - Baseline Design - Hourly Results.csv | 3956.9979 | 0 | 97.6804 | 0 | 72869488.936 |  |  |  | 728.6949 | SFM | wCZ11 | v2015 | rDXGF | t3 | S17 | MSRcool | Baseline Design | Hourly Results.csv | SFM-wCZ11-v2015-rDXGF-t3 | 3956.9979 | 0 | 0 | 0 | 0
eline Design - Hourly Results. | SFM-wCZ11-v2015-rDXGF-t3-S17-MSRheat.pd2 | SFM-wCZ11-v2015-rDXGF-t3-S17-MSRheat - Baseline Design - Hourly Results.csv | 3692.6522 | 0 | 910.5465 | 303.1514 | 71486426.096 |  |  |  | 714.8643 | SFM | wCZ11 | v2015 | rDXGF | t3 | S17 | MSRheat | Baseline Design | Hourly Results.csv | SFM-wCZ11-v2015-rDXGF-t3 | 303.1514 | 0 | 0 | 0 | 714.8643
eline Design - Hourly Results. | SFM-wCZ11-v2015-rDXGF-t4-S14-BSLcool.pd2 | SFM-wCZ11-v2015-rDXGF-t4-S14-BSLcool - Baseline Design - Hourly Results.csv | 2224.8283 | 0 | 5.6375 | 0 | 94987573.228 |  |  |  | 949.8757 | SFM | wCZ11 | v2015 | rDXGF | t4 | S14 | BSLcool | Baseline Design | Hourly Results.csv | SFM-wCZ11-v2015-rDXGF-t4 | 2224.8283 | 0 | 0 | 0 | 0
eline Design - Hourly Results. | SFM-wCZ11-v2015-rDXGF-t4-S14-BSLheat.pd2 | SFM-wCZ11-v2015-rDXGF-t4-S14-BSLheat - Baseline Design - Hourly Results.csv | 1974.666 | 0 | 469.6579 | 745.8054 | 91547028.792 |  |  |  | 915.4703 | SFM | wCZ11 | v2015 | rDXGF | t4 | S14 | BSLheat | Baseline Design | Hourly Results.csv | SFM-wCZ11-v2015-rDXGF-t4 | 745.8054 | 0 | 0 | 0 | 915.4703
eline Design - Hourly Results. | SFM-wCZ11-v2015-rDXGF-t4-S15-MSRcool.pd2 | SFM-wCZ11-v2015-rDXGF-t4-S15-MSRcool - Baseline Design - Hourly Results.csv | 1899.2906 | 0 | 2.1924 | 0 | 89967276.746 |  |  |  | 899.6728 | SFM | wCZ11 | v2015 | rDXGF | t4 | S15 | MSRcool | Baseline Design | Hourly Results.csv | SFM-wCZ11-v2015-rDXGF-t4 | 1899.2906 | 0 | 0 | 0 | 0
eline Design - Hourly Results. | SFM-wCZ11-v2015-rDXGF-t4-S15-MSRheat.pd2 | SFM-wCZ11-v2015-rDXGF-t4-S15-MSRheat - Baseline Design - Hourly Results.csv | 1795.6147 | 0 | 404.6048 | 671.4385 | 86870267.711 |  |  |  | 868.7027 | SFM | wCZ11 | v2015 | rDXGF | t4 | S15 | MSRheat | Baseline Design | Hourly Results.csv | SFM-wCZ11-v2015-rDXGF-t4 | 671.4385 | 0 | 0 | 0 | 868.7027
eline Design - Hourly Results. | SFM-wCZ11-v2015-rDXGF-t4-S16-MSRcool.pd2 | SFM-wCZ11-v2015-rDXGF-t4-S16-MSRcool - Baseline Design - Hourly Results.csv | 1915.534 | 0 | 2.1924 | 0 | 90182843.341 |  |  |  | 901.8284 | SFM | wCZ11 | v2015 | rDXGF | t4 | S16 | MSRcool | Baseline Design | Hourly Results.csv | SFM-wCZ11-v2015-rDXGF-t4 | 1915.534 | 0 | 0 | 0 | 0
eline Design - Hourly Results. | SFM-wCZ11-v2015-rDXGF-t4-S16-MSRheat.pd2 | SFM-wCZ11-v2015-rDXGF-t4-S16-MSRheat - Baseline Design - Hourly Results.csv | 1801.8898 | 0 | 353.238 | 383.9346 | 88442219.613 |  |  |  | 884.4222 | SFM | wCZ11 | v2015 | rDXGF | t4 | S16 | MSRheat | Baseline Design | Hourly Results.csv | SFM-wCZ11-v2015-rDXGF-t4 | 383.9346 | 0 | 0 | 0 | 884.4222
eline Design - Hourly Results. | SFM-wCZ11-v2015-rDXGF-t4-S17-MSRcool.pd2 | SFM-wCZ11-v2015-rDXGF-t4-S17-MSRcool - Baseline Design - Hourly Results.csv | 1799.0439 | 0 | 2.1924 | 0 | 90182843.341 |  |  |  | 901.8284 | SFM | wCZ11 | v2015 | rDXGF | t4 | S17 | MSRcool | Baseline Design | Hourly Results.csv | SFM-wCZ11-v2015-rDXGF-t4 | 1799.0439 | 0 | 0 | 0 | 0
eline Design - Hourly Results. | SFM-wCZ11-v2015-rDXGF-t4-S17-MSRheat.pd2 | SFM-wCZ11-v2015-rDXGF-t4-S17-MSRheat - Baseline Design - Hourly Results.csv | 1683.5494 | 0 | 353.238 | 383.9346 | 88442219.613 |  |  |  | 884.4222 | SFM | wCZ11 | v2015 | rDXGF | t4 | S17 | MSRheat | Baseline Design | Hourly Results.csv | SFM-wCZ11-v2015-rDXGF-t4 | 383.9346 | 0 | 0 | 0 | 884.4222
eline Design - Hourly Results. | SFM-wCZ11-v2015-rDXGF-t5-S14-BSLcool.pd2 | SFM-wCZ11-v2015-rDXGF-t5-S14-BSLcool - Baseline Design - Hourly Results.csv | 3961.7886 | 0 | 92.8629 | 0 | 72955474.729 |  |  |  | 729.5547 | SFM | wCZ11 | v2015 | rDXGF | t5 | S14 | BSLcool | Baseline Design | Hourly Results.csv | SFM-wCZ11-v2015-rDXGF-t5 | 3961.7886 | 0 | 0 | 0 | 0
eline Design - Hourly Results. | SFM-wCZ11-v2015-rDXGF-t5-S14-BSLheat.pd2 | SFM-wCZ11-v2015-rDXGF-t5-S14-BSLheat - Baseline Design - Hourly Results.csv | 3512.2333 | 0 | 963.4674 | 542.0045 | 70373592.336 |  |  |  | 703.7359 | SFM | wCZ11 | v2015 | rDXGF | t5 | S14 | BSLheat | Baseline Design | Hourly Results.csv | SFM-wCZ11-v2015-rDXGF-t5 | 542.0045 | 0 | 0 | 0 | 703.7359
eline Design - Hourly Results. | SFM-wCZ11-v2015-rDXGF-t5-S15-MSRcool.pd2 | SFM-wCZ11-v2015-rDXGF-t5-S15-MSRcool - Baseline Design - Hourly Results.csv | 3389.841 | 0 | 89.7309 | 0 | 69095581.753 |  |  |  | 690.9558 | SFM | wCZ11 | v2015 | rDXGF | t5 | S15 | MSRcool | Baseline Design | Hourly Results.csv | SFM-wCZ11-v2015-rDXGF-t5 | 3389.841 | 0 | 0 | 0 | 0
eline Design - Hourly Results. | SFM-wCZ11-v2015-rDXGF-t5-S15-MSRheat.pd2 | SFM-wCZ11-v2015-rDXGF-t5-S15-MSRheat - Baseline Design - Hourly Results.csv | 3200.3973 | 0 | 845.6394 | 486.7979 | 66787443.85 |  |  |  | 667.8744 | SFM | wCZ11 | v2015 | rDXGF | t5 | S15 | MSRheat | Baseline Design | Hourly Results.csv | SFM-wCZ11-v2015-rDXGF-t5 | 486.7979 | 0 | 0 | 0 | 667.8744
eline Design - Hourly Results. | SFM-wCZ11-v2015-rDXGF-t5-S16-MSRcool.pd2 | SFM-wCZ11-v2015-rDXGF-t5-S16-MSRcool - Baseline Design - Hourly Results.csv | 3421.4185 | 0 | 90.3573 | 0 | 69205464.874 |  |  |  | 692.0546 | SFM | wCZ11 | v2015 | rDXGF | t5 | S16 | MSRcool | Baseline Design | Hourly Results.csv | SFM-wCZ11-v2015-rDXGF-t5 | 3421.4185 | 0 | 0 | 0 | 0
eline Design - Hourly Results. | SFM-wCZ11-v2015-rDXGF-t5-S16-MSRheat.pd2 | SFM-wCZ11-v2015-rDXGF-t5-S16-MSRheat - Baseline Design - Hourly Results.csv | 3208.8523 | 0 | 742.7612 | 278.2352 | 67913446.78 |  |  |  | 679.1345 | SFM | wCZ11 | v2015 | rDXGF | t5 | S16 | MSRheat | Baseline Design | Hourly Results.csv | SFM-wCZ11-v2015-rDXGF-t5 | 278.2352 | 0 | 0 | 0 | 679.1345
eline Design - Hourly Results. | SFM-wCZ11-v2015-rDXGF-t5-S17-MSRcool.pd2 | SFM-wCZ11-v2015-rDXGF-t5-S17-MSRcool - Baseline Design - Hourly Results.csv | 3213.3507 | 0 | 90.3573 | 0 | 69205464.874 |  |  |  | 692.0546 | SFM | wCZ11 | v2015 | rDXGF | t5 | S17 | MSRcool | Baseline Design | Hourly Results.csv | SFM-wCZ11-v2015-rDXGF-t5 | 3213.3507 | 0 | 0 | 0 | 0
eline Design - Hourly Results. | SFM-wCZ11-v2015-rDXGF-t5-S17-MSRheat.pd2 | SFM-wCZ11-v2015-rDXGF-t5-S17-MSRheat - Baseline Design - Hourly Results.csv | 2998.1089 | 0 | 742.7612 | 278.2352 | 67913446.78 |  |  |  | 679.1345 | SFM | wCZ11 | v2015 | rDXGF | t5 | S17 | MSRheat | Baseline Design | Hourly Results.csv | SFM-wCZ11-v2015-rDXGF-t5 | 278.2352 | 0 | 0 | 0 | 679.1345
eline Design - Hourly Results. | SFM-wCZ12-v2015-rDXGF-t1-S14-BSLcool.pd2 | SFM-wCZ12-v2015-rDXGF-t1-S14-BSLcool - Baseline Design - Hourly Results.csv | 6097.6633 | 0 | 135.5228 | 0 | 100417676.592 |  |  |  | 1004.1768 | SFM | wCZ12 | v2015 | rDXGF | t1 | S14 | BSLcool | Baseline Design | Hourly Results.csv | SFM-wCZ12-v2015-rDXGF-t1 | 6097.6633 | 0 | 0 | 0 | 0
eline Design - Hourly Results. | SFM-wCZ12-v2015-rDXGF-t1-S14-BSLheat.pd2 | SFM-wCZ12-v2015-rDXGF-t1-S14-BSLheat - Baseline Design - Hourly Results.csv | 5419.1142 | 0 | 1617.9055 | 789.2279 | 96783149.316 |  |  |  | 967.8315 | SFM | wCZ12 | v2015 | rDXGF | t1 | S14 | BSLheat | Baseline Design | Hourly Results.csv | SFM-wCZ12-v2015-rDXGF-t1 | 789.2279 | 0 | 0 | 0 | 967.8315
eline Design - Hourly Results. | SFM-wCZ12-v2015-rDXGF-t1-S15-MSRcool.pd2 | SFM-wCZ12-v2015-rDXGF-t1-S15-MSRcool - Baseline Design - Hourly Results.csv | 5195.2581 | 0 | 133.2352 | 0 | 94965441.904 |  |  |  | 949.6544 | SFM | wCZ12 | v2015 | rDXGF | t1 | S15 | MSRcool | Baseline Design | Hourly Results.csv | SFM-wCZ12-v2015-rDXGF-t1 | 5195.2581 | 0 | 0 | 0 | 0
eline Design - Hourly Results. | SFM-wCZ12-v2015-rDXGF-t1-S15-MSRheat.pd2 | SFM-wCZ12-v2015-rDXGF-t1-S15-MSRheat - Baseline Design - Hourly Results.csv | 4894.1266 | 0 | 1416.2158 | 710.1083 | 91710502.733 |  |  |  | 917.105 | SFM | wCZ12 | v2015 | rDXGF | t1 | S15 | MSRheat | Baseline Design | Hourly Results.csv | SFM-wCZ12-v2015-rDXGF-t1 | 710.1083 | 0 | 0 | 0 | 917.105
eline Design - Hourly Results. | SFM-wCZ12-v2015-rDXGF-t1-S16-MSRcool.pd2 | SFM-wCZ12-v2015-rDXGF-t1-S16-MSRcool - Baseline Design - Hourly Results.csv | 5369.2258 | 0 | 132.6618 | 0 | 95324051.01 |  |  |  | 953.2405 | SFM | wCZ12 | v2015 | rDXGF | t1 | S16 | MSRcool | Baseline Design | Hourly Results.csv | SFM-wCZ12-v2015-rDXGF-t1 | 5369.2258 | 0 | 0 | 0 | 0
eline Design - Hourly Results. | SFM-wCZ12-v2015-rDXGF-t1-S16-MSRheat.pd2 | SFM-wCZ12-v2015-rDXGF-t1-S16-MSRheat - Baseline Design - Hourly Results.csv | 5046.1816 | 0 | 1240.8685 | 406.4409 | 93489046.955 |  |  |  | 934.8905 | SFM | wCZ12 | v2015 | rDXGF | t1 | S16 | MSRheat | Baseline Design | Hourly Results.csv | SFM-wCZ12-v2015-rDXGF-t1 | 406.4409 | 0 | 0 | 0 | 934.8905
eline Design - Hourly Results. | SFM-wCZ12-v2015-rDXGF-t1-S17-MSRcool.pd2 | SFM-wCZ12-v2015-rDXGF-t1-S17-MSRcool - Baseline Design - Hourly Results.csv | 5042.7051 | 0 | 132.6618 | 0 | 95324051.01 |  |  |  | 953.2405 | SFM | wCZ12 | v2015 | rDXGF | t1 | S17 | MSRcool | Baseline Design | Hourly Results.csv | SFM-wCZ12-v2015-rDXGF-t1 | 5042.7051 | 0 | 0 | 0 | 0
eline Design - Hourly Results. | SFM-wCZ12-v2015-rDXGF-t1-S17-MSRheat.pd2 | SFM-wCZ12-v2015-rDXGF-t1-S17-MSRheat - Baseline Design - Hourly Results.csv | 4714.7705 | 0 | 1240.8685 | 406.4409 | 93489046.955 |  |  |  | 934.8905 | SFM | wCZ12 | v2015 | rDXGF | t1 | S17 | MSRheat | Baseline Design | Hourly Results.csv | SFM-wCZ12-v2015-rDXGF-t1 | 406.4409 | 0 | 0 | 0 | 934.8905
eline Design - Hourly Results. | SFM-wCZ12-v2015-rDXGF-t2-S14-BSLcool.pd2 | SFM-wCZ12-v2015-rDXGF-t2-S14-BSLcool - Baseline Design - Hourly Results.csv | 2908.7704 | 0 | 3.794 | 0 | 106417048.443 |  |  |  | 1064.1705 | SFM | wCZ12 | v2015 | rDXGF | t2 | S14 | BSLcool | Baseline Design | Hourly Results.csv | SFM-wCZ12-v2015-rDXGF-t2 | 2908.7704 | 0 | 0 | 0 | 0
eline Design - Hourly Results. | SFM-wCZ12-v2015-rDXGF-t2-S14-BSLheat.pd2 | SFM-wCZ12-v2015-rDXGF-t2-S14-BSLheat - Baseline Design - Hourly Results.csv | 2558.7845 | 0 | 659.3939 | 802.6578 | 102549246.998 |  |  |  | 1025.4925 | SFM | wCZ12 | v2015 | rDXGF | t2 | S14 | BSLheat | Baseline Design | Hourly Results.csv | SFM-wCZ12-v2015-rDXGF-t2 | 802.6578 | 0 | 0 | 0 | 1025.4925
eline Design - Hourly Results. | SFM-wCZ12-v2015-rDXGF-t2-S15-MSRcool.pd2 | SFM-wCZ12-v2015-rDXGF-t2-S15-MSRcool - Baseline Design - Hourly Results.csv | 2468.6786 | 0 | 3.7938 | 0 | 100401619.537 |  |  |  | 1004.0162 | SFM | wCZ12 | v2015 | rDXGF | t2 | S15 | MSRcool | Baseline Design | Hourly Results.csv | SFM-wCZ12-v2015-rDXGF-t2 | 2468.6786 | 0 | 0 | 0 | 0
eline Design - Hourly Results. | SFM-wCZ12-v2015-rDXGF-t2-S15-MSRheat.pd2 | SFM-wCZ12-v2015-rDXGF-t2-S15-MSRheat - Baseline Design - Hourly Results.csv | 2318.9117 | 0 | 573.6784 | 719.3205 | 96964311.997 |  |  |  | 969.6431 | SFM | wCZ12 | v2015 | rDXGF | t2 | S15 | MSRheat | Baseline Design | Hourly Results.csv | SFM-wCZ12-v2015-rDXGF-t2 | 719.3205 | 0 | 0 | 0 | 969.6431
eline Design - Hourly Results. | SFM-wCZ12-v2015-rDXGF-t2-S16-MSRcool.pd2 | SFM-wCZ12-v2015-rDXGF-t2-S16-MSRcool - Baseline Design - Hourly Results.csv | 2562.4722 | 0 | 3.794 | 0 | 100528858.689 |  |  |  | 1005.2886 | SFM | wCZ12 | v2015 | rDXGF | t2 | S16 | MSRcool | Baseline Design | Hourly Results.csv | SFM-wCZ12-v2015-rDXGF-t2 | 2562.4722 | 0 | 0 | 0 | 0
eline Design - Hourly Results. | SFM-wCZ12-v2015-rDXGF-t2-S16-MSRheat.pd2 | SFM-wCZ12-v2015-rDXGF-t2-S16-MSRheat - Baseline Design - Hourly Results.csv | 2391.7343 | 0 | 503.554 | 410.7499 | 98594434.487 |  |  |  | 985.9443 | SFM | wCZ12 | v2015 | rDXGF | t2 | S16 | MSRheat | Baseline Design | Hourly Results.csv | SFM-wCZ12-v2015-rDXGF-t2 | 410.7499 | 0 | 0 | 0 | 985.9443
eline Design - Hourly Results. | SFM-wCZ12-v2015-rDXGF-t2-S17-MSRcool.pd2 | SFM-wCZ12-v2015-rDXGF-t2-S17-MSRcool - Baseline Design - Hourly Results.csv | 2406.6397 | 0 | 3.794 | 0 | 100528858.689 |  |  |  | 1005.2886 | SFM | wCZ12 | v2015 | rDXGF | t2 | S17 | MSRcool | Baseline Design | Hourly Results.csv | SFM-wCZ12-v2015-rDXGF-t2 | 2406.6397 | 0 | 0 | 0 | 0
eline Design - Hourly Results. | SFM-wCZ12-v2015-rDXGF-t2-S17-MSRheat.pd2 | SFM-wCZ12-v2015-rDXGF-t2-S17-MSRheat - Baseline Design - Hourly Results.csv | 2234.6557 | 0 | 503.554 | 410.7499 | 98594434.487 |  |  |  | 985.9443 | SFM | wCZ12 | v2015 | rDXGF | t2 | S17 | MSRheat | Baseline Design | Hourly Results.csv | SFM-wCZ12-v2015-rDXGF-t2 | 410.7499 | 0 | 0 | 0 | 985.9443
eline Design - Hourly Results. | SFM-wCZ12-v2015-rDXGF-t3-S14-BSLcool.pd2 | SFM-wCZ12-v2015-rDXGF-t3-S14-BSLcool - Baseline Design - Hourly Results.csv | 2066.1322 | 0 | 80.0218 | 0 | 21920497.913 |  |  |  | 219.205 | SFM | wCZ12 | v2015 | rDXGF | t3 | S14 | BSLcool | Baseline Design | Hourly Results.csv | SFM-wCZ12-v2015-rDXGF-t3 | 2066.1322 | 0 | 0 | 0 | 0
eline Design - Hourly Results. | SFM-wCZ12-v2015-rDXGF-t3-S14-BSLheat.pd2 | SFM-wCZ12-v2015-rDXGF-t3-S14-BSLheat - Baseline Design - Hourly Results.csv | 1817.6818 | 0 | 545.2465 | 151.618 | 21196295.203 |  |  |  | 211.963 | SFM | wCZ12 | v2015 | rDXGF | t3 | S14 | BSLheat | Baseline Design | Hourly Results.csv | SFM-wCZ12-v2015-rDXGF-t3 | 151.618 | 0 | 0 | 0 | 211.963
eline Design - Hourly Results. | SFM-wCZ12-v2015-rDXGF-t3-S15-MSRcool.pd2 | SFM-wCZ12-v2015-rDXGF-t3-S15-MSRcool - Baseline Design - Hourly Results.csv | 1762.4603 | 0 | 75.9503 | 0 | 20807026.208 |  |  |  | 208.0703 | SFM | wCZ12 | v2015 | rDXGF | t3 | S15 | MSRcool | Baseline Design | Hourly Results.csv | SFM-wCZ12-v2015-rDXGF-t3 | 1762.4603 | 0 | 0 | 0 | 0
eline Design - Hourly Results. | SFM-wCZ12-v2015-rDXGF-t3-S15-MSRheat.pd2 | SFM-wCZ12-v2015-rDXGF-t3-S15-MSRheat - Baseline Design - Hourly Results.csv | 1655.7008 | 0 | 480.6781 | 136.1669 | 20156116.68 |  |  |  | 201.5612 | SFM | wCZ12 | v2015 | rDXGF | t3 | S15 | MSRheat | Baseline Design | Hourly Results.csv | SFM-wCZ12-v2015-rDXGF-t3 | 136.1669 | 0 | 0 | 0 | 201.5612
eline Design - Hourly Results. | SFM-wCZ12-v2015-rDXGF-t3-S16-MSRcool.pd2 | SFM-wCZ12-v2015-rDXGF-t3-S16-MSRcool - Baseline Design - Hourly Results.csv | 1814.423 | 0 | 76.2635 | 0 | 20857709.39 |  |  |  | 208.5771 | SFM | wCZ12 | v2015 | rDXGF | t3 | S16 | MSRcool | Baseline Design | Hourly Results.csv | SFM-wCZ12-v2015-rDXGF-t3 | 1814.423 | 0 | 0 | 0 | 0
eline Design - Hourly Results. | SFM-wCZ12-v2015-rDXGF-t3-S16-MSRheat.pd2 | SFM-wCZ12-v2015-rDXGF-t3-S16-MSRheat - Baseline Design - Hourly Results.csv | 1691.4226 | 0 | 430.0923 | 77.8395 | 20494040.656 |  |  |  | 204.9404 | SFM | wCZ12 | v2015 | rDXGF | t3 | S16 | MSRheat | Baseline Design | Hourly Results.csv | SFM-wCZ12-v2015-rDXGF-t3 | 77.8395 | 0 | 0 | 0 | 204.9404
eline Design - Hourly Results. | SFM-wCZ12-v2015-rDXGF-t3-S17-MSRcool.pd2 | SFM-wCZ12-v2015-rDXGF-t3-S17-MSRcool - Baseline Design - Hourly Results.csv | 1704.082 | 0 | 76.2635 | 0 | 20857709.39 |  |  |  | 208.5771 | SFM | wCZ12 | v2015 | rDXGF | t3 | S17 | MSRcool | Baseline Design | Hourly Results.csv | SFM-wCZ12-v2015-rDXGF-t3 | 1704.082 | 0 | 0 | 0 | 0
eline Design - Hourly Results. | SFM-wCZ12-v2015-rDXGF-t3-S17-MSRheat.pd2 | SFM-wCZ12-v2015-rDXGF-t3-S17-MSRheat - Baseline Design - Hourly Results.csv | 1580.3374 | 0 | 430.0923 | 77.8395 | 20494040.656 |  |  |  | 204.9404 | SFM | wCZ12 | v2015 | rDXGF | t3 | S17 | MSRheat | Baseline Design | Hourly Results.csv | SFM-wCZ12-v2015-rDXGF-t3 | 77.8395 | 0 | 0 | 0 | 204.9404
eline Design - Hourly Results. | SFM-wCZ12-v2015-rDXGF-t4-S14-BSLcool.pd2 | SFM-wCZ12-v2015-rDXGF-t4-S14-BSLcool - Baseline Design - Hourly Results.csv | 656.9125 | 0 | 0 | 0 | 95509888.676 |  |  |  | 955.0989 | SFM | wCZ12 | v2015 | rDXGF | t4 | S14 | BSLcool | Baseline Design | Hourly Results.csv | SFM-wCZ12-v2015-rDXGF-t4 | 656.9125 | 0 | 0 | 0 | 0
eline Design - Hourly Results. | SFM-wCZ12-v2015-rDXGF-t4-S14-BSLheat.pd2 | SFM-wCZ12-v2015-rDXGF-t4-S14-BSLheat - Baseline Design - Hourly Results.csv | 577.4779 | 0 | 137.112 | 746.594 | 91978266.138 |  |  |  | 919.7827 | SFM | wCZ12 | v2015 | rDXGF | t4 | S14 | BSLheat | Baseline Design | Hourly Results.csv | SFM-wCZ12-v2015-rDXGF-t4 | 746.594 | 0 | 0 | 0 | 919.7827
eline Design - Hourly Results. | SFM-wCZ12-v2015-rDXGF-t4-S15-MSRcool.pd2 | SFM-wCZ12-v2015-rDXGF-t4-S15-MSRcool - Baseline Design - Hourly Results.csv | 564.7422 | 0 | 0 | 0 | 90033447.996 |  |  |  | 900.3345 | SFM | wCZ12 | v2015 | rDXGF | t4 | S15 | MSRcool | Baseline Design | Hourly Results.csv | SFM-wCZ12-v2015-rDXGF-t4 | 564.7422 | 0 | 0 | 0 | 0
eline Design - Hourly Results. | SFM-wCZ12-v2015-rDXGF-t4-S15-MSRheat.pd2 | SFM-wCZ12-v2015-rDXGF-t4-S15-MSRheat - Baseline Design - Hourly Results.csv | 528.943 | 0 | 119.7812 | 669.6475 | 86884946.752 |  |  |  | 868.8495 | SFM | wCZ12 | v2015 | rDXGF | t4 | S15 | MSRheat | Baseline Design | Hourly Results.csv | SFM-wCZ12-v2015-rDXGF-t4 | 669.6475 | 0 | 0 | 0 | 868.8495
eline Design - Hourly Results. | SFM-wCZ12-v2015-rDXGF-t4-S16-MSRcool.pd2 | SFM-wCZ12-v2015-rDXGF-t4-S16-MSRcool - Baseline Design - Hourly Results.csv | 574.8729 | 0 | 0 | 0 | 90095465.249 |  |  |  | 900.9547 | SFM | wCZ12 | v2015 | rDXGF | t4 | S16 | MSRcool | Baseline Design | Hourly Results.csv | SFM-wCZ12-v2015-rDXGF-t4 | 574.8729 | 0 | 0 | 0 | 0
eline Design - Hourly Results. | SFM-wCZ12-v2015-rDXGF-t4-S16-MSRheat.pd2 | SFM-wCZ12-v2015-rDXGF-t4-S16-MSRheat - Baseline Design - Hourly Results.csv | 534.737 | 0 | 104.9302 | 382.0952 | 88330950.978 |  |  |  | 883.3095 | SFM | wCZ12 | v2015 | rDXGF | t4 | S16 | MSRheat | Baseline Design | Hourly Results.csv | SFM-wCZ12-v2015-rDXGF-t4 | 382.0952 | 0 | 0 | 0 | 883.3095
eline Design - Hourly Results. | SFM-wCZ12-v2015-rDXGF-t4-S17-MSRcool.pd2 | SFM-wCZ12-v2015-rDXGF-t4-S17-MSRcool - Baseline Design - Hourly Results.csv | 539.913 | 0 | 0 | 0 | 90095465.249 |  |  |  | 900.9547 | SFM | wCZ12 | v2015 | rDXGF | t4 | S17 | MSRcool | Baseline Design | Hourly Results.csv | SFM-wCZ12-v2015-rDXGF-t4 | 539.913 | 0 | 0 | 0 | 0
eline Design - Hourly Results. | SFM-wCZ12-v2015-rDXGF-t4-S17-MSRheat.pd2 | SFM-wCZ12-v2015-rDXGF-t4-S17-MSRheat - Baseline Design - Hourly Results.csv | 499.6179 | 0 | 104.9302 | 382.0952 | 88330950.978 |  |  |  | 883.3095 | SFM | wCZ12 | v2015 | rDXGF | t4 | S17 | MSRheat | Baseline Design | Hourly Results.csv | SFM-wCZ12-v2015-rDXGF-t4 | 382.0952 | 0 | 0 | 0 | 883.3095
eline Design - Hourly Results. | SFM-wCZ12-v2015-rDXGF-t5-S14-BSLcool.pd2 | SFM-wCZ12-v2015-rDXGF-t5-S14-BSLcool - Baseline Design - Hourly Results.csv | 939.4288 | 0 | 28.9707 | 0 | 118796619.001 |  |  |  | 1187.9662 | SFM | wCZ12 | v2015 | rDXGF | t5 | S14 | BSLcool | Baseline Design | Hourly Results.csv | SFM-wCZ12-v2015-rDXGF-t5 | 939.4288 | 0 | 0 | 0 | 0
eline Design - Hourly Results. | SFM-wCZ12-v2015-rDXGF-t5-S14-BSLheat.pd2 | SFM-wCZ12-v2015-rDXGF-t5-S14-BSLheat - Baseline Design - Hourly Results.csv | 826.5563 | 0 | 235.0573 | 949.5052 | 114336686.514 |  |  |  | 1143.3669 | SFM | wCZ12 | v2015 | rDXGF | t5 | S14 | BSLheat | Baseline Design | Hourly Results.csv | SFM-wCZ12-v2015-rDXGF-t5 | 949.5052 | 0 | 0 | 0 | 1143.3669
eline Design - Hourly Results. | SFM-wCZ12-v2015-rDXGF-t5-S15-MSRcool.pd2 | SFM-wCZ12-v2015-rDXGF-t5-S15-MSRcool - Baseline Design - Hourly Results.csv | 806.2652 | 0 | 31.0065 | 0 | 111858710.132 |  |  |  | 1118.5871 | SFM | wCZ12 | v2015 | rDXGF | t5 | S15 | MSRcool | Baseline Design | Hourly Results.csv | SFM-wCZ12-v2015-rDXGF-t5 | 806.2652 | 0 | 0 | 0 | 0
eline Design - Hourly Results. | SFM-wCZ12-v2015-rDXGF-t5-S15-MSRheat.pd2 | SFM-wCZ12-v2015-rDXGF-t5-S15-MSRheat - Baseline Design - Hourly Results.csv | 757.2134 | 0 | 209.7443 | 851.2358 | 107877047.316 |  |  |  | 1078.7705 | SFM | wCZ12 | v2015 | rDXGF | t5 | S15 | MSRheat | Baseline Design | Hourly Results.csv | SFM-wCZ12-v2015-rDXGF-t5 | 851.2358 | 0 | 0 | 0 | 1078.7705
eline Design - Hourly Results. | SFM-wCZ12-v2015-rDXGF-t5-S16-MSRcool.pd2 | SFM-wCZ12-v2015-rDXGF-t5-S16-MSRcool - Baseline Design - Hourly Results.csv | 823.1383 | 0 | 31.0065 | 0 | 111835728.245 |  |  |  | 1118.3573 | SFM | wCZ12 | v2015 | rDXGF | t5 | S16 | MSRcool | Baseline Design | Hourly Results.csv | SFM-wCZ12-v2015-rDXGF-t5 | 823.1383 | 0 | 0 | 0 | 0
eline Design - Hourly Results. | SFM-wCZ12-v2015-rDXGF-t5-S16-MSRheat.pd2 | SFM-wCZ12-v2015-rDXGF-t5-S16-MSRheat - Baseline Design - Hourly Results.csv | 765.8215 | 0 | 186.1756 | 485.3189 | 109613382.655 |  |  |  | 1096.1338 | SFM | wCZ12 | v2015 | rDXGF | t5 | S16 | MSRheat | Baseline Design | Hourly Results.csv | SFM-wCZ12-v2015-rDXGF-t5 | 485.3189 | 0 | 0 | 0 | 1096.1338
eline Design - Hourly Results. | SFM-wCZ12-v2015-rDXGF-t5-S17-MSRcool.pd2 | SFM-wCZ12-v2015-rDXGF-t5-S17-MSRcool - Baseline Design - Hourly Results.csv | 773.0805 | 0 | 31.0065 | 0 | 111835728.245 |  |  |  | 1118.3573 | SFM | wCZ12 | v2015 | rDXGF | t5 | S17 | MSRcool | Baseline Design | Hourly Results.csv | SFM-wCZ12-v2015-rDXGF-t5 | 773.0805 | 0 | 0 | 0 | 0
eline Design - Hourly Results. | SFM-wCZ12-v2015-rDXGF-t5-S17-MSRheat.pd2 | SFM-wCZ12-v2015-rDXGF-t5-S17-MSRheat - Baseline Design - Hourly Results.csv | 715.5257 | 0 | 186.1756 | 485.3189 | 109613382.655 |  |  |  | 1096.1338 | SFM | wCZ12 | v2015 | rDXGF | t5 | S17 | MSRheat | Baseline Design | Hourly Results.csv | SFM-wCZ12-v2015-rDXGF-t5 | 485.3189 | 0 | 0 | 0 | 1096.1338
eline Design - Hourly Results. | SFM-wCZ13-v2015-rDXGF-t1-S14-BSLcool.pd2 | SFM-wCZ13-v2015-rDXGF-t1-S14-BSLcool - Baseline Design - Hourly Results.csv | 10176.9127 | 0 | 119.2455 | 0 | 99524774.151 |  |  |  | 995.2477 | SFM | wCZ13 | v2015 | rDXGF | t1 | S14 | BSLcool | Baseline Design | Hourly Results.csv | SFM-wCZ13-v2015-rDXGF-t1 | 10176.9127 | 0 | 0 | 0 | 0
eline Design - Hourly Results. | SFM-wCZ13-v2015-rDXGF-t1-S14-BSLheat.pd2 | SFM-wCZ13-v2015-rDXGF-t1-S14-BSLheat - Baseline Design - Hourly Results.csv | 9038.0304 | 0 | 2564.9861 | 781.8414 | 95809561.753 |  |  |  | 958.0956 | SFM | wCZ13 | v2015 | rDXGF | t1 | S14 | BSLheat | Baseline Design | Hourly Results.csv | SFM-wCZ13-v2015-rDXGF-t1 | 781.8414 | 0 | 0 | 0 | 958.0956
eline Design - Hourly Results. | SFM-wCZ13-v2015-rDXGF-t1-S15-MSRcool.pd2 | SFM-wCZ13-v2015-rDXGF-t1-S15-MSRcool - Baseline Design - Hourly Results.csv | 8608.5087 | 0 | 59.8384 | 0 | 93897464.383 |  |  |  | 938.9746 | SFM | wCZ13 | v2015 | rDXGF | t1 | S15 | MSRcool | Baseline Design | Hourly Results.csv | SFM-wCZ13-v2015-rDXGF-t1 | 8608.5087 | 0 | 0 | 0 | 0
eline Design - Hourly Results. | SFM-wCZ13-v2015-rDXGF-t1-S15-MSRheat.pd2 | SFM-wCZ13-v2015-rDXGF-t1-S15-MSRheat - Baseline Design - Hourly Results.csv | 8131.3957 | 0 | 2167.4719 | 701.4591 | 90588136.935 |  |  |  | 905.8814 | SFM | wCZ13 | v2015 | rDXGF | t1 | S15 | MSRheat | Baseline Design | Hourly Results.csv | SFM-wCZ13-v2015-rDXGF-t1 | 701.4591 | 0 | 0 | 0 | 905.8814
eline Design - Hourly Results. | SFM-wCZ13-v2015-rDXGF-t1-S16-MSRcool.pd2 | SFM-wCZ13-v2015-rDXGF-t1-S16-MSRcool - Baseline Design - Hourly Results.csv | 8897.2322 | 0 | 59.8537 | 0 | 93859567.484 |  |  |  | 938.5957 | SFM | wCZ13 | v2015 | rDXGF | t1 | S16 | MSRcool | Baseline Design | Hourly Results.csv | SFM-wCZ13-v2015-rDXGF-t1 | 8897.2322 | 0 | 0 | 0 | 0
eline Design - Hourly Results. | SFM-wCZ13-v2015-rDXGF-t1-S16-MSRheat.pd2 | SFM-wCZ13-v2015-rDXGF-t1-S16-MSRheat - Baseline Design - Hourly Results.csv | 8378.5087 | 0 | 1888.1315 | 399.9502 | 92011295.269 |  |  |  | 920.113 | SFM | wCZ13 | v2015 | rDXGF | t1 | S16 | MSRheat | Baseline Design | Hourly Results.csv | SFM-wCZ13-v2015-rDXGF-t1 | 399.9502 | 0 | 0 | 0 | 920.113
eline Design - Hourly Results. | SFM-wCZ13-v2015-rDXGF-t1-S17-MSRcool.pd2 | SFM-wCZ13-v2015-rDXGF-t1-S17-MSRcool - Baseline Design - Hourly Results.csv | 8356.1626 | 0 | 59.8537 | 0 | 93859567.484 |  |  |  | 938.5957 | SFM | wCZ13 | v2015 | rDXGF | t1 | S17 | MSRcool | Baseline Design | Hourly Results.csv | SFM-wCZ13-v2015-rDXGF-t1 | 8356.1626 | 0 | 0 | 0 | 0
eline Design - Hourly Results. | SFM-wCZ13-v2015-rDXGF-t1-S17-MSRheat.pd2 | SFM-wCZ13-v2015-rDXGF-t1-S17-MSRheat - Baseline Design - Hourly Results.csv | 7828.2449 | 0 | 1888.1315 | 399.9502 | 92011295.269 |  |  |  | 920.113 | SFM | wCZ13 | v2015 | rDXGF | t1 | S17 | MSRheat | Baseline Design | Hourly Results.csv | SFM-wCZ13-v2015-rDXGF-t1 | 399.9502 | 0 | 0 | 0 | 920.113
eline Design - Hourly Results. | SFM-wCZ13-v2015-rDXGF-t2-S14-BSLcool.pd2 | SFM-wCZ13-v2015-rDXGF-t2-S14-BSLcool - Baseline Design - Hourly Results.csv | 5527.6538 | 0 | 1.4094 | 0 | 113104260.759 |  |  |  | 1131.0426 | SFM | wCZ13 | v2015 | rDXGF | t2 | S14 | BSLcool | Baseline Design | Hourly Results.csv | SFM-wCZ13-v2015-rDXGF-t2 | 5527.6538 | 0 | 0 | 0 | 0
eline Design - Hourly Results. | SFM-wCZ13-v2015-rDXGF-t2-S14-BSLheat.pd2 | SFM-wCZ13-v2015-rDXGF-t2-S14-BSLheat - Baseline Design - Hourly Results.csv | 4876.1185 | 0 | 1238.7271 | 854.147 | 108982294.342 |  |  |  | 1089.8229 | SFM | wCZ13 | v2015 | rDXGF | t2 | S14 | BSLheat | Baseline Design | Hourly Results.csv | SFM-wCZ13-v2015-rDXGF-t2 | 854.147 | 0 | 0 | 0 | 1089.8229
eline Design - Hourly Results. | SFM-wCZ13-v2015-rDXGF-t2-S15-MSRcool.pd2 | SFM-wCZ13-v2015-rDXGF-t2-S15-MSRcool - Baseline Design - Hourly Results.csv | 4656.6143 | 0 | 2.6622 | 0 | 106847547.004 |  |  |  | 1068.4755 | SFM | wCZ13 | v2015 | rDXGF | t2 | S15 | MSRcool | Baseline Design | Hourly Results.csv | SFM-wCZ13-v2015-rDXGF-t2 | 4656.6143 | 0 | 0 | 0 | 0
eline Design - Hourly Results. | SFM-wCZ13-v2015-rDXGF-t2-S15-MSRheat.pd2 | SFM-wCZ13-v2015-rDXGF-t2-S15-MSRheat - Baseline Design - Hourly Results.csv | 4386.0174 | 0 | 1074.6151 | 765.8596 | 103172393.973 |  |  |  | 1031.7239 | SFM | wCZ13 | v2015 | rDXGF | t2 | S15 | MSRheat | Baseline Design | Hourly Results.csv | SFM-wCZ13-v2015-rDXGF-t2 | 765.8596 | 0 | 0 | 0 | 1031.7239
eline Design - Hourly Results. | SFM-wCZ13-v2015-rDXGF-t2-S16-MSRcool.pd2 | SFM-wCZ13-v2015-rDXGF-t2-S16-MSRcool - Baseline Design - Hourly Results.csv | 4844.3615 | 0 | 2.6622 | 0 | 106896808.807 |  |  |  | 1068.9681 | SFM | wCZ13 | v2015 | rDXGF | t2 | S16 | MSRcool | Baseline Design | Hourly Results.csv | SFM-wCZ13-v2015-rDXGF-t2 | 4844.3615 | 0 | 0 | 0 | 0
eline Design - Hourly Results. | SFM-wCZ13-v2015-rDXGF-t2-S16-MSRheat.pd2 | SFM-wCZ13-v2015-rDXGF-t2-S16-MSRheat - Baseline Design - Hourly Results.csv | 4530.8966 | 0 | 949.4869 | 437.1382 | 104845519.939 |  |  |  | 1048.4552 | SFM | wCZ13 | v2015 | rDXGF | t2 | S16 | MSRheat | Baseline Design | Hourly Results.csv | SFM-wCZ13-v2015-rDXGF-t2 | 437.1382 | 0 | 0 | 0 | 1048.4552
eline Design - Hourly Results. | SFM-wCZ13-v2015-rDXGF-t2-S17-MSRcool.pd2 | SFM-wCZ13-v2015-rDXGF-t2-S17-MSRcool - Baseline Design - Hourly Results.csv | 4549.76 | 0 | 2.6622 | 0 | 106896808.807 |  |  |  | 1068.9681 | SFM | wCZ13 | v2015 | rDXGF | t2 | S17 | MSRcool | Baseline Design | Hourly Results.csv | SFM-wCZ13-v2015-rDXGF-t2 | 4549.76 | 0 | 0 | 0 | 0
eline Design - Hourly Results. | SFM-wCZ13-v2015-rDXGF-t2-S17-MSRheat.pd2 | SFM-wCZ13-v2015-rDXGF-t2-S17-MSRheat - Baseline Design - Hourly Results.csv | 4233.3271 | 0 | 949.4869 | 437.1382 | 104845519.939 |  |  |  | 1048.4552 | SFM | wCZ13 | v2015 | rDXGF | t2 | S17 | MSRheat | Baseline Design | Hourly Results.csv | SFM-wCZ13-v2015-rDXGF-t2 | 437.1382 | 0 | 0 | 0 | 1048.4552
eline Design - Hourly Results. | SFM-wCZ13-v2015-rDXGF-t3-S14-BSLcool.pd2 | SFM-wCZ13-v2015-rDXGF-t3-S14-BSLcool - Baseline Design - Hourly Results.csv | 5262.9778 | 0 | 53.5032 | 0 | 120685286.521 |  |  |  | 1206.8529 | SFM | wCZ13 | v2015 | rDXGF | t3 | S14 | BSLcool | Baseline Design | Hourly Results.csv | SFM-wCZ13-v2015-rDXGF-t3 | 5262.9778 | 0 | 0 | 0 | 0
eline Design - Hourly Results. | SFM-wCZ13-v2015-rDXGF-t3-S14-BSLheat.pd2 | SFM-wCZ13-v2015-rDXGF-t3-S14-BSLheat - Baseline Design - Hourly Results.csv | 4640.9276 | 0 | 1269.2027 | 974.4843 | 116087251.854 |  |  |  | 1160.8725 | SFM | wCZ13 | v2015 | rDXGF | t3 | S14 | BSLheat | Baseline Design | Hourly Results.csv | SFM-wCZ13-v2015-rDXGF-t3 | 974.4843 | 0 | 0 | 0 | 1160.8725
eline Design - Hourly Results. | SFM-wCZ13-v2015-rDXGF-t3-S15-MSRcool.pd2 | SFM-wCZ13-v2015-rDXGF-t3-S15-MSRcool - Baseline Design - Hourly Results.csv | 4472.2705 | 0 | 57.7308 | 0 | 113720313.479 |  |  |  | 1137.2031 | SFM | wCZ13 | v2015 | rDXGF | t3 | S15 | MSRcool | Baseline Design | Hourly Results.csv | SFM-wCZ13-v2015-rDXGF-t3 | 4472.2705 | 0 | 0 | 0 | 0
eline Design - Hourly Results. | SFM-wCZ13-v2015-rDXGF-t3-S15-MSRheat.pd2 | SFM-wCZ13-v2015-rDXGF-t3-S15-MSRheat - Baseline Design - Hourly Results.csv | 4212.6706 | 0 | 1091.3807 | 874.036 | 109620469.895 |  |  |  | 1096.2047 | SFM | wCZ13 | v2015 | rDXGF | t3 | S15 | MSRheat | Baseline Design | Hourly Results.csv | SFM-wCZ13-v2015-rDXGF-t3 | 874.036 | 0 | 0 | 0 | 1096.2047
eline Design - Hourly Results. | SFM-wCZ13-v2015-rDXGF-t3-S16-MSRcool.pd2 | SFM-wCZ13-v2015-rDXGF-t3-S16-MSRcool - Baseline Design - Hourly Results.csv | 4589.7439 | 0 | 57.8879 | 0 | 113551398.107 |  |  |  | 1135.514 | SFM | wCZ13 | v2015 | rDXGF | t3 | S16 | MSRcool | Baseline Design | Hourly Results.csv | SFM-wCZ13-v2015-rDXGF-t3 | 4589.7439 | 0 | 0 | 0 | 0
eline Design - Hourly Results. | SFM-wCZ13-v2015-rDXGF-t3-S16-MSRheat.pd2 | SFM-wCZ13-v2015-rDXGF-t3-S16-MSRheat - Baseline Design - Hourly Results.csv | 4285.5163 | 0 | 948.9201 | 497.8509 | 111262454.045 |  |  |  | 1112.6245 | SFM | wCZ13 | v2015 | rDXGF | t3 | S16 | MSRheat | Baseline Design | Hourly Results.csv | SFM-wCZ13-v2015-rDXGF-t3 | 497.8509 | 0 | 0 | 0 | 1112.6245
eline Design - Hourly Results. | SFM-wCZ13-v2015-rDXGF-t3-S17-MSRcool.pd2 | SFM-wCZ13-v2015-rDXGF-t3-S17-MSRcool - Baseline Design - Hourly Results.csv | 4310.6263 | 0 | 57.8879 | 0 | 113551398.107 |  |  |  | 1135.514 | SFM | wCZ13 | v2015 | rDXGF | t3 | S17 | MSRcool | Baseline Design | Hourly Results.csv | SFM-wCZ13-v2015-rDXGF-t3 | 4310.6263 | 0 | 0 | 0 | 0
eline Design - Hourly Results. | SFM-wCZ13-v2015-rDXGF-t3-S17-MSRheat.pd2 | SFM-wCZ13-v2015-rDXGF-t3-S17-MSRheat - Baseline Design - Hourly Results.csv | 4004.0622 | 0 | 948.9201 | 497.8509 | 111262454.045 |  |  |  | 1112.6245 | SFM | wCZ13 | v2015 | rDXGF | t3 | S17 | MSRheat | Baseline Design | Hourly Results.csv | SFM-wCZ13-v2015-rDXGF-t3 | 497.8509 | 0 | 0 | 0 | 1112.6245
eline Design - Hourly Results. | SFM-wCZ13-v2015-rDXGF-t4-S14-BSLcool.pd2 | SFM-wCZ13-v2015-rDXGF-t4-S14-BSLcool - Baseline Design - Hourly Results.csv | 2540.4494 | 0 | 5.6375 | 0 | 107282837.028 |  |  |  | 1072.8284 | SFM | wCZ13 | v2015 | rDXGF | t4 | S14 | BSLcool | Baseline Design | Hourly Results.csv | SFM-wCZ13-v2015-rDXGF-t4 | 2540.4494 | 0 | 0 | 0 | 0
eline Design - Hourly Results. | SFM-wCZ13-v2015-rDXGF-t4-S14-BSLheat.pd2 | SFM-wCZ13-v2015-rDXGF-t4-S14-BSLheat - Baseline Design - Hourly Results.csv | 2242.7853 | 0 | 547.147 | 851.7612 | 103351161.768 |  |  |  | 1033.5116 | SFM | wCZ13 | v2015 | rDXGF | t4 | S14 | BSLheat | Baseline Design | Hourly Results.csv | SFM-wCZ13-v2015-rDXGF-t4 | 851.7612 | 0 | 0 | 0 | 1033.5116
eline Design - Hourly Results. | SFM-wCZ13-v2015-rDXGF-t4-S15-MSRcool.pd2 | SFM-wCZ13-v2015-rDXGF-t4-S15-MSRcool - Baseline Design - Hourly Results.csv | 2168.6991 | 0 | 6.5771 | 0 | 101543137.663 |  |  |  | 1015.4314 | SFM | wCZ13 | v2015 | rDXGF | t4 | S15 | MSRcool | Baseline Design | Hourly Results.csv | SFM-wCZ13-v2015-rDXGF-t4 | 2168.6991 | 0 | 0 | 0 | 0
eline Design - Hourly Results. | SFM-wCZ13-v2015-rDXGF-t4-S15-MSRheat.pd2 | SFM-wCZ13-v2015-rDXGF-t4-S15-MSRheat - Baseline Design - Hourly Results.csv | 2038.9956 | 0 | 474.7269 | 766.9228 | 98014620.252 |  |  |  | 980.1462 | SFM | wCZ13 | v2015 | rDXGF | t4 | S15 | MSRheat | Baseline Design | Hourly Results.csv | SFM-wCZ13-v2015-rDXGF-t4 | 766.9228 | 0 | 0 | 0 | 980.1462
eline Design - Hourly Results. | SFM-wCZ13-v2015-rDXGF-t4-S16-MSRcool.pd2 | SFM-wCZ13-v2015-rDXGF-t4-S16-MSRcool - Baseline Design - Hourly Results.csv | 2206.1009 | 0 | 6.5771 | 0 | 101838930.705 |  |  |  | 1018.3893 | SFM | wCZ13 | v2015 | rDXGF | t4 | S16 | MSRcool | Baseline Design | Hourly Results.csv | SFM-wCZ13-v2015-rDXGF-t4 | 2206.1009 | 0 | 0 | 0 | 0
eline Design - Hourly Results. | SFM-wCZ13-v2015-rDXGF-t4-S16-MSRheat.pd2 | SFM-wCZ13-v2015-rDXGF-t4-S16-MSRheat - Baseline Design - Hourly Results.csv | 2053.9124 | 0 | 414.6186 | 438.6354 | 99846277.16 |  |  |  | 998.4628 | SFM | wCZ13 | v2015 | rDXGF | t4 | S16 | MSRheat | Baseline Design | Hourly Results.csv | SFM-wCZ13-v2015-rDXGF-t4 | 438.6354 | 0 | 0 | 0 | 998.4628
eline Design - Hourly Results. | SFM-wCZ13-v2015-rDXGF-t4-S17-MSRcool.pd2 | SFM-wCZ13-v2015-rDXGF-t4-S17-MSRcool - Baseline Design - Hourly Results.csv | 2071.9406 | 0 | 6.5771 | 0 | 101838930.705 |  |  |  | 1018.3893 | SFM | wCZ13 | v2015 | rDXGF | t4 | S17 | MSRcool | Baseline Design | Hourly Results.csv | SFM-wCZ13-v2015-rDXGF-t4 | 2071.9406 | 0 | 0 | 0 | 0
eline Design - Hourly Results. | SFM-wCZ13-v2015-rDXGF-t4-S17-MSRheat.pd2 | SFM-wCZ13-v2015-rDXGF-t4-S17-MSRheat - Baseline Design - Hourly Results.csv | 1919.0204 | 0 | 414.6186 | 438.6354 | 99846277.16 |  |  |  | 998.4628 | SFM | wCZ13 | v2015 | rDXGF | t4 | S17 | MSRheat | Baseline Design | Hourly Results.csv | SFM-wCZ13-v2015-rDXGF-t4 | 438.6354 | 0 | 0 | 0 | 998.4628
eline Design - Hourly Results. | SFM-wCZ13-v2015-rDXGF-t5-S14-BSLcool.pd2 | SFM-wCZ13-v2015-rDXGF-t5-S14-BSLcool - Baseline Design - Hourly Results.csv | 3405.1499 | 0 | 31.6329 | 0 | 27751244.252 |  |  |  | 277.5124 | SFM | wCZ13 | v2015 | rDXGF | t5 | S14 | BSLcool | Baseline Design | Hourly Results.csv | SFM-wCZ13-v2015-rDXGF-t5 | 3405.1499 | 0 | 0 | 0 | 0
eline Design - Hourly Results. | SFM-wCZ13-v2015-rDXGF-t5-S14-BSLheat.pd2 | SFM-wCZ13-v2015-rDXGF-t5-S14-BSLheat - Baseline Design - Hourly Results.csv | 3004.5804 | 0 | 786.4734 | 190.0106 | 26834918.75 |  |  |  | 268.3492 | SFM | wCZ13 | v2015 | rDXGF | t5 | S14 | BSLheat | Baseline Design | Hourly Results.csv | SFM-wCZ13-v2015-rDXGF-t5 | 190.0106 | 0 | 0 | 0 | 268.3492
eline Design - Hourly Results. | SFM-wCZ13-v2015-rDXGF-t5-S15-MSRcool.pd2 | SFM-wCZ13-v2015-rDXGF-t5-S15-MSRcool - Baseline Design - Hourly Results.csv | 2907.799 | 0 | 29.7537 | 0 | 26379752.068 |  |  |  | 263.7975 | SFM | wCZ13 | v2015 | rDXGF | t5 | S15 | MSRcool | Baseline Design | Hourly Results.csv | SFM-wCZ13-v2015-rDXGF-t5 | 2907.799 | 0 | 0 | 0 | 0
eline Design - Hourly Results. | SFM-wCZ13-v2015-rDXGF-t5-S15-MSRheat.pd2 | SFM-wCZ13-v2015-rDXGF-t5-S15-MSRheat - Baseline Design - Hourly Results.csv | 2737.037 | 0 | 684.0168 | 170.6893 | 25559664.741 |  |  |  | 255.5966 | SFM | wCZ13 | v2015 | rDXGF | t5 | S15 | MSRheat | Baseline Design | Hourly Results.csv | SFM-wCZ13-v2015-rDXGF-t5 | 170.6893 | 0 | 0 | 0 | 255.5966
eline Design - Hourly Results. | SFM-wCZ13-v2015-rDXGF-t5-S16-MSRcool.pd2 | SFM-wCZ13-v2015-rDXGF-t5-S16-MSRcool - Baseline Design - Hourly Results.csv | 2956.4103 | 0 | 29.7537 | 0 | 26430451.794 |  |  |  | 264.3045 | SFM | wCZ13 | v2015 | rDXGF | t5 | S16 | MSRcool | Baseline Design | Hourly Results.csv | SFM-wCZ13-v2015-rDXGF-t5 | 2956.4103 | 0 | 0 | 0 | 0
eline Design - Hourly Results. | SFM-wCZ13-v2015-rDXGF-t5-S16-MSRheat.pd2 | SFM-wCZ13-v2015-rDXGF-t5-S16-MSRheat - Baseline Design - Hourly Results.csv | 2756.3245 | 0 | 595.1455 | 97.5677 | 25971111.365 |  |  |  | 259.7111 | SFM | wCZ13 | v2015 | rDXGF | t5 | S16 | MSRheat | Baseline Design | Hourly Results.csv | SFM-wCZ13-v2015-rDXGF-t5 | 97.5677 | 0 | 0 | 0 | 259.7111
eline Design - Hourly Results. | SFM-wCZ13-v2015-rDXGF-t5-S17-MSRcool.pd2 | SFM-wCZ13-v2015-rDXGF-t5-S17-MSRcool - Baseline Design - Hourly Results.csv | 2776.6212 | 0 | 29.7537 | 0 | 26430451.794 |  |  |  | 264.3045 | SFM | wCZ13 | v2015 | rDXGF | t5 | S17 | MSRcool | Baseline Design | Hourly Results.csv | SFM-wCZ13-v2015-rDXGF-t5 | 2776.6212 | 0 | 0 | 0 | 0
eline Design - Hourly Results. | SFM-wCZ13-v2015-rDXGF-t5-S17-MSRheat.pd2 | SFM-wCZ13-v2015-rDXGF-t5-S17-MSRheat - Baseline Design - Hourly Results.csv | 2575.3014 | 0 | 595.1455 | 97.5677 | 25971111.365 |  |  |  | 259.7111 | SFM | wCZ13 | v2015 | rDXGF | t5 | S17 | MSRheat | Baseline Design | Hourly Results.csv | SFM-wCZ13-v2015-rDXGF-t5 | 97.5677 | 0 | 0 | 0 | 259.7111
eline Design - Hourly Results. | SFM-wCZ14-v2015-rDXGF-t1-S14-BSLcool.pd2 | SFM-wCZ14-v2015-rDXGF-t1-S14-BSLcool - Baseline Design - Hourly Results.csv | 13167.1207 | 0 | 162.355 | 0 | 85376181.88 |  |  |  | 853.7618 | SFM | wCZ14 | v2015 | rDXGF | t1 | S14 | BSLcool | Baseline Design | Hourly Results.csv | SFM-wCZ14-v2015-rDXGF-t1 | 13167.1207 | 0 | 0 | 0 | 0
eline Design - Hourly Results. | SFM-wCZ14-v2015-rDXGF-t1-S14-BSLheat.pd2 | SFM-wCZ14-v2015-rDXGF-t1-S14-BSLheat - Baseline Design - Hourly Results.csv | 11872.3456 | 0 | 3569.9732 | 685.0015 | 81990702.47 |  |  |  | 819.907 | SFM | wCZ14 | v2015 | rDXGF | t1 | S14 | BSLheat | Baseline Design | Hourly Results.csv | SFM-wCZ14-v2015-rDXGF-t1 | 685.0015 | 0 | 0 | 0 | 819.907
eline Design - Hourly Results. | SFM-wCZ14-v2015-rDXGF-t1-S15-MSRcool.pd2 | SFM-wCZ14-v2015-rDXGF-t1-S15-MSRcool - Baseline Design - Hourly Results.csv | 11297.26 | 0 | 157.7964 | 0 | 80399972.58 |  |  |  | 803.9997 | SFM | wCZ14 | v2015 | rDXGF | t1 | S15 | MSRcool | Baseline Design | Hourly Results.csv | SFM-wCZ14-v2015-rDXGF-t1 | 11297.26 | 0 | 0 | 0 | 0
eline Design - Hourly Results. | SFM-wCZ14-v2015-rDXGF-t1-S15-MSRheat.pd2 | SFM-wCZ14-v2015-rDXGF-t1-S15-MSRheat - Baseline Design - Hourly Results.csv | 10807.9819 | 0 | 3126.6946 | 611.767 | 77425957.68 |  |  |  | 774.2596 | SFM | wCZ14 | v2015 | rDXGF | t1 | S15 | MSRheat | Baseline Design | Hourly Results.csv | SFM-wCZ14-v2015-rDXGF-t1 | 611.767 | 0 | 0 | 0 | 774.2596
eline Design - Hourly Results. | SFM-wCZ14-v2015-rDXGF-t1-S16-MSRcool.pd2 | SFM-wCZ14-v2015-rDXGF-t1-S16-MSRcool - Baseline Design - Hourly Results.csv | 11194.4111 | 0 | 157.8416 | 0 | 79556041.49 |  |  |  | 795.5604 | SFM | wCZ14 | v2015 | rDXGF | t1 | S16 | MSRcool | Baseline Design | Hourly Results.csv | SFM-wCZ14-v2015-rDXGF-t1 | 11194.4111 | 0 | 0 | 0 | 0
eline Design - Hourly Results. | SFM-wCZ14-v2015-rDXGF-t1-S16-MSRheat.pd2 | SFM-wCZ14-v2015-rDXGF-t1-S16-MSRheat - Baseline Design - Hourly Results.csv | 10643.0483 | 0 | 2641.9745 | 345.3172 | 77917489.64 |  |  |  | 779.1749 | SFM | wCZ14 | v2015 | rDXGF | t1 | S16 | MSRheat | Baseline Design | Hourly Results.csv | SFM-wCZ14-v2015-rDXGF-t1 | 345.3172 | 0 | 0 | 0 | 779.1749
eline Design - Hourly Results. | SFM-wCZ14-v2015-rDXGF-t1-S17-MSRcool.pd2 | SFM-wCZ14-v2015-rDXGF-t1-S17-MSRcool - Baseline Design - Hourly Results.csv | 10513.6416 | 0 | 157.8416 | 0 | 79556041.49 |  |  |  | 795.5604 | SFM | wCZ14 | v2015 | rDXGF | t1 | S17 | MSRcool | Baseline Design | Hourly Results.csv | SFM-wCZ14-v2015-rDXGF-t1 | 10513.6416 | 0 | 0 | 0 | 0
eline Design - Hourly Results. | SFM-wCZ14-v2015-rDXGF-t1-S17-MSRheat.pd2 | SFM-wCZ14-v2015-rDXGF-t1-S17-MSRheat - Baseline Design - Hourly Results.csv | 9944.0588 | 0 | 2641.9745 | 345.3172 | 77917489.64 |  |  |  | 779.1749 | SFM | wCZ14 | v2015 | rDXGF | t1 | S17 | MSRheat | Baseline Design | Hourly Results.csv | SFM-wCZ14-v2015-rDXGF-t1 | 345.3172 | 0 | 0 | 0 | 779.1749
eline Design - Hourly Results. | SFM-wCZ14-v2015-rDXGF-t2-S14-BSLcool.pd2 | SFM-wCZ14-v2015-rDXGF-t2-S14-BSLcool - Baseline Design - Hourly Results.csv | 12114.0024 | 0 | 154.2282 | 0 | 102801869.81 |  |  |  | 1028.0187 | SFM | wCZ14 | v2015 | rDXGF | t2 | S14 | BSLcool | Baseline Design | Hourly Results.csv | SFM-wCZ14-v2015-rDXGF-t2 | 12114.0024 | 0 | 0 | 0 | 0
eline Design - Hourly Results. | SFM-wCZ14-v2015-rDXGF-t2-S14-BSLheat.pd2 | SFM-wCZ14-v2015-rDXGF-t2-S14-BSLheat - Baseline Design - Hourly Results.csv | 10895.8293 | 0 | 3304.5927 | 831.3509 | 98762857.19 |  |  |  | 987.6286 | SFM | wCZ14 | v2015 | rDXGF | t2 | S14 | BSLheat | Baseline Design | Hourly Results.csv | SFM-wCZ14-v2015-rDXGF-t2 | 831.3509 | 0 | 0 | 0 | 987.6286
eline Design - Hourly Results. | SFM-wCZ14-v2015-rDXGF-t2-S15-MSRcool.pd2 | SFM-wCZ14-v2015-rDXGF-t2-S15-MSRcool - Baseline Design - Hourly Results.csv | 10378.7838 | 0 | 153.4052 | 0 | 96987853 |  |  |  | 969.8785 | SFM | wCZ14 | v2015 | rDXGF | t2 | S15 | MSRcool | Baseline Design | Hourly Results.csv | SFM-wCZ14-v2015-rDXGF-t2 | 10378.7838 | 0 | 0 | 0 | 0
eline Design - Hourly Results. | SFM-wCZ14-v2015-rDXGF-t2-S15-MSRheat.pd2 | SFM-wCZ14-v2015-rDXGF-t2-S15-MSRheat - Baseline Design - Hourly Results.csv | 9908.4517 | 0 | 2897.6038 | 744.2617 | 93411783.32 |  |  |  | 934.1178 | SFM | wCZ14 | v2015 | rDXGF | t2 | S15 | MSRheat | Baseline Design | Hourly Results.csv | SFM-wCZ14-v2015-rDXGF-t2 | 744.2617 | 0 | 0 | 0 | 934.1178
eline Design - Hourly Results. | SFM-wCZ14-v2015-rDXGF-t2-S16-MSRcool.pd2 | SFM-wCZ14-v2015-rDXGF-t2-S16-MSRcool - Baseline Design - Hourly Results.csv | 10362.8376 | 0 | 153.6146 | 0 | 96195550.56 |  |  |  | 961.9555 | SFM | wCZ14 | v2015 | rDXGF | t2 | S16 | MSRcool | Baseline Design | Hourly Results.csv | SFM-wCZ14-v2015-rDXGF-t2 | 10362.8376 | 0 | 0 | 0 | 0
eline Design - Hourly Results. | SFM-wCZ14-v2015-rDXGF-t2-S16-MSRheat.pd2 | SFM-wCZ14-v2015-rDXGF-t2-S16-MSRheat - Baseline Design - Hourly Results.csv | 9830.5163 | 0 | 2471.6554 | 421.1388 | 94207034.63 |  |  |  | 942.0703 | SFM | wCZ14 | v2015 | rDXGF | t2 | S16 | MSRheat | Baseline Design | Hourly Results.csv | SFM-wCZ14-v2015-rDXGF-t2 | 421.1388 | 0 | 0 | 0 | 942.0703
eline Design - Hourly Results. | SFM-wCZ14-v2015-rDXGF-t2-S17-MSRcool.pd2 | SFM-wCZ14-v2015-rDXGF-t2-S17-MSRcool - Baseline Design - Hourly Results.csv | 9732.6388 | 0 | 153.6146 | 0 | 96195550.56 |  |  |  | 961.9555 | SFM | wCZ14 | v2015 | rDXGF | t2 | S17 | MSRcool | Baseline Design | Hourly Results.csv | SFM-wCZ14-v2015-rDXGF-t2 | 9732.6388 | 0 | 0 | 0 | 0
eline Design - Hourly Results. | SFM-wCZ14-v2015-rDXGF-t2-S17-MSRheat.pd2 | SFM-wCZ14-v2015-rDXGF-t2-S17-MSRheat - Baseline Design - Hourly Results.csv | 9184.8908 | 0 | 2471.6554 | 421.1388 | 94207034.63 |  |  |  | 942.0703 | SFM | wCZ14 | v2015 | rDXGF | t2 | S17 | MSRheat | Baseline Design | Hourly Results.csv | SFM-wCZ14-v2015-rDXGF-t2 | 421.1388 | 0 | 0 | 0 | 942.0703
eline Design - Hourly Results. | SFM-wCZ14-v2015-rDXGF-t3-S14-BSLcool.pd2 | SFM-wCZ14-v2015-rDXGF-t3-S14-BSLcool - Baseline Design - Hourly Results.csv | 11122.5804 | 0 | 38.3385 | 0 | 98151444.16 |  |  |  | 981.5144 | SFM | wCZ14 | v2015 | rDXGF | t3 | S14 | BSLcool | Baseline Design | Hourly Results.csv | SFM-wCZ14-v2015-rDXGF-t3 | 11122.5804 | 0 | 0 | 0 | 0
eline Design - Hourly Results. | SFM-wCZ14-v2015-rDXGF-t3-S14-BSLheat.pd2 | SFM-wCZ14-v2015-rDXGF-t3-S14-BSLheat - Baseline Design - Hourly Results.csv | 10034.1747 | 0 | 2847.4844 | 836.875 | 94133210.3 |  |  |  | 941.3321 | SFM | wCZ14 | v2015 | rDXGF | t3 | S14 | BSLheat | Baseline Design | Hourly Results.csv | SFM-wCZ14-v2015-rDXGF-t3 | 836.875 | 0 | 0 | 0 | 941.3321
eline Design - Hourly Results. | SFM-wCZ14-v2015-rDXGF-t3-S15-MSRcool.pd2 | SFM-wCZ14-v2015-rDXGF-t3-S15-MSRcool - Baseline Design - Hourly Results.csv | 9507.4104 | 0 | 33.1295 | 0 | 92233122.33 |  |  |  | 922.3312 | SFM | wCZ14 | v2015 | rDXGF | t3 | S15 | MSRcool | Baseline Design | Hourly Results.csv | SFM-wCZ14-v2015-rDXGF-t3 | 9507.4104 | 0 | 0 | 0 | 0
eline Design - Hourly Results. | SFM-wCZ14-v2015-rDXGF-t3-S15-MSRheat.pd2 | SFM-wCZ14-v2015-rDXGF-t3-S15-MSRheat - Baseline Design - Hourly Results.csv | 9088.5069 | 0 | 2487.2318 | 748.0618 | 88696168.19 |  |  |  | 886.9617 | SFM | wCZ14 | v2015 | rDXGF | t3 | S15 | MSRheat | Baseline Design | Hourly Results.csv | SFM-wCZ14-v2015-rDXGF-t3 | 748.0618 | 0 | 0 | 0 | 886.9617
eline Design - Hourly Results. | SFM-wCZ14-v2015-rDXGF-t3-S16-MSRcool.pd2 | SFM-wCZ14-v2015-rDXGF-t3-S16-MSRcool - Baseline Design - Hourly Results.csv | 9444.3733 | 0 | 35.6363 | 0 | 91115577.18 |  |  |  | 911.1558 | SFM | wCZ14 | v2015 | rDXGF | t3 | S16 | MSRcool | Baseline Design | Hourly Results.csv | SFM-wCZ14-v2015-rDXGF-t3 | 9444.3733 | 0 | 0 | 0 | 0
eline Design - Hourly Results. | SFM-wCZ14-v2015-rDXGF-t3-S16-MSRheat.pd2 | SFM-wCZ14-v2015-rDXGF-t3-S16-MSRheat - Baseline Design - Hourly Results.csv | 8998.7226 | 0 | 2107.6868 | 421.605 | 89168822.34 |  |  |  | 891.6882 | SFM | wCZ14 | v2015 | rDXGF | t3 | S16 | MSRheat | Baseline Design | Hourly Results.csv | SFM-wCZ14-v2015-rDXGF-t3 | 421.605 | 0 | 0 | 0 | 891.6882
eline Design - Hourly Results. | SFM-wCZ14-v2015-rDXGF-t3-S17-MSRcool.pd2 | SFM-wCZ14-v2015-rDXGF-t3-S17-MSRcool - Baseline Design - Hourly Results.csv | 8870.0292 | 0 | 35.6363 | 0 | 91115577.18 |  |  |  | 911.1558 | SFM | wCZ14 | v2015 | rDXGF | t3 | S17 | MSRcool | Baseline Design | Hourly Results.csv | SFM-wCZ14-v2015-rDXGF-t3 | 8870.0292 | 0 | 0 | 0 | 0
eline Design - Hourly Results. | SFM-wCZ14-v2015-rDXGF-t3-S17-MSRheat.pd2 | SFM-wCZ14-v2015-rDXGF-t3-S17-MSRheat - Baseline Design - Hourly Results.csv | 8407.7252 | 0 | 2107.6868 | 421.605 | 89168822.34 |  |  |  | 891.6882 | SFM | wCZ14 | v2015 | rDXGF | t3 | S17 | MSRheat | Baseline Design | Hourly Results.csv | SFM-wCZ14-v2015-rDXGF-t3 | 421.605 | 0 | 0 | 0 | 891.6882
eline Design - Hourly Results. | SFM-wCZ14-v2015-rDXGF-t4-S14-BSLcool.pd2 | SFM-wCZ14-v2015-rDXGF-t4-S14-BSLcool - Baseline Design - Hourly Results.csv | 10178.7964 | 0 | 17.0814 | 0 | 79731177.77 |  |  |  | 797.3118 | SFM | wCZ14 | v2015 | rDXGF | t4 | S14 | BSLcool | Baseline Design | Hourly Results.csv | SFM-wCZ14-v2015-rDXGF-t4 | 10178.7964 | 0 | 0 | 0 | 0
eline Design - Hourly Results. | SFM-wCZ14-v2015-rDXGF-t4-S14-BSLheat.pd2 | SFM-wCZ14-v2015-rDXGF-t4-S14-BSLheat - Baseline Design - Hourly Results.csv | 9149.0955 | 0 | 2568.1038 | 660.4454 | 76499806.33 |  |  |  | 764.9981 | SFM | wCZ14 | v2015 | rDXGF | t4 | S14 | BSLheat | Baseline Design | Hourly Results.csv | SFM-wCZ14-v2015-rDXGF-t4 | 660.4454 | 0 | 0 | 0 | 764.9981
eline Design - Hourly Results. | SFM-wCZ14-v2015-rDXGF-t4-S15-MSRcool.pd2 | SFM-wCZ14-v2015-rDXGF-t4-S15-MSRcool - Baseline Design - Hourly Results.csv | 8689.1947 | 0 | 17.7321 | 0 | 74983920.85 |  |  |  | 749.8392 | SFM | wCZ14 | v2015 | rDXGF | t4 | S15 | MSRcool | Baseline Design | Hourly Results.csv | SFM-wCZ14-v2015-rDXGF-t4 | 8689.1947 | 0 | 0 | 0 | 0
eline Design - Hourly Results. | SFM-wCZ14-v2015-rDXGF-t4-S15-MSRheat.pd2 | SFM-wCZ14-v2015-rDXGF-t4-S15-MSRheat - Baseline Design - Hourly Results.csv | 8289.0356 | 0 | 2247.4899 | 590.0684 | 72149613.88 |  |  |  | 721.4961 | SFM | wCZ14 | v2015 | rDXGF | t4 | S15 | MSRheat | Baseline Design | Hourly Results.csv | SFM-wCZ14-v2015-rDXGF-t4 | 590.0684 | 0 | 0 | 0 | 721.4961
eline Design - Hourly Results. | SFM-wCZ14-v2015-rDXGF-t4-S16-MSRcool.pd2 | SFM-wCZ14-v2015-rDXGF-t4-S16-MSRcool - Baseline Design - Hourly Results.csv | 8667.8007 | 0 | 17.8763 | 0 | 74136224.11 |  |  |  | 741.3622 | SFM | wCZ14 | v2015 | rDXGF | t4 | S16 | MSRcool | Baseline Design | Hourly Results.csv | SFM-wCZ14-v2015-rDXGF-t4 | 8667.8007 | 0 | 0 | 0 | 0
eline Design - Hourly Results. | SFM-wCZ14-v2015-rDXGF-t4-S16-MSRheat.pd2 | SFM-wCZ14-v2015-rDXGF-t4-S16-MSRheat - Baseline Design - Hourly Results.csv | 8252.2277 | 0 | 1918.5512 | 332.8563 | 72572085.81 |  |  |  | 725.7209 | SFM | wCZ14 | v2015 | rDXGF | t4 | S16 | MSRheat | Baseline Design | Hourly Results.csv | SFM-wCZ14-v2015-rDXGF-t4 | 332.8563 | 0 | 0 | 0 | 725.7209
eline Design - Hourly Results. | SFM-wCZ14-v2015-rDXGF-t4-S17-MSRcool.pd2 | SFM-wCZ14-v2015-rDXGF-t4-S17-MSRcool - Baseline Design - Hourly Results.csv | 8140.6831 | 0 | 17.8763 | 0 | 74136224.11 |  |  |  | 741.3622 | SFM | wCZ14 | v2015 | rDXGF | t4 | S17 | MSRcool | Baseline Design | Hourly Results.csv | SFM-wCZ14-v2015-rDXGF-t4 | 8140.6831 | 0 | 0 | 0 | 0
eline Design - Hourly Results. | SFM-wCZ14-v2015-rDXGF-t4-S17-MSRheat.pd2 | SFM-wCZ14-v2015-rDXGF-t4-S17-MSRheat - Baseline Design - Hourly Results.csv | 7710.2568 | 0 | 1918.5512 | 332.8563 | 72572085.81 |  |  |  | 725.7209 | SFM | wCZ14 | v2015 | rDXGF | t4 | S17 | MSRheat | Baseline Design | Hourly Results.csv | SFM-wCZ14-v2015-rDXGF-t4 | 332.8563 | 0 | 0 | 0 | 725.7209
eline Design - Hourly Results. | SFM-wCZ14-v2015-rDXGF-t5-S14-BSLcool.pd2 | SFM-wCZ14-v2015-rDXGF-t5-S14-BSLcool - Baseline Design - Hourly Results.csv | 12026.8445 | 0 | 110.9035 | 0 | 118946118.11 |  |  |  | 1189.4612 | SFM | wCZ14 | v2015 | rDXGF | t5 | S14 | BSLcool | Baseline Design | Hourly Results.csv | SFM-wCZ14-v2015-rDXGF-t5 | 12026.8445 | 0 | 0 | 0 | 0
eline Design - Hourly Results. | SFM-wCZ14-v2015-rDXGF-t5-S14-BSLheat.pd2 | SFM-wCZ14-v2015-rDXGF-t5-S14-BSLheat - Baseline Design - Hourly Results.csv | 10842.5125 | 0 | 3174.838 | 991.4417 | 114234845.36 |  |  |  | 1142.3485 | SFM | wCZ14 | v2015 | rDXGF | t5 | S14 | BSLheat | Baseline Design | Hourly Results.csv | SFM-wCZ14-v2015-rDXGF-t5 | 991.4417 | 0 | 0 | 0 | 1142.3485
eline Design - Hourly Results. | SFM-wCZ14-v2015-rDXGF-t5-S15-MSRcool.pd2 | SFM-wCZ14-v2015-rDXGF-t5-S15-MSRcool - Baseline Design - Hourly Results.csv | 10289.0653 | 0 | 108.4637 | 0 | 112296996.47 |  |  |  | 1122.97 | SFM | wCZ14 | v2015 | rDXGF | t5 | S15 | MSRcool | Baseline Design | Hourly Results.csv | SFM-wCZ14-v2015-rDXGF-t5 | 10289.0653 | 0 | 0 | 0 | 0
eline Design - Hourly Results. | SFM-wCZ14-v2015-rDXGF-t5-S15-MSRheat.pd2 | SFM-wCZ14-v2015-rDXGF-t5-S15-MSRheat - Baseline Design - Hourly Results.csv | 9839.7718 | 0 | 2772.9423 | 889.475 | 108102849.1 |  |  |  | 1081.0285 | SFM | wCZ14 | v2015 | rDXGF | t5 | S15 | MSRheat | Baseline Design | Hourly Results.csv | SFM-wCZ14-v2015-rDXGF-t5 | 889.475 | 0 | 0 | 0 | 1081.0285
eline Design - Hourly Results. | SFM-wCZ14-v2015-rDXGF-t5-S16-MSRcool.pd2 | SFM-wCZ14-v2015-rDXGF-t5-S16-MSRcool - Baseline Design - Hourly Results.csv | 10193.7447 | 0 | 113.2094 | 0 | 111524742.02 |  |  |  | 1115.2474 | SFM | wCZ14 | v2015 | rDXGF | t5 | S16 | MSRcool | Baseline Design | Hourly Results.csv | SFM-wCZ14-v2015-rDXGF-t5 | 10193.7447 | 0 | 0 | 0 | 0
eline Design - Hourly Results. | SFM-wCZ14-v2015-rDXGF-t5-S16-MSRheat.pd2 | SFM-wCZ14-v2015-rDXGF-t5-S16-MSRheat - Baseline Design - Hourly Results.csv | 9701.1736 | 0 | 2349.2962 | 504.0516 | 109192422.35 |  |  |  | 1091.9242 | SFM | wCZ14 | v2015 | rDXGF | t5 | S16 | MSRheat | Baseline Design | Hourly Results.csv | SFM-wCZ14-v2015-rDXGF-t5 | 504.0516 | 0 | 0 | 0 | 1091.9242
eline Design - Hourly Results. | SFM-wCZ14-v2015-rDXGF-t5-S17-MSRcool.pd2 | SFM-wCZ14-v2015-rDXGF-t5-S17-MSRcool - Baseline Design - Hourly Results.csv | 9573.829 | 0 | 113.2094 | 0 | 111524742.02 |  |  |  | 1115.2474 | SFM | wCZ14 | v2015 | rDXGF | t5 | S17 | MSRcool | Baseline Design | Hourly Results.csv | SFM-wCZ14-v2015-rDXGF-t5 | 9573.829 | 0 | 0 | 0 | 0
eline Design - Hourly Results. | SFM-wCZ14-v2015-rDXGF-t5-S17-MSRheat.pd2 | SFM-wCZ14-v2015-rDXGF-t5-S17-MSRheat - Baseline Design - Hourly Results.csv | 9064.0426 | 0 | 2349.2962 | 504.0516 | 109192422.35 |  |  |  | 1091.9242 | SFM | wCZ14 | v2015 | rDXGF | t5 | S17 | MSRheat | Baseline Design | Hourly Results.csv | SFM-wCZ14-v2015-rDXGF-t5 | 504.0516 | 0 | 0 | 0 | 1091.9242
eline Design - Hourly Results. | SFM-wCZ15-v2015-rDXGF-t1-S14-BSLcool.pd2 | SFM-wCZ15-v2015-rDXGF-t1-S14-BSLcool - Baseline Design - Hourly Results.csv | 17818.5895 | 0 | 0 | 0 | 47906877.9 |  |  |  | 479.0688 | SFM | wCZ15 | v2015 | rDXGF | t1 | S14 | BSLcool | Baseline Design | Hourly Results.csv | SFM-wCZ15-v2015-rDXGF-t1 | 17818.5895 | 0 | 0 | 0 | 0
eline Design - Hourly Results. | SFM-wCZ15-v2015-rDXGF-t1-S14-BSLheat.pd2 | SFM-wCZ15-v2015-rDXGF-t1-S14-BSLheat - Baseline Design - Hourly Results.csv | 15834.0584 | 0 | 3720.7628 | 363.2264 | 46160567.22 |  |  |  | 461.6057 | SFM | wCZ15 | v2015 | rDXGF | t1 | S14 | BSLheat | Baseline Design | Hourly Results.csv | SFM-wCZ15-v2015-rDXGF-t1 | 363.2264 | 0 | 0 | 0 | 461.6057
eline Design - Hourly Results. | SFM-wCZ15-v2015-rDXGF-t1-S15-MSRcool.pd2 | SFM-wCZ15-v2015-rDXGF-t1-S15-MSRcool - Baseline Design - Hourly Results.csv | 15308.5154 | 0 | 0 | 0 | 45285768.51 |  |  |  | 452.8577 | SFM | wCZ15 | v2015 | rDXGF | t1 | S15 | MSRcool | Baseline Design | Hourly Results.csv | SFM-wCZ15-v2015-rDXGF-t1 | 15308.5154 | 0 | 0 | 0 | 0
eline Design - Hourly Results. | SFM-wCZ15-v2015-rDXGF-t1-S15-MSRheat.pd2 | SFM-wCZ15-v2015-rDXGF-t1-S15-MSRheat - Baseline Design - Hourly Results.csv | 14490.449 | 0 | 3243.6545 | 325.9662 | 43734081.72 |  |  |  | 437.3408 | SFM | wCZ15 | v2015 | rDXGF | t1 | S15 | MSRheat | Baseline Design | Hourly Results.csv | SFM-wCZ15-v2015-rDXGF-t1 | 325.9662 | 0 | 0 | 0 | 437.3408
eline Design - Hourly Results. | SFM-wCZ15-v2015-rDXGF-t1-S16-MSRcool.pd2 | SFM-wCZ15-v2015-rDXGF-t1-S16-MSRcool - Baseline Design - Hourly Results.csv | 15063.6299 | 0 | 0 | 0 | 44953772.46 |  |  |  | 449.5377 | SFM | wCZ15 | v2015 | rDXGF | t1 | S16 | MSRcool | Baseline Design | Hourly Results.csv | SFM-wCZ15-v2015-rDXGF-t1 | 15063.6299 | 0 | 0 | 0 | 0
eline Design - Hourly Results. | SFM-wCZ15-v2015-rDXGF-t1-S16-MSRheat.pd2 | SFM-wCZ15-v2015-rDXGF-t1-S16-MSRheat - Baseline Design - Hourly Results.csv | 14155.1629 | 0 | 2748.3807 | 184.3999 | 44094932.38 |  |  |  | 440.9493 | SFM | wCZ15 | v2015 | rDXGF | t1 | S16 | MSRheat | Baseline Design | Hourly Results.csv | SFM-wCZ15-v2015-rDXGF-t1 | 184.3999 | 0 | 0 | 0 | 440.9493
eline Design - Hourly Results. | SFM-wCZ15-v2015-rDXGF-t1-S17-MSRcool.pd2 | SFM-wCZ15-v2015-rDXGF-t1-S17-MSRcool - Baseline Design - Hourly Results.csv | 14147.5604 | 0 | 0 | 0 | 44953772.46 |  |  |  | 449.5377 | SFM | wCZ15 | v2015 | rDXGF | t1 | S17 | MSRcool | Baseline Design | Hourly Results.csv | SFM-wCZ15-v2015-rDXGF-t1 | 14147.5604 | 0 | 0 | 0 | 0
eline Design - Hourly Results. | SFM-wCZ15-v2015-rDXGF-t1-S17-MSRheat.pd2 | SFM-wCZ15-v2015-rDXGF-t1-S17-MSRheat - Baseline Design - Hourly Results.csv | 13225.5133 | 0 | 2748.3807 | 184.3999 | 44094932.38 |  |  |  | 440.9493 | SFM | wCZ15 | v2015 | rDXGF | t1 | S17 | MSRheat | Baseline Design | Hourly Results.csv | SFM-wCZ15-v2015-rDXGF-t1 | 184.3999 | 0 | 0 | 0 | 440.9493
eline Design - Hourly Results. | SFM-wCZ15-v2015-rDXGF-t2-S14-BSLcool.pd2 | SFM-wCZ15-v2015-rDXGF-t2-S14-BSLcool - Baseline Design - Hourly Results.csv | 19714.9208 | 0 | 0 | 0 | 39080306.36 |  |  |  | 390.8031 | SFM | wCZ15 | v2015 | rDXGF | t2 | S14 | BSLcool | Baseline Design | Hourly Results.csv | SFM-wCZ15-v2015-rDXGF-t2 | 19714.9208 | 0 | 0 | 0 | 0
eline Design - Hourly Results. | SFM-wCZ15-v2015-rDXGF-t2-S14-BSLheat.pd2 | SFM-wCZ15-v2015-rDXGF-t2-S14-BSLheat - Baseline Design - Hourly Results.csv | 17497.951 | 0 | 4240.7184 | 278.8753 | 37731399.29 |  |  |  | 377.314 | SFM | wCZ15 | v2015 | rDXGF | t2 | S14 | BSLheat | Baseline Design | Hourly Results.csv | SFM-wCZ15-v2015-rDXGF-t2 | 278.8753 | 0 | 0 | 0 | 377.314
eline Design - Hourly Results. | SFM-wCZ15-v2015-rDXGF-t2-S15-MSRcool.pd2 | SFM-wCZ15-v2015-rDXGF-t2-S15-MSRcool - Baseline Design - Hourly Results.csv | 16894.7519 | 0 | 0 | 0 | 37060496.2 |  |  |  | 370.605 | SFM | wCZ15 | v2015 | rDXGF | t2 | S15 | MSRcool | Baseline Design | Hourly Results.csv | SFM-wCZ15-v2015-rDXGF-t2 | 16894.7519 | 0 | 0 | 0 | 0
eline Design - Hourly Results. | SFM-wCZ15-v2015-rDXGF-t2-S15-MSRheat.pd2 | SFM-wCZ15-v2015-rDXGF-t2-S15-MSRheat - Baseline Design - Hourly Results.csv | 15978.4469 | 0 | 3693.2868 | 250.4079 | 35860850.44 |  |  |  | 358.6085 | SFM | wCZ15 | v2015 | rDXGF | t2 | S15 | MSRheat | Baseline Design | Hourly Results.csv | SFM-wCZ15-v2015-rDXGF-t2 | 250.4079 | 0 | 0 | 0 | 358.6085
eline Design - Hourly Results. | SFM-wCZ15-v2015-rDXGF-t2-S16-MSRcool.pd2 | SFM-wCZ15-v2015-rDXGF-t2-S16-MSRcool - Baseline Design - Hourly Results.csv | 16733.5808 | 0 | 0 | 0 | 36855804.08 |  |  |  | 368.558 | SFM | wCZ15 | v2015 | rDXGF | t2 | S16 | MSRcool | Baseline Design | Hourly Results.csv | SFM-wCZ15-v2015-rDXGF-t2 | 16733.5808 | 0 | 0 | 0 | 0
eline Design - Hourly Results. | SFM-wCZ15-v2015-rDXGF-t2-S16-MSRheat.pd2 | SFM-wCZ15-v2015-rDXGF-t2-S16-MSRheat - Baseline Design - Hourly Results.csv | 15703.7753 | 0 | 3130.6002 | 141.8494 | 36186868.97 |  |  |  | 361.8687 | SFM | wCZ15 | v2015 | rDXGF | t2 | S16 | MSRheat | Baseline Design | Hourly Results.csv | SFM-wCZ15-v2015-rDXGF-t2 | 141.8494 | 0 | 0 | 0 | 361.8687
eline Design - Hourly Results. | SFM-wCZ15-v2015-rDXGF-t2-S17-MSRcool.pd2 | SFM-wCZ15-v2015-rDXGF-t2-S17-MSRcool - Baseline Design - Hourly Results.csv | 15715.9562 | 0 | 0 | 0 | 36855804.08 |  |  |  | 368.558 | SFM | wCZ15 | v2015 | rDXGF | t2 | S17 | MSRcool | Baseline Design | Hourly Results.csv | SFM-wCZ15-v2015-rDXGF-t2 | 15715.9562 | 0 | 0 | 0 | 0
eline Design - Hourly Results. | SFM-wCZ15-v2015-rDXGF-t2-S17-MSRheat.pd2 | SFM-wCZ15-v2015-rDXGF-t2-S17-MSRheat - Baseline Design - Hourly Results.csv | 14672.4193 | 0 | 3130.6002 | 141.8494 | 36186868.97 |  |  |  | 361.8687 | SFM | wCZ15 | v2015 | rDXGF | t2 | S17 | MSRheat | Baseline Design | Hourly Results.csv | SFM-wCZ15-v2015-rDXGF-t2 | 141.8494 | 0 | 0 | 0 | 361.8687
eline Design - Hourly Results. | SFM-wCZ15-v2015-rDXGF-t3-S14-BSLcool.pd2 | SFM-wCZ15-v2015-rDXGF-t3-S14-BSLcool - Baseline Design - Hourly Results.csv | 16993.8294 | 0 | 0 | 0 | 52658924.32 |  |  |  | 526.5892 | SFM | wCZ15 | v2015 | rDXGF | t3 | S14 | BSLcool | Baseline Design | Hourly Results.csv | SFM-wCZ15-v2015-rDXGF-t3 | 16993.8294 | 0 | 0 | 0 | 0
eline Design - Hourly Results. | SFM-wCZ15-v2015-rDXGF-t3-S14-BSLheat.pd2 | SFM-wCZ15-v2015-rDXGF-t3-S14-BSLheat - Baseline Design - Hourly Results.csv | 15091.6173 | 0 | 3548.3506 | 384.2338 | 50800347.04 |  |  |  | 508.0035 | SFM | wCZ15 | v2015 | rDXGF | t3 | S14 | BSLheat | Baseline Design | Hourly Results.csv | SFM-wCZ15-v2015-rDXGF-t3 | 384.2338 | 0 | 0 | 0 | 508.0035
eline Design - Hourly Results. | SFM-wCZ15-v2015-rDXGF-t3-S15-MSRcool.pd2 | SFM-wCZ15-v2015-rDXGF-t3-S15-MSRcool - Baseline Design - Hourly Results.csv | 14615.8877 | 0 | 0 | 0 | 49877343.26 |  |  |  | 498.7734 | SFM | wCZ15 | v2015 | rDXGF | t3 | S15 | MSRcool | Baseline Design | Hourly Results.csv | SFM-wCZ15-v2015-rDXGF-t3 | 14615.8877 | 0 | 0 | 0 | 0
eline Design - Hourly Results. | SFM-wCZ15-v2015-rDXGF-t3-S15-MSRheat.pd2 | SFM-wCZ15-v2015-rDXGF-t3-S15-MSRheat - Baseline Design - Hourly Results.csv | 13836.5575 | 0 | 3092.8276 | 344.7923 | 48229857.55 |  |  |  | 482.2986 | SFM | wCZ15 | v2015 | rDXGF | t3 | S15 | MSRheat | Baseline Design | Hourly Results.csv | SFM-wCZ15-v2015-rDXGF-t3 | 344.7923 | 0 | 0 | 0 | 482.2986
eline Design - Hourly Results. | SFM-wCZ15-v2015-rDXGF-t3-S16-MSRcool.pd2 | SFM-wCZ15-v2015-rDXGF-t3-S16-MSRcool - Baseline Design - Hourly Results.csv | 14372.6107 | 0 | 0 | 0 | 49556414 |  |  |  | 495.5641 | SFM | wCZ15 | v2015 | rDXGF | t3 | S16 | MSRcool | Baseline Design | Hourly Results.csv | SFM-wCZ15-v2015-rDXGF-t3 | 14372.6107 | 0 | 0 | 0 | 0
eline Design - Hourly Results. | SFM-wCZ15-v2015-rDXGF-t3-S16-MSRheat.pd2 | SFM-wCZ15-v2015-rDXGF-t3-S16-MSRheat - Baseline Design - Hourly Results.csv | 13506.2785 | 0 | 2613.4926 | 195.2366 | 48640225.45 |  |  |  | 486.4023 | SFM | wCZ15 | v2015 | rDXGF | t3 | S16 | MSRheat | Baseline Design | Hourly Results.csv | SFM-wCZ15-v2015-rDXGF-t3 | 195.2366 | 0 | 0 | 0 | 486.4023
eline Design - Hourly Results. | SFM-wCZ15-v2015-rDXGF-t3-S17-MSRcool.pd2 | SFM-wCZ15-v2015-rDXGF-t3-S17-MSRcool - Baseline Design - Hourly Results.csv | 13498.5643 | 0 | 0 | 0 | 49556414 |  |  |  | 495.5641 | SFM | wCZ15 | v2015 | rDXGF | t3 | S17 | MSRcool | Baseline Design | Hourly Results.csv | SFM-wCZ15-v2015-rDXGF-t3 | 13498.5643 | 0 | 0 | 0 | 0
eline Design - Hourly Results. | SFM-wCZ15-v2015-rDXGF-t3-S17-MSRheat.pd2 | SFM-wCZ15-v2015-rDXGF-t3-S17-MSRheat - Baseline Design - Hourly Results.csv | 12619.2447 | 0 | 2613.4926 | 195.2366 | 48640225.45 |  |  |  | 486.4023 | SFM | wCZ15 | v2015 | rDXGF | t3 | S17 | MSRheat | Baseline Design | Hourly Results.csv | SFM-wCZ15-v2015-rDXGF-t3 | 195.2366 | 0 | 0 | 0 | 486.4023
eline Design - Hourly Results. | SFM-wCZ15-v2015-rDXGF-t4-S14-BSLcool.pd2 | SFM-wCZ15-v2015-rDXGF-t4-S14-BSLcool - Baseline Design - Hourly Results.csv | 8476.3729 | 0 | 0 | 0 | 46840214.85 |  |  |  | 468.4021 | SFM | wCZ15 | v2015 | rDXGF | t4 | S14 | BSLcool | Baseline Design | Hourly Results.csv | SFM-wCZ15-v2015-rDXGF-t4 | 8476.3729 | 0 | 0 | 0 | 0
eline Design - Hourly Results. | SFM-wCZ15-v2015-rDXGF-t4-S14-BSLheat.pd2 | SFM-wCZ15-v2015-rDXGF-t4-S14-BSLheat - Baseline Design - Hourly Results.csv | 7515.5109 | 0 | 1681.6886 | 360.962 | 45119620.94 |  |  |  | 451.1962 | SFM | wCZ15 | v2015 | rDXGF | t4 | S14 | BSLheat | Baseline Design | Hourly Results.csv | SFM-wCZ15-v2015-rDXGF-t4 | 360.962 | 0 | 0 | 0 | 451.1962
eline Design - Hourly Results. | SFM-wCZ15-v2015-rDXGF-t4-S15-MSRcool.pd2 | SFM-wCZ15-v2015-rDXGF-t4-S15-MSRcool - Baseline Design - Hourly Results.csv | 7412.5995 | 0 | 0 | 0 | 44258211.86 |  |  |  | 442.5821 | SFM | wCZ15 | v2015 | rDXGF | t4 | S15 | MSRcool | Baseline Design | Hourly Results.csv | SFM-wCZ15-v2015-rDXGF-t4 | 7412.5995 | 0 | 0 | 0 | 0
eline Design - Hourly Results. | SFM-wCZ15-v2015-rDXGF-t4-S15-MSRheat.pd2 | SFM-wCZ15-v2015-rDXGF-t4-S15-MSRheat - Baseline Design - Hourly Results.csv | 7006.1294 | 0 | 1466.1783 | 323.9822 | 42725109.63 |  |  |  | 427.2511 | SFM | wCZ15 | v2015 | rDXGF | t4 | S15 | MSRheat | Baseline Design | Hourly Results.csv | SFM-wCZ15-v2015-rDXGF-t4 | 323.9822 | 0 | 0 | 0 | 427.2511
eline Design - Hourly Results. | SFM-wCZ15-v2015-rDXGF-t4-S16-MSRcool.pd2 | SFM-wCZ15-v2015-rDXGF-t4-S16-MSRcool - Baseline Design - Hourly Results.csv | 7218.2271 | 0 | 0 | 0 | 43913932.23 |  |  |  | 439.1393 | SFM | wCZ15 | v2015 | rDXGF | t4 | S16 | MSRcool | Baseline Design | Hourly Results.csv | SFM-wCZ15-v2015-rDXGF-t4 | 7218.2271 | 0 | 0 | 0 | 0
eline Design - Hourly Results. | SFM-wCZ15-v2015-rDXGF-t4-S16-MSRheat.pd2 | SFM-wCZ15-v2015-rDXGF-t4-S16-MSRheat - Baseline Design - Hourly Results.csv | 6765.7602 | 0 | 1208.6298 | 183.2458 | 43065725.9 |  |  |  | 430.6573 | SFM | wCZ15 | v2015 | rDXGF | t4 | S16 | MSRheat | Baseline Design | Hourly Results.csv | SFM-wCZ15-v2015-rDXGF-t4 | 183.2458 | 0 | 0 | 0 | 430.6573
eline Design - Hourly Results. | SFM-wCZ15-v2015-rDXGF-t4-S17-MSRcool.pd2 | SFM-wCZ15-v2015-rDXGF-t4-S17-MSRcool - Baseline Design - Hourly Results.csv | 6779.2625 | 0 | 0 | 0 | 43913932.23 |  |  |  | 439.1393 | SFM | wCZ15 | v2015 | rDXGF | t4 | S17 | MSRcool | Baseline Design | Hourly Results.csv | SFM-wCZ15-v2015-rDXGF-t4 | 6779.2625 | 0 | 0 | 0 | 0
eline Design - Hourly Results. | SFM-wCZ15-v2015-rDXGF-t4-S17-MSRheat.pd2 | SFM-wCZ15-v2015-rDXGF-t4-S17-MSRheat - Baseline Design - Hourly Results.csv | 6321.4145 | 0 | 1208.6298 | 183.2458 | 43065725.9 |  |  |  | 430.6573 | SFM | wCZ15 | v2015 | rDXGF | t4 | S17 | MSRheat | Baseline Design | Hourly Results.csv | SFM-wCZ15-v2015-rDXGF-t4 | 183.2458 | 0 | 0 | 0 | 430.6573
eline Design - Hourly Results. | SFM-wCZ15-v2015-rDXGF-t5-S14-BSLcool.pd2 | SFM-wCZ15-v2015-rDXGF-t5-S14-BSLcool - Baseline Design - Hourly Results.csv | 14271.3165 | 0 | 0 | 0 | 48413558.62 |  |  |  | 484.1356 | SFM | wCZ15 | v2015 | rDXGF | t5 | S14 | BSLcool | Baseline Design | Hourly Results.csv | SFM-wCZ15-v2015-rDXGF-t5 | 14271.3165 | 0 | 0 | 0 | 0
eline Design - Hourly Results. | SFM-wCZ15-v2015-rDXGF-t5-S14-BSLheat.pd2 | SFM-wCZ15-v2015-rDXGF-t5-S14-BSLheat - Baseline Design - Hourly Results.csv | 12678.5141 | 0 | 2938.8338 | 350.6919 | 46711723.54 |  |  |  | 467.1172 | SFM | wCZ15 | v2015 | rDXGF | t5 | S14 | BSLheat | Baseline Design | Hourly Results.csv | SFM-wCZ15-v2015-rDXGF-t5 | 350.6919 | 0 | 0 | 0 | 467.1172
eline Design - Hourly Results. | SFM-wCZ15-v2015-rDXGF-t5-S15-MSRcool.pd2 | SFM-wCZ15-v2015-rDXGF-t5-S15-MSRcool - Baseline Design - Hourly Results.csv | 12342.1382 | 0 | 0 | 0 | 45897146.16 |  |  |  | 458.9715 | SFM | wCZ15 | v2015 | rDXGF | t5 | S15 | MSRcool | Baseline Design | Hourly Results.csv | SFM-wCZ15-v2015-rDXGF-t5 | 12342.1382 | 0 | 0 | 0 | 0
eline Design - Hourly Results. | SFM-wCZ15-v2015-rDXGF-t5-S15-MSRheat.pd2 | SFM-wCZ15-v2015-rDXGF-t5-S15-MSRheat - Baseline Design - Hourly Results.csv | 11677.3025 | 0 | 2563.1006 | 315.0006 | 44396469.65 |  |  |  | 443.9647 | SFM | wCZ15 | v2015 | rDXGF | t5 | S15 | MSRheat | Baseline Design | Hourly Results.csv | SFM-wCZ15-v2015-rDXGF-t5 | 315.0006 | 0 | 0 | 0 | 443.9647
eline Design - Hourly Results. | SFM-wCZ15-v2015-rDXGF-t5-S16-MSRcool.pd2 | SFM-wCZ15-v2015-rDXGF-t5-S16-MSRcool - Baseline Design - Hourly Results.csv | 12098.1787 | 0 | 0 | 0 | 45651250.8 |  |  |  | 456.5125 | SFM | wCZ15 | v2015 | rDXGF | t5 | S16 | MSRcool | Baseline Design | Hourly Results.csv | SFM-wCZ15-v2015-rDXGF-t5 | 12098.1787 | 0 | 0 | 0 | 0
eline Design - Hourly Results. | SFM-wCZ15-v2015-rDXGF-t5-S16-MSRheat.pd2 | SFM-wCZ15-v2015-rDXGF-t5-S16-MSRheat - Baseline Design - Hourly Results.csv | 11369.9606 | 0 | 2152.5279 | 178.5397 | 44807473.17 |  |  |  | 448.0747 | SFM | wCZ15 | v2015 | rDXGF | t5 | S16 | MSRheat | Baseline Design | Hourly Results.csv | SFM-wCZ15-v2015-rDXGF-t5 | 178.5397 | 0 | 0 | 0 | 448.0747
eline Design - Hourly Results. | SFM-wCZ15-v2015-rDXGF-t5-S17-MSRcool.pd2 | SFM-wCZ15-v2015-rDXGF-t5-S17-MSRcool - Baseline Design - Hourly Results.csv | 11362.4482 | 0 | 0 | 0 | 45651250.8 |  |  |  | 456.5125 | SFM | wCZ15 | v2015 | rDXGF | t5 | S17 | MSRcool | Baseline Design | Hourly Results.csv | SFM-wCZ15-v2015-rDXGF-t5 | 11362.4482 | 0 | 0 | 0 | 0
eline Design - Hourly Results. | SFM-wCZ15-v2015-rDXGF-t5-S17-MSRheat.pd2 | SFM-wCZ15-v2015-rDXGF-t5-S17-MSRheat - Baseline Design - Hourly Results.csv | 10623.2308 | 0 | 2152.5279 | 178.5397 | 44807473.17 |  |  |  | 448.0747 | SFM | wCZ15 | v2015 | rDXGF | t5 | S17 | MSRheat | Baseline Design | Hourly Results.csv | SFM-wCZ15-v2015-rDXGF-t5 | 178.5397 | 0 | 0 | 0 | 448.0747
eline Design - Hourly Results. | SFM-wCZ16-v2015-rDXGF-t1-S14-BSLcool.pd2 | SFM-wCZ16-v2015-rDXGF-t1-S14-BSLcool - Baseline Design - Hourly Results.csv | 274.7939 | 0 | 0 | 0 | 189011825.209 |  |  |  | 1890.1183 | SFM | wCZ16 | v2015 | rDXGF | t1 | S14 | BSLcool | Baseline Design | Hourly Results.csv | SFM-wCZ16-v2015-rDXGF-t1 | 274.7939 | 0 | 0 | 0 | 0
eline Design - Hourly Results. | SFM-wCZ16-v2015-rDXGF-t1-S14-BSLheat.pd2 | SFM-wCZ16-v2015-rDXGF-t1-S14-BSLheat - Baseline Design - Hourly Results.csv | 248.5813 | 0 | 86.7236 | 1763.9097 | 180405189.027 |  |  |  | 1804.0519 | SFM | wCZ16 | v2015 | rDXGF | t1 | S14 | BSLheat | Baseline Design | Hourly Results.csv | SFM-wCZ16-v2015-rDXGF-t1 | 1763.9097 | 0 | 0 | 0 | 1804.0519
eline Design - Hourly Results. | SFM-wCZ16-v2015-rDXGF-t1-S15-MSRcool.pd2 | SFM-wCZ16-v2015-rDXGF-t1-S15-MSRcool - Baseline Design - Hourly Results.csv | 240.0263 | 0 | 0 | 0 | 177192872.049 |  |  |  | 1771.9287 | SFM | wCZ16 | v2015 | rDXGF | t1 | S15 | MSRcool | Baseline Design | Hourly Results.csv | SFM-wCZ16-v2015-rDXGF-t1 | 240.0263 | 0 | 0 | 0 | 0
eline Design - Hourly Results. | SFM-wCZ16-v2015-rDXGF-t1-S15-MSRheat.pd2 | SFM-wCZ16-v2015-rDXGF-t1-S15-MSRheat - Baseline Design - Hourly Results.csv | 229.7846 | 0 | 75.4218 | 1572.4836 | 169632100.728 |  |  |  | 1696.321 | SFM | wCZ16 | v2015 | rDXGF | t1 | S15 | MSRheat | Baseline Design | Hourly Results.csv | SFM-wCZ16-v2015-rDXGF-t1 | 1572.4836 | 0 | 0 | 0 | 1696.321
eline Design - Hourly Results. | SFM-wCZ16-v2015-rDXGF-t1-S16-MSRcool.pd2 | SFM-wCZ16-v2015-rDXGF-t1-S16-MSRcool - Baseline Design - Hourly Results.csv | 241.9214 | 0 | 0 | 0 | 174887512.205 |  |  |  | 1748.8751 | SFM | wCZ16 | v2015 | rDXGF | t1 | S16 | MSRcool | Baseline Design | Hourly Results.csv | SFM-wCZ16-v2015-rDXGF-t1 | 241.9214 | 0 | 0 | 0 | 0
eline Design - Hourly Results. | SFM-wCZ16-v2015-rDXGF-t1-S16-MSRheat.pd2 | SFM-wCZ16-v2015-rDXGF-t1-S16-MSRheat - Baseline Design - Hourly Results.csv | 231.2461 | 0 | 62.7262 | 887.6344 | 170720672.717 |  |  |  | 1707.2067 | SFM | wCZ16 | v2015 | rDXGF | t1 | S16 | MSRheat | Baseline Design | Hourly Results.csv | SFM-wCZ16-v2015-rDXGF-t1 | 887.6344 | 0 | 0 | 0 | 1707.2067
eline Design - Hourly Results. | SFM-wCZ16-v2015-rDXGF-t1-S17-MSRcool.pd2 | SFM-wCZ16-v2015-rDXGF-t1-S17-MSRcool - Baseline Design - Hourly Results.csv | 227.2094 | 0 | 0 | 0 | 174887512.205 |  |  |  | 1748.8751 | SFM | wCZ16 | v2015 | rDXGF | t1 | S17 | MSRcool | Baseline Design | Hourly Results.csv | SFM-wCZ16-v2015-rDXGF-t1 | 227.2094 | 0 | 0 | 0 | 0
eline Design - Hourly Results. | SFM-wCZ16-v2015-rDXGF-t1-S17-MSRheat.pd2 | SFM-wCZ16-v2015-rDXGF-t1-S17-MSRheat - Baseline Design - Hourly Results.csv | 216.0589 | 0 | 62.7262 | 887.6344 | 170720672.717 |  |  |  | 1707.2067 | SFM | wCZ16 | v2015 | rDXGF | t1 | S17 | MSRheat | Baseline Design | Hourly Results.csv | SFM-wCZ16-v2015-rDXGF-t1 | 887.6344 | 0 | 0 | 0 | 1707.2067
eline Design - Hourly Results. | SFM-wCZ16-v2015-rDXGF-t2-S14-BSLcool.pd2 | SFM-wCZ16-v2015-rDXGF-t2-S14-BSLcool - Baseline Design - Hourly Results.csv | 524.6681 | 0 | 0 | 0 | 105264480.156 |  |  |  | 1052.6448 | SFM | wCZ16 | v2015 | rDXGF | t2 | S14 | BSLcool | Baseline Design | Hourly Results.csv | SFM-wCZ16-v2015-rDXGF-t2 | 524.6681 | 0 | 0 | 0 | 0
eline Design - Hourly Results. | SFM-wCZ16-v2015-rDXGF-t2-S14-BSLheat.pd2 | SFM-wCZ16-v2015-rDXGF-t2-S14-BSLheat - Baseline Design - Hourly Results.csv | 474.8505 | 0 | 167.8286 | 979.5409 | 100624952.303 |  |  |  | 1006.2495 | SFM | wCZ16 | v2015 | rDXGF | t2 | S14 | BSLheat | Baseline Design | Hourly Results.csv | SFM-wCZ16-v2015-rDXGF-t2 | 979.5409 | 0 | 0 | 0 | 1006.2495
eline Design - Hourly Results. | SFM-wCZ16-v2015-rDXGF-t2-S15-MSRcool.pd2 | SFM-wCZ16-v2015-rDXGF-t2-S15-MSRcool - Baseline Design - Hourly Results.csv | 458.2521 | 0 | 0 | 0 | 99148253.283 |  |  |  | 991.4825 | SFM | wCZ16 | v2015 | rDXGF | t2 | S15 | MSRcool | Baseline Design | Hourly Results.csv | SFM-wCZ16-v2015-rDXGF-t2 | 458.2521 | 0 | 0 | 0 | 0
eline Design - Hourly Results. | SFM-wCZ16-v2015-rDXGF-t2-S15-MSRheat.pd2 | SFM-wCZ16-v2015-rDXGF-t2-S15-MSRheat - Baseline Design - Hourly Results.csv | 438.512 | 0 | 146.2493 | 877.2334 | 95028601.549 |  |  |  | 950.286 | SFM | wCZ16 | v2015 | rDXGF | t2 | S15 | MSRheat | Baseline Design | Hourly Results.csv | SFM-wCZ16-v2015-rDXGF-t2 | 877.2334 | 0 | 0 | 0 | 950.286
eline Design - Hourly Results. | SFM-wCZ16-v2015-rDXGF-t2-S16-MSRcool.pd2 | SFM-wCZ16-v2015-rDXGF-t2-S16-MSRcool - Baseline Design - Hourly Results.csv | 458.3908 | 0 | 0 | 0 | 98214475.996 |  |  |  | 982.1448 | SFM | wCZ16 | v2015 | rDXGF | t2 | S16 | MSRcool | Baseline Design | Hourly Results.csv | SFM-wCZ16-v2015-rDXGF-t2 | 458.3908 | 0 | 0 | 0 | 0
eline Design - Hourly Results. | SFM-wCZ16-v2015-rDXGF-t2-S16-MSRheat.pd2 | SFM-wCZ16-v2015-rDXGF-t2-S16-MSRheat - Baseline Design - Hourly Results.csv | 438.0399 | 0 | 121.68 | 496.8682 | 95928439.131 |  |  |  | 959.2844 | SFM | wCZ16 | v2015 | rDXGF | t2 | S16 | MSRheat | Baseline Design | Hourly Results.csv | SFM-wCZ16-v2015-rDXGF-t2 | 496.8682 | 0 | 0 | 0 | 959.2844
eline Design - Hourly Results. | SFM-wCZ16-v2015-rDXGF-t2-S17-MSRcool.pd2 | SFM-wCZ16-v2015-rDXGF-t2-S17-MSRcool - Baseline Design - Hourly Results.csv | 430.5145 | 0 | 0 | 0 | 98214475.996 |  |  |  | 982.1448 | SFM | wCZ16 | v2015 | rDXGF | t2 | S17 | MSRcool | Baseline Design | Hourly Results.csv | SFM-wCZ16-v2015-rDXGF-t2 | 430.5145 | 0 | 0 | 0 | 0
eline Design - Hourly Results. | SFM-wCZ16-v2015-rDXGF-t2-S17-MSRheat.pd2 | SFM-wCZ16-v2015-rDXGF-t2-S17-MSRheat - Baseline Design - Hourly Results.csv | 409.2713 | 0 | 121.68 | 496.8682 | 95928439.131 |  |  |  | 959.2844 | SFM | wCZ16 | v2015 | rDXGF | t2 | S17 | MSRheat | Baseline Design | Hourly Results.csv | SFM-wCZ16-v2015-rDXGF-t2 | 496.8682 | 0 | 0 | 0 | 959.2844
eline Design - Hourly Results. | SFM-wCZ16-v2015-rDXGF-t3-S14-BSLcool.pd2 | SFM-wCZ16-v2015-rDXGF-t3-S14-BSLcool - Baseline Design - Hourly Results.csv | 477.8948 | 0 | 0 | 0 | 76258336.053 |  |  |  | 762.5834 | SFM | wCZ16 | v2015 | rDXGF | t3 | S14 | BSLcool | Baseline Design | Hourly Results.csv | SFM-wCZ16-v2015-rDXGF-t3 | 477.8948 | 0 | 0 | 0 | 0
eline Design - Hourly Results. | SFM-wCZ16-v2015-rDXGF-t3-S14-BSLheat.pd2 | SFM-wCZ16-v2015-rDXGF-t3-S14-BSLheat - Baseline Design - Hourly Results.csv | 433.7022 | 0 | 152.7583 | 672.6625 | 72964478.456 |  |  |  | 729.6448 | SFM | wCZ16 | v2015 | rDXGF | t3 | S14 | BSLheat | Baseline Design | Hourly Results.csv | SFM-wCZ16-v2015-rDXGF-t3 | 672.6625 | 0 | 0 | 0 | 729.6448
eline Design - Hourly Results. | SFM-wCZ16-v2015-rDXGF-t3-S15-MSRcool.pd2 | SFM-wCZ16-v2015-rDXGF-t3-S15-MSRcool - Baseline Design - Hourly Results.csv | 417.8394 | 0 | 0 | 0 | 71842939.718 |  |  |  | 718.4294 | SFM | wCZ16 | v2015 | rDXGF | t3 | S15 | MSRcool | Baseline Design | Hourly Results.csv | SFM-wCZ16-v2015-rDXGF-t3 | 417.8394 | 0 | 0 | 0 | 0
eline Design - Hourly Results. | SFM-wCZ16-v2015-rDXGF-t3-S15-MSRheat.pd2 | SFM-wCZ16-v2015-rDXGF-t3-S15-MSRheat - Baseline Design - Hourly Results.csv | 400.5333 | 0 | 132.8373 | 601.1346 | 68932852.715 |  |  |  | 689.3285 | SFM | wCZ16 | v2015 | rDXGF | t3 | S15 | MSRheat | Baseline Design | Hourly Results.csv | SFM-wCZ16-v2015-rDXGF-t3 | 601.1346 | 0 | 0 | 0 | 689.3285
eline Design - Hourly Results. | SFM-wCZ16-v2015-rDXGF-t3-S16-MSRcool.pd2 | SFM-wCZ16-v2015-rDXGF-t3-S16-MSRcool - Baseline Design - Hourly Results.csv | 417.3373 | 0 | 0 | 0 | 71060737.241 |  |  |  | 710.6074 | SFM | wCZ16 | v2015 | rDXGF | t3 | S16 | MSRcool | Baseline Design | Hourly Results.csv | SFM-wCZ16-v2015-rDXGF-t3 | 417.3373 | 0 | 0 | 0 | 0
eline Design - Hourly Results. | SFM-wCZ16-v2015-rDXGF-t3-S16-MSRheat.pd2 | SFM-wCZ16-v2015-rDXGF-t3-S16-MSRheat - Baseline Design - Hourly Results.csv | 399.1605 | 0 | 110.3334 | 339.8394 | 69455294.52 |  |  |  | 694.5529 | SFM | wCZ16 | v2015 | rDXGF | t3 | S16 | MSRheat | Baseline Design | Hourly Results.csv | SFM-wCZ16-v2015-rDXGF-t3 | 339.8394 | 0 | 0 | 0 | 694.5529
eline Design - Hourly Results. | SFM-wCZ16-v2015-rDXGF-t3-S17-MSRcool.pd2 | SFM-wCZ16-v2015-rDXGF-t3-S17-MSRcool - Baseline Design - Hourly Results.csv | 391.9576 | 0 | 0 | 0 | 71060737.241 |  |  |  | 710.6074 | SFM | wCZ16 | v2015 | rDXGF | t3 | S17 | MSRcool | Baseline Design | Hourly Results.csv | SFM-wCZ16-v2015-rDXGF-t3 | 391.9576 | 0 | 0 | 0 | 0
eline Design - Hourly Results. | SFM-wCZ16-v2015-rDXGF-t3-S17-MSRheat.pd2 | SFM-wCZ16-v2015-rDXGF-t3-S17-MSRheat - Baseline Design - Hourly Results.csv | 372.9454 | 0 | 110.3334 | 339.8394 | 69455294.52 |  |  |  | 694.5529 | SFM | wCZ16 | v2015 | rDXGF | t3 | S17 | MSRheat | Baseline Design | Hourly Results.csv | SFM-wCZ16-v2015-rDXGF-t3 | 339.8394 | 0 | 0 | 0 | 694.5529
eline Design - Hourly Results. | SFM-wCZ16-v2015-rDXGF-t4-S14-BSLcool.pd2 | SFM-wCZ16-v2015-rDXGF-t4-S14-BSLcool - Baseline Design - Hourly Results.csv | 359.9153 | 0 | 0 | 0 | 139718860.081 |  |  |  | 1397.1886 | SFM | wCZ16 | v2015 | rDXGF | t4 | S14 | BSLcool | Baseline Design | Hourly Results.csv | SFM-wCZ16-v2015-rDXGF-t4 | 359.9153 | 0 | 0 | 0 | 0
eline Design - Hourly Results. | SFM-wCZ16-v2015-rDXGF-t4-S14-BSLheat.pd2 | SFM-wCZ16-v2015-rDXGF-t4-S14-BSLheat - Baseline Design - Hourly Results.csv | 324.1612 | 0 | 120.6087 | 1275.711 | 133439407.07 |  |  |  | 1334.3941 | SFM | wCZ16 | v2015 | rDXGF | t4 | S14 | BSLheat | Baseline Design | Hourly Results.csv | SFM-wCZ16-v2015-rDXGF-t4 | 1275.711 | 0 | 0 | 0 | 1334.3941
eline Design - Hourly Results. | SFM-wCZ16-v2015-rDXGF-t4-S15-MSRcool.pd2 | SFM-wCZ16-v2015-rDXGF-t4-S15-MSRcool - Baseline Design - Hourly Results.csv | 318.9327 | 0 | 0 | 0 | 131129572.764 |  |  |  | 1311.2957 | SFM | wCZ16 | v2015 | rDXGF | t4 | S15 | MSRcool | Baseline Design | Hourly Results.csv | SFM-wCZ16-v2015-rDXGF-t4 | 318.9327 | 0 | 0 | 0 | 0
eline Design - Hourly Results. | SFM-wCZ16-v2015-rDXGF-t4-S15-MSRheat.pd2 | SFM-wCZ16-v2015-rDXGF-t4-S15-MSRheat - Baseline Design - Hourly Results.csv | 304.9058 | 0 | 106.7181 | 1137.5909 | 125611707.639 |  |  |  | 1256.1171 | SFM | wCZ16 | v2015 | rDXGF | t4 | S15 | MSRheat | Baseline Design | Hourly Results.csv | SFM-wCZ16-v2015-rDXGF-t4 | 1137.5909 | 0 | 0 | 0 | 1256.1171
eline Design - Hourly Results. | SFM-wCZ16-v2015-rDXGF-t4-S16-MSRcool.pd2 | SFM-wCZ16-v2015-rDXGF-t4-S16-MSRcool - Baseline Design - Hourly Results.csv | 320.5834 | 0 | 0 | 0 | 129432450.196 |  |  |  | 1294.3245 | SFM | wCZ16 | v2015 | rDXGF | t4 | S16 | MSRcool | Baseline Design | Hourly Results.csv | SFM-wCZ16-v2015-rDXGF-t4 | 320.5834 | 0 | 0 | 0 | 0
eline Design - Hourly Results. | SFM-wCZ16-v2015-rDXGF-t4-S16-MSRheat.pd2 | SFM-wCZ16-v2015-rDXGF-t4-S16-MSRheat - Baseline Design - Hourly Results.csv | 304.4718 | 0 | 87.3658 | 641.9939 | 126386472.262 |  |  |  | 1263.8647 | SFM | wCZ16 | v2015 | rDXGF | t4 | S16 | MSRheat | Baseline Design | Hourly Results.csv | SFM-wCZ16-v2015-rDXGF-t4 | 641.9939 | 0 | 0 | 0 | 1263.8647
eline Design - Hourly Results. | SFM-wCZ16-v2015-rDXGF-t4-S17-MSRcool.pd2 | SFM-wCZ16-v2015-rDXGF-t4-S17-MSRcool - Baseline Design - Hourly Results.csv | 301.0877 | 0 | 0 | 0 | 129432450.196 |  |  |  | 1294.3245 | SFM | wCZ16 | v2015 | rDXGF | t4 | S17 | MSRcool | Baseline Design | Hourly Results.csv | SFM-wCZ16-v2015-rDXGF-t4 | 301.0877 | 0 | 0 | 0 | 0
eline Design - Hourly Results. | SFM-wCZ16-v2015-rDXGF-t4-S17-MSRheat.pd2 | SFM-wCZ16-v2015-rDXGF-t4-S17-MSRheat - Baseline Design - Hourly Results.csv | 284.4754 | 0 | 87.3658 | 641.9939 | 126386472.262 |  |  |  | 1263.8647 | SFM | wCZ16 | v2015 | rDXGF | t4 | S17 | MSRheat | Baseline Design | Hourly Results.csv | SFM-wCZ16-v2015-rDXGF-t4 | 641.9939 | 0 | 0 | 0 | 1263.8647
eline Design - Hourly Results. | SFM-wCZ16-v2015-rDXGF-t5-S14-BSLcool.pd2 | SFM-wCZ16-v2015-rDXGF-t5-S14-BSLcool - Baseline Design - Hourly Results.csv | 47.0546 | 0 | 0 | 0 | 124586556.607 |  |  |  | 1245.8656 | SFM | wCZ16 | v2015 | rDXGF | t5 | S14 | BSLcool | Baseline Design | Hourly Results.csv | SFM-wCZ16-v2015-rDXGF-t5 | 47.0546 | 0 | 0 | 0 | 0
eline Design - Hourly Results. | SFM-wCZ16-v2015-rDXGF-t5-S14-BSLheat.pd2 | SFM-wCZ16-v2015-rDXGF-t5-S14-BSLheat - Baseline Design - Hourly Results.csv | 42.2283 | 0 | 14.2168 | 1180.9829 | 118906755.773 |  |  |  | 1189.0676 | SFM | wCZ16 | v2015 | rDXGF | t5 | S14 | BSLheat | Baseline Design | Hourly Results.csv | SFM-wCZ16-v2015-rDXGF-t5 | 1180.9829 | 0 | 0 | 0 | 1189.0676
eline Design - Hourly Results. | SFM-wCZ16-v2015-rDXGF-t5-S15-MSRcool.pd2 | SFM-wCZ16-v2015-rDXGF-t5-S15-MSRcool - Baseline Design - Hourly Results.csv | 41.1115 | 0 | 0 | 0 | 116911073.067 |  |  |  | 1169.1107 | SFM | wCZ16 | v2015 | rDXGF | t5 | S15 | MSRcool | Baseline Design | Hourly Results.csv | SFM-wCZ16-v2015-rDXGF-t5 | 41.1115 | 0 | 0 | 0 | 0
eline Design - Hourly Results. | SFM-wCZ16-v2015-rDXGF-t5-S15-MSRheat.pd2 | SFM-wCZ16-v2015-rDXGF-t5-S15-MSRheat - Baseline Design - Hourly Results.csv | 39.2339 | 0 | 12.3717 | 1054.4812 | 111882530.463 |  |  |  | 1118.8253 | SFM | wCZ16 | v2015 | rDXGF | t5 | S15 | MSRheat | Baseline Design | Hourly Results.csv | SFM-wCZ16-v2015-rDXGF-t5 | 1054.4812 | 0 | 0 | 0 | 1118.8253
eline Design - Hourly Results. | SFM-wCZ16-v2015-rDXGF-t5-S16-MSRcool.pd2 | SFM-wCZ16-v2015-rDXGF-t5-S16-MSRcool - Baseline Design - Hourly Results.csv | 42.1385 | 0 | 0 | 0 | 115293821.718 |  |  |  | 1152.9382 | SFM | wCZ16 | v2015 | rDXGF | t5 | S16 | MSRcool | Baseline Design | Hourly Results.csv | SFM-wCZ16-v2015-rDXGF-t5 | 42.1385 | 0 | 0 | 0 | 0
eline Design - Hourly Results. | SFM-wCZ16-v2015-rDXGF-t5-S16-MSRheat.pd2 | SFM-wCZ16-v2015-rDXGF-t5-S16-MSRheat - Baseline Design - Hourly Results.csv | 40.0998 | 0 | 10.283 | 594.7343 | 112536023.457 |  |  |  | 1125.3602 | SFM | wCZ16 | v2015 | rDXGF | t5 | S16 | MSRheat | Baseline Design | Hourly Results.csv | SFM-wCZ16-v2015-rDXGF-t5 | 594.7343 | 0 | 0 | 0 | 1125.3602
eline Design - Hourly Results. | SFM-wCZ16-v2015-rDXGF-t5-S17-MSRcool.pd2 | SFM-wCZ16-v2015-rDXGF-t5-S17-MSRcool - Baseline Design - Hourly Results.csv | 39.5759 | 0 | 0 | 0 | 115293821.718 |  |  |  | 1152.9382 | SFM | wCZ16 | v2015 | rDXGF | t5 | S17 | MSRcool | Baseline Design | Hourly Results.csv | SFM-wCZ16-v2015-rDXGF-t5 | 39.5759 | 0 | 0 | 0 | 0
eline Design - Hourly Results. | SFM-wCZ16-v2015-rDXGF-t5-S17-MSRheat.pd2 | SFM-wCZ16-v2015-rDXGF-t5-S17-MSRheat - Baseline Design - Hourly Results.csv | 37.4662 | 0 | 10.283 | 594.7343 | 112536023.457 |  |  |  | 1125.3602 | SFM | wCZ16 | v2015 | rDXGF | t5 | S17 | MSRheat | Baseline Design | Hourly Results.csv | SFM-wCZ16-v2015-rDXGF-t5 | 594.7343 | 0 | 0 | 0 | 1125.3602
eline Design - Hourly Results. | SFM-wCZ01-v2015-rDXHP-t1-S14-BSLboth.pd2 | SFM-wCZ01-v2015-rDXHP-t1-S14-BSLboth - Baseline Design - Hourly Results.csv | 0 | 1823.3324 | 0 | 0 | 0 | 1055.436 | 0 | 1055.436 | 0 | SFM | wCZ01 | v2015 | rDXHP | t1 | S14 | BSLboth | Baseline Design | Hourly Results.csv | SFM-wCZ01-v2015-rDXHP-t1-both | 0 | 0 | 2878.7685 | 2878.7685 | 0
eline Design - Hourly Results. | SFM-wCZ01-v2015-rDXHP-t1-S14-BSLcool.pd2 | SFM-wCZ01-v2015-rDXHP-t1-S14-BSLcool - Baseline Design - Hourly Results.csv | 0 | 1823.0533 | 0 | 0 | 0 | 1055.436 | 0 | 1055.436 | 0 | SFM | wCZ01 | v2015 | rDXHP | t1 | S14 | BSLcool | Baseline Design | Hourly Results.csv | SFM-wCZ01-v2015-rDXHP-t1 | 0 | 0 | 0 | 0 | 0
eline Design - Hourly Results. | SFM-wCZ01-v2015-rDXHP-t1-S14-BSLheat.pd2 | SFM-wCZ01-v2015-rDXHP-t1-S14-BSLheat - Baseline Design - Hourly Results.csv | 0 | 1823.3324 | 0 | 0 | 0 | 1055.436 | 0 | 1055.436 | 0 | SFM | wCZ01 | v2015 | rDXHP | t1 | S14 | BSLheat | Baseline Design | Hourly Results.csv | SFM-wCZ01-v2015-rDXHP-t1 | 2878.7685 | 0 | 0 | 0 | 0
eline Design - Hourly Results. | SFM-wCZ01-v2015-rDXHP-t1-S15-MSRboth.pd2 | SFM-wCZ01-v2015-rDXHP-t1-S15-MSRboth - Baseline Design - Hourly Results.csv | 0 | 1522.5284 | 0 | 0 | 0 | 970.2155 | 0 | 970.2155 | 0 | SFM | wCZ01 | v2015 | rDXHP | t1 | S15 | MSRboth | Baseline Design | Hourly Results.csv | SFM-wCZ01-v2015-rDXHP-t1-both | 0 | 0 | 2492.7439 | 2492.7439 | 0
eline Design - Hourly Results. | SFM-wCZ01-v2015-rDXHP-t1-S15-MSRcool.pd2 | SFM-wCZ01-v2015-rDXHP-t1-S15-MSRcool - Baseline Design - Hourly Results.csv | 0 | 1609.8458 | 0 | 0 | 0 | 970.2155 | 0 | 970.2155 | 0 | SFM | wCZ01 | v2015 | rDXHP | t1 | S15 | MSRcool | Baseline Design | Hourly Results.csv | SFM-wCZ01-v2015-rDXHP-t1 | 0 | 0 | 0 | 0 | 0
eline Design - Hourly Results. | SFM-wCZ01-v2015-rDXHP-t1-S15-MSRheat.pd2 | SFM-wCZ01-v2015-rDXHP-t1-S15-MSRheat - Baseline Design - Hourly Results.csv | 0 | 1522.5284 | 0 | 0 | 0 | 970.2155 | 0 | 970.2155 | 0 | SFM | wCZ01 | v2015 | rDXHP | t1 | S15 | MSRheat | Baseline Design | Hourly Results.csv | SFM-wCZ01-v2015-rDXHP-t1 | 2492.7439 | 0 | 0 | 0 | 0
eline Design - Hourly Results. | SFM-wCZ01-v2015-rDXHP-t1-S16-MSRboth.pd2 | SFM-wCZ01-v2015-rDXHP-t1-S16-MSRboth - Baseline Design - Hourly Results.csv | 0 | 2014.0599 | 0 | 0 | 0 | 117.7568 | 0 | 117.7568 | 0 | SFM | wCZ01 | v2015 | rDXHP | t1 | S16 | MSRboth | Baseline Design | Hourly Results.csv | SFM-wCZ01-v2015-rDXHP-t1-both | 0 | 0 | 2131.8167 | 2131.8167 | 0
eline Design - Hourly Results. | SFM-wCZ01-v2015-rDXHP-t1-S16-MSRcool.pd2 | SFM-wCZ01-v2015-rDXHP-t1-S16-MSRcool - Baseline Design - Hourly Results.csv | 0 | 2140.2213 | 0 | 0 | 0 | 117.7568 | 0 | 117.7568 | 0 | SFM | wCZ01 | v2015 | rDXHP | t1 | S16 | MSRcool | Baseline Design | Hourly Results.csv | SFM-wCZ01-v2015-rDXHP-t1 | 0 | 0 | 0 | 0 | 0
eline Design - Hourly Results. | SFM-wCZ01-v2015-rDXHP-t1-S16-MSRheat.pd2 | SFM-wCZ01-v2015-rDXHP-t1-S16-MSRheat - Baseline Design - Hourly Results.csv | 0 | 2014.0599 | 0 | 0 | 0 | 117.7568 | 0 | 117.7568 | 0 | SFM | wCZ01 | v2015 | rDXHP | t1 | S16 | MSRheat | Baseline Design | Hourly Results.csv | SFM-wCZ01-v2015-rDXHP-t1 | 2131.8167 | 0 | 0 | 0 | 0
eline Design - Hourly Results. | SFM-wCZ01-v2015-rDXHP-t1-S17-MSRboth.pd2 | SFM-wCZ01-v2015-rDXHP-t1-S17-MSRboth - Baseline Design - Hourly Results.csv | 0 | 1943.7665 | 0 | 0 | 0 | 117.7568 | 0 | 117.7568 | 0 | SFM | wCZ01 | v2015 | rDXHP | t1 | S17 | MSRboth | Baseline Design | Hourly Results.csv | SFM-wCZ01-v2015-rDXHP-t1-both | 0 | 0 | 2061.5233 | 2061.5233 | 0
eline Design - Hourly Results. | SFM-wCZ01-v2015-rDXHP-t1-S17-MSRcool.pd2 | SFM-wCZ01-v2015-rDXHP-t1-S17-MSRcool - Baseline Design - Hourly Results.csv | 0 | 2042.9409 | 0 | 0 | 0 | 117.7568 | 0 | 117.7568 | 0 | SFM | wCZ01 | v2015 | rDXHP | t1 | S17 | MSRcool | Baseline Design | Hourly Results.csv | SFM-wCZ01-v2015-rDXHP-t1 | 0 | 0 | 0 | 0 | 0
eline Design - Hourly Results. | SFM-wCZ01-v2015-rDXHP-t1-S17-MSRheat.pd2 | SFM-wCZ01-v2015-rDXHP-t1-S17-MSRheat - Baseline Design - Hourly Results.csv | 0 | 1943.7665 | 0 | 0 | 0 | 117.7568 | 0 | 117.7568 | 0 | SFM | wCZ01 | v2015 | rDXHP | t1 | S17 | MSRheat | Baseline Design | Hourly Results.csv | SFM-wCZ01-v2015-rDXHP-t1 | 2061.5233 | 0 | 0 | 0 | 0
eline Design - Hourly Results. | SFM-wCZ01-v2015-rDXHP-t2-S14-BSLboth.pd2 | SFM-wCZ01-v2015-rDXHP-t2-S14-BSLboth - Baseline Design - Hourly Results.csv | 0 | 10279.0636 | 0 | 0 | 0 | 3893.482 | 0 | 3893.482 | 0 | SFM | wCZ01 | v2015 | rDXHP | t2 | S14 | BSLboth | Baseline Design | Hourly Results.csv | SFM-wCZ01-v2015-rDXHP-t2-both | 0 | 0 | 14172.5456 | 14172.5456 | 0
eline Design - Hourly Results. | SFM-wCZ01-v2015-rDXHP-t2-S14-BSLcool.pd2 | SFM-wCZ01-v2015-rDXHP-t2-S14-BSLcool - Baseline Design - Hourly Results.csv | 0 | 10277.4888 | 0 | 0 | 0 | 3893.482 | 0 | 3893.482 | 0 | SFM | wCZ01 | v2015 | rDXHP | t2 | S14 | BSLcool | Baseline Design | Hourly Results.csv | SFM-wCZ01-v2015-rDXHP-t2 | 0 | 0 | 0 | 0 | 0
eline Design - Hourly Results. | SFM-wCZ01-v2015-rDXHP-t2-S14-BSLheat.pd2 | SFM-wCZ01-v2015-rDXHP-t2-S14-BSLheat - Baseline Design - Hourly Results.csv | 0 | 10279.0636 | 0 | 0 | 0 | 3893.482 | 0 | 3893.482 | 0 | SFM | wCZ01 | v2015 | rDXHP | t2 | S14 | BSLheat | Baseline Design | Hourly Results.csv | SFM-wCZ01-v2015-rDXHP-t2 | 14172.5456 | 0 | 0 | 0 | 0
eline Design - Hourly Results. | SFM-wCZ01-v2015-rDXHP-t2-S15-MSRboth.pd2 | SFM-wCZ01-v2015-rDXHP-t2-S15-MSRboth - Baseline Design - Hourly Results.csv | 0 | 8659.8011 | 0 | 0 | 0 | 3430.1735 | 0 | 3430.1735 | 0 | SFM | wCZ01 | v2015 | rDXHP | t2 | S15 | MSRboth | Baseline Design | Hourly Results.csv | SFM-wCZ01-v2015-rDXHP-t2-both | 0 | 0 | 12089.9746 | 12089.9746 | 0
eline Design - Hourly Results. | SFM-wCZ01-v2015-rDXHP-t2-S15-MSRcool.pd2 | SFM-wCZ01-v2015-rDXHP-t2-S15-MSRcool - Baseline Design - Hourly Results.csv | 0 | 9156.4421 | 0 | 0 | 0 | 3430.1735 | 0 | 3430.1735 | 0 | SFM | wCZ01 | v2015 | rDXHP | t2 | S15 | MSRcool | Baseline Design | Hourly Results.csv | SFM-wCZ01-v2015-rDXHP-t2 | 0 | 0 | 0 | 0 | 0
eline Design - Hourly Results. | SFM-wCZ01-v2015-rDXHP-t2-S15-MSRheat.pd2 | SFM-wCZ01-v2015-rDXHP-t2-S15-MSRheat - Baseline Design - Hourly Results.csv | 0 | 8659.8011 | 0 | 0 | 0 | 3430.1735 | 0 | 3430.1735 | 0 | SFM | wCZ01 | v2015 | rDXHP | t2 | S15 | MSRheat | Baseline Design | Hourly Results.csv | SFM-wCZ01-v2015-rDXHP-t2 | 12089.9746 | 0 | 0 | 0 | 0
eline Design - Hourly Results. | SFM-wCZ01-v2015-rDXHP-t2-S16-MSRboth.pd2 | SFM-wCZ01-v2015-rDXHP-t2-S16-MSRboth - Baseline Design - Hourly Results.csv | 0 | 9961.9732 | 0 | 0 | 0 | 2329.9539 | 0 | 2329.9539 | 0 | SFM | wCZ01 | v2015 | rDXHP | t2 | S16 | MSRboth | Baseline Design | Hourly Results.csv | SFM-wCZ01-v2015-rDXHP-t2-both | 0 | 0 | 12291.9271 | 12291.9271 | 0
eline Design - Hourly Results. | SFM-wCZ01-v2015-rDXHP-t2-S16-MSRcool.pd2 | SFM-wCZ01-v2015-rDXHP-t2-S16-MSRcool - Baseline Design - Hourly Results.csv | 0 | 10585.9952 | 0 | 0 | 0 | 2329.9539 | 0 | 2329.9539 | 0 | SFM | wCZ01 | v2015 | rDXHP | t2 | S16 | MSRcool | Baseline Design | Hourly Results.csv | SFM-wCZ01-v2015-rDXHP-t2 | 0 | 0 | 0 | 0 | 0
eline Design - Hourly Results. | SFM-wCZ01-v2015-rDXHP-t2-S16-MSRheat.pd2 | SFM-wCZ01-v2015-rDXHP-t2-S16-MSRheat - Baseline Design - Hourly Results.csv | 0 | 9961.9732 | 0 | 0 | 0 | 2329.9539 | 0 | 2329.9539 | 0 | SFM | wCZ01 | v2015 | rDXHP | t2 | S16 | MSRheat | Baseline Design | Hourly Results.csv | SFM-wCZ01-v2015-rDXHP-t2 | 12291.9271 | 0 | 0 | 0 | 0
eline Design - Hourly Results. | SFM-wCZ01-v2015-rDXHP-t2-S17-MSRboth.pd2 | SFM-wCZ01-v2015-rDXHP-t2-S17-MSRboth - Baseline Design - Hourly Results.csv | 0 | 9614.2869 | 0 | 0 | 0 | 2329.9539 | 0 | 2329.9539 | 0 | SFM | wCZ01 | v2015 | rDXHP | t2 | S17 | MSRboth | Baseline Design | Hourly Results.csv | SFM-wCZ01-v2015-rDXHP-t2-both | 0 | 0 | 11944.2408 | 11944.2408 | 0
eline Design - Hourly Results. | SFM-wCZ01-v2015-rDXHP-t2-S17-MSRcool.pd2 | SFM-wCZ01-v2015-rDXHP-t2-S17-MSRcool - Baseline Design - Hourly Results.csv | 0 | 10104.8254 | 0 | 0 | 0 | 2329.9539 | 0 | 2329.9539 | 0 | SFM | wCZ01 | v2015 | rDXHP | t2 | S17 | MSRcool | Baseline Design | Hourly Results.csv | SFM-wCZ01-v2015-rDXHP-t2 | 0 | 0 | 0 | 0 | 0
eline Design - Hourly Results. | SFM-wCZ01-v2015-rDXHP-t2-S17-MSRheat.pd2 | SFM-wCZ01-v2015-rDXHP-t2-S17-MSRheat - Baseline Design - Hourly Results.csv | 0 | 9614.2869 | 0 | 0 | 0 | 2329.9539 | 0 | 2329.9539 | 0 | SFM | wCZ01 | v2015 | rDXHP | t2 | S17 | MSRheat | Baseline Design | Hourly Results.csv | SFM-wCZ01-v2015-rDXHP-t2 | 11944.2408 | 0 | 0 | 0 | 0
eline Design - Hourly Results. | SFM-wCZ01-v2015-rDXHP-t3-S14-BSLboth.pd2 | SFM-wCZ01-v2015-rDXHP-t3-S14-BSLboth - Baseline Design - Hourly Results.csv | 0 | 152.9748 | 0 | 0 | 0 | 138.1886 | 0 | 138.1886 | 0 | SFM | wCZ01 | v2015 | rDXHP | t3 | S14 | BSLboth | Baseline Design | Hourly Results.csv | SFM-wCZ01-v2015-rDXHP-t3-both | 0 | 0 | 291.1635 | 291.1635 | 0
eline Design - Hourly Results. | SFM-wCZ01-v2015-rDXHP-t3-S14-BSLcool.pd2 | SFM-wCZ01-v2015-rDXHP-t3-S14-BSLcool - Baseline Design - Hourly Results.csv | 0 | 152.9514 | 0 | 0 | 0 | 138.1886 | 0 | 138.1886 | 0 | SFM | wCZ01 | v2015 | rDXHP | t3 | S14 | BSLcool | Baseline Design | Hourly Results.csv | SFM-wCZ01-v2015-rDXHP-t3 | 0 | 0 | 0 | 0 | 0
eline Design - Hourly Results. | SFM-wCZ01-v2015-rDXHP-t3-S14-BSLheat.pd2 | SFM-wCZ01-v2015-rDXHP-t3-S14-BSLheat - Baseline Design - Hourly Results.csv | 0 | 152.9748 | 0 | 0 | 0 | 138.1886 | 0 | 138.1886 | 0 | SFM | wCZ01 | v2015 | rDXHP | t3 | S14 | BSLheat | Baseline Design | Hourly Results.csv | SFM-wCZ01-v2015-rDXHP-t3 | 291.1635 | 0 | 0 | 0 | 0
eline Design - Hourly Results. | SFM-wCZ01-v2015-rDXHP-t3-S15-MSRboth.pd2 | SFM-wCZ01-v2015-rDXHP-t3-S15-MSRboth - Baseline Design - Hourly Results.csv | 0 | 127.6031 | 0 | 0 | 0 | 127.6988 | 0 | 127.6988 | 0 | SFM | wCZ01 | v2015 | rDXHP | t3 | S15 | MSRboth | Baseline Design | Hourly Results.csv | SFM-wCZ01-v2015-rDXHP-t3-both | 0 | 0 | 255.3019 | 255.3019 | 0
eline Design - Hourly Results. | SFM-wCZ01-v2015-rDXHP-t3-S15-MSRcool.pd2 | SFM-wCZ01-v2015-rDXHP-t3-S15-MSRcool - Baseline Design - Hourly Results.csv | 0 | 134.9212 | 0 | 0 | 0 | 127.6988 | 0 | 127.6988 | 0 | SFM | wCZ01 | v2015 | rDXHP | t3 | S15 | MSRcool | Baseline Design | Hourly Results.csv | SFM-wCZ01-v2015-rDXHP-t3 | 0 | 0 | 0 | 0 | 0
eline Design - Hourly Results. | SFM-wCZ01-v2015-rDXHP-t3-S15-MSRheat.pd2 | SFM-wCZ01-v2015-rDXHP-t3-S15-MSRheat - Baseline Design - Hourly Results.csv | 0 | 127.6031 | 0 | 0 | 0 | 127.6988 | 0 | 127.6988 | 0 | SFM | wCZ01 | v2015 | rDXHP | t3 | S15 | MSRheat | Baseline Design | Hourly Results.csv | SFM-wCZ01-v2015-rDXHP-t3 | 255.3019 | 0 | 0 | 0 | 0
eline Design - Hourly Results. | SFM-wCZ01-v2015-rDXHP-t3-S16-MSRboth.pd2 | SFM-wCZ01-v2015-rDXHP-t3-S16-MSRboth - Baseline Design - Hourly Results.csv | 0 | 186.0751 | 0 | 0 | 0 | 6.1217 | 0 | 6.1217 | 0 | SFM | wCZ01 | v2015 | rDXHP | t3 | S16 | MSRboth | Baseline Design | Hourly Results.csv | SFM-wCZ01-v2015-rDXHP-t3-both | 0 | 0 | 192.1968 | 192.1968 | 0
eline Design - Hourly Results. | SFM-wCZ01-v2015-rDXHP-t3-S16-MSRcool.pd2 | SFM-wCZ01-v2015-rDXHP-t3-S16-MSRcool - Baseline Design - Hourly Results.csv | 0 | 197.7309 | 0 | 0 | 0 | 6.1217 | 0 | 6.1217 | 0 | SFM | wCZ01 | v2015 | rDXHP | t3 | S16 | MSRcool | Baseline Design | Hourly Results.csv | SFM-wCZ01-v2015-rDXHP-t3 | 0 | 0 | 0 | 0 | 0
eline Design - Hourly Results. | SFM-wCZ01-v2015-rDXHP-t3-S16-MSRheat.pd2 | SFM-wCZ01-v2015-rDXHP-t3-S16-MSRheat - Baseline Design - Hourly Results.csv | 0 | 186.0751 | 0 | 0 | 0 | 6.1217 | 0 | 6.1217 | 0 | SFM | wCZ01 | v2015 | rDXHP | t3 | S16 | MSRheat | Baseline Design | Hourly Results.csv | SFM-wCZ01-v2015-rDXHP-t3 | 192.1968 | 0 | 0 | 0 | 0
eline Design - Hourly Results. | SFM-wCZ01-v2015-rDXHP-t3-S17-MSRboth.pd2 | SFM-wCZ01-v2015-rDXHP-t3-S17-MSRboth - Baseline Design - Hourly Results.csv | 0 | 179.5809 | 0 | 0 | 0 | 6.1217 | 0 | 6.1217 | 0 | SFM | wCZ01 | v2015 | rDXHP | t3 | S17 | MSRboth | Baseline Design | Hourly Results.csv | SFM-wCZ01-v2015-rDXHP-t3-both | 0 | 0 | 185.7026 | 185.7026 | 0
eline Design - Hourly Results. | SFM-wCZ01-v2015-rDXHP-t3-S17-MSRcool.pd2 | SFM-wCZ01-v2015-rDXHP-t3-S17-MSRcool - Baseline Design - Hourly Results.csv | 0 | 188.7434 | 0 | 0 | 0 | 6.1217 | 0 | 6.1217 | 0 | SFM | wCZ01 | v2015 | rDXHP | t3 | S17 | MSRcool | Baseline Design | Hourly Results.csv | SFM-wCZ01-v2015-rDXHP-t3 | 0 | 0 | 0 | 0 | 0
eline Design - Hourly Results. | SFM-wCZ01-v2015-rDXHP-t3-S17-MSRheat.pd2 | SFM-wCZ01-v2015-rDXHP-t3-S17-MSRheat - Baseline Design - Hourly Results.csv | 0 | 179.5809 | 0 | 0 | 0 | 6.1217 | 0 | 6.1217 | 0 | SFM | wCZ01 | v2015 | rDXHP | t3 | S17 | MSRheat | Baseline Design | Hourly Results.csv | SFM-wCZ01-v2015-rDXHP-t3 | 185.7026 | 0 | 0 | 0 | 0
eline Design - Hourly Results. | SFM-wCZ01-v2015-rDXHP-t4-S14-BSLboth.pd2 | SFM-wCZ01-v2015-rDXHP-t4-S14-BSLboth - Baseline Design - Hourly Results.csv | 0 | 10377.3606 | 0 | 0 | 0 | 1711.4907 | 0 | 1711.4907 | 0 | SFM | wCZ01 | v2015 | rDXHP | t4 | S14 | BSLboth | Baseline Design | Hourly Results.csv | SFM-wCZ01-v2015-rDXHP-t4-both | 0 | 0 | 12088.8512 | 12088.8512 | 0
eline Design - Hourly Results. | SFM-wCZ01-v2015-rDXHP-t4-S14-BSLcool.pd2 | SFM-wCZ01-v2015-rDXHP-t4-S14-BSLcool - Baseline Design - Hourly Results.csv | 0 | 10375.7719 | 0 | 0 | 0 | 1711.4907 | 0 | 1711.4907 | 0 | SFM | wCZ01 | v2015 | rDXHP | t4 | S14 | BSLcool | Baseline Design | Hourly Results.csv | SFM-wCZ01-v2015-rDXHP-t4 | 0 | 0 | 0 | 0 | 0
eline Design - Hourly Results. | SFM-wCZ01-v2015-rDXHP-t4-S14-BSLheat.pd2 | SFM-wCZ01-v2015-rDXHP-t4-S14-BSLheat - Baseline Design - Hourly Results.csv | 0 | 10377.3606 | 0 | 0 | 0 | 1711.4907 | 0 | 1711.4907 | 0 | SFM | wCZ01 | v2015 | rDXHP | t4 | S14 | BSLheat | Baseline Design | Hourly Results.csv | SFM-wCZ01-v2015-rDXHP-t4 | 12088.8512 | 0 | 0 | 0 | 0
eline Design - Hourly Results. | SFM-wCZ01-v2015-rDXHP-t4-S15-MSRboth.pd2 | SFM-wCZ01-v2015-rDXHP-t4-S15-MSRboth - Baseline Design - Hourly Results.csv | 0 | 8723.2245 | 0 | 0 | 0 | 1536.9506 | 0 | 1536.9506 | 0 | SFM | wCZ01 | v2015 | rDXHP | t4 | S15 | MSRboth | Baseline Design | Hourly Results.csv | SFM-wCZ01-v2015-rDXHP-t4-both | 0 | 0 | 10260.1751 | 10260.1751 | 0
eline Design - Hourly Results. | SFM-wCZ01-v2015-rDXHP-t4-S15-MSRcool.pd2 | SFM-wCZ01-v2015-rDXHP-t4-S15-MSRcool - Baseline Design - Hourly Results.csv | 0 | 9223.5027 | 0 | 0 | 0 | 1536.9506 | 0 | 1536.9506 | 0 | SFM | wCZ01 | v2015 | rDXHP | t4 | S15 | MSRcool | Baseline Design | Hourly Results.csv | SFM-wCZ01-v2015-rDXHP-t4 | 0 | 0 | 0 | 0 | 0
eline Design - Hourly Results. | SFM-wCZ01-v2015-rDXHP-t4-S15-MSRheat.pd2 | SFM-wCZ01-v2015-rDXHP-t4-S15-MSRheat - Baseline Design - Hourly Results.csv | 0 | 8723.2245 | 0 | 0 | 0 | 1536.9506 | 0 | 1536.9506 | 0 | SFM | wCZ01 | v2015 | rDXHP | t4 | S15 | MSRheat | Baseline Design | Hourly Results.csv | SFM-wCZ01-v2015-rDXHP-t4 | 10260.1751 | 0 | 0 | 0 | 0
eline Design - Hourly Results. | SFM-wCZ01-v2015-rDXHP-t4-S16-MSRboth.pd2 | SFM-wCZ01-v2015-rDXHP-t4-S16-MSRboth - Baseline Design - Hourly Results.csv | 0 | 9958.2548 | 0 | 0 | 0 | 528.8088 | 0 | 528.8088 | 0 | SFM | wCZ01 | v2015 | rDXHP | t4 | S16 | MSRboth | Baseline Design | Hourly Results.csv | SFM-wCZ01-v2015-rDXHP-t4-both | 0 | 0 | 10487.0636 | 10487.0636 | 0
eline Design - Hourly Results. | SFM-wCZ01-v2015-rDXHP-t4-S16-MSRcool.pd2 | SFM-wCZ01-v2015-rDXHP-t4-S16-MSRcool - Baseline Design - Hourly Results.csv | 0 | 10582.0445 | 0 | 0 | 0 | 528.8088 | 0 | 528.8088 | 0 | SFM | wCZ01 | v2015 | rDXHP | t4 | S16 | MSRcool | Baseline Design | Hourly Results.csv | SFM-wCZ01-v2015-rDXHP-t4 | 0 | 0 | 0 | 0 | 0
eline Design - Hourly Results. | SFM-wCZ01-v2015-rDXHP-t4-S16-MSRheat.pd2 | SFM-wCZ01-v2015-rDXHP-t4-S16-MSRheat - Baseline Design - Hourly Results.csv | 0 | 9958.2548 | 0 | 0 | 0 | 528.8088 | 0 | 528.8088 | 0 | SFM | wCZ01 | v2015 | rDXHP | t4 | S16 | MSRheat | Baseline Design | Hourly Results.csv | SFM-wCZ01-v2015-rDXHP-t4 | 10487.0636 | 0 | 0 | 0 | 0
eline Design - Hourly Results. | SFM-wCZ01-v2015-rDXHP-t4-S17-MSRboth.pd2 | SFM-wCZ01-v2015-rDXHP-t4-S17-MSRboth - Baseline Design - Hourly Results.csv | 0 | 9610.6989 | 0 | 0 | 0 | 528.8088 | 0 | 528.8088 | 0 | SFM | wCZ01 | v2015 | rDXHP | t4 | S17 | MSRboth | Baseline Design | Hourly Results.csv | SFM-wCZ01-v2015-rDXHP-t4-both | 0 | 0 | 10139.5077 | 10139.5077 | 0
eline Design - Hourly Results. | SFM-wCZ01-v2015-rDXHP-t4-S17-MSRcool.pd2 | SFM-wCZ01-v2015-rDXHP-t4-S17-MSRcool - Baseline Design - Hourly Results.csv | 0 | 10101.0542 | 0 | 0 | 0 | 528.8088 | 0 | 528.8088 | 0 | SFM | wCZ01 | v2015 | rDXHP | t4 | S17 | MSRcool | Baseline Design | Hourly Results.csv | SFM-wCZ01-v2015-rDXHP-t4 | 0 | 0 | 0 | 0 | 0
eline Design - Hourly Results. | SFM-wCZ01-v2015-rDXHP-t4-S17-MSRheat.pd2 | SFM-wCZ01-v2015-rDXHP-t4-S17-MSRheat - Baseline Design - Hourly Results.csv | 0 | 9610.6989 | 0 | 0 | 0 | 528.8088 | 0 | 528.8088 | 0 | SFM | wCZ01 | v2015 | rDXHP | t4 | S17 | MSRheat | Baseline Design | Hourly Results.csv | SFM-wCZ01-v2015-rDXHP-t4 | 10139.5077 | 0 | 0 | 0 | 0
eline Design - Hourly Results. | SFM-wCZ01-v2015-rDXHP-t5-S14-BSLboth.pd2 | SFM-wCZ01-v2015-rDXHP-t5-S14-BSLboth - Baseline Design - Hourly Results.csv | 0 | 11094.4887 | 0 | 0 | 0 | 3610.2526 | 0 | 3610.2526 | 0 | SFM | wCZ01 | v2015 | rDXHP | t5 | S14 | BSLboth | Baseline Design | Hourly Results.csv | SFM-wCZ01-v2015-rDXHP-t5-both | 0 | 0 | 14704.7412 | 14704.7412 | 0
eline Design - Hourly Results. | SFM-wCZ01-v2015-rDXHP-t5-S14-BSLcool.pd2 | SFM-wCZ01-v2015-rDXHP-t5-S14-BSLcool - Baseline Design - Hourly Results.csv | 0 | 11092.7893 | 0 | 0 | 0 | 3610.2526 | 0 | 3610.2526 | 0 | SFM | wCZ01 | v2015 | rDXHP | t5 | S14 | BSLcool | Baseline Design | Hourly Results.csv | SFM-wCZ01-v2015-rDXHP-t5 | 0 | 0 | 0 | 0 | 0
eline Design - Hourly Results. | SFM-wCZ01-v2015-rDXHP-t5-S14-BSLheat.pd2 | SFM-wCZ01-v2015-rDXHP-t5-S14-BSLheat - Baseline Design - Hourly Results.csv | 0 | 11094.4887 | 0 | 0 | 0 | 3610.2526 | 0 | 3610.2526 | 0 | SFM | wCZ01 | v2015 | rDXHP | t5 | S14 | BSLheat | Baseline Design | Hourly Results.csv | SFM-wCZ01-v2015-rDXHP-t5 | 14704.7412 | 0 | 0 | 0 | 0
eline Design - Hourly Results. | SFM-wCZ01-v2015-rDXHP-t5-S15-MSRboth.pd2 | SFM-wCZ01-v2015-rDXHP-t5-S15-MSRboth - Baseline Design - Hourly Results.csv | 0 | 9311.8801 | 0 | 0 | 0 | 3198.8511 | 0 | 3198.8511 | 0 | SFM | wCZ01 | v2015 | rDXHP | t5 | S15 | MSRboth | Baseline Design | Hourly Results.csv | SFM-wCZ01-v2015-rDXHP-t5-both | 0 | 0 | 12510.7312 | 12510.7312 | 0
eline Design - Hourly Results. | SFM-wCZ01-v2015-rDXHP-t5-S15-MSRcool.pd2 | SFM-wCZ01-v2015-rDXHP-t5-S15-MSRcool - Baseline Design - Hourly Results.csv | 0 | 9845.9183 | 0 | 0 | 0 | 3198.8511 | 0 | 3198.8511 | 0 | SFM | wCZ01 | v2015 | rDXHP | t5 | S15 | MSRcool | Baseline Design | Hourly Results.csv | SFM-wCZ01-v2015-rDXHP-t5 | 0 | 0 | 0 | 0 | 0
eline Design - Hourly Results. | SFM-wCZ01-v2015-rDXHP-t5-S15-MSRheat.pd2 | SFM-wCZ01-v2015-rDXHP-t5-S15-MSRheat - Baseline Design - Hourly Results.csv | 0 | 9311.8801 | 0 | 0 | 0 | 3198.8511 | 0 | 3198.8511 | 0 | SFM | wCZ01 | v2015 | rDXHP | t5 | S15 | MSRheat | Baseline Design | Hourly Results.csv | SFM-wCZ01-v2015-rDXHP-t5 | 12510.7312 | 0 | 0 | 0 | 0
eline Design - Hourly Results. | SFM-wCZ01-v2015-rDXHP-t5-S16-MSRboth.pd2 | SFM-wCZ01-v2015-rDXHP-t5-S16-MSRboth - Baseline Design - Hourly Results.csv | 0 | 10787.0038 | 0 | 0 | 0 | 1947.433 | 0 | 1947.433 | 0 | SFM | wCZ01 | v2015 | rDXHP | t5 | S16 | MSRboth | Baseline Design | Hourly Results.csv | SFM-wCZ01-v2015-rDXHP-t5-both | 0 | 0 | 12734.4368 | 12734.4368 | 0
eline Design - Hourly Results. | SFM-wCZ01-v2015-rDXHP-t5-S16-MSRcool.pd2 | SFM-wCZ01-v2015-rDXHP-t5-S16-MSRcool - Baseline Design - Hourly Results.csv | 0 | 11462.7064 | 0 | 0 | 0 | 1947.433 | 0 | 1947.433 | 0 | SFM | wCZ01 | v2015 | rDXHP | t5 | S16 | MSRcool | Baseline Design | Hourly Results.csv | SFM-wCZ01-v2015-rDXHP-t5 | 0 | 0 | 0 | 0 | 0
eline Design - Hourly Results. | SFM-wCZ01-v2015-rDXHP-t5-S16-MSRheat.pd2 | SFM-wCZ01-v2015-rDXHP-t5-S16-MSRheat - Baseline Design - Hourly Results.csv | 0 | 10787.0038 | 0 | 0 | 0 | 1947.433 | 0 | 1947.433 | 0 | SFM | wCZ01 | v2015 | rDXHP | t5 | S16 | MSRheat | Baseline Design | Hourly Results.csv | SFM-wCZ01-v2015-rDXHP-t5 | 12734.4368 | 0 | 0 | 0 | 0
eline Design - Hourly Results. | SFM-wCZ01-v2015-rDXHP-t5-S17-MSRboth.pd2 | SFM-wCZ01-v2015-rDXHP-t5-S17-MSRboth - Baseline Design - Hourly Results.csv | 0 | 10410.5234 | 0 | 0 | 0 | 1947.433 | 0 | 1947.433 | 0 | SFM | wCZ01 | v2015 | rDXHP | t5 | S17 | MSRboth | Baseline Design | Hourly Results.csv | SFM-wCZ01-v2015-rDXHP-t5-both | 0 | 0 | 12357.9564 | 12357.9564 | 0
eline Design - Hourly Results. | SFM-wCZ01-v2015-rDXHP-t5-S17-MSRcool.pd2 | SFM-wCZ01-v2015-rDXHP-t5-S17-MSRcool - Baseline Design - Hourly Results.csv | 0 | 10941.6868 | 0 | 0 | 0 | 1947.433 | 0 | 1947.433 | 0 | SFM | wCZ01 | v2015 | rDXHP | t5 | S17 | MSRcool | Baseline Design | Hourly Results.csv | SFM-wCZ01-v2015-rDXHP-t5 | 0 | 0 | 0 | 0 | 0
eline Design - Hourly Results. | SFM-wCZ01-v2015-rDXHP-t5-S17-MSRheat.pd2 | SFM-wCZ01-v2015-rDXHP-t5-S17-MSRheat - Baseline Design - Hourly Results.csv | 0 | 10410.5234 | 0 | 0 | 0 | 1947.433 | 0 | 1947.433 | 0 | SFM | wCZ01 | v2015 | rDXHP | t5 | S17 | MSRheat | Baseline Design | Hourly Results.csv | SFM-wCZ01-v2015-rDXHP-t5 | 12357.9564 | 0 | 0 | 0 | 0
eline Design - Hourly Results. | SFM-wCZ02-v2015-rDXHP-t1-S14-BSLboth.pd2 | SFM-wCZ02-v2015-rDXHP-t1-S14-BSLboth - Baseline Design - Hourly Results.csv | 2505.8118 | 5986.1622 | 0 | 0 | 0 | 1866.8873 | 0 | 1866.8873 | 0 | SFM | wCZ02 | v2015 | rDXHP | t1 | S14 | BSLboth | Baseline Design | Hourly Results.csv | SFM-wCZ02-v2015-rDXHP-t1-both | 0 | 2505.8118 | 7853.0495 | 10358.8613 | 0
eline Design - Hourly Results. | SFM-wCZ02-v2015-rDXHP-t1-S14-BSLcool.pd2 | SFM-wCZ02-v2015-rDXHP-t1-S14-BSLcool - Baseline Design - Hourly Results.csv | 2505.8118 | 5985.245 | 0 | 0 | 0 | 1866.8873 | 0 | 1866.8873 | 0 | SFM | wCZ02 | v2015 | rDXHP | t1 | S14 | BSLcool | Baseline Design | Hourly Results.csv | SFM-wCZ02-v2015-rDXHP-t1 | 2505.8118 | 0 | 0 | 0 | 0
eline Design - Hourly Results. | SFM-wCZ02-v2015-rDXHP-t1-S14-BSLheat.pd2 | SFM-wCZ02-v2015-rDXHP-t1-S14-BSLheat - Baseline Design - Hourly Results.csv | 2186.5086 | 5986.1622 | 0 | 0 | 0 | 1866.8873 | 0 | 1866.8873 | 0 | SFM | wCZ02 | v2015 | rDXHP | t1 | S14 | BSLheat | Baseline Design | Hourly Results.csv | SFM-wCZ02-v2015-rDXHP-t1 | 7853.0495 | 0 | 0 | 0 | 0
eline Design - Hourly Results. | SFM-wCZ02-v2015-rDXHP-t1-S15-MSRboth.pd2 | SFM-wCZ02-v2015-rDXHP-t1-S15-MSRboth - Baseline Design - Hourly Results.csv | 2109.0152 | 5030.2858 | 0 | 0 | 0 | 1683.9211 | 0 | 1683.9211 | 0 | SFM | wCZ02 | v2015 | rDXHP | t1 | S15 | MSRboth | Baseline Design | Hourly Results.csv | SFM-wCZ02-v2015-rDXHP-t1-both | 0 | 2109.0152 | 6714.2069 | 8823.2221 | 0
eline Design - Hourly Results. | SFM-wCZ02-v2015-rDXHP-t1-S15-MSRcool.pd2 | SFM-wCZ02-v2015-rDXHP-t1-S15-MSRcool - Baseline Design - Hourly Results.csv | 2109.0152 | 5318.7736 | 0 | 0 | 0 | 1683.9211 | 0 | 1683.9211 | 0 | SFM | wCZ02 | v2015 | rDXHP | t1 | S15 | MSRcool | Baseline Design | Hourly Results.csv | SFM-wCZ02-v2015-rDXHP-t1 | 2109.0152 | 0 | 0 | 0 | 0
eline Design - Hourly Results. | SFM-wCZ02-v2015-rDXHP-t1-S15-MSRheat.pd2 | SFM-wCZ02-v2015-rDXHP-t1-S15-MSRheat - Baseline Design - Hourly Results.csv | 1911.285 | 5030.2858 | 0 | 0 | 0 | 1683.9211 | 0 | 1683.9211 | 0 | SFM | wCZ02 | v2015 | rDXHP | t1 | S15 | MSRheat | Baseline Design | Hourly Results.csv | SFM-wCZ02-v2015-rDXHP-t1 | 6714.2069 | 0 | 0 | 0 | 0
eline Design - Hourly Results. | SFM-wCZ02-v2015-rDXHP-t1-S16-MSRboth.pd2 | SFM-wCZ02-v2015-rDXHP-t1-S16-MSRboth - Baseline Design - Hourly Results.csv | 2188.8536 | 5979.9534 | 0 | 0 | 0 | 547.3914 | 0 | 547.3914 | 0 | SFM | wCZ02 | v2015 | rDXHP | t1 | S16 | MSRboth | Baseline Design | Hourly Results.csv | SFM-wCZ02-v2015-rDXHP-t1-both | 0 | 2188.8536 | 6527.3449 | 8716.1985 | 0
eline Design - Hourly Results. | SFM-wCZ02-v2015-rDXHP-t1-S16-MSRcool.pd2 | SFM-wCZ02-v2015-rDXHP-t1-S16-MSRcool - Baseline Design - Hourly Results.csv | 2188.8536 | 6354.5401 | 0 | 0 | 0 | 547.3914 | 0 | 547.3914 | 0 | SFM | wCZ02 | v2015 | rDXHP | t1 | S16 | MSRcool | Baseline Design | Hourly Results.csv | SFM-wCZ02-v2015-rDXHP-t1 | 2188.8536 | 0 | 0 | 0 | 0
eline Design - Hourly Results. | SFM-wCZ02-v2015-rDXHP-t1-S16-MSRheat.pd2 | SFM-wCZ02-v2015-rDXHP-t1-S16-MSRheat - Baseline Design - Hourly Results.csv | 1981.1995 | 5979.9534 | 0 | 0 | 0 | 547.3914 | 0 | 547.3914 | 0 | SFM | wCZ02 | v2015 | rDXHP | t1 | S16 | MSRheat | Baseline Design | Hourly Results.csv | SFM-wCZ02-v2015-rDXHP-t1 | 6527.3449 | 0 | 0 | 0 | 0
eline Design - Hourly Results. | SFM-wCZ02-v2015-rDXHP-t1-S17-MSRboth.pd2 | SFM-wCZ02-v2015-rDXHP-t1-S17-MSRboth - Baseline Design - Hourly Results.csv | 2055.7421 | 5771.2453 | 0 | 0 | 0 | 547.3914 | 0 | 547.3914 | 0 | SFM | wCZ02 | v2015 | rDXHP | t1 | S17 | MSRboth | Baseline Design | Hourly Results.csv | SFM-wCZ02-v2015-rDXHP-t1-both | 0 | 2055.7421 | 6318.6368 | 8374.3788 | 0
eline Design - Hourly Results. | SFM-wCZ02-v2015-rDXHP-t1-S17-MSRcool.pd2 | SFM-wCZ02-v2015-rDXHP-t1-S17-MSRcool - Baseline Design - Hourly Results.csv | 2055.7421 | 6065.7047 | 0 | 0 | 0 | 547.3914 | 0 | 547.3914 | 0 | SFM | wCZ02 | v2015 | rDXHP | t1 | S17 | MSRcool | Baseline Design | Hourly Results.csv | SFM-wCZ02-v2015-rDXHP-t1 | 2055.7421 | 0 | 0 | 0 | 0
eline Design - Hourly Results. | SFM-wCZ02-v2015-rDXHP-t1-S17-MSRheat.pd2 | SFM-wCZ02-v2015-rDXHP-t1-S17-MSRheat - Baseline Design - Hourly Results.csv | 1851.083 | 5771.2453 | 0 | 0 | 0 | 547.3914 | 0 | 547.3914 | 0 | SFM | wCZ02 | v2015 | rDXHP | t1 | S17 | MSRheat | Baseline Design | Hourly Results.csv | SFM-wCZ02-v2015-rDXHP-t1 | 6318.6368 | 0 | 0 | 0 | 0
eline Design - Hourly Results. | SFM-wCZ02-v2015-rDXHP-t2-S14-BSLboth.pd2 | SFM-wCZ02-v2015-rDXHP-t2-S14-BSLboth - Baseline Design - Hourly Results.csv | 1140.1919 | 7166.6095 | 0 | 0 | 0 | 2792.5527 | 0 | 2792.5527 | 0 | SFM | wCZ02 | v2015 | rDXHP | t2 | S14 | BSLboth | Baseline Design | Hourly Results.csv | SFM-wCZ02-v2015-rDXHP-t2-both | 0 | 1140.1919 | 9959.1622 | 11099.3541 | 0
eline Design - Hourly Results. | SFM-wCZ02-v2015-rDXHP-t2-S14-BSLcool.pd2 | SFM-wCZ02-v2015-rDXHP-t2-S14-BSLcool - Baseline Design - Hourly Results.csv | 1140.1919 | 7165.5118 | 0 | 0 | 0 | 2792.5527 | 0 | 2792.5527 | 0 | SFM | wCZ02 | v2015 | rDXHP | t2 | S14 | BSLcool | Baseline Design | Hourly Results.csv | SFM-wCZ02-v2015-rDXHP-t2 | 1140.1919 | 0 | 0 | 0 | 0
eline Design - Hourly Results. | SFM-wCZ02-v2015-rDXHP-t2-S14-BSLheat.pd2 | SFM-wCZ02-v2015-rDXHP-t2-S14-BSLheat - Baseline Design - Hourly Results.csv | 994.9028 | 7166.6095 | 0 | 0 | 0 | 2792.5527 | 0 | 2792.5527 | 0 | SFM | wCZ02 | v2015 | rDXHP | t2 | S14 | BSLheat | Baseline Design | Hourly Results.csv | SFM-wCZ02-v2015-rDXHP-t2 | 9959.1622 | 0 | 0 | 0 | 0
eline Design - Hourly Results. | SFM-wCZ02-v2015-rDXHP-t2-S15-MSRboth.pd2 | SFM-wCZ02-v2015-rDXHP-t2-S15-MSRboth - Baseline Design - Hourly Results.csv | 959.3616 | 6028.7217 | 0 | 0 | 0 | 2492.0051 | 0 | 2492.0051 | 0 | SFM | wCZ02 | v2015 | rDXHP | t2 | S15 | MSRboth | Baseline Design | Hourly Results.csv | SFM-wCZ02-v2015-rDXHP-t2-both | 0 | 959.3616 | 8520.7268 | 9480.0884 | 0
eline Design - Hourly Results. | SFM-wCZ02-v2015-rDXHP-t2-S15-MSRcool.pd2 | SFM-wCZ02-v2015-rDXHP-t2-S15-MSRcool - Baseline Design - Hourly Results.csv | 959.3616 | 6374.4701 | 0 | 0 | 0 | 2492.0051 | 0 | 2492.0051 | 0 | SFM | wCZ02 | v2015 | rDXHP | t2 | S15 | MSRcool | Baseline Design | Hourly Results.csv | SFM-wCZ02-v2015-rDXHP-t2 | 959.3616 | 0 | 0 | 0 | 0
eline Design - Hourly Results. | SFM-wCZ02-v2015-rDXHP-t2-S15-MSRheat.pd2 | SFM-wCZ02-v2015-rDXHP-t2-S15-MSRheat - Baseline Design - Hourly Results.csv | 869.4171 | 6028.7217 | 0 | 0 | 0 | 2492.0051 | 0 | 2492.0051 | 0 | SFM | wCZ02 | v2015 | rDXHP | t2 | S15 | MSRheat | Baseline Design | Hourly Results.csv | SFM-wCZ02-v2015-rDXHP-t2 | 8520.7268 | 0 | 0 | 0 | 0
eline Design - Hourly Results. | SFM-wCZ02-v2015-rDXHP-t2-S16-MSRboth.pd2 | SFM-wCZ02-v2015-rDXHP-t2-S16-MSRboth - Baseline Design - Hourly Results.csv | 995.3171 | 7027.9296 | 0 | 0 | 0 | 1405.1196 | 0 | 1405.1196 | 0 | SFM | wCZ02 | v2015 | rDXHP | t2 | S16 | MSRboth | Baseline Design | Hourly Results.csv | SFM-wCZ02-v2015-rDXHP-t2-both | 0 | 995.3171 | 8433.0492 | 9428.3663 | 0
eline Design - Hourly Results. | SFM-wCZ02-v2015-rDXHP-t2-S16-MSRcool.pd2 | SFM-wCZ02-v2015-rDXHP-t2-S16-MSRcool - Baseline Design - Hourly Results.csv | 995.3171 | 7468.1621 | 0 | 0 | 0 | 1405.1196 | 0 | 1405.1196 | 0 | SFM | wCZ02 | v2015 | rDXHP | t2 | S16 | MSRcool | Baseline Design | Hourly Results.csv | SFM-wCZ02-v2015-rDXHP-t2 | 995.3171 | 0 | 0 | 0 | 0
eline Design - Hourly Results. | SFM-wCZ02-v2015-rDXHP-t2-S16-MSRheat.pd2 | SFM-wCZ02-v2015-rDXHP-t2-S16-MSRheat - Baseline Design - Hourly Results.csv | 900.8925 | 7027.9296 | 0 | 0 | 0 | 1405.1196 | 0 | 1405.1196 | 0 | SFM | wCZ02 | v2015 | rDXHP | t2 | S16 | MSRheat | Baseline Design | Hourly Results.csv | SFM-wCZ02-v2015-rDXHP-t2 | 8433.0492 | 0 | 0 | 0 | 0
eline Design - Hourly Results. | SFM-wCZ02-v2015-rDXHP-t2-S17-MSRboth.pd2 | SFM-wCZ02-v2015-rDXHP-t2-S17-MSRboth - Baseline Design - Hourly Results.csv | 934.7886 | 6782.6458 | 0 | 0 | 0 | 1405.1196 | 0 | 1405.1196 | 0 | SFM | wCZ02 | v2015 | rDXHP | t2 | S17 | MSRboth | Baseline Design | Hourly Results.csv | SFM-wCZ02-v2015-rDXHP-t2-both | 0 | 934.7886 | 8187.7654 | 9122.554 | 0
eline Design - Hourly Results. | SFM-wCZ02-v2015-rDXHP-t2-S17-MSRcool.pd2 | SFM-wCZ02-v2015-rDXHP-t2-S17-MSRcool - Baseline Design - Hourly Results.csv | 934.7886 | 7128.7088 | 0 | 0 | 0 | 1405.1196 | 0 | 1405.1196 | 0 | SFM | wCZ02 | v2015 | rDXHP | t2 | S17 | MSRcool | Baseline Design | Hourly Results.csv | SFM-wCZ02-v2015-rDXHP-t2 | 934.7886 | 0 | 0 | 0 | 0
eline Design - Hourly Results. | SFM-wCZ02-v2015-rDXHP-t2-S17-MSRheat.pd2 | SFM-wCZ02-v2015-rDXHP-t2-S17-MSRheat - Baseline Design - Hourly Results.csv | 841.7258 | 6782.6458 | 0 | 0 | 0 | 1405.1196 | 0 | 1405.1196 | 0 | SFM | wCZ02 | v2015 | rDXHP | t2 | S17 | MSRheat | Baseline Design | Hourly Results.csv | SFM-wCZ02-v2015-rDXHP-t2 | 8187.7654 | 0 | 0 | 0 | 0
eline Design - Hourly Results. | SFM-wCZ02-v2015-rDXHP-t3-S14-BSLboth.pd2 | SFM-wCZ02-v2015-rDXHP-t3-S14-BSLboth - Baseline Design - Hourly Results.csv | 692.2169 | 4848.7652 | 0 | 0 | 0 | 2056.9989 | 0 | 2056.9989 | 0 | SFM | wCZ02 | v2015 | rDXHP | t3 | S14 | BSLboth | Baseline Design | Hourly Results.csv | SFM-wCZ02-v2015-rDXHP-t3-both | 0 | 692.2169 | 6905.764 | 7597.981 | 0
eline Design - Hourly Results. | SFM-wCZ02-v2015-rDXHP-t3-S14-BSLcool.pd2 | SFM-wCZ02-v2015-rDXHP-t3-S14-BSLcool - Baseline Design - Hourly Results.csv | 692.2169 | 4848.0224 | 0 | 0 | 0 | 2056.9989 | 0 | 2056.9989 | 0 | SFM | wCZ02 | v2015 | rDXHP | t3 | S14 | BSLcool | Baseline Design | Hourly Results.csv | SFM-wCZ02-v2015-rDXHP-t3 | 692.2169 | 0 | 0 | 0 | 0
eline Design - Hourly Results. | SFM-wCZ02-v2015-rDXHP-t3-S14-BSLheat.pd2 | SFM-wCZ02-v2015-rDXHP-t3-S14-BSLheat - Baseline Design - Hourly Results.csv | 604.0111 | 4848.7652 | 0 | 0 | 0 | 2056.9989 | 0 | 2056.9989 | 0 | SFM | wCZ02 | v2015 | rDXHP | t3 | S14 | BSLheat | Baseline Design | Hourly Results.csv | SFM-wCZ02-v2015-rDXHP-t3 | 6905.764 | 0 | 0 | 0 | 0
eline Design - Hourly Results. | SFM-wCZ02-v2015-rDXHP-t3-S15-MSRboth.pd2 | SFM-wCZ02-v2015-rDXHP-t3-S15-MSRboth - Baseline Design - Hourly Results.csv | 579.3635 | 4059.4204 | 0 | 0 | 0 | 1873.1146 | 0 | 1873.1146 | 0 | SFM | wCZ02 | v2015 | rDXHP | t3 | S15 | MSRboth | Baseline Design | Hourly Results.csv | SFM-wCZ02-v2015-rDXHP-t3-both | 0 | 579.3635 | 5932.535 | 6511.8985 | 0
eline Design - Hourly Results. | SFM-wCZ02-v2015-rDXHP-t3-S15-MSRcool.pd2 | SFM-wCZ02-v2015-rDXHP-t3-S15-MSRcool - Baseline Design - Hourly Results.csv | 579.3635 | 4292.229 | 0 | 0 | 0 | 1873.1146 | 0 | 1873.1146 | 0 | SFM | wCZ02 | v2015 | rDXHP | t3 | S15 | MSRcool | Baseline Design | Hourly Results.csv | SFM-wCZ02-v2015-rDXHP-t3 | 579.3635 | 0 | 0 | 0 | 0
eline Design - Hourly Results. | SFM-wCZ02-v2015-rDXHP-t3-S15-MSRheat.pd2 | SFM-wCZ02-v2015-rDXHP-t3-S15-MSRheat - Baseline Design - Hourly Results.csv | 525.0454 | 4059.4204 | 0 | 0 | 0 | 1873.1146 | 0 | 1873.1146 | 0 | SFM | wCZ02 | v2015 | rDXHP | t3 | S15 | MSRheat | Baseline Design | Hourly Results.csv | SFM-wCZ02-v2015-rDXHP-t3 | 5932.535 | 0 | 0 | 0 | 0
eline Design - Hourly Results. | SFM-wCZ02-v2015-rDXHP-t3-S16-MSRboth.pd2 | SFM-wCZ02-v2015-rDXHP-t3-S16-MSRboth - Baseline Design - Hourly Results.csv | 597.5942 | 4996.1911 | 0 | 0 | 0 | 507.6975 | 0 | 507.6975 | 0 | SFM | wCZ02 | v2015 | rDXHP | t3 | S16 | MSRboth | Baseline Design | Hourly Results.csv | SFM-wCZ02-v2015-rDXHP-t3-both | 0 | 597.5942 | 5503.8887 | 6101.4829 | 0
eline Design - Hourly Results. | SFM-wCZ02-v2015-rDXHP-t3-S16-MSRcool.pd2 | SFM-wCZ02-v2015-rDXHP-t3-S16-MSRcool - Baseline Design - Hourly Results.csv | 597.5942 | 5309.1545 | 0 | 0 | 0 | 507.6975 | 0 | 507.6975 | 0 | SFM | wCZ02 | v2015 | rDXHP | t3 | S16 | MSRcool | Baseline Design | Hourly Results.csv | SFM-wCZ02-v2015-rDXHP-t3 | 597.5942 | 0 | 0 | 0 | 0
eline Design - Hourly Results. | SFM-wCZ02-v2015-rDXHP-t3-S16-MSRheat.pd2 | SFM-wCZ02-v2015-rDXHP-t3-S16-MSRheat - Baseline Design - Hourly Results.csv | 540.9013 | 4996.1911 | 0 | 0 | 0 | 507.6975 | 0 | 507.6975 | 0 | SFM | wCZ02 | v2015 | rDXHP | t3 | S16 | MSRheat | Baseline Design | Hourly Results.csv | SFM-wCZ02-v2015-rDXHP-t3 | 5503.8887 | 0 | 0 | 0 | 0
eline Design - Hourly Results. | SFM-wCZ02-v2015-rDXHP-t3-S17-MSRboth.pd2 | SFM-wCZ02-v2015-rDXHP-t3-S17-MSRboth - Baseline Design - Hourly Results.csv | 561.2526 | 4821.8177 | 0 | 0 | 0 | 507.6975 | 0 | 507.6975 | 0 | SFM | wCZ02 | v2015 | rDXHP | t3 | S17 | MSRboth | Baseline Design | Hourly Results.csv | SFM-wCZ02-v2015-rDXHP-t3-both | 0 | 561.2526 | 5329.5152 | 5890.7678 | 0
eline Design - Hourly Results. | SFM-wCZ02-v2015-rDXHP-t3-S17-MSRcool.pd2 | SFM-wCZ02-v2015-rDXHP-t3-S17-MSRcool - Baseline Design - Hourly Results.csv | 561.2526 | 5067.8358 | 0 | 0 | 0 | 507.6975 | 0 | 507.6975 | 0 | SFM | wCZ02 | v2015 | rDXHP | t3 | S17 | MSRcool | Baseline Design | Hourly Results.csv | SFM-wCZ02-v2015-rDXHP-t3 | 561.2526 | 0 | 0 | 0 | 0
eline Design - Hourly Results. | SFM-wCZ02-v2015-rDXHP-t3-S17-MSRheat.pd2 | SFM-wCZ02-v2015-rDXHP-t3-S17-MSRheat - Baseline Design - Hourly Results.csv | 505.3772 | 4821.8177 | 0 | 0 | 0 | 507.6975 | 0 | 507.6975 | 0 | SFM | wCZ02 | v2015 | rDXHP | t3 | S17 | MSRheat | Baseline Design | Hourly Results.csv | SFM-wCZ02-v2015-rDXHP-t3 | 5329.5152 | 0 | 0 | 0 | 0
eline Design - Hourly Results. | SFM-wCZ02-v2015-rDXHP-t4-S14-BSLboth.pd2 | SFM-wCZ02-v2015-rDXHP-t4-S14-BSLboth - Baseline Design - Hourly Results.csv | 246.4854 | 4848.7074 | 0 | 0 | 0 | 2056.9952 | 0 | 2056.9952 | 0 | SFM | wCZ02 | v2015 | rDXHP | t4 | S14 | BSLboth | Baseline Design | Hourly Results.csv | SFM-wCZ02-v2015-rDXHP-t4-both | 0 | 246.4854 | 6905.7026 | 7152.188 | 0
eline Design - Hourly Results. | SFM-wCZ02-v2015-rDXHP-t4-S14-BSLcool.pd2 | SFM-wCZ02-v2015-rDXHP-t4-S14-BSLcool - Baseline Design - Hourly Results.csv | 246.4854 | 4847.965 | 0 | 0 | 0 | 2056.9952 | 0 | 2056.9952 | 0 | SFM | wCZ02 | v2015 | rDXHP | t4 | S14 | BSLcool | Baseline Design | Hourly Results.csv | SFM-wCZ02-v2015-rDXHP-t4 | 246.4854 | 0 | 0 | 0 | 0
eline Design - Hourly Results. | SFM-wCZ02-v2015-rDXHP-t4-S14-BSLheat.pd2 | SFM-wCZ02-v2015-rDXHP-t4-S14-BSLheat - Baseline Design - Hourly Results.csv | 215.077 | 4848.7074 | 0 | 0 | 0 | 2056.9952 | 0 | 2056.9952 | 0 | SFM | wCZ02 | v2015 | rDXHP | t4 | S14 | BSLheat | Baseline Design | Hourly Results.csv | SFM-wCZ02-v2015-rDXHP-t4 | 6905.7026 | 0 | 0 | 0 | 0
eline Design - Hourly Results. | SFM-wCZ02-v2015-rDXHP-t4-S15-MSRboth.pd2 | SFM-wCZ02-v2015-rDXHP-t4-S15-MSRboth - Baseline Design - Hourly Results.csv | 206.6097 | 4059.4104 | 0 | 0 | 0 | 1873.1162 | 0 | 1873.1162 | 0 | SFM | wCZ02 | v2015 | rDXHP | t4 | S15 | MSRboth | Baseline Design | Hourly Results.csv | SFM-wCZ02-v2015-rDXHP-t4-both | 0 | 206.6097 | 5932.5266 | 6139.1363 | 0
eline Design - Hourly Results. | SFM-wCZ02-v2015-rDXHP-t4-S15-MSRcool.pd2 | SFM-wCZ02-v2015-rDXHP-t4-S15-MSRcool - Baseline Design - Hourly Results.csv | 206.6097 | 4292.2183 | 0 | 0 | 0 | 1873.1162 | 0 | 1873.1162 | 0 | SFM | wCZ02 | v2015 | rDXHP | t4 | S15 | MSRcool | Baseline Design | Hourly Results.csv | SFM-wCZ02-v2015-rDXHP-t4 | 206.6097 | 0 | 0 | 0 | 0
eline Design - Hourly Results. | SFM-wCZ02-v2015-rDXHP-t4-S15-MSRheat.pd2 | SFM-wCZ02-v2015-rDXHP-t4-S15-MSRheat - Baseline Design - Hourly Results.csv | 187.2391 | 4059.4104 | 0 | 0 | 0 | 1873.1162 | 0 | 1873.1162 | 0 | SFM | wCZ02 | v2015 | rDXHP | t4 | S15 | MSRheat | Baseline Design | Hourly Results.csv | SFM-wCZ02-v2015-rDXHP-t4 | 5932.5266 | 0 | 0 | 0 | 0
eline Design - Hourly Results. | SFM-wCZ02-v2015-rDXHP-t4-S16-MSRboth.pd2 | SFM-wCZ02-v2015-rDXHP-t4-S16-MSRboth - Baseline Design - Hourly Results.csv | 211.3848 | 4996.1825 | 0 | 0 | 0 | 507.6733 | 0 | 507.6733 | 0 | SFM | wCZ02 | v2015 | rDXHP | t4 | S16 | MSRboth | Baseline Design | Hourly Results.csv | SFM-wCZ02-v2015-rDXHP-t4-both | 0 | 211.3848 | 5503.8557 | 5715.2406 | 0
eline Design - Hourly Results. | SFM-wCZ02-v2015-rDXHP-t4-S16-MSRcool.pd2 | SFM-wCZ02-v2015-rDXHP-t4-S16-MSRcool - Baseline Design - Hourly Results.csv | 211.3848 | 5309.1455 | 0 | 0 | 0 | 507.6733 | 0 | 507.6733 | 0 | SFM | wCZ02 | v2015 | rDXHP | t4 | S16 | MSRcool | Baseline Design | Hourly Results.csv | SFM-wCZ02-v2015-rDXHP-t4 | 211.3848 | 0 | 0 | 0 | 0
eline Design - Hourly Results. | SFM-wCZ02-v2015-rDXHP-t4-S16-MSRheat.pd2 | SFM-wCZ02-v2015-rDXHP-t4-S16-MSRheat - Baseline Design - Hourly Results.csv | 191.3309 | 4996.1825 | 0 | 0 | 0 | 507.6733 | 0 | 507.6733 | 0 | SFM | wCZ02 | v2015 | rDXHP | t4 | S16 | MSRheat | Baseline Design | Hourly Results.csv | SFM-wCZ02-v2015-rDXHP-t4 | 5503.8557 | 0 | 0 | 0 | 0
eline Design - Hourly Results. | SFM-wCZ02-v2015-rDXHP-t4-S17-MSRboth.pd2 | SFM-wCZ02-v2015-rDXHP-t4-S17-MSRboth - Baseline Design - Hourly Results.csv | 198.5298 | 4821.8094 | 0 | 0 | 0 | 507.6733 | 0 | 507.6733 | 0 | SFM | wCZ02 | v2015 | rDXHP | t4 | S17 | MSRboth | Baseline Design | Hourly Results.csv | SFM-wCZ02-v2015-rDXHP-t4-both | 0 | 198.5298 | 5329.4827 | 5528.0125 | 0
eline Design - Hourly Results. | SFM-wCZ02-v2015-rDXHP-t4-S17-MSRcool.pd2 | SFM-wCZ02-v2015-rDXHP-t4-S17-MSRcool - Baseline Design - Hourly Results.csv | 198.5298 | 5067.8269 | 0 | 0 | 0 | 507.6733 | 0 | 507.6733 | 0 | SFM | wCZ02 | v2015 | rDXHP | t4 | S17 | MSRcool | Baseline Design | Hourly Results.csv | SFM-wCZ02-v2015-rDXHP-t4 | 198.5298 | 0 | 0 | 0 | 0
eline Design - Hourly Results. | SFM-wCZ02-v2015-rDXHP-t4-S17-MSRheat.pd2 | SFM-wCZ02-v2015-rDXHP-t4-S17-MSRheat - Baseline Design - Hourly Results.csv | 178.7652 | 4821.8094 | 0 | 0 | 0 | 507.6733 | 0 | 507.6733 | 0 | SFM | wCZ02 | v2015 | rDXHP | t4 | S17 | MSRheat | Baseline Design | Hourly Results.csv | SFM-wCZ02-v2015-rDXHP-t4 | 5329.4827 | 0 | 0 | 0 | 0
eline Design - Hourly Results. | SFM-wCZ02-v2015-rDXHP-t5-S14-BSLboth.pd2 | SFM-wCZ02-v2015-rDXHP-t5-S14-BSLboth - Baseline Design - Hourly Results.csv | 303.3542 | 5986.0956 | 0 | 0 | 0 | 1866.8749 | 0 | 1866.8749 | 0 | SFM | wCZ02 | v2015 | rDXHP | t5 | S14 | BSLboth | Baseline Design | Hourly Results.csv | SFM-wCZ02-v2015-rDXHP-t5-both | 0 | 303.3542 | 7852.9705 | 8156.3247 | 0
eline Design - Hourly Results. | SFM-wCZ02-v2015-rDXHP-t5-S14-BSLcool.pd2 | SFM-wCZ02-v2015-rDXHP-t5-S14-BSLcool - Baseline Design - Hourly Results.csv | 303.3542 | 5985.1782 | 0 | 0 | 0 | 1866.8749 | 0 | 1866.8749 | 0 | SFM | wCZ02 | v2015 | rDXHP | t5 | S14 | BSLcool | Baseline Design | Hourly Results.csv | SFM-wCZ02-v2015-rDXHP-t5 | 303.3542 | 0 | 0 | 0 | 0
eline Design - Hourly Results. | SFM-wCZ02-v2015-rDXHP-t5-S14-BSLheat.pd2 | SFM-wCZ02-v2015-rDXHP-t5-S14-BSLheat - Baseline Design - Hourly Results.csv | 264.6992 | 5986.0956 | 0 | 0 | 0 | 1866.8749 | 0 | 1866.8749 | 0 | SFM | wCZ02 | v2015 | rDXHP | t5 | S14 | BSLheat | Baseline Design | Hourly Results.csv | SFM-wCZ02-v2015-rDXHP-t5 | 7852.9705 | 0 | 0 | 0 | 0
eline Design - Hourly Results. | SFM-wCZ02-v2015-rDXHP-t5-S15-MSRboth.pd2 | SFM-wCZ02-v2015-rDXHP-t5-S15-MSRboth - Baseline Design - Hourly Results.csv | 253.3987 | 5030.4083 | 0 | 0 | 0 | 1683.9283 | 0 | 1683.9283 | 0 | SFM | wCZ02 | v2015 | rDXHP | t5 | S15 | MSRboth | Baseline Design | Hourly Results.csv | SFM-wCZ02-v2015-rDXHP-t5-both | 0 | 253.3987 | 6714.3366 | 6967.7353 | 0
eline Design - Hourly Results. | SFM-wCZ02-v2015-rDXHP-t5-S15-MSRcool.pd2 | SFM-wCZ02-v2015-rDXHP-t5-S15-MSRcool - Baseline Design - Hourly Results.csv | 253.3987 | 5318.903 | 0 | 0 | 0 | 1683.9283 | 0 | 1683.9283 | 0 | SFM | wCZ02 | v2015 | rDXHP | t5 | S15 | MSRcool | Baseline Design | Hourly Results.csv | SFM-wCZ02-v2015-rDXHP-t5 | 253.3987 | 0 | 0 | 0 | 0
eline Design - Hourly Results. | SFM-wCZ02-v2015-rDXHP-t5-S15-MSRheat.pd2 | SFM-wCZ02-v2015-rDXHP-t5-S15-MSRheat - Baseline Design - Hourly Results.csv | 229.6413 | 5030.4083 | 0 | 0 | 0 | 1683.9283 | 0 | 1683.9283 | 0 | SFM | wCZ02 | v2015 | rDXHP | t5 | S15 | MSRheat | Baseline Design | Hourly Results.csv | SFM-wCZ02-v2015-rDXHP-t5 | 6714.3366 | 0 | 0 | 0 | 0
eline Design - Hourly Results. | SFM-wCZ02-v2015-rDXHP-t5-S16-MSRboth.pd2 | SFM-wCZ02-v2015-rDXHP-t5-S16-MSRboth - Baseline Design - Hourly Results.csv | 259.65 | 5979.9169 | 0 | 0 | 0 | 547.3908 | 0 | 547.3908 | 0 | SFM | wCZ02 | v2015 | rDXHP | t5 | S16 | MSRboth | Baseline Design | Hourly Results.csv | SFM-wCZ02-v2015-rDXHP-t5-both | 0 | 259.65 | 6527.3077 | 6786.9576 | 0
eline Design - Hourly Results. | SFM-wCZ02-v2015-rDXHP-t5-S16-MSRcool.pd2 | SFM-wCZ02-v2015-rDXHP-t5-S16-MSRcool - Baseline Design - Hourly Results.csv | 259.65 | 6354.5012 | 0 | 0 | 0 | 547.3908 | 0 | 547.3908 | 0 | SFM | wCZ02 | v2015 | rDXHP | t5 | S16 | MSRcool | Baseline Design | Hourly Results.csv | SFM-wCZ02-v2015-rDXHP-t5 | 259.65 | 0 | 0 | 0 | 0
eline Design - Hourly Results. | SFM-wCZ02-v2015-rDXHP-t5-S16-MSRheat.pd2 | SFM-wCZ02-v2015-rDXHP-t5-S16-MSRheat - Baseline Design - Hourly Results.csv | 235.0172 | 5979.9169 | 0 | 0 | 0 | 547.3908 | 0 | 547.3908 | 0 | SFM | wCZ02 | v2015 | rDXHP | t5 | S16 | MSRheat | Baseline Design | Hourly Results.csv | SFM-wCZ02-v2015-rDXHP-t5 | 6527.3077 | 0 | 0 | 0 | 0
eline Design - Hourly Results. | SFM-wCZ02-v2015-rDXHP-t5-S17-MSRboth.pd2 | SFM-wCZ02-v2015-rDXHP-t5-S17-MSRboth - Baseline Design - Hourly Results.csv | 243.8598 | 5771.2101 | 0 | 0 | 0 | 547.3908 | 0 | 547.3908 | 0 | SFM | wCZ02 | v2015 | rDXHP | t5 | S17 | MSRboth | Baseline Design | Hourly Results.csv | SFM-wCZ02-v2015-rDXHP-t5-both | 0 | 243.8598 | 6318.6009 | 6562.4607 | 0
eline Design - Hourly Results. | SFM-wCZ02-v2015-rDXHP-t5-S17-MSRcool.pd2 | SFM-wCZ02-v2015-rDXHP-t5-S17-MSRcool - Baseline Design - Hourly Results.csv | 243.8598 | 6065.6677 | 0 | 0 | 0 | 547.3908 | 0 | 547.3908 | 0 | SFM | wCZ02 | v2015 | rDXHP | t5 | S17 | MSRcool | Baseline Design | Hourly Results.csv | SFM-wCZ02-v2015-rDXHP-t5 | 243.8598 | 0 | 0 | 0 | 0
eline Design - Hourly Results. | SFM-wCZ02-v2015-rDXHP-t5-S17-MSRheat.pd2 | SFM-wCZ02-v2015-rDXHP-t5-S17-MSRheat - Baseline Design - Hourly Results.csv | 219.5823 | 5771.2101 | 0 | 0 | 0 | 547.3908 | 0 | 547.3908 | 0 | SFM | wCZ02 | v2015 | rDXHP | t5 | S17 | MSRheat | Baseline Design | Hourly Results.csv | SFM-wCZ02-v2015-rDXHP-t5 | 6318.6009 | 0 | 0 | 0 | 0
eline Design - Hourly Results. | SFM-wCZ03-v2015-rDXHP-t1-S14-BSLboth.pd2 | SFM-wCZ03-v2015-rDXHP-t1-S14-BSLboth - Baseline Design - Hourly Results.csv | 941.2654 | 285.0947 | 0 | 0 | 0 | 107.6091 | 0 | 107.6091 | 0 | SFM | wCZ03 | v2015 | rDXHP | t1 | S14 | BSLboth | Baseline Design | Hourly Results.csv | SFM-wCZ03-v2015-rDXHP-t1-both | 0 | 941.2654 | 392.7038 | 1333.9693 | 0
eline Design - Hourly Results. | SFM-wCZ03-v2015-rDXHP-t1-S14-BSLcool.pd2 | SFM-wCZ03-v2015-rDXHP-t1-S14-BSLcool - Baseline Design - Hourly Results.csv | 941.2654 | 285.0511 | 0 | 0 | 0 | 107.6091 | 0 | 107.6091 | 0 | SFM | wCZ03 | v2015 | rDXHP | t1 | S14 | BSLcool | Baseline Design | Hourly Results.csv | SFM-wCZ03-v2015-rDXHP-t1 | 941.2654 | 0 | 0 | 0 | 0
eline Design - Hourly Results. | SFM-wCZ03-v2015-rDXHP-t1-S14-BSLheat.pd2 | SFM-wCZ03-v2015-rDXHP-t1-S14-BSLheat - Baseline Design - Hourly Results.csv | 821.3247 | 285.0947 | 0 | 0 | 0 | 107.6091 | 0 | 107.6091 | 0 | SFM | wCZ03 | v2015 | rDXHP | t1 | S14 | BSLheat | Baseline Design | Hourly Results.csv | SFM-wCZ03-v2015-rDXHP-t1 | 392.7038 | 0 | 0 | 0 | 0
eline Design - Hourly Results. | SFM-wCZ03-v2015-rDXHP-t1-S15-MSRboth.pd2 | SFM-wCZ03-v2015-rDXHP-t1-S15-MSRboth - Baseline Design - Hourly Results.csv | 786.4231 | 239.0982 | 0 | 0 | 0 | 99.2716 | 0 | 99.2716 | 0 | SFM | wCZ03 | v2015 | rDXHP | t1 | S15 | MSRboth | Baseline Design | Hourly Results.csv | SFM-wCZ03-v2015-rDXHP-t1-both | 0 | 786.4231 | 338.3699 | 1124.793 | 0
eline Design - Hourly Results. | SFM-wCZ03-v2015-rDXHP-t1-S15-MSRcool.pd2 | SFM-wCZ03-v2015-rDXHP-t1-S15-MSRcool - Baseline Design - Hourly Results.csv | 786.4231 | 252.8106 | 0 | 0 | 0 | 99.2716 | 0 | 99.2716 | 0 | SFM | wCZ03 | v2015 | rDXHP | t1 | S15 | MSRcool | Baseline Design | Hourly Results.csv | SFM-wCZ03-v2015-rDXHP-t1 | 786.4231 | 0 | 0 | 0 | 0
eline Design - Hourly Results. | SFM-wCZ03-v2015-rDXHP-t1-S15-MSRheat.pd2 | SFM-wCZ03-v2015-rDXHP-t1-S15-MSRheat - Baseline Design - Hourly Results.csv | 712.6922 | 239.0982 | 0 | 0 | 0 | 99.2716 | 0 | 99.2716 | 0 | SFM | wCZ03 | v2015 | rDXHP | t1 | S15 | MSRheat | Baseline Design | Hourly Results.csv | SFM-wCZ03-v2015-rDXHP-t1 | 338.3699 | 0 | 0 | 0 | 0
eline Design - Hourly Results. | SFM-wCZ03-v2015-rDXHP-t1-S16-MSRboth.pd2 | SFM-wCZ03-v2015-rDXHP-t1-S16-MSRboth - Baseline Design - Hourly Results.csv | 808.6534 | 297.8185 | 0 | 0 | 0 | 2.0485 | 0 | 2.0485 | 0 | SFM | wCZ03 | v2015 | rDXHP | t1 | S16 | MSRboth | Baseline Design | Hourly Results.csv | SFM-wCZ03-v2015-rDXHP-t1-both | 0 | 808.6534 | 299.867 | 1108.5204 | 0
eline Design - Hourly Results. | SFM-wCZ03-v2015-rDXHP-t1-S16-MSRcool.pd2 | SFM-wCZ03-v2015-rDXHP-t1-S16-MSRcool - Baseline Design - Hourly Results.csv | 808.6534 | 316.474 | 0 | 0 | 0 | 2.0485 | 0 | 2.0485 | 0 | SFM | wCZ03 | v2015 | rDXHP | t1 | S16 | MSRcool | Baseline Design | Hourly Results.csv | SFM-wCZ03-v2015-rDXHP-t1 | 808.6534 | 0 | 0 | 0 | 0
eline Design - Hourly Results. | SFM-wCZ03-v2015-rDXHP-t1-S16-MSRheat.pd2 | SFM-wCZ03-v2015-rDXHP-t1-S16-MSRheat - Baseline Design - Hourly Results.csv | 731.9374 | 297.8185 | 0 | 0 | 0 | 2.0485 | 0 | 2.0485 | 0 | SFM | wCZ03 | v2015 | rDXHP | t1 | S16 | MSRheat | Baseline Design | Hourly Results.csv | SFM-wCZ03-v2015-rDXHP-t1 | 299.867 | 0 | 0 | 0 | 0
eline Design - Hourly Results. | SFM-wCZ03-v2015-rDXHP-t1-S17-MSRboth.pd2 | SFM-wCZ03-v2015-rDXHP-t1-S17-MSRboth - Baseline Design - Hourly Results.csv | 759.4765 | 287.4243 | 0 | 0 | 0 | 2.0485 | 0 | 2.0485 | 0 | SFM | wCZ03 | v2015 | rDXHP | t1 | S17 | MSRboth | Baseline Design | Hourly Results.csv | SFM-wCZ03-v2015-rDXHP-t1-both | 0 | 759.4765 | 289.4728 | 1048.9493 | 0
eline Design - Hourly Results. | SFM-wCZ03-v2015-rDXHP-t1-S17-MSRcool.pd2 | SFM-wCZ03-v2015-rDXHP-t1-S17-MSRcool - Baseline Design - Hourly Results.csv | 759.4765 | 302.0892 | 0 | 0 | 0 | 2.0485 | 0 | 2.0485 | 0 | SFM | wCZ03 | v2015 | rDXHP | t1 | S17 | MSRcool | Baseline Design | Hourly Results.csv | SFM-wCZ03-v2015-rDXHP-t1 | 759.4765 | 0 | 0 | 0 | 0
eline Design - Hourly Results. | SFM-wCZ03-v2015-rDXHP-t1-S17-MSRheat.pd2 | SFM-wCZ03-v2015-rDXHP-t1-S17-MSRheat - Baseline Design - Hourly Results.csv | 683.8669 | 287.4243 | 0 | 0 | 0 | 2.0485 | 0 | 2.0485 | 0 | SFM | wCZ03 | v2015 | rDXHP | t1 | S17 | MSRheat | Baseline Design | Hourly Results.csv | SFM-wCZ03-v2015-rDXHP-t1 | 289.4728 | 0 | 0 | 0 | 0
eline Design - Hourly Results. | SFM-wCZ03-v2015-rDXHP-t2-S14-BSLboth.pd2 | SFM-wCZ03-v2015-rDXHP-t2-S14-BSLboth - Baseline Design - Hourly Results.csv | 337.2482 | 4010.3324 | 0 | 0 | 0 | 527.3849 | 0 | 527.3849 | 0 | SFM | wCZ03 | v2015 | rDXHP | t2 | S14 | BSLboth | Baseline Design | Hourly Results.csv | SFM-wCZ03-v2015-rDXHP-t2-both | 0 | 337.2482 | 4537.7173 | 4874.9655 | 0
eline Design - Hourly Results. | SFM-wCZ03-v2015-rDXHP-t2-S14-BSLcool.pd2 | SFM-wCZ03-v2015-rDXHP-t2-S14-BSLcool - Baseline Design - Hourly Results.csv | 337.2482 | 4009.7182 | 0 | 0 | 0 | 527.3849 | 0 | 527.3849 | 0 | SFM | wCZ03 | v2015 | rDXHP | t2 | S14 | BSLcool | Baseline Design | Hourly Results.csv | SFM-wCZ03-v2015-rDXHP-t2 | 337.2482 | 0 | 0 | 0 | 0
eline Design - Hourly Results. | SFM-wCZ03-v2015-rDXHP-t2-S14-BSLheat.pd2 | SFM-wCZ03-v2015-rDXHP-t2-S14-BSLheat - Baseline Design - Hourly Results.csv | 294.2743 | 4010.3324 | 0 | 0 | 0 | 527.3849 | 0 | 527.3849 | 0 | SFM | wCZ03 | v2015 | rDXHP | t2 | S14 | BSLheat | Baseline Design | Hourly Results.csv | SFM-wCZ03-v2015-rDXHP-t2 | 4537.7173 | 0 | 0 | 0 | 0
eline Design - Hourly Results. | SFM-wCZ03-v2015-rDXHP-t2-S15-MSRboth.pd2 | SFM-wCZ03-v2015-rDXHP-t2-S15-MSRboth - Baseline Design - Hourly Results.csv | 284.3639 | 3363.9373 | 0 | 0 | 0 | 482.4182 | 0 | 482.4182 | 0 | SFM | wCZ03 | v2015 | rDXHP | t2 | S15 | MSRboth | Baseline Design | Hourly Results.csv | SFM-wCZ03-v2015-rDXHP-t2-both | 0 | 284.3639 | 3846.3556 | 4130.7195 | 0
eline Design - Hourly Results. | SFM-wCZ03-v2015-rDXHP-t2-S15-MSRcool.pd2 | SFM-wCZ03-v2015-rDXHP-t2-S15-MSRcool - Baseline Design - Hourly Results.csv | 284.3639 | 3556.8597 | 0 | 0 | 0 | 482.4182 | 0 | 482.4182 | 0 | SFM | wCZ03 | v2015 | rDXHP | t2 | S15 | MSRcool | Baseline Design | Hourly Results.csv | SFM-wCZ03-v2015-rDXHP-t2 | 284.3639 | 0 | 0 | 0 | 0
eline Design - Hourly Results. | SFM-wCZ03-v2015-rDXHP-t2-S15-MSRheat.pd2 | SFM-wCZ03-v2015-rDXHP-t2-S15-MSRheat - Baseline Design - Hourly Results.csv | 257.7034 | 3363.9373 | 0 | 0 | 0 | 482.4182 | 0 | 482.4182 | 0 | SFM | wCZ03 | v2015 | rDXHP | t2 | S15 | MSRheat | Baseline Design | Hourly Results.csv | SFM-wCZ03-v2015-rDXHP-t2 | 3846.3556 | 0 | 0 | 0 | 0
eline Design - Hourly Results. | SFM-wCZ03-v2015-rDXHP-t2-S16-MSRboth.pd2 | SFM-wCZ03-v2015-rDXHP-t2-S16-MSRboth - Baseline Design - Hourly Results.csv | 294.2635 | 3853.5615 | 0 | 0 | 0 | 67.5185 | 0 | 67.5185 | 0 | SFM | wCZ03 | v2015 | rDXHP | t2 | S16 | MSRboth | Baseline Design | Hourly Results.csv | SFM-wCZ03-v2015-rDXHP-t2-both | 0 | 294.2635 | 3921.08 | 4215.3435 | 0
eline Design - Hourly Results. | SFM-wCZ03-v2015-rDXHP-t2-S16-MSRcool.pd2 | SFM-wCZ03-v2015-rDXHP-t2-S16-MSRcool - Baseline Design - Hourly Results.csv | 294.2635 | 4094.9502 | 0 | 0 | 0 | 67.5185 | 0 | 67.5185 | 0 | SFM | wCZ03 | v2015 | rDXHP | t2 | S16 | MSRcool | Baseline Design | Hourly Results.csv | SFM-wCZ03-v2015-rDXHP-t2 | 294.2635 | 0 | 0 | 0 | 0
eline Design - Hourly Results. | SFM-wCZ03-v2015-rDXHP-t2-S16-MSRheat.pd2 | SFM-wCZ03-v2015-rDXHP-t2-S16-MSRheat - Baseline Design - Hourly Results.csv | 266.3471 | 3853.5615 | 0 | 0 | 0 | 67.5185 | 0 | 67.5185 | 0 | SFM | wCZ03 | v2015 | rDXHP | t2 | S16 | MSRheat | Baseline Design | Hourly Results.csv | SFM-wCZ03-v2015-rDXHP-t2 | 3921.08 | 0 | 0 | 0 | 0
eline Design - Hourly Results. | SFM-wCZ03-v2015-rDXHP-t2-S17-MSRboth.pd2 | SFM-wCZ03-v2015-rDXHP-t2-S17-MSRboth - Baseline Design - Hourly Results.csv | 276.3684 | 3719.067 | 0 | 0 | 0 | 67.5185 | 0 | 67.5185 | 0 | SFM | wCZ03 | v2015 | rDXHP | t2 | S17 | MSRboth | Baseline Design | Hourly Results.csv | SFM-wCZ03-v2015-rDXHP-t2-both | 0 | 276.3684 | 3786.5855 | 4062.9539 | 0
eline Design - Hourly Results. | SFM-wCZ03-v2015-rDXHP-t2-S17-MSRcool.pd2 | SFM-wCZ03-v2015-rDXHP-t2-S17-MSRcool - Baseline Design - Hourly Results.csv | 276.3684 | 3908.8206 | 0 | 0 | 0 | 67.5185 | 0 | 67.5185 | 0 | SFM | wCZ03 | v2015 | rDXHP | t2 | S17 | MSRcool | Baseline Design | Hourly Results.csv | SFM-wCZ03-v2015-rDXHP-t2 | 276.3684 | 0 | 0 | 0 | 0
eline Design - Hourly Results. | SFM-wCZ03-v2015-rDXHP-t2-S17-MSRheat.pd2 | SFM-wCZ03-v2015-rDXHP-t2-S17-MSRheat - Baseline Design - Hourly Results.csv | 248.8545 | 3719.067 | 0 | 0 | 0 | 67.5185 | 0 | 67.5185 | 0 | SFM | wCZ03 | v2015 | rDXHP | t2 | S17 | MSRheat | Baseline Design | Hourly Results.csv | SFM-wCZ03-v2015-rDXHP-t2 | 3786.5855 | 0 | 0 | 0 | 0
eline Design - Hourly Results. | SFM-wCZ03-v2015-rDXHP-t3-S14-BSLboth.pd2 | SFM-wCZ03-v2015-rDXHP-t3-S14-BSLboth - Baseline Design - Hourly Results.csv | 281.7333 | 3927.1204 | 0 | 0 | 0 | 223.3885 | 0 | 223.3885 | 0 | SFM | wCZ03 | v2015 | rDXHP | t3 | S14 | BSLboth | Baseline Design | Hourly Results.csv | SFM-wCZ03-v2015-rDXHP-t3-both | 0 | 281.7333 | 4150.5089 | 4432.2422 | 0
eline Design - Hourly Results. | SFM-wCZ03-v2015-rDXHP-t3-S14-BSLcool.pd2 | SFM-wCZ03-v2015-rDXHP-t3-S14-BSLcool - Baseline Design - Hourly Results.csv | 281.7333 | 3926.5189 | 0 | 0 | 0 | 223.3885 | 0 | 223.3885 | 0 | SFM | wCZ03 | v2015 | rDXHP | t3 | S14 | BSLcool | Baseline Design | Hourly Results.csv | SFM-wCZ03-v2015-rDXHP-t3 | 281.7333 | 0 | 0 | 0 | 0
eline Design - Hourly Results. | SFM-wCZ03-v2015-rDXHP-t3-S14-BSLheat.pd2 | SFM-wCZ03-v2015-rDXHP-t3-S14-BSLheat - Baseline Design - Hourly Results.csv | 245.8335 | 3927.1204 | 0 | 0 | 0 | 223.3885 | 0 | 223.3885 | 0 | SFM | wCZ03 | v2015 | rDXHP | t3 | S14 | BSLheat | Baseline Design | Hourly Results.csv | SFM-wCZ03-v2015-rDXHP-t3 | 4150.5089 | 0 | 0 | 0 | 0
eline Design - Hourly Results. | SFM-wCZ03-v2015-rDXHP-t3-S15-MSRboth.pd2 | SFM-wCZ03-v2015-rDXHP-t3-S15-MSRboth - Baseline Design - Hourly Results.csv | 236.6227 | 3307.9963 | 0 | 0 | 0 | 202.4937 | 0 | 202.4937 | 0 | SFM | wCZ03 | v2015 | rDXHP | t3 | S15 | MSRboth | Baseline Design | Hourly Results.csv | SFM-wCZ03-v2015-rDXHP-t3-both | 0 | 236.6227 | 3510.49 | 3747.1127 | 0
eline Design - Hourly Results. | SFM-wCZ03-v2015-rDXHP-t3-S15-MSRcool.pd2 | SFM-wCZ03-v2015-rDXHP-t3-S15-MSRcool - Baseline Design - Hourly Results.csv | 236.6227 | 3497.7104 | 0 | 0 | 0 | 202.4937 | 0 | 202.4937 | 0 | SFM | wCZ03 | v2015 | rDXHP | t3 | S15 | MSRcool | Baseline Design | Hourly Results.csv | SFM-wCZ03-v2015-rDXHP-t3 | 236.6227 | 0 | 0 | 0 | 0
eline Design - Hourly Results. | SFM-wCZ03-v2015-rDXHP-t3-S15-MSRheat.pd2 | SFM-wCZ03-v2015-rDXHP-t3-S15-MSRheat - Baseline Design - Hourly Results.csv | 214.4382 | 3307.9963 | 0 | 0 | 0 | 202.4937 | 0 | 202.4937 | 0 | SFM | wCZ03 | v2015 | rDXHP | t3 | S15 | MSRheat | Baseline Design | Hourly Results.csv | SFM-wCZ03-v2015-rDXHP-t3 | 3510.49 | 0 | 0 | 0 | 0
eline Design - Hourly Results. | SFM-wCZ03-v2015-rDXHP-t3-S16-MSRboth.pd2 | SFM-wCZ03-v2015-rDXHP-t3-S16-MSRboth - Baseline Design - Hourly Results.csv | 244.8749 | 3690.6246 | 0 | 0 | 0 | 18.916 | 0 | 18.916 | 0 | SFM | wCZ03 | v2015 | rDXHP | t3 | S16 | MSRboth | Baseline Design | Hourly Results.csv | SFM-wCZ03-v2015-rDXHP-t3-both | 0 | 244.8749 | 3709.5406 | 3954.4155 | 0
eline Design - Hourly Results. | SFM-wCZ03-v2015-rDXHP-t3-S16-MSRcool.pd2 | SFM-wCZ03-v2015-rDXHP-t3-S16-MSRcool - Baseline Design - Hourly Results.csv | 244.8749 | 3921.8071 | 0 | 0 | 0 | 18.916 | 0 | 18.916 | 0 | SFM | wCZ03 | v2015 | rDXHP | t3 | S16 | MSRcool | Baseline Design | Hourly Results.csv | SFM-wCZ03-v2015-rDXHP-t3 | 244.8749 | 0 | 0 | 0 | 0
eline Design - Hourly Results. | SFM-wCZ03-v2015-rDXHP-t3-S16-MSRheat.pd2 | SFM-wCZ03-v2015-rDXHP-t3-S16-MSRheat - Baseline Design - Hourly Results.csv | 221.6439 | 3690.6246 | 0 | 0 | 0 | 18.916 | 0 | 18.916 | 0 | SFM | wCZ03 | v2015 | rDXHP | t3 | S16 | MSRheat | Baseline Design | Hourly Results.csv | SFM-wCZ03-v2015-rDXHP-t3 | 3709.5406 | 0 | 0 | 0 | 0
eline Design - Hourly Results. | SFM-wCZ03-v2015-rDXHP-t3-S17-MSRboth.pd2 | SFM-wCZ03-v2015-rDXHP-t3-S17-MSRboth - Baseline Design - Hourly Results.csv | 229.9833 | 3561.8172 | 0 | 0 | 0 | 18.916 | 0 | 18.916 | 0 | SFM | wCZ03 | v2015 | rDXHP | t3 | S17 | MSRboth | Baseline Design | Hourly Results.csv | SFM-wCZ03-v2015-rDXHP-t3-both | 0 | 229.9833 | 3580.7332 | 3810.7165 | 0
eline Design - Hourly Results. | SFM-wCZ03-v2015-rDXHP-t3-S17-MSRcool.pd2 | SFM-wCZ03-v2015-rDXHP-t3-S17-MSRcool - Baseline Design - Hourly Results.csv | 229.9833 | 3743.5476 | 0 | 0 | 0 | 18.916 | 0 | 18.916 | 0 | SFM | wCZ03 | v2015 | rDXHP | t3 | S17 | MSRcool | Baseline Design | Hourly Results.csv | SFM-wCZ03-v2015-rDXHP-t3 | 229.9833 | 0 | 0 | 0 | 0
eline Design - Hourly Results. | SFM-wCZ03-v2015-rDXHP-t3-S17-MSRheat.pd2 | SFM-wCZ03-v2015-rDXHP-t3-S17-MSRheat - Baseline Design - Hourly Results.csv | 207.0873 | 3561.8172 | 0 | 0 | 0 | 18.916 | 0 | 18.916 | 0 | SFM | wCZ03 | v2015 | rDXHP | t3 | S17 | MSRheat | Baseline Design | Hourly Results.csv | SFM-wCZ03-v2015-rDXHP-t3 | 3580.7332 | 0 | 0 | 0 | 0
eline Design - Hourly Results. | SFM-wCZ03-v2015-rDXHP-t4-S14-BSLboth.pd2 | SFM-wCZ03-v2015-rDXHP-t4-S14-BSLboth - Baseline Design - Hourly Results.csv | 510.2728 | 4243.8579 | 0 | 0 | 0 | 513.7918 | 0 | 513.7918 | 0 | SFM | wCZ03 | v2015 | rDXHP | t4 | S14 | BSLboth | Baseline Design | Hourly Results.csv | SFM-wCZ03-v2015-rDXHP-t4-both | 0 | 510.2728 | 4757.6497 | 5267.9224 | 0
eline Design - Hourly Results. | SFM-wCZ03-v2015-rDXHP-t4-S14-BSLcool.pd2 | SFM-wCZ03-v2015-rDXHP-t4-S14-BSLcool - Baseline Design - Hourly Results.csv | 510.2728 | 4243.2079 | 0 | 0 | 0 | 513.7918 | 0 | 513.7918 | 0 | SFM | wCZ03 | v2015 | rDXHP | t4 | S14 | BSLcool | Baseline Design | Hourly Results.csv | SFM-wCZ03-v2015-rDXHP-t4 | 510.2728 | 0 | 0 | 0 | 0
eline Design - Hourly Results. | SFM-wCZ03-v2015-rDXHP-t4-S14-BSLheat.pd2 | SFM-wCZ03-v2015-rDXHP-t4-S14-BSLheat - Baseline Design - Hourly Results.csv | 445.2512 | 4243.8579 | 0 | 0 | 0 | 513.7918 | 0 | 513.7918 | 0 | SFM | wCZ03 | v2015 | rDXHP | t4 | S14 | BSLheat | Baseline Design | Hourly Results.csv | SFM-wCZ03-v2015-rDXHP-t4 | 4757.6497 | 0 | 0 | 0 | 0
eline Design - Hourly Results. | SFM-wCZ03-v2015-rDXHP-t4-S15-MSRboth.pd2 | SFM-wCZ03-v2015-rDXHP-t4-S15-MSRboth - Baseline Design - Hourly Results.csv | 430.9872 | 3556 | 0 | 0 | 0 | 470.2696 | 0 | 470.2696 | 0 | SFM | wCZ03 | v2015 | rDXHP | t4 | S15 | MSRboth | Baseline Design | Hourly Results.csv | SFM-wCZ03-v2015-rDXHP-t4-both | 0 | 430.9872 | 4026.2696 | 4457.2568 | 0
eline Design - Hourly Results. | SFM-wCZ03-v2015-rDXHP-t4-S15-MSRcool.pd2 | SFM-wCZ03-v2015-rDXHP-t4-S15-MSRcool - Baseline Design - Hourly Results.csv | 430.9872 | 3759.9371 | 0 | 0 | 0 | 470.2696 | 0 | 470.2696 | 0 | SFM | wCZ03 | v2015 | rDXHP | t4 | S15 | MSRcool | Baseline Design | Hourly Results.csv | SFM-wCZ03-v2015-rDXHP-t4 | 430.9872 | 0 | 0 | 0 | 0
eline Design - Hourly Results. | SFM-wCZ03-v2015-rDXHP-t4-S15-MSRheat.pd2 | SFM-wCZ03-v2015-rDXHP-t4-S15-MSRheat - Baseline Design - Hourly Results.csv | 390.5801 | 3556 | 0 | 0 | 0 | 470.2696 | 0 | 470.2696 | 0 | SFM | wCZ03 | v2015 | rDXHP | t4 | S15 | MSRheat | Baseline Design | Hourly Results.csv | SFM-wCZ03-v2015-rDXHP-t4 | 4026.2696 | 0 | 0 | 0 | 0
eline Design - Hourly Results. | SFM-wCZ03-v2015-rDXHP-t4-S16-MSRboth.pd2 | SFM-wCZ03-v2015-rDXHP-t4-S16-MSRboth - Baseline Design - Hourly Results.csv | 446.2099 | 4067.7025 | 0 | 0 | 0 | 54.1664 | 0 | 54.1664 | 0 | SFM | wCZ03 | v2015 | rDXHP | t4 | S16 | MSRboth | Baseline Design | Hourly Results.csv | SFM-wCZ03-v2015-rDXHP-t4-both | 0 | 446.2099 | 4121.8689 | 4568.0787 | 0
eline Design - Hourly Results. | SFM-wCZ03-v2015-rDXHP-t4-S16-MSRcool.pd2 | SFM-wCZ03-v2015-rDXHP-t4-S16-MSRcool - Baseline Design - Hourly Results.csv | 446.2099 | 4322.505 | 0 | 0 | 0 | 54.1664 | 0 | 54.1664 | 0 | SFM | wCZ03 | v2015 | rDXHP | t4 | S16 | MSRcool | Baseline Design | Hourly Results.csv | SFM-wCZ03-v2015-rDXHP-t4 | 446.2099 | 0 | 0 | 0 | 0
eline Design - Hourly Results. | SFM-wCZ03-v2015-rDXHP-t4-S16-MSRheat.pd2 | SFM-wCZ03-v2015-rDXHP-t4-S16-MSRheat - Baseline Design - Hourly Results.csv | 403.8785 | 4067.7025 | 0 | 0 | 0 | 54.1664 | 0 | 54.1664 | 0 | SFM | wCZ03 | v2015 | rDXHP | t4 | S16 | MSRheat | Baseline Design | Hourly Results.csv | SFM-wCZ03-v2015-rDXHP-t4 | 4121.8689 | 0 | 0 | 0 | 0
eline Design - Hourly Results. | SFM-wCZ03-v2015-rDXHP-t4-S17-MSRboth.pd2 | SFM-wCZ03-v2015-rDXHP-t4-S17-MSRboth - Baseline Design - Hourly Results.csv | 419.0743 | 3925.7344 | 0 | 0 | 0 | 54.1664 | 0 | 54.1664 | 0 | SFM | wCZ03 | v2015 | rDXHP | t4 | S17 | MSRboth | Baseline Design | Hourly Results.csv | SFM-wCZ03-v2015-rDXHP-t4-both | 0 | 419.0743 | 3979.9009 | 4398.9751 | 0
eline Design - Hourly Results. | SFM-wCZ03-v2015-rDXHP-t4-S17-MSRcool.pd2 | SFM-wCZ03-v2015-rDXHP-t4-S17-MSRcool - Baseline Design - Hourly Results.csv | 419.0743 | 4126.0323 | 0 | 0 | 0 | 54.1664 | 0 | 54.1664 | 0 | SFM | wCZ03 | v2015 | rDXHP | t4 | S17 | MSRcool | Baseline Design | Hourly Results.csv | SFM-wCZ03-v2015-rDXHP-t4 | 419.0743 | 0 | 0 | 0 | 0
eline Design - Hourly Results. | SFM-wCZ03-v2015-rDXHP-t4-S17-MSRheat.pd2 | SFM-wCZ03-v2015-rDXHP-t4-S17-MSRheat - Baseline Design - Hourly Results.csv | 377.3534 | 3925.7344 | 0 | 0 | 0 | 54.1664 | 0 | 54.1664 | 0 | SFM | wCZ03 | v2015 | rDXHP | t4 | S17 | MSRheat | Baseline Design | Hourly Results.csv | SFM-wCZ03-v2015-rDXHP-t4 | 3979.9009 | 0 | 0 | 0 | 0
eline Design - Hourly Results. | SFM-wCZ03-v2015-rDXHP-t5-S14-BSLboth.pd2 | SFM-wCZ03-v2015-rDXHP-t5-S14-BSLboth - Baseline Design - Hourly Results.csv | 599.3081 | 2868.3783 | 0 | 0 | 0 | 299.1567 | 0 | 299.1567 | 0 | SFM | wCZ03 | v2015 | rDXHP | t5 | S14 | BSLboth | Baseline Design | Hourly Results.csv | SFM-wCZ03-v2015-rDXHP-t5-both | 0 | 599.3081 | 3167.535 | 3766.8431 | 0
eline Design - Hourly Results. | SFM-wCZ03-v2015-rDXHP-t5-S14-BSLcool.pd2 | SFM-wCZ03-v2015-rDXHP-t5-S14-BSLcool - Baseline Design - Hourly Results.csv | 599.3081 | 2867.9388 | 0 | 0 | 0 | 299.1567 | 0 | 299.1567 | 0 | SFM | wCZ03 | v2015 | rDXHP | t5 | S14 | BSLcool | Baseline Design | Hourly Results.csv | SFM-wCZ03-v2015-rDXHP-t5 | 599.3081 | 0 | 0 | 0 | 0
eline Design - Hourly Results. | SFM-wCZ03-v2015-rDXHP-t5-S14-BSLheat.pd2 | SFM-wCZ03-v2015-rDXHP-t5-S14-BSLheat - Baseline Design - Hourly Results.csv | 522.9412 | 2868.3783 | 0 | 0 | 0 | 299.1567 | 0 | 299.1567 | 0 | SFM | wCZ03 | v2015 | rDXHP | t5 | S14 | BSLheat | Baseline Design | Hourly Results.csv | SFM-wCZ03-v2015-rDXHP-t5 | 3167.535 | 0 | 0 | 0 | 0
eline Design - Hourly Results. | SFM-wCZ03-v2015-rDXHP-t5-S15-MSRboth.pd2 | SFM-wCZ03-v2015-rDXHP-t5-S15-MSRboth - Baseline Design - Hourly Results.csv | 502.5299 | 2410.6737 | 0 | 0 | 0 | 274.3239 | 0 | 274.3239 | 0 | SFM | wCZ03 | v2015 | rDXHP | t5 | S15 | MSRboth | Baseline Design | Hourly Results.csv | SFM-wCZ03-v2015-rDXHP-t5-both | 0 | 502.5299 | 2684.9975 | 3187.5274 | 0
eline Design - Hourly Results. | SFM-wCZ03-v2015-rDXHP-t5-S15-MSRcool.pd2 | SFM-wCZ03-v2015-rDXHP-t5-S15-MSRcool - Baseline Design - Hourly Results.csv | 502.5299 | 2548.9262 | 0 | 0 | 0 | 274.3239 | 0 | 274.3239 | 0 | SFM | wCZ03 | v2015 | rDXHP | t5 | S15 | MSRcool | Baseline Design | Hourly Results.csv | SFM-wCZ03-v2015-rDXHP-t5 | 502.5299 | 0 | 0 | 0 | 0
eline Design - Hourly Results. | SFM-wCZ03-v2015-rDXHP-t5-S15-MSRheat.pd2 | SFM-wCZ03-v2015-rDXHP-t5-S15-MSRheat - Baseline Design - Hourly Results.csv | 455.4152 | 2410.6737 | 0 | 0 | 0 | 274.3239 | 0 | 274.3239 | 0 | SFM | wCZ03 | v2015 | rDXHP | t5 | S15 | MSRheat | Baseline Design | Hourly Results.csv | SFM-wCZ03-v2015-rDXHP-t5 | 2684.9975 | 0 | 0 | 0 | 0
eline Design - Hourly Results. | SFM-wCZ03-v2015-rDXHP-t5-S16-MSRboth.pd2 | SFM-wCZ03-v2015-rDXHP-t5-S16-MSRboth - Baseline Design - Hourly Results.csv | 519.8336 | 2747.0512 | 0 | 0 | 0 | 14.279 | 0 | 14.279 | 0 | SFM | wCZ03 | v2015 | rDXHP | t5 | S16 | MSRboth | Baseline Design | Hourly Results.csv | SFM-wCZ03-v2015-rDXHP-t5-both | 0 | 519.8336 | 2761.3302 | 3281.1638 | 0
eline Design - Hourly Results. | SFM-wCZ03-v2015-rDXHP-t5-S16-MSRcool.pd2 | SFM-wCZ03-v2015-rDXHP-t5-S16-MSRcool - Baseline Design - Hourly Results.csv | 519.8336 | 2919.1277 | 0 | 0 | 0 | 14.279 | 0 | 14.279 | 0 | SFM | wCZ03 | v2015 | rDXHP | t5 | S16 | MSRcool | Baseline Design | Hourly Results.csv | SFM-wCZ03-v2015-rDXHP-t5 | 519.8336 | 0 | 0 | 0 | 0
eline Design - Hourly Results. | SFM-wCZ03-v2015-rDXHP-t5-S16-MSRheat.pd2 | SFM-wCZ03-v2015-rDXHP-t5-S16-MSRheat - Baseline Design - Hourly Results.csv | 470.5175 | 2747.0512 | 0 | 0 | 0 | 14.279 | 0 | 14.279 | 0 | SFM | wCZ03 | v2015 | rDXHP | t5 | S16 | MSRheat | Baseline Design | Hourly Results.csv | SFM-wCZ03-v2015-rDXHP-t5 | 2761.3302 | 0 | 0 | 0 | 0
eline Design - Hourly Results. | SFM-wCZ03-v2015-rDXHP-t5-S17-MSRboth.pd2 | SFM-wCZ03-v2015-rDXHP-t5-S17-MSRboth - Baseline Design - Hourly Results.csv | 488.2207 | 2651.1756 | 0 | 0 | 0 | 14.279 | 0 | 14.279 | 0 | SFM | wCZ03 | v2015 | rDXHP | t5 | S17 | MSRboth | Baseline Design | Hourly Results.csv | SFM-wCZ03-v2015-rDXHP-t5-both | 0 | 488.2207 | 2665.4546 | 3153.6753 | 0
eline Design - Hourly Results. | SFM-wCZ03-v2015-rDXHP-t5-S17-MSRcool.pd2 | SFM-wCZ03-v2015-rDXHP-t5-S17-MSRcool - Baseline Design - Hourly Results.csv | 488.2207 | 2786.4432 | 0 | 0 | 0 | 14.279 | 0 | 14.279 | 0 | SFM | wCZ03 | v2015 | rDXHP | t5 | S17 | MSRcool | Baseline Design | Hourly Results.csv | SFM-wCZ03-v2015-rDXHP-t5 | 488.2207 | 0 | 0 | 0 | 0
eline Design - Hourly Results. | SFM-wCZ03-v2015-rDXHP-t5-S17-MSRheat.pd2 | SFM-wCZ03-v2015-rDXHP-t5-S17-MSRheat - Baseline Design - Hourly Results.csv | 439.616 | 2651.1756 | 0 | 0 | 0 | 14.279 | 0 | 14.279 | 0 | SFM | wCZ03 | v2015 | rDXHP | t5 | S17 | MSRheat | Baseline Design | Hourly Results.csv | SFM-wCZ03-v2015-rDXHP-t5 | 2665.4546 | 0 | 0 | 0 | 0
eline Design - Hourly Results. | SFM-wCZ04-v2015-rDXHP-t1-S14-BSLboth.pd2 | SFM-wCZ04-v2015-rDXHP-t1-S14-BSLboth - Baseline Design - Hourly Results.csv | 3357.6027 | 4175.2005 | 0 | 0 | 0 | 1225.7291 | 0 | 1225.7291 | 0 | SFM | wCZ04 | v2015 | rDXHP | t1 | S14 | BSLboth | Baseline Design | Hourly Results.csv | SFM-wCZ04-v2015-rDXHP-t1-both | 0 | 3357.6027 | 5400.9296 | 8758.5323 | 0
eline Design - Hourly Results. | SFM-wCZ04-v2015-rDXHP-t1-S14-BSLcool.pd2 | SFM-wCZ04-v2015-rDXHP-t1-S14-BSLcool - Baseline Design - Hourly Results.csv | 3357.6027 | 4174.5612 | 0 | 0 | 0 | 1225.7291 | 0 | 1225.7291 | 0 | SFM | wCZ04 | v2015 | rDXHP | t1 | S14 | BSLcool | Baseline Design | Hourly Results.csv | SFM-wCZ04-v2015-rDXHP-t1 | 3357.6027 | 0 | 0 | 0 | 0
eline Design - Hourly Results. | SFM-wCZ04-v2015-rDXHP-t1-S14-BSLheat.pd2 | SFM-wCZ04-v2015-rDXHP-t1-S14-BSLheat - Baseline Design - Hourly Results.csv | 2929.76 | 4175.2005 | 0 | 0 | 0 | 1225.7291 | 0 | 1225.7291 | 0 | SFM | wCZ04 | v2015 | rDXHP | t1 | S14 | BSLheat | Baseline Design | Hourly Results.csv | SFM-wCZ04-v2015-rDXHP-t1 | 5400.9296 | 0 | 0 | 0 | 0
eline Design - Hourly Results. | SFM-wCZ04-v2015-rDXHP-t1-S15-MSRboth.pd2 | SFM-wCZ04-v2015-rDXHP-t1-S15-MSRboth - Baseline Design - Hourly Results.csv | 2817.3505 | 3501.3114 | 0 | 0 | 0 | 1110.136 | 0 | 1110.136 | 0 | SFM | wCZ04 | v2015 | rDXHP | t1 | S15 | MSRboth | Baseline Design | Hourly Results.csv | SFM-wCZ04-v2015-rDXHP-t1-both | 0 | 2817.3505 | 4611.4474 | 7428.798 | 0
eline Design - Hourly Results. | SFM-wCZ04-v2015-rDXHP-t1-S15-MSRcool.pd2 | SFM-wCZ04-v2015-rDXHP-t1-S15-MSRcool - Baseline Design - Hourly Results.csv | 2817.3505 | 3702.1121 | 0 | 0 | 0 | 1110.136 | 0 | 1110.136 | 0 | SFM | wCZ04 | v2015 | rDXHP | t1 | S15 | MSRcool | Baseline Design | Hourly Results.csv | SFM-wCZ04-v2015-rDXHP-t1 | 2817.3505 | 0 | 0 | 0 | 0
eline Design - Hourly Results. | SFM-wCZ04-v2015-rDXHP-t1-S15-MSRheat.pd2 | SFM-wCZ04-v2015-rDXHP-t1-S15-MSRheat - Baseline Design - Hourly Results.csv | 2553.2102 | 3501.3114 | 0 | 0 | 0 | 1110.136 | 0 | 1110.136 | 0 | SFM | wCZ04 | v2015 | rDXHP | t1 | S15 | MSRheat | Baseline Design | Hourly Results.csv | SFM-wCZ04-v2015-rDXHP-t1 | 4611.4474 | 0 | 0 | 0 | 0
eline Design - Hourly Results. | SFM-wCZ04-v2015-rDXHP-t1-S16-MSRboth.pd2 | SFM-wCZ04-v2015-rDXHP-t1-S16-MSRboth - Baseline Design - Hourly Results.csv | 2904.3794 | 4177.4283 | 0 | 0 | 0 | 183.3723 | 0 | 183.3723 | 0 | SFM | wCZ04 | v2015 | rDXHP | t1 | S16 | MSRboth | Baseline Design | Hourly Results.csv | SFM-wCZ04-v2015-rDXHP-t1-both | 0 | 2904.3794 | 4360.8007 | 7265.1801 | 0
eline Design - Hourly Results. | SFM-wCZ04-v2015-rDXHP-t1-S16-MSRcool.pd2 | SFM-wCZ04-v2015-rDXHP-t1-S16-MSRcool - Baseline Design - Hourly Results.csv | 2904.3794 | 4439.1044 | 0 | 0 | 0 | 183.3723 | 0 | 183.3723 | 0 | SFM | wCZ04 | v2015 | rDXHP | t1 | S16 | MSRcool | Baseline Design | Hourly Results.csv | SFM-wCZ04-v2015-rDXHP-t1 | 2904.3794 | 0 | 0 | 0 | 0
eline Design - Hourly Results. | SFM-wCZ04-v2015-rDXHP-t1-S16-MSRheat.pd2 | SFM-wCZ04-v2015-rDXHP-t1-S16-MSRheat - Baseline Design - Hourly Results.csv | 2628.8442 | 4177.4283 | 0 | 0 | 0 | 183.3723 | 0 | 183.3723 | 0 | SFM | wCZ04 | v2015 | rDXHP | t1 | S16 | MSRheat | Baseline Design | Hourly Results.csv | SFM-wCZ04-v2015-rDXHP-t1 | 4360.8007 | 0 | 0 | 0 | 0
eline Design - Hourly Results. | SFM-wCZ04-v2015-rDXHP-t1-S17-MSRboth.pd2 | SFM-wCZ04-v2015-rDXHP-t1-S17-MSRboth - Baseline Design - Hourly Results.csv | 2727.7542 | 4031.6304 | 0 | 0 | 0 | 183.3723 | 0 | 183.3723 | 0 | SFM | wCZ04 | v2015 | rDXHP | t1 | S17 | MSRboth | Baseline Design | Hourly Results.csv | SFM-wCZ04-v2015-rDXHP-t1-both | 0 | 2727.7542 | 4215.0028 | 6942.757 | 0
eline Design - Hourly Results. | SFM-wCZ04-v2015-rDXHP-t1-S17-MSRcool.pd2 | SFM-wCZ04-v2015-rDXHP-t1-S17-MSRcool - Baseline Design - Hourly Results.csv | 2727.7542 | 4237.3315 | 0 | 0 | 0 | 183.3723 | 0 | 183.3723 | 0 | SFM | wCZ04 | v2015 | rDXHP | t1 | S17 | MSRcool | Baseline Design | Hourly Results.csv | SFM-wCZ04-v2015-rDXHP-t1 | 2727.7542 | 0 | 0 | 0 | 0
eline Design - Hourly Results. | SFM-wCZ04-v2015-rDXHP-t1-S17-MSRheat.pd2 | SFM-wCZ04-v2015-rDXHP-t1-S17-MSRheat - Baseline Design - Hourly Results.csv | 2456.1932 | 4031.6304 | 0 | 0 | 0 | 183.3723 | 0 | 183.3723 | 0 | SFM | wCZ04 | v2015 | rDXHP | t1 | S17 | MSRheat | Baseline Design | Hourly Results.csv | SFM-wCZ04-v2015-rDXHP-t1 | 4215.0028 | 0 | 0 | 0 | 0
eline Design - Hourly Results. | SFM-wCZ04-v2015-rDXHP-t2-S14-BSLboth.pd2 | SFM-wCZ04-v2015-rDXHP-t2-S14-BSLboth - Baseline Design - Hourly Results.csv | 1563.8975 | 3282.3958 | 0 | 0 | 0 | 1572.2092 | 0 | 1572.2092 | 0 | SFM | wCZ04 | v2015 | rDXHP | t2 | S14 | BSLboth | Baseline Design | Hourly Results.csv | SFM-wCZ04-v2015-rDXHP-t2-both | 0 | 1563.8975 | 4854.6049 | 6418.5024 | 0
eline Design - Hourly Results. | SFM-wCZ04-v2015-rDXHP-t2-S14-BSLcool.pd2 | SFM-wCZ04-v2015-rDXHP-t2-S14-BSLcool - Baseline Design - Hourly Results.csv | 1563.8975 | 3281.8929 | 0 | 0 | 0 | 1572.2092 | 0 | 1572.2092 | 0 | SFM | wCZ04 | v2015 | rDXHP | t2 | S14 | BSLcool | Baseline Design | Hourly Results.csv | SFM-wCZ04-v2015-rDXHP-t2 | 1563.8975 | 0 | 0 | 0 | 0
eline Design - Hourly Results. | SFM-wCZ04-v2015-rDXHP-t2-S14-BSLheat.pd2 | SFM-wCZ04-v2015-rDXHP-t2-S14-BSLheat - Baseline Design - Hourly Results.csv | 1364.6177 | 3282.3958 | 0 | 0 | 0 | 1572.2092 | 0 | 1572.2092 | 0 | SFM | wCZ04 | v2015 | rDXHP | t2 | S14 | BSLheat | Baseline Design | Hourly Results.csv | SFM-wCZ04-v2015-rDXHP-t2 | 4854.6049 | 0 | 0 | 0 | 0
eline Design - Hourly Results. | SFM-wCZ04-v2015-rDXHP-t2-S15-MSRboth.pd2 | SFM-wCZ04-v2015-rDXHP-t2-S15-MSRboth - Baseline Design - Hourly Results.csv | 1310.1804 | 2744.8838 | 0 | 0 | 0 | 1427.5282 | 0 | 1427.5282 | 0 | SFM | wCZ04 | v2015 | rDXHP | t2 | S15 | MSRboth | Baseline Design | Hourly Results.csv | SFM-wCZ04-v2015-rDXHP-t2-both | 0 | 1310.1804 | 4172.412 | 5482.5924 | 0
eline Design - Hourly Results. | SFM-wCZ04-v2015-rDXHP-t2-S15-MSRcool.pd2 | SFM-wCZ04-v2015-rDXHP-t2-S15-MSRcool - Baseline Design - Hourly Results.csv | 1310.1804 | 2902.3035 | 0 | 0 | 0 | 1427.5282 | 0 | 1427.5282 | 0 | SFM | wCZ04 | v2015 | rDXHP | t2 | S15 | MSRcool | Baseline Design | Hourly Results.csv | SFM-wCZ04-v2015-rDXHP-t2 | 1310.1804 | 0 | 0 | 0 | 0
eline Design - Hourly Results. | SFM-wCZ04-v2015-rDXHP-t2-S15-MSRheat.pd2 | SFM-wCZ04-v2015-rDXHP-t2-S15-MSRheat - Baseline Design - Hourly Results.csv | 1187.3448 | 2744.8838 | 0 | 0 | 0 | 1427.5282 | 0 | 1427.5282 | 0 | SFM | wCZ04 | v2015 | rDXHP | t2 | S15 | MSRheat | Baseline Design | Hourly Results.csv | SFM-wCZ04-v2015-rDXHP-t2 | 4172.412 | 0 | 0 | 0 | 0
eline Design - Hourly Results. | SFM-wCZ04-v2015-rDXHP-t2-S16-MSRboth.pd2 | SFM-wCZ04-v2015-rDXHP-t2-S16-MSRboth - Baseline Design - Hourly Results.csv | 1355.7793 | 3413.3434 | 0 | 0 | 0 | 297.5713 | 0 | 297.5713 | 0 | SFM | wCZ04 | v2015 | rDXHP | t2 | S16 | MSRboth | Baseline Design | Hourly Results.csv | SFM-wCZ04-v2015-rDXHP-t2-both | 0 | 1355.7793 | 3710.9146 | 5066.694 | 0
eline Design - Hourly Results. | SFM-wCZ04-v2015-rDXHP-t2-S16-MSRcool.pd2 | SFM-wCZ04-v2015-rDXHP-t2-S16-MSRcool - Baseline Design - Hourly Results.csv | 1355.7793 | 3627.1567 | 0 | 0 | 0 | 297.5713 | 0 | 297.5713 | 0 | SFM | wCZ04 | v2015 | rDXHP | t2 | S16 | MSRcool | Baseline Design | Hourly Results.csv | SFM-wCZ04-v2015-rDXHP-t2 | 1355.7793 | 0 | 0 | 0 | 0
eline Design - Hourly Results. | SFM-wCZ04-v2015-rDXHP-t2-S16-MSRheat.pd2 | SFM-wCZ04-v2015-rDXHP-t2-S16-MSRheat - Baseline Design - Hourly Results.csv | 1227.1581 | 3413.3434 | 0 | 0 | 0 | 297.5713 | 0 | 297.5713 | 0 | SFM | wCZ04 | v2015 | rDXHP | t2 | S16 | MSRheat | Baseline Design | Hourly Results.csv | SFM-wCZ04-v2015-rDXHP-t2 | 3710.9146 | 0 | 0 | 0 | 0
eline Design - Hourly Results. | SFM-wCZ04-v2015-rDXHP-t2-S17-MSRboth.pd2 | SFM-wCZ04-v2015-rDXHP-t2-S17-MSRboth - Baseline Design - Hourly Results.csv | 1273.3298 | 3294.2133 | 0 | 0 | 0 | 297.5713 | 0 | 297.5713 | 0 | SFM | wCZ04 | v2015 | rDXHP | t2 | S17 | MSRboth | Baseline Design | Hourly Results.csv | SFM-wCZ04-v2015-rDXHP-t2-both | 0 | 1273.3298 | 3591.7845 | 4865.1143 | 0
eline Design - Hourly Results. | SFM-wCZ04-v2015-rDXHP-t2-S17-MSRcool.pd2 | SFM-wCZ04-v2015-rDXHP-t2-S17-MSRcool - Baseline Design - Hourly Results.csv | 1273.3298 | 3462.29 | 0 | 0 | 0 | 297.5713 | 0 | 297.5713 | 0 | SFM | wCZ04 | v2015 | rDXHP | t2 | S17 | MSRcool | Baseline Design | Hourly Results.csv | SFM-wCZ04-v2015-rDXHP-t2 | 1273.3298 | 0 | 0 | 0 | 0
eline Design - Hourly Results. | SFM-wCZ04-v2015-rDXHP-t2-S17-MSRheat.pd2 | SFM-wCZ04-v2015-rDXHP-t2-S17-MSRheat - Baseline Design - Hourly Results.csv | 1146.5637 | 3294.2133 | 0 | 0 | 0 | 297.5713 | 0 | 297.5713 | 0 | SFM | wCZ04 | v2015 | rDXHP | t2 | S17 | MSRheat | Baseline Design | Hourly Results.csv | SFM-wCZ04-v2015-rDXHP-t2 | 3591.7845 | 0 | 0 | 0 | 0
eline Design - Hourly Results. | SFM-wCZ04-v2015-rDXHP-t3-S14-BSLboth.pd2 | SFM-wCZ04-v2015-rDXHP-t3-S14-BSLboth - Baseline Design - Hourly Results.csv | 957.7383 | 5404.9077 | 0 | 0 | 0 | 2268.4702 | 0 | 2268.4702 | 0 | SFM | wCZ04 | v2015 | rDXHP | t3 | S14 | BSLboth | Baseline Design | Hourly Results.csv | SFM-wCZ04-v2015-rDXHP-t3-both | 0 | 957.7383 | 7673.3779 | 8631.1161 | 0
eline Design - Hourly Results. | SFM-wCZ04-v2015-rDXHP-t3-S14-BSLcool.pd2 | SFM-wCZ04-v2015-rDXHP-t3-S14-BSLcool - Baseline Design - Hourly Results.csv | 957.7383 | 5404.0803 | 0 | 0 | 0 | 2268.4702 | 0 | 2268.4702 | 0 | SFM | wCZ04 | v2015 | rDXHP | t3 | S14 | BSLcool | Baseline Design | Hourly Results.csv | SFM-wCZ04-v2015-rDXHP-t3 | 957.7383 | 0 | 0 | 0 | 0
eline Design - Hourly Results. | SFM-wCZ04-v2015-rDXHP-t3-S14-BSLheat.pd2 | SFM-wCZ04-v2015-rDXHP-t3-S14-BSLheat - Baseline Design - Hourly Results.csv | 835.6984 | 5404.9077 | 0 | 0 | 0 | 2268.4702 | 0 | 2268.4702 | 0 | SFM | wCZ04 | v2015 | rDXHP | t3 | S14 | BSLheat | Baseline Design | Hourly Results.csv | SFM-wCZ04-v2015-rDXHP-t3 | 7673.3779 | 0 | 0 | 0 | 0
eline Design - Hourly Results. | SFM-wCZ04-v2015-rDXHP-t3-S15-MSRboth.pd2 | SFM-wCZ04-v2015-rDXHP-t3-S15-MSRboth - Baseline Design - Hourly Results.csv | 794.7741 | 4534.1519 | 0 | 0 | 0 | 2035.6026 | 0 | 2035.6026 | 0 | SFM | wCZ04 | v2015 | rDXHP | t3 | S15 | MSRboth | Baseline Design | Hourly Results.csv | SFM-wCZ04-v2015-rDXHP-t3-both | 0 | 794.7741 | 6569.7545 | 7364.5286 | 0
eline Design - Hourly Results. | SFM-wCZ04-v2015-rDXHP-t3-S15-MSRcool.pd2 | SFM-wCZ04-v2015-rDXHP-t3-S15-MSRcool - Baseline Design - Hourly Results.csv | 794.7741 | 4794.1863 | 0 | 0 | 0 | 2035.6026 | 0 | 2035.6026 | 0 | SFM | wCZ04 | v2015 | rDXHP | t3 | S15 | MSRcool | Baseline Design | Hourly Results.csv | SFM-wCZ04-v2015-rDXHP-t3 | 794.7741 | 0 | 0 | 0 | 0
eline Design - Hourly Results. | SFM-wCZ04-v2015-rDXHP-t3-S15-MSRheat.pd2 | SFM-wCZ04-v2015-rDXHP-t3-S15-MSRheat - Baseline Design - Hourly Results.csv | 720.2602 | 4534.1519 | 0 | 0 | 0 | 2035.6026 | 0 | 2035.6026 | 0 | SFM | wCZ04 | v2015 | rDXHP | t3 | S15 | MSRheat | Baseline Design | Hourly Results.csv | SFM-wCZ04-v2015-rDXHP-t3 | 6569.7545 | 0 | 0 | 0 | 0
eline Design - Hourly Results. | SFM-wCZ04-v2015-rDXHP-t3-S16-MSRboth.pd2 | SFM-wCZ04-v2015-rDXHP-t3-S16-MSRboth - Baseline Design - Hourly Results.csv | 819.0308 | 5391.0841 | 0 | 0 | 0 | 793.8138 | 0 | 793.8138 | 0 | SFM | wCZ04 | v2015 | rDXHP | t3 | S16 | MSRboth | Baseline Design | Hourly Results.csv | SFM-wCZ04-v2015-rDXHP-t3-both | 0 | 819.0308 | 6184.898 | 7003.9288 | 0
eline Design - Hourly Results. | SFM-wCZ04-v2015-rDXHP-t3-S16-MSRcool.pd2 | SFM-wCZ04-v2015-rDXHP-t3-S16-MSRcool - Baseline Design - Hourly Results.csv | 819.0308 | 5728.784 | 0 | 0 | 0 | 793.8138 | 0 | 793.8138 | 0 | SFM | wCZ04 | v2015 | rDXHP | t3 | S16 | MSRcool | Baseline Design | Hourly Results.csv | SFM-wCZ04-v2015-rDXHP-t3 | 819.0308 | 0 | 0 | 0 | 0
eline Design - Hourly Results. | SFM-wCZ04-v2015-rDXHP-t3-S16-MSRheat.pd2 | SFM-wCZ04-v2015-rDXHP-t3-S16-MSRheat - Baseline Design - Hourly Results.csv | 741.3302 | 5391.0841 | 0 | 0 | 0 | 793.8138 | 0 | 793.8138 | 0 | SFM | wCZ04 | v2015 | rDXHP | t3 | S16 | MSRheat | Baseline Design | Hourly Results.csv | SFM-wCZ04-v2015-rDXHP-t3 | 6184.898 | 0 | 0 | 0 | 0
eline Design - Hourly Results. | SFM-wCZ04-v2015-rDXHP-t3-S17-MSRboth.pd2 | SFM-wCZ04-v2015-rDXHP-t3-S17-MSRboth - Baseline Design - Hourly Results.csv | 769.2228 | 5202.9283 | 0 | 0 | 0 | 793.8138 | 0 | 793.8138 | 0 | SFM | wCZ04 | v2015 | rDXHP | t3 | S17 | MSRboth | Baseline Design | Hourly Results.csv | SFM-wCZ04-v2015-rDXHP-t3-both | 0 | 769.2228 | 5996.7421 | 6765.9649 | 0
eline Design - Hourly Results. | SFM-wCZ04-v2015-rDXHP-t3-S17-MSRcool.pd2 | SFM-wCZ04-v2015-rDXHP-t3-S17-MSRcool - Baseline Design - Hourly Results.csv | 769.2228 | 5468.3911 | 0 | 0 | 0 | 793.8138 | 0 | 793.8138 | 0 | SFM | wCZ04 | v2015 | rDXHP | t3 | S17 | MSRcool | Baseline Design | Hourly Results.csv | SFM-wCZ04-v2015-rDXHP-t3 | 769.2228 | 0 | 0 | 0 | 0
eline Design - Hourly Results. | SFM-wCZ04-v2015-rDXHP-t3-S17-MSRheat.pd2 | SFM-wCZ04-v2015-rDXHP-t3-S17-MSRheat - Baseline Design - Hourly Results.csv | 692.6429 | 5202.9283 | 0 | 0 | 0 | 793.8138 | 0 | 793.8138 | 0 | SFM | wCZ04 | v2015 | rDXHP | t3 | S17 | MSRheat | Baseline Design | Hourly Results.csv | SFM-wCZ04-v2015-rDXHP-t3 | 5996.7421 | 0 | 0 | 0 | 0
eline Design - Hourly Results. | SFM-wCZ04-v2015-rDXHP-t4-S14-BSLboth.pd2 | SFM-wCZ04-v2015-rDXHP-t4-S14-BSLboth - Baseline Design - Hourly Results.csv | 374.7865 | 5689.4354 | 0 | 0 | 0 | 2174.4991 | 0 | 2174.4991 | 0 | SFM | wCZ04 | v2015 | rDXHP | t4 | S14 | BSLboth | Baseline Design | Hourly Results.csv | SFM-wCZ04-v2015-rDXHP-t4-both | 0 | 374.7865 | 7863.9345 | 8238.721 | 0
eline Design - Hourly Results. | SFM-wCZ04-v2015-rDXHP-t4-S14-BSLcool.pd2 | SFM-wCZ04-v2015-rDXHP-t4-S14-BSLcool - Baseline Design - Hourly Results.csv | 374.7865 | 5688.5639 | 0 | 0 | 0 | 2174.4991 | 0 | 2174.4991 | 0 | SFM | wCZ04 | v2015 | rDXHP | t4 | S14 | BSLcool | Baseline Design | Hourly Results.csv | SFM-wCZ04-v2015-rDXHP-t4 | 374.7865 | 0 | 0 | 0 | 0
eline Design - Hourly Results. | SFM-wCZ04-v2015-rDXHP-t4-S14-BSLheat.pd2 | SFM-wCZ04-v2015-rDXHP-t4-S14-BSLheat - Baseline Design - Hourly Results.csv | 327.0293 | 5689.4354 | 0 | 0 | 0 | 2174.4991 | 0 | 2174.4991 | 0 | SFM | wCZ04 | v2015 | rDXHP | t4 | S14 | BSLheat | Baseline Design | Hourly Results.csv | SFM-wCZ04-v2015-rDXHP-t4 | 7863.9345 | 0 | 0 | 0 | 0
eline Design - Hourly Results. | SFM-wCZ04-v2015-rDXHP-t4-S15-MSRboth.pd2 | SFM-wCZ04-v2015-rDXHP-t4-S15-MSRboth - Baseline Design - Hourly Results.csv | 312.9439 | 4765.6638 | 0 | 0 | 0 | 1954.3912 | 0 | 1954.3912 | 0 | SFM | wCZ04 | v2015 | rDXHP | t4 | S15 | MSRboth | Baseline Design | Hourly Results.csv | SFM-wCZ04-v2015-rDXHP-t4-both | 0 | 312.9439 | 6720.0549 | 7032.9988 | 0
eline Design - Hourly Results. | SFM-wCZ04-v2015-rDXHP-t4-S15-MSRcool.pd2 | SFM-wCZ04-v2015-rDXHP-t4-S15-MSRcool - Baseline Design - Hourly Results.csv | 312.9439 | 5038.9756 | 0 | 0 | 0 | 1954.3912 | 0 | 1954.3912 | 0 | SFM | wCZ04 | v2015 | rDXHP | t4 | S15 | MSRcool | Baseline Design | Hourly Results.csv | SFM-wCZ04-v2015-rDXHP-t4 | 312.9439 | 0 | 0 | 0 | 0
eline Design - Hourly Results. | SFM-wCZ04-v2015-rDXHP-t4-S15-MSRheat.pd2 | SFM-wCZ04-v2015-rDXHP-t4-S15-MSRheat - Baseline Design - Hourly Results.csv | 283.6039 | 4765.6638 | 0 | 0 | 0 | 1954.3912 | 0 | 1954.3912 | 0 | SFM | wCZ04 | v2015 | rDXHP | t4 | S15 | MSRheat | Baseline Design | Hourly Results.csv | SFM-wCZ04-v2015-rDXHP-t4 | 6720.0549 | 0 | 0 | 0 | 0
eline Design - Hourly Results. | SFM-wCZ04-v2015-rDXHP-t4-S16-MSRboth.pd2 | SFM-wCZ04-v2015-rDXHP-t4-S16-MSRboth - Baseline Design - Hourly Results.csv | 319.1917 | 5665.0373 | 0 | 0 | 0 | 684.4639 | 0 | 684.4639 | 0 | SFM | wCZ04 | v2015 | rDXHP | t4 | S16 | MSRboth | Baseline Design | Hourly Results.csv | SFM-wCZ04-v2015-rDXHP-t4-both | 0 | 319.1917 | 6349.5012 | 6668.6928 | 0
eline Design - Hourly Results. | SFM-wCZ04-v2015-rDXHP-t4-S16-MSRcool.pd2 | SFM-wCZ04-v2015-rDXHP-t4-S16-MSRcool - Baseline Design - Hourly Results.csv | 319.1917 | 6019.8979 | 0 | 0 | 0 | 684.4639 | 0 | 684.4639 | 0 | SFM | wCZ04 | v2015 | rDXHP | t4 | S16 | MSRcool | Baseline Design | Hourly Results.csv | SFM-wCZ04-v2015-rDXHP-t4 | 319.1917 | 0 | 0 | 0 | 0
eline Design - Hourly Results. | SFM-wCZ04-v2015-rDXHP-t4-S16-MSRheat.pd2 | SFM-wCZ04-v2015-rDXHP-t4-S16-MSRheat - Baseline Design - Hourly Results.csv | 288.9103 | 5665.0373 | 0 | 0 | 0 | 684.4639 | 0 | 684.4639 | 0 | SFM | wCZ04 | v2015 | rDXHP | t4 | S16 | MSRheat | Baseline Design | Hourly Results.csv | SFM-wCZ04-v2015-rDXHP-t4 | 6349.5012 | 0 | 0 | 0 | 0
eline Design - Hourly Results. | SFM-wCZ04-v2015-rDXHP-t4-S17-MSRboth.pd2 | SFM-wCZ04-v2015-rDXHP-t4-S17-MSRboth - Baseline Design - Hourly Results.csv | 299.7805 | 5467.3203 | 0 | 0 | 0 | 684.4639 | 0 | 684.4639 | 0 | SFM | wCZ04 | v2015 | rDXHP | t4 | S17 | MSRboth | Baseline Design | Hourly Results.csv | SFM-wCZ04-v2015-rDXHP-t4-both | 0 | 299.7805 | 6151.7842 | 6451.5647 | 0
eline Design - Hourly Results. | SFM-wCZ04-v2015-rDXHP-t4-S17-MSRcool.pd2 | SFM-wCZ04-v2015-rDXHP-t4-S17-MSRcool - Baseline Design - Hourly Results.csv | 299.7805 | 5746.2726 | 0 | 0 | 0 | 684.4639 | 0 | 684.4639 | 0 | SFM | wCZ04 | v2015 | rDXHP | t4 | S17 | MSRcool | Baseline Design | Hourly Results.csv | SFM-wCZ04-v2015-rDXHP-t4 | 299.7805 | 0 | 0 | 0 | 0
eline Design - Hourly Results. | SFM-wCZ04-v2015-rDXHP-t4-S17-MSRheat.pd2 | SFM-wCZ04-v2015-rDXHP-t4-S17-MSRheat - Baseline Design - Hourly Results.csv | 269.9359 | 5467.3203 | 0 | 0 | 0 | 684.4639 | 0 | 684.4639 | 0 | SFM | wCZ04 | v2015 | rDXHP | t4 | S17 | MSRheat | Baseline Design | Hourly Results.csv | SFM-wCZ04-v2015-rDXHP-t4 | 6151.7842 | 0 | 0 | 0 | 0
eline Design - Hourly Results. | SFM-wCZ04-v2015-rDXHP-t5-S14-BSLboth.pd2 | SFM-wCZ04-v2015-rDXHP-t5-S14-BSLboth - Baseline Design - Hourly Results.csv | 456.2301 | 752.5871 | 0 | 0 | 0 | 582.9011 | 0 | 582.9011 | 0 | SFM | wCZ04 | v2015 | rDXHP | t5 | S14 | BSLboth | Baseline Design | Hourly Results.csv | SFM-wCZ04-v2015-rDXHP-t5-both | 0 | 456.2301 | 1335.4882 | 1791.7183 | 0
eline Design - Hourly Results. | SFM-wCZ04-v2015-rDXHP-t5-S14-BSLcool.pd2 | SFM-wCZ04-v2015-rDXHP-t5-S14-BSLcool - Baseline Design - Hourly Results.csv | 456.2301 | 752.4719 | 0 | 0 | 0 | 582.9011 | 0 | 582.9011 | 0 | SFM | wCZ04 | v2015 | rDXHP | t5 | S14 | BSLcool | Baseline Design | Hourly Results.csv | SFM-wCZ04-v2015-rDXHP-t5 | 456.2301 | 0 | 0 | 0 | 0
eline Design - Hourly Results. | SFM-wCZ04-v2015-rDXHP-t5-S14-BSLheat.pd2 | SFM-wCZ04-v2015-rDXHP-t5-S14-BSLheat - Baseline Design - Hourly Results.csv | 398.0949 | 752.5871 | 0 | 0 | 0 | 582.9011 | 0 | 582.9011 | 0 | SFM | wCZ04 | v2015 | rDXHP | t5 | S14 | BSLheat | Baseline Design | Hourly Results.csv | SFM-wCZ04-v2015-rDXHP-t5 | 1335.4882 | 0 | 0 | 0 | 0
eline Design - Hourly Results. | SFM-wCZ04-v2015-rDXHP-t5-S15-MSRboth.pd2 | SFM-wCZ04-v2015-rDXHP-t5-S15-MSRboth - Baseline Design - Hourly Results.csv | 379.066 | 626.1962 | 0 | 0 | 0 | 534.1206 | 0 | 534.1206 | 0 | SFM | wCZ04 | v2015 | rDXHP | t5 | S15 | MSRboth | Baseline Design | Hourly Results.csv | SFM-wCZ04-v2015-rDXHP-t5-both | 0 | 379.066 | 1160.3168 | 1539.3827 | 0
eline Design - Hourly Results. | SFM-wCZ04-v2015-rDXHP-t5-S15-MSRcool.pd2 | SFM-wCZ04-v2015-rDXHP-t5-S15-MSRcool - Baseline Design - Hourly Results.csv | 379.066 | 662.1087 | 0 | 0 | 0 | 534.1206 | 0 | 534.1206 | 0 | SFM | wCZ04 | v2015 | rDXHP | t5 | S15 | MSRcool | Baseline Design | Hourly Results.csv | SFM-wCZ04-v2015-rDXHP-t5 | 379.066 | 0 | 0 | 0 | 0
eline Design - Hourly Results. | SFM-wCZ04-v2015-rDXHP-t5-S15-MSRheat.pd2 | SFM-wCZ04-v2015-rDXHP-t5-S15-MSRheat - Baseline Design - Hourly Results.csv | 343.5267 | 626.1962 | 0 | 0 | 0 | 534.1206 | 0 | 534.1206 | 0 | SFM | wCZ04 | v2015 | rDXHP | t5 | S15 | MSRheat | Baseline Design | Hourly Results.csv | SFM-wCZ04-v2015-rDXHP-t5 | 1160.3168 | 0 | 0 | 0 | 0
eline Design - Hourly Results. | SFM-wCZ04-v2015-rDXHP-t5-S16-MSRboth.pd2 | SFM-wCZ04-v2015-rDXHP-t5-S16-MSRboth - Baseline Design - Hourly Results.csv | 386.8135 | 868.1284 | 0 | 0 | 0 | 34.8859 | 0 | 34.8859 | 0 | SFM | wCZ04 | v2015 | rDXHP | t5 | S16 | MSRboth | Baseline Design | Hourly Results.csv | SFM-wCZ04-v2015-rDXHP-t5-both | 0 | 386.8135 | 903.0143 | 1289.8278 | 0
eline Design - Hourly Results. | SFM-wCZ04-v2015-rDXHP-t5-S16-MSRcool.pd2 | SFM-wCZ04-v2015-rDXHP-t5-S16-MSRcool - Baseline Design - Hourly Results.csv | 386.8135 | 922.5083 | 0 | 0 | 0 | 34.8859 | 0 | 34.8859 | 0 | SFM | wCZ04 | v2015 | rDXHP | t5 | S16 | MSRcool | Baseline Design | Hourly Results.csv | SFM-wCZ04-v2015-rDXHP-t5 | 386.8135 | 0 | 0 | 0 | 0
eline Design - Hourly Results. | SFM-wCZ04-v2015-rDXHP-t5-S16-MSRheat.pd2 | SFM-wCZ04-v2015-rDXHP-t5-S16-MSRheat - Baseline Design - Hourly Results.csv | 350.117 | 868.1284 | 0 | 0 | 0 | 34.8859 | 0 | 34.8859 | 0 | SFM | wCZ04 | v2015 | rDXHP | t5 | S16 | MSRheat | Baseline Design | Hourly Results.csv | SFM-wCZ04-v2015-rDXHP-t5 | 903.0143 | 0 | 0 | 0 | 0
eline Design - Hourly Results. | SFM-wCZ04-v2015-rDXHP-t5-S17-MSRboth.pd2 | SFM-wCZ04-v2015-rDXHP-t5-S17-MSRboth - Baseline Design - Hourly Results.csv | 363.2901 | 837.8295 | 0 | 0 | 0 | 34.8859 | 0 | 34.8859 | 0 | SFM | wCZ04 | v2015 | rDXHP | t5 | S17 | MSRboth | Baseline Design | Hourly Results.csv | SFM-wCZ04-v2015-rDXHP-t5-both | 0 | 363.2901 | 872.7154 | 1236.0055 | 0
eline Design - Hourly Results. | SFM-wCZ04-v2015-rDXHP-t5-S17-MSRcool.pd2 | SFM-wCZ04-v2015-rDXHP-t5-S17-MSRcool - Baseline Design - Hourly Results.csv | 363.2901 | 880.5771 | 0 | 0 | 0 | 34.8859 | 0 | 34.8859 | 0 | SFM | wCZ04 | v2015 | rDXHP | t5 | S17 | MSRcool | Baseline Design | Hourly Results.csv | SFM-wCZ04-v2015-rDXHP-t5 | 363.2901 | 0 | 0 | 0 | 0
eline Design - Hourly Results. | SFM-wCZ04-v2015-rDXHP-t5-S17-MSRheat.pd2 | SFM-wCZ04-v2015-rDXHP-t5-S17-MSRheat - Baseline Design - Hourly Results.csv | 327.1228 | 837.8295 | 0 | 0 | 0 | 34.8859 | 0 | 34.8859 | 0 | SFM | wCZ04 | v2015 | rDXHP | t5 | S17 | MSRheat | Baseline Design | Hourly Results.csv | SFM-wCZ04-v2015-rDXHP-t5 | 872.7154 | 0 | 0 | 0 | 0
eline Design - Hourly Results. | SFM-wCZ05-v2015-rDXHP-t1-S14-BSLboth.pd2 | SFM-wCZ05-v2015-rDXHP-t1-S14-BSLboth - Baseline Design - Hourly Results.csv | 353.0015 | 1807.9913 | 0 | 0 | 0 | 588.4198 | 0 | 588.4198 | 0 | SFM | wCZ05 | v2015 | rDXHP | t1 | S14 | BSLboth | Baseline Design | Hourly Results.csv | SFM-wCZ05-v2015-rDXHP-t1-both | 0 | 353.0015 | 2396.411 | 2749.4125 | 0
eline Design - Hourly Results. | SFM-wCZ05-v2015-rDXHP-t1-S14-BSLcool.pd2 | SFM-wCZ05-v2015-rDXHP-t1-S14-BSLcool - Baseline Design - Hourly Results.csv | 353.0015 | 1807.7143 | 0 | 0 | 0 | 588.4198 | 0 | 588.4198 | 0 | SFM | wCZ05 | v2015 | rDXHP | t1 | S14 | BSLcool | Baseline Design | Hourly Results.csv | SFM-wCZ05-v2015-rDXHP-t1 | 353.0015 | 0 | 0 | 0 | 0
eline Design - Hourly Results. | SFM-wCZ05-v2015-rDXHP-t1-S14-BSLheat.pd2 | SFM-wCZ05-v2015-rDXHP-t1-S14-BSLheat - Baseline Design - Hourly Results.csv | 308.0203 | 1807.9913 | 0 | 0 | 0 | 588.4198 | 0 | 588.4198 | 0 | SFM | wCZ05 | v2015 | rDXHP | t1 | S14 | BSLheat | Baseline Design | Hourly Results.csv | SFM-wCZ05-v2015-rDXHP-t1 | 2396.411 | 0 | 0 | 0 | 0
eline Design - Hourly Results. | SFM-wCZ05-v2015-rDXHP-t1-S15-MSRboth.pd2 | SFM-wCZ05-v2015-rDXHP-t1-S15-MSRboth - Baseline Design - Hourly Results.csv | 299.2332 | 1509.3123 | 0 | 0 | 0 | 538.6206 | 0 | 538.6206 | 0 | SFM | wCZ05 | v2015 | rDXHP | t1 | S15 | MSRboth | Baseline Design | Hourly Results.csv | SFM-wCZ05-v2015-rDXHP-t1-both | 0 | 299.2332 | 2047.9329 | 2347.1661 | 0
eline Design - Hourly Results. | SFM-wCZ05-v2015-rDXHP-t1-S15-MSRcool.pd2 | SFM-wCZ05-v2015-rDXHP-t1-S15-MSRcool - Baseline Design - Hourly Results.csv | 299.2332 | 1595.8715 | 0 | 0 | 0 | 538.6206 | 0 | 538.6206 | 0 | SFM | wCZ05 | v2015 | rDXHP | t1 | S15 | MSRcool | Baseline Design | Hourly Results.csv | SFM-wCZ05-v2015-rDXHP-t1 | 299.2332 | 0 | 0 | 0 | 0
eline Design - Hourly Results. | SFM-wCZ05-v2015-rDXHP-t1-S15-MSRheat.pd2 | SFM-wCZ05-v2015-rDXHP-t1-S15-MSRheat - Baseline Design - Hourly Results.csv | 271.1787 | 1509.3123 | 0 | 0 | 0 | 538.6206 | 0 | 538.6206 | 0 | SFM | wCZ05 | v2015 | rDXHP | t1 | S15 | MSRheat | Baseline Design | Hourly Results.csv | SFM-wCZ05-v2015-rDXHP-t1 | 2047.9329 | 0 | 0 | 0 | 0
eline Design - Hourly Results. | SFM-wCZ05-v2015-rDXHP-t1-S16-MSRboth.pd2 | SFM-wCZ05-v2015-rDXHP-t1-S16-MSRboth - Baseline Design - Hourly Results.csv | 307.3858 | 1845.284 | 0 | 0 | 0 | 17.1062 | 0 | 17.1062 | 0 | SFM | wCZ05 | v2015 | rDXHP | t1 | S16 | MSRboth | Baseline Design | Hourly Results.csv | SFM-wCZ05-v2015-rDXHP-t1-both | 0 | 307.3858 | 1862.3902 | 2169.7759 | 0
eline Design - Hourly Results. | SFM-wCZ05-v2015-rDXHP-t1-S16-MSRcool.pd2 | SFM-wCZ05-v2015-rDXHP-t1-S16-MSRcool - Baseline Design - Hourly Results.csv | 307.3858 | 1960.8733 | 0 | 0 | 0 | 17.1062 | 0 | 17.1062 | 0 | SFM | wCZ05 | v2015 | rDXHP | t1 | S16 | MSRcool | Baseline Design | Hourly Results.csv | SFM-wCZ05-v2015-rDXHP-t1 | 307.3858 | 0 | 0 | 0 | 0
eline Design - Hourly Results. | SFM-wCZ05-v2015-rDXHP-t1-S16-MSRheat.pd2 | SFM-wCZ05-v2015-rDXHP-t1-S16-MSRheat - Baseline Design - Hourly Results.csv | 278.2244 | 1845.284 | 0 | 0 | 0 | 17.1062 | 0 | 17.1062 | 0 | SFM | wCZ05 | v2015 | rDXHP | t1 | S16 | MSRheat | Baseline Design | Hourly Results.csv | SFM-wCZ05-v2015-rDXHP-t1 | 1862.3902 | 0 | 0 | 0 | 0
eline Design - Hourly Results. | SFM-wCZ05-v2015-rDXHP-t1-S17-MSRboth.pd2 | SFM-wCZ05-v2015-rDXHP-t1-S17-MSRboth - Baseline Design - Hourly Results.csv | 288.6926 | 1780.8812 | 0 | 0 | 0 | 17.1062 | 0 | 17.1062 | 0 | SFM | wCZ05 | v2015 | rDXHP | t1 | S17 | MSRboth | Baseline Design | Hourly Results.csv | SFM-wCZ05-v2015-rDXHP-t1-both | 0 | 288.6926 | 1797.9874 | 2086.68 | 0
eline Design - Hourly Results. | SFM-wCZ05-v2015-rDXHP-t1-S17-MSRcool.pd2 | SFM-wCZ05-v2015-rDXHP-t1-S17-MSRcool - Baseline Design - Hourly Results.csv | 288.6926 | 1871.7449 | 0 | 0 | 0 | 17.1062 | 0 | 17.1062 | 0 | SFM | wCZ05 | v2015 | rDXHP | t1 | S17 | MSRcool | Baseline Design | Hourly Results.csv | SFM-wCZ05-v2015-rDXHP-t1 | 288.6926 | 0 | 0 | 0 | 0
eline Design - Hourly Results. | SFM-wCZ05-v2015-rDXHP-t1-S17-MSRheat.pd2 | SFM-wCZ05-v2015-rDXHP-t1-S17-MSRheat - Baseline Design - Hourly Results.csv | 259.9518 | 1780.8812 | 0 | 0 | 0 | 17.1062 | 0 | 17.1062 | 0 | SFM | wCZ05 | v2015 | rDXHP | t1 | S17 | MSRheat | Baseline Design | Hourly Results.csv | SFM-wCZ05-v2015-rDXHP-t1 | 1797.9874 | 0 | 0 | 0 | 0
eline Design - Hourly Results. | SFM-wCZ05-v2015-rDXHP-t2-S14-BSLboth.pd2 | SFM-wCZ05-v2015-rDXHP-t2-S14-BSLboth - Baseline Design - Hourly Results.csv | 289.6632 | 3440.0733 | 0 | 0 | 0 | 375.0441 | 0 | 375.0441 | 0 | SFM | wCZ05 | v2015 | rDXHP | t2 | S14 | BSLboth | Baseline Design | Hourly Results.csv | SFM-wCZ05-v2015-rDXHP-t2-both | 0 | 289.6632 | 3815.1174 | 4104.7806 | 0
eline Design - Hourly Results. | SFM-wCZ05-v2015-rDXHP-t2-S14-BSLcool.pd2 | SFM-wCZ05-v2015-rDXHP-t2-S14-BSLcool - Baseline Design - Hourly Results.csv | 289.6632 | 3439.5465 | 0 | 0 | 0 | 375.0441 | 0 | 375.0441 | 0 | SFM | wCZ05 | v2015 | rDXHP | t2 | S14 | BSLcool | Baseline Design | Hourly Results.csv | SFM-wCZ05-v2015-rDXHP-t2 | 289.6632 | 0 | 0 | 0 | 0
eline Design - Hourly Results. | SFM-wCZ05-v2015-rDXHP-t2-S14-BSLheat.pd2 | SFM-wCZ05-v2015-rDXHP-t2-S14-BSLheat - Baseline Design - Hourly Results.csv | 252.7528 | 3440.0733 | 0 | 0 | 0 | 375.0441 | 0 | 375.0441 | 0 | SFM | wCZ05 | v2015 | rDXHP | t2 | S14 | BSLheat | Baseline Design | Hourly Results.csv | SFM-wCZ05-v2015-rDXHP-t2 | 3815.1174 | 0 | 0 | 0 | 0
eline Design - Hourly Results. | SFM-wCZ05-v2015-rDXHP-t2-S15-MSRboth.pd2 | SFM-wCZ05-v2015-rDXHP-t2-S15-MSRboth - Baseline Design - Hourly Results.csv | 245.9465 | 2893.9617 | 0 | 0 | 0 | 341.2353 | 0 | 341.2353 | 0 | SFM | wCZ05 | v2015 | rDXHP | t2 | S15 | MSRboth | Baseline Design | Hourly Results.csv | SFM-wCZ05-v2015-rDXHP-t2-both | 0 | 245.9465 | 3235.197 | 3481.1435 | 0
eline Design - Hourly Results. | SFM-wCZ05-v2015-rDXHP-t2-S15-MSRcool.pd2 | SFM-wCZ05-v2015-rDXHP-t2-S15-MSRcool - Baseline Design - Hourly Results.csv | 245.9465 | 3059.9311 | 0 | 0 | 0 | 341.2353 | 0 | 341.2353 | 0 | SFM | wCZ05 | v2015 | rDXHP | t2 | S15 | MSRcool | Baseline Design | Hourly Results.csv | SFM-wCZ05-v2015-rDXHP-t2 | 245.9465 | 0 | 0 | 0 | 0
eline Design - Hourly Results. | SFM-wCZ05-v2015-rDXHP-t2-S15-MSRheat.pd2 | SFM-wCZ05-v2015-rDXHP-t2-S15-MSRheat - Baseline Design - Hourly Results.csv | 222.8879 | 2893.9617 | 0 | 0 | 0 | 341.2353 | 0 | 341.2353 | 0 | SFM | wCZ05 | v2015 | rDXHP | t2 | S15 | MSRheat | Baseline Design | Hourly Results.csv | SFM-wCZ05-v2015-rDXHP-t2 | 3235.197 | 0 | 0 | 0 | 0
eline Design - Hourly Results. | SFM-wCZ05-v2015-rDXHP-t2-S16-MSRboth.pd2 | SFM-wCZ05-v2015-rDXHP-t2-S16-MSRboth - Baseline Design - Hourly Results.csv | 252.6215 | 3285.64 | 0 | 0 | 0 | 9.3685 | 0 | 9.3685 | 0 | SFM | wCZ05 | v2015 | rDXHP | t2 | S16 | MSRboth | Baseline Design | Hourly Results.csv | SFM-wCZ05-v2015-rDXHP-t2-both | 0 | 252.6215 | 3295.0085 | 3547.63 | 0
eline Design - Hourly Results. | SFM-wCZ05-v2015-rDXHP-t2-S16-MSRcool.pd2 | SFM-wCZ05-v2015-rDXHP-t2-S16-MSRcool - Baseline Design - Hourly Results.csv | 252.6215 | 3491.4538 | 0 | 0 | 0 | 9.3685 | 0 | 9.3685 | 0 | SFM | wCZ05 | v2015 | rDXHP | t2 | S16 | MSRcool | Baseline Design | Hourly Results.csv | SFM-wCZ05-v2015-rDXHP-t2 | 252.6215 | 0 | 0 | 0 | 0
eline Design - Hourly Results. | SFM-wCZ05-v2015-rDXHP-t2-S16-MSRheat.pd2 | SFM-wCZ05-v2015-rDXHP-t2-S16-MSRheat - Baseline Design - Hourly Results.csv | 228.6556 | 3285.64 | 0 | 0 | 0 | 9.3685 | 0 | 9.3685 | 0 | SFM | wCZ05 | v2015 | rDXHP | t2 | S16 | MSRheat | Baseline Design | Hourly Results.csv | SFM-wCZ05-v2015-rDXHP-t2 | 3295.0085 | 0 | 0 | 0 | 0
eline Design - Hourly Results. | SFM-wCZ05-v2015-rDXHP-t2-S17-MSRboth.pd2 | SFM-wCZ05-v2015-rDXHP-t2-S17-MSRboth - Baseline Design - Hourly Results.csv | 237.2587 | 3170.9666 | 0 | 0 | 0 | 9.3685 | 0 | 9.3685 | 0 | SFM | wCZ05 | v2015 | rDXHP | t2 | S17 | MSRboth | Baseline Design | Hourly Results.csv | SFM-wCZ05-v2015-rDXHP-t2-both | 0 | 237.2587 | 3180.3351 | 3417.5938 | 0
eline Design - Hourly Results. | SFM-wCZ05-v2015-rDXHP-t2-S17-MSRcool.pd2 | SFM-wCZ05-v2015-rDXHP-t2-S17-MSRcool - Baseline Design - Hourly Results.csv | 237.2587 | 3332.7553 | 0 | 0 | 0 | 9.3685 | 0 | 9.3685 | 0 | SFM | wCZ05 | v2015 | rDXHP | t2 | S17 | MSRcool | Baseline Design | Hourly Results.csv | SFM-wCZ05-v2015-rDXHP-t2 | 237.2587 | 0 | 0 | 0 | 0
eline Design - Hourly Results. | SFM-wCZ05-v2015-rDXHP-t2-S17-MSRheat.pd2 | SFM-wCZ05-v2015-rDXHP-t2-S17-MSRheat - Baseline Design - Hourly Results.csv | 213.6384 | 3170.9666 | 0 | 0 | 0 | 9.3685 | 0 | 9.3685 | 0 | SFM | wCZ05 | v2015 | rDXHP | t2 | S17 | MSRheat | Baseline Design | Hourly Results.csv | SFM-wCZ05-v2015-rDXHP-t2 | 3180.3351 | 0 | 0 | 0 | 0
eline Design - Hourly Results. | SFM-wCZ05-v2015-rDXHP-t3-S14-BSLboth.pd2 | SFM-wCZ05-v2015-rDXHP-t3-S14-BSLboth - Baseline Design - Hourly Results.csv | 226.8976 | 4068.4831 | 0 | 0 | 0 | 1021.9872 | 0 | 1021.9872 | 0 | SFM | wCZ05 | v2015 | rDXHP | t3 | S14 | BSLboth | Baseline Design | Hourly Results.csv | SFM-wCZ05-v2015-rDXHP-t3-both | 0 | 226.8976 | 5090.4703 | 5317.3679 | 0
eline Design - Hourly Results. | SFM-wCZ05-v2015-rDXHP-t3-S14-BSLcool.pd2 | SFM-wCZ05-v2015-rDXHP-t3-S14-BSLcool - Baseline Design - Hourly Results.csv | 226.8976 | 4067.8602 | 0 | 0 | 0 | 1021.9872 | 0 | 1021.9872 | 0 | SFM | wCZ05 | v2015 | rDXHP | t3 | S14 | BSLcool | Baseline Design | Hourly Results.csv | SFM-wCZ05-v2015-rDXHP-t3 | 226.8976 | 0 | 0 | 0 | 0
eline Design - Hourly Results. | SFM-wCZ05-v2015-rDXHP-t3-S14-BSLheat.pd2 | SFM-wCZ05-v2015-rDXHP-t3-S14-BSLheat - Baseline Design - Hourly Results.csv | 197.9852 | 4068.4831 | 0 | 0 | 0 | 1021.9872 | 0 | 1021.9872 | 0 | SFM | wCZ05 | v2015 | rDXHP | t3 | S14 | BSLheat | Baseline Design | Hourly Results.csv | SFM-wCZ05-v2015-rDXHP-t3 | 5090.4703 | 0 | 0 | 0 | 0
eline Design - Hourly Results. | SFM-wCZ05-v2015-rDXHP-t3-S15-MSRboth.pd2 | SFM-wCZ05-v2015-rDXHP-t3-S15-MSRboth - Baseline Design - Hourly Results.csv | 192.4173 | 3397.296 | 0 | 0 | 0 | 932.6422 | 0 | 932.6422 | 0 | SFM | wCZ05 | v2015 | rDXHP | t3 | S15 | MSRboth | Baseline Design | Hourly Results.csv | SFM-wCZ05-v2015-rDXHP-t3-both | 0 | 192.4173 | 4329.9382 | 4522.3555 | 0
eline Design - Hourly Results. | SFM-wCZ05-v2015-rDXHP-t3-S15-MSRcool.pd2 | SFM-wCZ05-v2015-rDXHP-t3-S15-MSRcool - Baseline Design - Hourly Results.csv | 192.4173 | 3592.1313 | 0 | 0 | 0 | 932.6422 | 0 | 932.6422 | 0 | SFM | wCZ05 | v2015 | rDXHP | t3 | S15 | MSRcool | Baseline Design | Hourly Results.csv | SFM-wCZ05-v2015-rDXHP-t3 | 192.4173 | 0 | 0 | 0 | 0
eline Design - Hourly Results. | SFM-wCZ05-v2015-rDXHP-t3-S15-MSRheat.pd2 | SFM-wCZ05-v2015-rDXHP-t3-S15-MSRheat - Baseline Design - Hourly Results.csv | 174.3772 | 3397.296 | 0 | 0 | 0 | 932.6422 | 0 | 932.6422 | 0 | SFM | wCZ05 | v2015 | rDXHP | t3 | S15 | MSRheat | Baseline Design | Hourly Results.csv | SFM-wCZ05-v2015-rDXHP-t3 | 4329.9382 | 0 | 0 | 0 | 0
eline Design - Hourly Results. | SFM-wCZ05-v2015-rDXHP-t3-S16-MSRboth.pd2 | SFM-wCZ05-v2015-rDXHP-t3-S16-MSRboth - Baseline Design - Hourly Results.csv | 196.9505 | 4043.3135 | 0 | 0 | 0 | 55.4736 | 0 | 55.4736 | 0 | SFM | wCZ05 | v2015 | rDXHP | t3 | S16 | MSRboth | Baseline Design | Hourly Results.csv | SFM-wCZ05-v2015-rDXHP-t3-both | 0 | 196.9505 | 4098.7871 | 4295.7375 | 0
eline Design - Hourly Results. | SFM-wCZ05-v2015-rDXHP-t3-S16-MSRcool.pd2 | SFM-wCZ05-v2015-rDXHP-t3-S16-MSRcool - Baseline Design - Hourly Results.csv | 196.9505 | 4296.5884 | 0 | 0 | 0 | 55.4736 | 0 | 55.4736 | 0 | SFM | wCZ05 | v2015 | rDXHP | t3 | S16 | MSRcool | Baseline Design | Hourly Results.csv | SFM-wCZ05-v2015-rDXHP-t3 | 196.9505 | 0 | 0 | 0 | 0
eline Design - Hourly Results. | SFM-wCZ05-v2015-rDXHP-t3-S16-MSRheat.pd2 | SFM-wCZ05-v2015-rDXHP-t3-S16-MSRheat - Baseline Design - Hourly Results.csv | 178.266 | 4043.3135 | 0 | 0 | 0 | 55.4736 | 0 | 55.4736 | 0 | SFM | wCZ05 | v2015 | rDXHP | t3 | S16 | MSRheat | Baseline Design | Hourly Results.csv | SFM-wCZ05-v2015-rDXHP-t3 | 4098.7871 | 0 | 0 | 0 | 0
eline Design - Hourly Results. | SFM-wCZ05-v2015-rDXHP-t3-S17-MSRboth.pd2 | SFM-wCZ05-v2015-rDXHP-t3-S17-MSRboth - Baseline Design - Hourly Results.csv | 184.9733 | 3902.1966 | 0 | 0 | 0 | 55.4736 | 0 | 55.4736 | 0 | SFM | wCZ05 | v2015 | rDXHP | t3 | S17 | MSRboth | Baseline Design | Hourly Results.csv | SFM-wCZ05-v2015-rDXHP-t3-both | 0 | 184.9733 | 3957.6702 | 4142.6435 | 0
eline Design - Hourly Results. | SFM-wCZ05-v2015-rDXHP-t3-S17-MSRcool.pd2 | SFM-wCZ05-v2015-rDXHP-t3-S17-MSRcool - Baseline Design - Hourly Results.csv | 184.9733 | 4101.294 | 0 | 0 | 0 | 55.4736 | 0 | 55.4736 | 0 | SFM | wCZ05 | v2015 | rDXHP | t3 | S17 | MSRcool | Baseline Design | Hourly Results.csv | SFM-wCZ05-v2015-rDXHP-t3 | 184.9733 | 0 | 0 | 0 | 0
eline Design - Hourly Results. | SFM-wCZ05-v2015-rDXHP-t3-S17-MSRheat.pd2 | SFM-wCZ05-v2015-rDXHP-t3-S17-MSRheat - Baseline Design - Hourly Results.csv | 166.5582 | 3902.1966 | 0 | 0 | 0 | 55.4736 | 0 | 55.4736 | 0 | SFM | wCZ05 | v2015 | rDXHP | t3 | S17 | MSRheat | Baseline Design | Hourly Results.csv | SFM-wCZ05-v2015-rDXHP-t3 | 3957.6702 | 0 | 0 | 0 | 0
eline Design - Hourly Results. | SFM-wCZ05-v2015-rDXHP-t4-S14-BSLboth.pd2 | SFM-wCZ05-v2015-rDXHP-t4-S14-BSLboth - Baseline Design - Hourly Results.csv | 345.4271 | 4187.9154 | 0 | 0 | 0 | 1013.4638 | 0 | 1013.4638 | 0 | SFM | wCZ05 | v2015 | rDXHP | t4 | S14 | BSLboth | Baseline Design | Hourly Results.csv | SFM-wCZ05-v2015-rDXHP-t4-both | 0 | 345.4271 | 5201.3792 | 5546.8063 | 0
eline Design - Hourly Results. | SFM-wCZ05-v2015-rDXHP-t4-S14-BSLcool.pd2 | SFM-wCZ05-v2015-rDXHP-t4-S14-BSLcool - Baseline Design - Hourly Results.csv | 345.4271 | 4187.2739 | 0 | 0 | 0 | 1013.4638 | 0 | 1013.4638 | 0 | SFM | wCZ05 | v2015 | rDXHP | t4 | S14 | BSLcool | Baseline Design | Hourly Results.csv | SFM-wCZ05-v2015-rDXHP-t4 | 345.4271 | 0 | 0 | 0 | 0
eline Design - Hourly Results. | SFM-wCZ05-v2015-rDXHP-t4-S14-BSLheat.pd2 | SFM-wCZ05-v2015-rDXHP-t4-S14-BSLheat - Baseline Design - Hourly Results.csv | 301.411 | 4187.9154 | 0 | 0 | 0 | 1013.4638 | 0 | 1013.4638 | 0 | SFM | wCZ05 | v2015 | rDXHP | t4 | S14 | BSLheat | Baseline Design | Hourly Results.csv | SFM-wCZ05-v2015-rDXHP-t4 | 5201.3792 | 0 | 0 | 0 | 0
eline Design - Hourly Results. | SFM-wCZ05-v2015-rDXHP-t4-S15-MSRboth.pd2 | SFM-wCZ05-v2015-rDXHP-t4-S15-MSRboth - Baseline Design - Hourly Results.csv | 292.3338 | 3496.1121 | 0 | 0 | 0 | 924.9519 | 0 | 924.9519 | 0 | SFM | wCZ05 | v2015 | rDXHP | t4 | S15 | MSRboth | Baseline Design | Hourly Results.csv | SFM-wCZ05-v2015-rDXHP-t4-both | 0 | 292.3338 | 4421.064 | 4713.3978 | 0
eline Design - Hourly Results. | SFM-wCZ05-v2015-rDXHP-t4-S15-MSRcool.pd2 | SFM-wCZ05-v2015-rDXHP-t4-S15-MSRcool - Baseline Design - Hourly Results.csv | 292.3338 | 3696.6148 | 0 | 0 | 0 | 924.9519 | 0 | 924.9519 | 0 | SFM | wCZ05 | v2015 | rDXHP | t4 | S15 | MSRcool | Baseline Design | Hourly Results.csv | SFM-wCZ05-v2015-rDXHP-t4 | 292.3338 | 0 | 0 | 0 | 0
eline Design - Hourly Results. | SFM-wCZ05-v2015-rDXHP-t4-S15-MSRheat.pd2 | SFM-wCZ05-v2015-rDXHP-t4-S15-MSRheat - Baseline Design - Hourly Results.csv | 264.9261 | 3496.1121 | 0 | 0 | 0 | 924.9519 | 0 | 924.9519 | 0 | SFM | wCZ05 | v2015 | rDXHP | t4 | S15 | MSRheat | Baseline Design | Hourly Results.csv | SFM-wCZ05-v2015-rDXHP-t4 | 4421.064 | 0 | 0 | 0 | 0
eline Design - Hourly Results. | SFM-wCZ05-v2015-rDXHP-t4-S16-MSRboth.pd2 | SFM-wCZ05-v2015-rDXHP-t4-S16-MSRboth - Baseline Design - Hourly Results.csv | 299.9863 | 4150.5644 | 0 | 0 | 0 | 51.8754 | 0 | 51.8754 | 0 | SFM | wCZ05 | v2015 | rDXHP | t4 | S16 | MSRboth | Baseline Design | Hourly Results.csv | SFM-wCZ05-v2015-rDXHP-t4-both | 0 | 299.9863 | 4202.4398 | 4502.4262 | 0
eline Design - Hourly Results. | SFM-wCZ05-v2015-rDXHP-t4-S16-MSRcool.pd2 | SFM-wCZ05-v2015-rDXHP-t4-S16-MSRcool - Baseline Design - Hourly Results.csv | 299.9863 | 4410.5576 | 0 | 0 | 0 | 51.8754 | 0 | 51.8754 | 0 | SFM | wCZ05 | v2015 | rDXHP | t4 | S16 | MSRcool | Baseline Design | Hourly Results.csv | SFM-wCZ05-v2015-rDXHP-t4 | 299.9863 | 0 | 0 | 0 | 0
eline Design - Hourly Results. | SFM-wCZ05-v2015-rDXHP-t4-S16-MSRheat.pd2 | SFM-wCZ05-v2015-rDXHP-t4-S16-MSRheat - Baseline Design - Hourly Results.csv | 271.527 | 4150.5644 | 0 | 0 | 0 | 51.8754 | 0 | 51.8754 | 0 | SFM | wCZ05 | v2015 | rDXHP | t4 | S16 | MSRheat | Baseline Design | Hourly Results.csv | SFM-wCZ05-v2015-rDXHP-t4 | 4202.4398 | 0 | 0 | 0 | 0
eline Design - Hourly Results. | SFM-wCZ05-v2015-rDXHP-t4-S17-MSRboth.pd2 | SFM-wCZ05-v2015-rDXHP-t4-S17-MSRboth - Baseline Design - Hourly Results.csv | 281.7432 | 4005.7042 | 0 | 0 | 0 | 51.8754 | 0 | 51.8754 | 0 | SFM | wCZ05 | v2015 | rDXHP | t4 | S17 | MSRboth | Baseline Design | Hourly Results.csv | SFM-wCZ05-v2015-rDXHP-t4-both | 0 | 281.7432 | 4057.5795 | 4339.3227 | 0
eline Design - Hourly Results. | SFM-wCZ05-v2015-rDXHP-t4-S17-MSRcool.pd2 | SFM-wCZ05-v2015-rDXHP-t4-S17-MSRcool - Baseline Design - Hourly Results.csv | 281.7432 | 4210.0825 | 0 | 0 | 0 | 51.8754 | 0 | 51.8754 | 0 | SFM | wCZ05 | v2015 | rDXHP | t4 | S17 | MSRcool | Baseline Design | Hourly Results.csv | SFM-wCZ05-v2015-rDXHP-t4 | 281.7432 | 0 | 0 | 0 | 0
eline Design - Hourly Results. | SFM-wCZ05-v2015-rDXHP-t4-S17-MSRheat.pd2 | SFM-wCZ05-v2015-rDXHP-t4-S17-MSRheat - Baseline Design - Hourly Results.csv | 253.6943 | 4005.7042 | 0 | 0 | 0 | 51.8754 | 0 | 51.8754 | 0 | SFM | wCZ05 | v2015 | rDXHP | t4 | S17 | MSRheat | Baseline Design | Hourly Results.csv | SFM-wCZ05-v2015-rDXHP-t4 | 4057.5795 | 0 | 0 | 0 | 0
eline Design - Hourly Results. | SFM-wCZ05-v2015-rDXHP-t5-S14-BSLboth.pd2 | SFM-wCZ05-v2015-rDXHP-t5-S14-BSLboth - Baseline Design - Hourly Results.csv | 353.0015 | 1807.9913 | 0 | 0 | 0 | 588.4198 | 0 | 588.4198 | 0 | SFM | wCZ05 | v2015 | rDXHP | t5 | S14 | BSLboth | Baseline Design | Hourly Results.csv | SFM-wCZ05-v2015-rDXHP-t5-both | 0 | 353.0015 | 2396.411 | 2749.4125 | 0
eline Design - Hourly Results. | SFM-wCZ05-v2015-rDXHP-t5-S14-BSLcool.pd2 | SFM-wCZ05-v2015-rDXHP-t5-S14-BSLcool - Baseline Design - Hourly Results.csv | 353.0015 | 1807.7143 | 0 | 0 | 0 | 588.4198 | 0 | 588.4198 | 0 | SFM | wCZ05 | v2015 | rDXHP | t5 | S14 | BSLcool | Baseline Design | Hourly Results.csv | SFM-wCZ05-v2015-rDXHP-t5 | 353.0015 | 0 | 0 | 0 | 0
eline Design - Hourly Results. | SFM-wCZ05-v2015-rDXHP-t5-S14-BSLheat.pd2 | SFM-wCZ05-v2015-rDXHP-t5-S14-BSLheat - Baseline Design - Hourly Results.csv | 308.0203 | 1807.9913 | 0 | 0 | 0 | 588.4198 | 0 | 588.4198 | 0 | SFM | wCZ05 | v2015 | rDXHP | t5 | S14 | BSLheat | Baseline Design | Hourly Results.csv | SFM-wCZ05-v2015-rDXHP-t5 | 2396.411 | 0 | 0 | 0 | 0
eline Design - Hourly Results. | SFM-wCZ05-v2015-rDXHP-t5-S15-MSRboth.pd2 | SFM-wCZ05-v2015-rDXHP-t5-S15-MSRboth - Baseline Design - Hourly Results.csv | 299.2332 | 1509.3123 | 0 | 0 | 0 | 538.6206 | 0 | 538.6206 | 0 | SFM | wCZ05 | v2015 | rDXHP | t5 | S15 | MSRboth | Baseline Design | Hourly Results.csv | SFM-wCZ05-v2015-rDXHP-t5-both | 0 | 299.2332 | 2047.9329 | 2347.1661 | 0
eline Design - Hourly Results. | SFM-wCZ05-v2015-rDXHP-t5-S15-MSRcool.pd2 | SFM-wCZ05-v2015-rDXHP-t5-S15-MSRcool - Baseline Design - Hourly Results.csv | 299.2332 | 1595.8715 | 0 | 0 | 0 | 538.6206 | 0 | 538.6206 | 0 | SFM | wCZ05 | v2015 | rDXHP | t5 | S15 | MSRcool | Baseline Design | Hourly Results.csv | SFM-wCZ05-v2015-rDXHP-t5 | 299.2332 | 0 | 0 | 0 | 0
eline Design - Hourly Results. | SFM-wCZ05-v2015-rDXHP-t5-S15-MSRheat.pd2 | SFM-wCZ05-v2015-rDXHP-t5-S15-MSRheat - Baseline Design - Hourly Results.csv | 271.1787 | 1509.3123 | 0 | 0 | 0 | 538.6206 | 0 | 538.6206 | 0 | SFM | wCZ05 | v2015 | rDXHP | t5 | S15 | MSRheat | Baseline Design | Hourly Results.csv | SFM-wCZ05-v2015-rDXHP-t5 | 2047.9329 | 0 | 0 | 0 | 0
eline Design - Hourly Results. | SFM-wCZ05-v2015-rDXHP-t5-S16-MSRboth.pd2 | SFM-wCZ05-v2015-rDXHP-t5-S16-MSRboth - Baseline Design - Hourly Results.csv | 307.3858 | 1845.284 | 0 | 0 | 0 | 17.1062 | 0 | 17.1062 | 0 | SFM | wCZ05 | v2015 | rDXHP | t5 | S16 | MSRboth | Baseline Design | Hourly Results.csv | SFM-wCZ05-v2015-rDXHP-t5-both | 0 | 307.3858 | 1862.3902 | 2169.7759 | 0
eline Design - Hourly Results. | SFM-wCZ05-v2015-rDXHP-t5-S16-MSRcool.pd2 | SFM-wCZ05-v2015-rDXHP-t5-S16-MSRcool - Baseline Design - Hourly Results.csv | 307.3858 | 1960.8733 | 0 | 0 | 0 | 17.1062 | 0 | 17.1062 | 0 | SFM | wCZ05 | v2015 | rDXHP | t5 | S16 | MSRcool | Baseline Design | Hourly Results.csv | SFM-wCZ05-v2015-rDXHP-t5 | 307.3858 | 0 | 0 | 0 | 0
eline Design - Hourly Results. | SFM-wCZ05-v2015-rDXHP-t5-S16-MSRheat.pd2 | SFM-wCZ05-v2015-rDXHP-t5-S16-MSRheat - Baseline Design - Hourly Results.csv | 278.2244 | 1845.284 | 0 | 0 | 0 | 17.1062 | 0 | 17.1062 | 0 | SFM | wCZ05 | v2015 | rDXHP | t5 | S16 | MSRheat | Baseline Design | Hourly Results.csv | SFM-wCZ05-v2015-rDXHP-t5 | 1862.3902 | 0 | 0 | 0 | 0
eline Design - Hourly Results. | SFM-wCZ05-v2015-rDXHP-t5-S17-MSRboth.pd2 | SFM-wCZ05-v2015-rDXHP-t5-S17-MSRboth - Baseline Design - Hourly Results.csv | 288.6926 | 1780.8812 | 0 | 0 | 0 | 17.1062 | 0 | 17.1062 | 0 | SFM | wCZ05 | v2015 | rDXHP | t5 | S17 | MSRboth | Baseline Design | Hourly Results.csv | SFM-wCZ05-v2015-rDXHP-t5-both | 0 | 288.6926 | 1797.9874 | 2086.68 | 0
eline Design - Hourly Results. | SFM-wCZ05-v2015-rDXHP-t5-S17-MSRcool.pd2 | SFM-wCZ05-v2015-rDXHP-t5-S17-MSRcool - Baseline Design - Hourly Results.csv | 288.6926 | 1871.7449 | 0 | 0 | 0 | 17.1062 | 0 | 17.1062 | 0 | SFM | wCZ05 | v2015 | rDXHP | t5 | S17 | MSRcool | Baseline Design | Hourly Results.csv | SFM-wCZ05-v2015-rDXHP-t5 | 288.6926 | 0 | 0 | 0 | 0
eline Design - Hourly Results. | SFM-wCZ05-v2015-rDXHP-t5-S17-MSRheat.pd2 | SFM-wCZ05-v2015-rDXHP-t5-S17-MSRheat - Baseline Design - Hourly Results.csv | 259.9518 | 1780.8812 | 0 | 0 | 0 | 17.1062 | 0 | 17.1062 | 0 | SFM | wCZ05 | v2015 | rDXHP | t5 | S17 | MSRheat | Baseline Design | Hourly Results.csv | SFM-wCZ05-v2015-rDXHP-t5 | 1797.9874 | 0 | 0 | 0 | 0
eline Design - Hourly Results. | SFM-wCZ06-v2015-rDXHP-t1-S14-BSLboth.pd2 | SFM-wCZ06-v2015-rDXHP-t1-S14-BSLboth - Baseline Design - Hourly Results.csv | 2897.3925 | 2331.7294 | 0 | 0 | 0 | 299.2793 | 0 | 299.2793 | 0 | SFM | wCZ06 | v2015 | rDXHP | t1 | S14 | BSLboth | Baseline Design | Hourly Results.csv | SFM-wCZ06-v2015-rDXHP-t1-both | 0 | 2897.3925 | 2631.0087 | 5528.4012 | 0
eline Design - Hourly Results. | SFM-wCZ06-v2015-rDXHP-t1-S14-BSLcool.pd2 | SFM-wCZ06-v2015-rDXHP-t1-S14-BSLcool - Baseline Design - Hourly Results.csv | 2897.3925 | 2331.3723 | 0 | 0 | 0 | 299.2793 | 0 | 299.2793 | 0 | SFM | wCZ06 | v2015 | rDXHP | t1 | S14 | BSLcool | Baseline Design | Hourly Results.csv | SFM-wCZ06-v2015-rDXHP-t1 | 2897.3925 | 0 | 0 | 0 | 0
eline Design - Hourly Results. | SFM-wCZ06-v2015-rDXHP-t1-S14-BSLheat.pd2 | SFM-wCZ06-v2015-rDXHP-t1-S14-BSLheat - Baseline Design - Hourly Results.csv | 2528.1919 | 2331.7294 | 0 | 0 | 0 | 299.2793 | 0 | 299.2793 | 0 | SFM | wCZ06 | v2015 | rDXHP | t1 | S14 | BSLheat | Baseline Design | Hourly Results.csv | SFM-wCZ06-v2015-rDXHP-t1 | 2631.0087 | 0 | 0 | 0 | 0
eline Design - Hourly Results. | SFM-wCZ06-v2015-rDXHP-t1-S15-MSRboth.pd2 | SFM-wCZ06-v2015-rDXHP-t1-S15-MSRboth - Baseline Design - Hourly Results.csv | 2427.1736 | 1953.5986 | 0 | 0 | 0 | 272.8468 | 0 | 272.8468 | 0 | SFM | wCZ06 | v2015 | rDXHP | t1 | S15 | MSRboth | Baseline Design | Hourly Results.csv | SFM-wCZ06-v2015-rDXHP-t1-both | 0 | 2427.1736 | 2226.4453 | 4653.6189 | 0
eline Design - Hourly Results. | SFM-wCZ06-v2015-rDXHP-t1-S15-MSRcool.pd2 | SFM-wCZ06-v2015-rDXHP-t1-S15-MSRcool - Baseline Design - Hourly Results.csv | 2427.1736 | 2065.6377 | 0 | 0 | 0 | 272.8468 | 0 | 272.8468 | 0 | SFM | wCZ06 | v2015 | rDXHP | t1 | S15 | MSRcool | Baseline Design | Hourly Results.csv | SFM-wCZ06-v2015-rDXHP-t1 | 2427.1736 | 0 | 0 | 0 | 0
eline Design - Hourly Results. | SFM-wCZ06-v2015-rDXHP-t1-S15-MSRheat.pd2 | SFM-wCZ06-v2015-rDXHP-t1-S15-MSRheat - Baseline Design - Hourly Results.csv | 2199.6146 | 1953.5986 | 0 | 0 | 0 | 272.8468 | 0 | 272.8468 | 0 | SFM | wCZ06 | v2015 | rDXHP | t1 | S15 | MSRheat | Baseline Design | Hourly Results.csv | SFM-wCZ06-v2015-rDXHP-t1 | 2226.4453 | 0 | 0 | 0 | 0
eline Design - Hourly Results. | SFM-wCZ06-v2015-rDXHP-t1-S16-MSRboth.pd2 | SFM-wCZ06-v2015-rDXHP-t1-S16-MSRboth - Baseline Design - Hourly Results.csv | 2517.6704 | 2255.906 | 0 | 0 | 0 | 31.4979 | 0 | 31.4979 | 0 | SFM | wCZ06 | v2015 | rDXHP | t1 | S16 | MSRboth | Baseline Design | Hourly Results.csv | SFM-wCZ06-v2015-rDXHP-t1-both | 0 | 2517.6704 | 2287.4039 | 4805.0744 | 0
eline Design - Hourly Results. | SFM-wCZ06-v2015-rDXHP-t1-S16-MSRcool.pd2 | SFM-wCZ06-v2015-rDXHP-t1-S16-MSRcool - Baseline Design - Hourly Results.csv | 2517.6704 | 2397.2169 | 0 | 0 | 0 | 31.4979 | 0 | 31.4979 | 0 | SFM | wCZ06 | v2015 | rDXHP | t1 | S16 | MSRcool | Baseline Design | Hourly Results.csv | SFM-wCZ06-v2015-rDXHP-t1 | 2517.6704 | 0 | 0 | 0 | 0
eline Design - Hourly Results. | SFM-wCZ06-v2015-rDXHP-t1-S16-MSRheat.pd2 | SFM-wCZ06-v2015-rDXHP-t1-S16-MSRheat - Baseline Design - Hourly Results.csv | 2278.8218 | 2255.906 | 0 | 0 | 0 | 31.4979 | 0 | 31.4979 | 0 | SFM | wCZ06 | v2015 | rDXHP | t1 | S16 | MSRheat | Baseline Design | Hourly Results.csv | SFM-wCZ06-v2015-rDXHP-t1 | 2287.4039 | 0 | 0 | 0 | 0
eline Design - Hourly Results. | SFM-wCZ06-v2015-rDXHP-t1-S17-MSRboth.pd2 | SFM-wCZ06-v2015-rDXHP-t1-S17-MSRboth - Baseline Design - Hourly Results.csv | 2364.5624 | 2177.1719 | 0 | 0 | 0 | 31.4979 | 0 | 31.4979 | 0 | SFM | wCZ06 | v2015 | rDXHP | t1 | S17 | MSRboth | Baseline Design | Hourly Results.csv | SFM-wCZ06-v2015-rDXHP-t1-both | 0 | 2364.5624 | 2208.6698 | 4573.2322 | 0
eline Design - Hourly Results. | SFM-wCZ06-v2015-rDXHP-t1-S17-MSRcool.pd2 | SFM-wCZ06-v2015-rDXHP-t1-S17-MSRcool - Baseline Design - Hourly Results.csv | 2364.5624 | 2288.2552 | 0 | 0 | 0 | 31.4979 | 0 | 31.4979 | 0 | SFM | wCZ06 | v2015 | rDXHP | t1 | S17 | MSRcool | Baseline Design | Hourly Results.csv | SFM-wCZ06-v2015-rDXHP-t1 | 2364.5624 | 0 | 0 | 0 | 0
eline Design - Hourly Results. | SFM-wCZ06-v2015-rDXHP-t1-S17-MSRheat.pd2 | SFM-wCZ06-v2015-rDXHP-t1-S17-MSRheat - Baseline Design - Hourly Results.csv | 2129.1588 | 2177.1719 | 0 | 0 | 0 | 31.4979 | 0 | 31.4979 | 0 | SFM | wCZ06 | v2015 | rDXHP | t1 | S17 | MSRheat | Baseline Design | Hourly Results.csv | SFM-wCZ06-v2015-rDXHP-t1 | 2208.6698 | 0 | 0 | 0 | 0
eline Design - Hourly Results. | SFM-wCZ06-v2015-rDXHP-t2-S14-BSLboth.pd2 | SFM-wCZ06-v2015-rDXHP-t2-S14-BSLboth - Baseline Design - Hourly Results.csv | 1108.8458 | 3643.8838 | 0 | 0 | 0 | 370.8635 | 0 | 370.8635 | 0 | SFM | wCZ06 | v2015 | rDXHP | t2 | S14 | BSLboth | Baseline Design | Hourly Results.csv | SFM-wCZ06-v2015-rDXHP-t2-both | 0 | 1108.8458 | 4014.7473 | 5123.5931 | 0
eline Design - Hourly Results. | SFM-wCZ06-v2015-rDXHP-t2-S14-BSLcool.pd2 | SFM-wCZ06-v2015-rDXHP-t2-S14-BSLcool - Baseline Design - Hourly Results.csv | 1108.8458 | 3643.3256 | 0 | 0 | 0 | 370.8635 | 0 | 370.8635 | 0 | SFM | wCZ06 | v2015 | rDXHP | t2 | S14 | BSLcool | Baseline Design | Hourly Results.csv | SFM-wCZ06-v2015-rDXHP-t2 | 1108.8458 | 0 | 0 | 0 | 0
eline Design - Hourly Results. | SFM-wCZ06-v2015-rDXHP-t2-S14-BSLheat.pd2 | SFM-wCZ06-v2015-rDXHP-t2-S14-BSLheat - Baseline Design - Hourly Results.csv | 967.551 | 3643.8838 | 0 | 0 | 0 | 370.8635 | 0 | 370.8635 | 0 | SFM | wCZ06 | v2015 | rDXHP | t2 | S14 | BSLheat | Baseline Design | Hourly Results.csv | SFM-wCZ06-v2015-rDXHP-t2 | 4014.7473 | 0 | 0 | 0 | 0
eline Design - Hourly Results. | SFM-wCZ06-v2015-rDXHP-t2-S15-MSRboth.pd2 | SFM-wCZ06-v2015-rDXHP-t2-S15-MSRboth - Baseline Design - Hourly Results.csv | 929.0479 | 3054.504 | 0 | 0 | 0 | 337.0577 | 0 | 337.0577 | 0 | SFM | wCZ06 | v2015 | rDXHP | t2 | S15 | MSRboth | Baseline Design | Hourly Results.csv | SFM-wCZ06-v2015-rDXHP-t2-both | 0 | 929.0479 | 3391.5618 | 4320.6096 | 0
eline Design - Hourly Results. | SFM-wCZ06-v2015-rDXHP-t2-S15-MSRcool.pd2 | SFM-wCZ06-v2015-rDXHP-t2-S15-MSRcool - Baseline Design - Hourly Results.csv | 929.0479 | 3229.6802 | 0 | 0 | 0 | 337.0577 | 0 | 337.0577 | 0 | SFM | wCZ06 | v2015 | rDXHP | t2 | S15 | MSRcool | Baseline Design | Hourly Results.csv | SFM-wCZ06-v2015-rDXHP-t2 | 929.0479 | 0 | 0 | 0 | 0
eline Design - Hourly Results. | SFM-wCZ06-v2015-rDXHP-t2-S15-MSRheat.pd2 | SFM-wCZ06-v2015-rDXHP-t2-S15-MSRheat - Baseline Design - Hourly Results.csv | 841.9453 | 3054.504 | 0 | 0 | 0 | 337.0577 | 0 | 337.0577 | 0 | SFM | wCZ06 | v2015 | rDXHP | t2 | S15 | MSRheat | Baseline Design | Hourly Results.csv | SFM-wCZ06-v2015-rDXHP-t2 | 3391.5618 | 0 | 0 | 0 | 0
eline Design - Hourly Results. | SFM-wCZ06-v2015-rDXHP-t2-S16-MSRboth.pd2 | SFM-wCZ06-v2015-rDXHP-t2-S16-MSRboth - Baseline Design - Hourly Results.csv | 960.6025 | 3486.189 | 0 | 0 | 0 | 57.6388 | 0 | 57.6388 | 0 | SFM | wCZ06 | v2015 | rDXHP | t2 | S16 | MSRboth | Baseline Design | Hourly Results.csv | SFM-wCZ06-v2015-rDXHP-t2-both | 0 | 960.6025 | 3543.8278 | 4504.4303 | 0
eline Design - Hourly Results. | SFM-wCZ06-v2015-rDXHP-t2-S16-MSRcool.pd2 | SFM-wCZ06-v2015-rDXHP-t2-S16-MSRcool - Baseline Design - Hourly Results.csv | 960.6025 | 3704.5654 | 0 | 0 | 0 | 57.6388 | 0 | 57.6388 | 0 | SFM | wCZ06 | v2015 | rDXHP | t2 | S16 | MSRcool | Baseline Design | Hourly Results.csv | SFM-wCZ06-v2015-rDXHP-t2 | 960.6025 | 0 | 0 | 0 | 0
eline Design - Hourly Results. | SFM-wCZ06-v2015-rDXHP-t2-S16-MSRheat.pd2 | SFM-wCZ06-v2015-rDXHP-t2-S16-MSRheat - Baseline Design - Hourly Results.csv | 869.4713 | 3486.189 | 0 | 0 | 0 | 57.6388 | 0 | 57.6388 | 0 | SFM | wCZ06 | v2015 | rDXHP | t2 | S16 | MSRheat | Baseline Design | Hourly Results.csv | SFM-wCZ06-v2015-rDXHP-t2 | 3543.8278 | 0 | 0 | 0 | 0
eline Design - Hourly Results. | SFM-wCZ06-v2015-rDXHP-t2-S17-MSRboth.pd2 | SFM-wCZ06-v2015-rDXHP-t2-S17-MSRboth - Baseline Design - Hourly Results.csv | 902.185 | 3364.5164 | 0 | 0 | 0 | 57.6388 | 0 | 57.6388 | 0 | SFM | wCZ06 | v2015 | rDXHP | t2 | S17 | MSRboth | Baseline Design | Hourly Results.csv | SFM-wCZ06-v2015-rDXHP-t2-both | 0 | 902.185 | 3422.1552 | 4324.3403 | 0
eline Design - Hourly Results. | SFM-wCZ06-v2015-rDXHP-t2-S17-MSRcool.pd2 | SFM-wCZ06-v2015-rDXHP-t2-S17-MSRcool - Baseline Design - Hourly Results.csv | 902.185 | 3536.1801 | 0 | 0 | 0 | 57.6388 | 0 | 57.6388 | 0 | SFM | wCZ06 | v2015 | rDXHP | t2 | S17 | MSRcool | Baseline Design | Hourly Results.csv | SFM-wCZ06-v2015-rDXHP-t2 | 902.185 | 0 | 0 | 0 | 0
eline Design - Hourly Results. | SFM-wCZ06-v2015-rDXHP-t2-S17-MSRheat.pd2 | SFM-wCZ06-v2015-rDXHP-t2-S17-MSRheat - Baseline Design - Hourly Results.csv | 812.3682 | 3364.5164 | 0 | 0 | 0 | 57.6388 | 0 | 57.6388 | 0 | SFM | wCZ06 | v2015 | rDXHP | t2 | S17 | MSRheat | Baseline Design | Hourly Results.csv | SFM-wCZ06-v2015-rDXHP-t2 | 3422.1552 | 0 | 0 | 0 | 0
eline Design - Hourly Results. | SFM-wCZ06-v2015-rDXHP-t3-S14-BSLboth.pd2 | SFM-wCZ06-v2015-rDXHP-t3-S14-BSLboth - Baseline Design - Hourly Results.csv | 506.5713 | 47.855 | 0 | 0 | 0 | 35.2726 | 0 | 35.2726 | 0 | SFM | wCZ06 | v2015 | rDXHP | t3 | S14 | BSLboth | Baseline Design | Hourly Results.csv | SFM-wCZ06-v2015-rDXHP-t3-both | 0 | 506.5713 | 83.1276 | 589.699 | 0
eline Design - Hourly Results. | SFM-wCZ06-v2015-rDXHP-t3-S14-BSLcool.pd2 | SFM-wCZ06-v2015-rDXHP-t3-S14-BSLcool - Baseline Design - Hourly Results.csv | 506.5713 | 47.8477 | 0 | 0 | 0 | 35.2726 | 0 | 35.2726 | 0 | SFM | wCZ06 | v2015 | rDXHP | t3 | S14 | BSLcool | Baseline Design | Hourly Results.csv | SFM-wCZ06-v2015-rDXHP-t3 | 506.5713 | 0 | 0 | 0 | 0
eline Design - Hourly Results. | SFM-wCZ06-v2015-rDXHP-t3-S14-BSLheat.pd2 | SFM-wCZ06-v2015-rDXHP-t3-S14-BSLheat - Baseline Design - Hourly Results.csv | 442.0216 | 47.855 | 0 | 0 | 0 | 35.2726 | 0 | 35.2726 | 0 | SFM | wCZ06 | v2015 | rDXHP | t3 | S14 | BSLheat | Baseline Design | Hourly Results.csv | SFM-wCZ06-v2015-rDXHP-t3 | 83.1276 | 0 | 0 | 0 | 0
eline Design - Hourly Results. | SFM-wCZ06-v2015-rDXHP-t3-S15-MSRboth.pd2 | SFM-wCZ06-v2015-rDXHP-t3-S15-MSRboth - Baseline Design - Hourly Results.csv | 422.4683 | 39.8071 | 0 | 0 | 0 | 32.5407 | 0 | 32.5407 | 0 | SFM | wCZ06 | v2015 | rDXHP | t3 | S15 | MSRboth | Baseline Design | Hourly Results.csv | SFM-wCZ06-v2015-rDXHP-t3-both | 0 | 422.4683 | 72.3478 | 494.8161 | 0
eline Design - Hourly Results. | SFM-wCZ06-v2015-rDXHP-t3-S15-MSRcool.pd2 | SFM-wCZ06-v2015-rDXHP-t3-S15-MSRcool - Baseline Design - Hourly Results.csv | 422.4683 | 42.09 | 0 | 0 | 0 | 32.5407 | 0 | 32.5407 | 0 | SFM | wCZ06 | v2015 | rDXHP | t3 | S15 | MSRcool | Baseline Design | Hourly Results.csv | SFM-wCZ06-v2015-rDXHP-t3 | 422.4683 | 0 | 0 | 0 | 0
eline Design - Hourly Results. | SFM-wCZ06-v2015-rDXHP-t3-S15-MSRheat.pd2 | SFM-wCZ06-v2015-rDXHP-t3-S15-MSRheat - Baseline Design - Hourly Results.csv | 382.8599 | 39.8071 | 0 | 0 | 0 | 32.5407 | 0 | 32.5407 | 0 | SFM | wCZ06 | v2015 | rDXHP | t3 | S15 | MSRheat | Baseline Design | Hourly Results.csv | SFM-wCZ06-v2015-rDXHP-t3 | 72.3478 | 0 | 0 | 0 | 0
eline Design - Hourly Results. | SFM-wCZ06-v2015-rDXHP-t3-S16-MSRboth.pd2 | SFM-wCZ06-v2015-rDXHP-t3-S16-MSRboth - Baseline Design - Hourly Results.csv | 433.6637 | 55.2165 | 0 | 0 | 0 | 2.6617 | 0 | 2.6617 | 0 | SFM | wCZ06 | v2015 | rDXHP | t3 | S16 | MSRboth | Baseline Design | Hourly Results.csv | SFM-wCZ06-v2015-rDXHP-t3-both | 0 | 433.6637 | 57.8782 | 491.5419 | 0
eline Design - Hourly Results. | SFM-wCZ06-v2015-rDXHP-t3-S16-MSRcool.pd2 | SFM-wCZ06-v2015-rDXHP-t3-S16-MSRcool - Baseline Design - Hourly Results.csv | 433.6637 | 58.6753 | 0 | 0 | 0 | 2.6617 | 0 | 2.6617 | 0 | SFM | wCZ06 | v2015 | rDXHP | t3 | S16 | MSRcool | Baseline Design | Hourly Results.csv | SFM-wCZ06-v2015-rDXHP-t3 | 433.6637 | 0 | 0 | 0 | 0
eline Design - Hourly Results. | SFM-wCZ06-v2015-rDXHP-t3-S16-MSRheat.pd2 | SFM-wCZ06-v2015-rDXHP-t3-S16-MSRheat - Baseline Design - Hourly Results.csv | 392.5225 | 55.2165 | 0 | 0 | 0 | 2.6617 | 0 | 2.6617 | 0 | SFM | wCZ06 | v2015 | rDXHP | t3 | S16 | MSRheat | Baseline Design | Hourly Results.csv | SFM-wCZ06-v2015-rDXHP-t3 | 57.8782 | 0 | 0 | 0 | 0
eline Design - Hourly Results. | SFM-wCZ06-v2015-rDXHP-t3-S17-MSRboth.pd2 | SFM-wCZ06-v2015-rDXHP-t3-S17-MSRboth - Baseline Design - Hourly Results.csv | 407.2911 | 53.2894 | 0 | 0 | 0 | 2.6617 | 0 | 2.6617 | 0 | SFM | wCZ06 | v2015 | rDXHP | t3 | S17 | MSRboth | Baseline Design | Hourly Results.csv | SFM-wCZ06-v2015-rDXHP-t3-both | 0 | 407.2911 | 55.9511 | 463.2422 | 0
eline Design - Hourly Results. | SFM-wCZ06-v2015-rDXHP-t3-S17-MSRcool.pd2 | SFM-wCZ06-v2015-rDXHP-t3-S17-MSRcool - Baseline Design - Hourly Results.csv | 407.2911 | 56.0083 | 0 | 0 | 0 | 2.6617 | 0 | 2.6617 | 0 | SFM | wCZ06 | v2015 | rDXHP | t3 | S17 | MSRcool | Baseline Design | Hourly Results.csv | SFM-wCZ06-v2015-rDXHP-t3 | 407.2911 | 0 | 0 | 0 | 0
eline Design - Hourly Results. | SFM-wCZ06-v2015-rDXHP-t3-S17-MSRheat.pd2 | SFM-wCZ06-v2015-rDXHP-t3-S17-MSRheat - Baseline Design - Hourly Results.csv | 366.7433 | 53.2894 | 0 | 0 | 0 | 2.6617 | 0 | 2.6617 | 0 | SFM | wCZ06 | v2015 | rDXHP | t3 | S17 | MSRheat | Baseline Design | Hourly Results.csv | SFM-wCZ06-v2015-rDXHP-t3 | 55.9511 | 0 | 0 | 0 | 0
eline Design - Hourly Results. | SFM-wCZ06-v2015-rDXHP-t4-S14-BSLboth.pd2 | SFM-wCZ06-v2015-rDXHP-t4-S14-BSLboth - Baseline Design - Hourly Results.csv | 146.3698 | 1281.3996 | 0 | 0 | 0 | 151.0468 | 0 | 151.0468 | 0 | SFM | wCZ06 | v2015 | rDXHP | t4 | S14 | BSLboth | Baseline Design | Hourly Results.csv | SFM-wCZ06-v2015-rDXHP-t4-both | 0 | 146.3698 | 1432.4464 | 1578.8161 | 0
eline Design - Hourly Results. | SFM-wCZ06-v2015-rDXHP-t4-S14-BSLcool.pd2 | SFM-wCZ06-v2015-rDXHP-t4-S14-BSLcool - Baseline Design - Hourly Results.csv | 146.3698 | 1281.2034 | 0 | 0 | 0 | 151.0468 | 0 | 151.0468 | 0 | SFM | wCZ06 | v2015 | rDXHP | t4 | S14 | BSLcool | Baseline Design | Hourly Results.csv | SFM-wCZ06-v2015-rDXHP-t4 | 146.3698 | 0 | 0 | 0 | 0
eline Design - Hourly Results. | SFM-wCZ06-v2015-rDXHP-t4-S14-BSLheat.pd2 | SFM-wCZ06-v2015-rDXHP-t4-S14-BSLheat - Baseline Design - Hourly Results.csv | 127.7186 | 1281.3996 | 0 | 0 | 0 | 151.0468 | 0 | 151.0468 | 0 | SFM | wCZ06 | v2015 | rDXHP | t4 | S14 | BSLheat | Baseline Design | Hourly Results.csv | SFM-wCZ06-v2015-rDXHP-t4 | 1432.4464 | 0 | 0 | 0 | 0
eline Design - Hourly Results. | SFM-wCZ06-v2015-rDXHP-t4-S15-MSRboth.pd2 | SFM-wCZ06-v2015-rDXHP-t4-S15-MSRboth - Baseline Design - Hourly Results.csv | 121.5743 | 1077.6447 | 0 | 0 | 0 | 138.2007 | 0 | 138.2007 | 0 | SFM | wCZ06 | v2015 | rDXHP | t4 | S15 | MSRboth | Baseline Design | Hourly Results.csv | SFM-wCZ06-v2015-rDXHP-t4-both | 0 | 121.5743 | 1215.8455 | 1337.4198 | 0
eline Design - Hourly Results. | SFM-wCZ06-v2015-rDXHP-t4-S15-MSRcool.pd2 | SFM-wCZ06-v2015-rDXHP-t4-S15-MSRcool - Baseline Design - Hourly Results.csv | 121.5743 | 1139.4478 | 0 | 0 | 0 | 138.2007 | 0 | 138.2007 | 0 | SFM | wCZ06 | v2015 | rDXHP | t4 | S15 | MSRcool | Baseline Design | Hourly Results.csv | SFM-wCZ06-v2015-rDXHP-t4 | 121.5743 | 0 | 0 | 0 | 0
eline Design - Hourly Results. | SFM-wCZ06-v2015-rDXHP-t4-S15-MSRheat.pd2 | SFM-wCZ06-v2015-rDXHP-t4-S15-MSRheat - Baseline Design - Hourly Results.csv | 110.1762 | 1077.6447 | 0 | 0 | 0 | 138.2007 | 0 | 138.2007 | 0 | SFM | wCZ06 | v2015 | rDXHP | t4 | S15 | MSRheat | Baseline Design | Hourly Results.csv | SFM-wCZ06-v2015-rDXHP-t4 | 1215.8455 | 0 | 0 | 0 | 0
eline Design - Hourly Results. | SFM-wCZ06-v2015-rDXHP-t4-S16-MSRboth.pd2 | SFM-wCZ06-v2015-rDXHP-t4-S16-MSRboth - Baseline Design - Hourly Results.csv | 123.3183 | 1238.5348 | 0 | 0 | 0 | 10.0937 | 0 | 10.0937 | 0 | SFM | wCZ06 | v2015 | rDXHP | t4 | S16 | MSRboth | Baseline Design | Hourly Results.csv | SFM-wCZ06-v2015-rDXHP-t4-both | 0 | 123.3183 | 1248.6285 | 1371.9468 | 0
eline Design - Hourly Results. | SFM-wCZ06-v2015-rDXHP-t4-S16-MSRcool.pd2 | SFM-wCZ06-v2015-rDXHP-t4-S16-MSRcool - Baseline Design - Hourly Results.csv | 123.3183 | 1316.1173 | 0 | 0 | 0 | 10.0937 | 0 | 10.0937 | 0 | SFM | wCZ06 | v2015 | rDXHP | t4 | S16 | MSRcool | Baseline Design | Hourly Results.csv | SFM-wCZ06-v2015-rDXHP-t4 | 123.3183 | 0 | 0 | 0 | 0
eline Design - Hourly Results. | SFM-wCZ06-v2015-rDXHP-t4-S16-MSRheat.pd2 | SFM-wCZ06-v2015-rDXHP-t4-S16-MSRheat - Baseline Design - Hourly Results.csv | 111.6193 | 1238.5348 | 0 | 0 | 0 | 10.0937 | 0 | 10.0937 | 0 | SFM | wCZ06 | v2015 | rDXHP | t4 | S16 | MSRheat | Baseline Design | Hourly Results.csv | SFM-wCZ06-v2015-rDXHP-t4 | 1248.6285 | 0 | 0 | 0 | 0
eline Design - Hourly Results. | SFM-wCZ06-v2015-rDXHP-t4-S17-MSRboth.pd2 | SFM-wCZ06-v2015-rDXHP-t4-S17-MSRboth - Baseline Design - Hourly Results.csv | 115.8189 | 1195.3083 | 0 | 0 | 0 | 10.0937 | 0 | 10.0937 | 0 | SFM | wCZ06 | v2015 | rDXHP | t4 | S17 | MSRboth | Baseline Design | Hourly Results.csv | SFM-wCZ06-v2015-rDXHP-t4-both | 0 | 115.8189 | 1205.402 | 1321.2209 | 0
eline Design - Hourly Results. | SFM-wCZ06-v2015-rDXHP-t4-S17-MSRcool.pd2 | SFM-wCZ06-v2015-rDXHP-t4-S17-MSRcool - Baseline Design - Hourly Results.csv | 115.8189 | 1256.2951 | 0 | 0 | 0 | 10.0937 | 0 | 10.0937 | 0 | SFM | wCZ06 | v2015 | rDXHP | t4 | S17 | MSRcool | Baseline Design | Hourly Results.csv | SFM-wCZ06-v2015-rDXHP-t4 | 115.8189 | 0 | 0 | 0 | 0
eline Design - Hourly Results. | SFM-wCZ06-v2015-rDXHP-t4-S17-MSRheat.pd2 | SFM-wCZ06-v2015-rDXHP-t4-S17-MSRheat - Baseline Design - Hourly Results.csv | 104.2886 | 1195.3083 | 0 | 0 | 0 | 10.0937 | 0 | 10.0937 | 0 | SFM | wCZ06 | v2015 | rDXHP | t4 | S17 | MSRheat | Baseline Design | Hourly Results.csv | SFM-wCZ06-v2015-rDXHP-t4 | 1205.402 | 0 | 0 | 0 | 0
eline Design - Hourly Results. | SFM-wCZ06-v2015-rDXHP-t5-S14-BSLboth.pd2 | SFM-wCZ06-v2015-rDXHP-t5-S14-BSLboth - Baseline Design - Hourly Results.csv | 173.4449 | 3751.5242 | 0 | 0 | 0 | 360.3957 | 0 | 360.3957 | 0 | SFM | wCZ06 | v2015 | rDXHP | t5 | S14 | BSLboth | Baseline Design | Hourly Results.csv | SFM-wCZ06-v2015-rDXHP-t5-both | 0 | 173.4449 | 4111.9199 | 4285.3648 | 0
eline Design - Hourly Results. | SFM-wCZ06-v2015-rDXHP-t5-S14-BSLcool.pd2 | SFM-wCZ06-v2015-rDXHP-t5-S14-BSLcool - Baseline Design - Hourly Results.csv | 173.4449 | 3750.9496 | 0 | 0 | 0 | 360.3957 | 0 | 360.3957 | 0 | SFM | wCZ06 | v2015 | rDXHP | t5 | S14 | BSLcool | Baseline Design | Hourly Results.csv | SFM-wCZ06-v2015-rDXHP-t5 | 173.4449 | 0 | 0 | 0 | 0
eline Design - Hourly Results. | SFM-wCZ06-v2015-rDXHP-t5-S14-BSLheat.pd2 | SFM-wCZ06-v2015-rDXHP-t5-S14-BSLheat - Baseline Design - Hourly Results.csv | 151.3437 | 3751.5242 | 0 | 0 | 0 | 360.3957 | 0 | 360.3957 | 0 | SFM | wCZ06 | v2015 | rDXHP | t5 | S14 | BSLheat | Baseline Design | Hourly Results.csv | SFM-wCZ06-v2015-rDXHP-t5 | 4111.9199 | 0 | 0 | 0 | 0
eline Design - Hourly Results. | SFM-wCZ06-v2015-rDXHP-t5-S15-MSRboth.pd2 | SFM-wCZ06-v2015-rDXHP-t5-S15-MSRboth - Baseline Design - Hourly Results.csv | 145.8052 | 3143.0007 | 0 | 0 | 0 | 327.5508 | 0 | 327.5508 | 0 | SFM | wCZ06 | v2015 | rDXHP | t5 | S15 | MSRboth | Baseline Design | Hourly Results.csv | SFM-wCZ06-v2015-rDXHP-t5-both | 0 | 145.8052 | 3470.5514 | 3616.3567 | 0
eline Design - Hourly Results. | SFM-wCZ06-v2015-rDXHP-t5-S15-MSRcool.pd2 | SFM-wCZ06-v2015-rDXHP-t5-S15-MSRcool - Baseline Design - Hourly Results.csv | 145.8052 | 3323.2522 | 0 | 0 | 0 | 327.5508 | 0 | 327.5508 | 0 | SFM | wCZ06 | v2015 | rDXHP | t5 | S15 | MSRcool | Baseline Design | Hourly Results.csv | SFM-wCZ06-v2015-rDXHP-t5 | 145.8052 | 0 | 0 | 0 | 0
eline Design - Hourly Results. | SFM-wCZ06-v2015-rDXHP-t5-S15-MSRheat.pd2 | SFM-wCZ06-v2015-rDXHP-t5-S15-MSRheat - Baseline Design - Hourly Results.csv | 132.1353 | 3143.0007 | 0 | 0 | 0 | 327.5508 | 0 | 327.5508 | 0 | SFM | wCZ06 | v2015 | rDXHP | t5 | S15 | MSRheat | Baseline Design | Hourly Results.csv | SFM-wCZ06-v2015-rDXHP-t5 | 3470.5514 | 0 | 0 | 0 | 0
eline Design - Hourly Results. | SFM-wCZ06-v2015-rDXHP-t5-S16-MSRboth.pd2 | SFM-wCZ06-v2015-rDXHP-t5-S16-MSRboth - Baseline Design - Hourly Results.csv | 147.8999 | 3582.4933 | 0 | 0 | 0 | 51.378 | 0 | 51.378 | 0 | SFM | wCZ06 | v2015 | rDXHP | t5 | S16 | MSRboth | Baseline Design | Hourly Results.csv | SFM-wCZ06-v2015-rDXHP-t5-both | 0 | 147.8999 | 3633.8713 | 3781.7711 | 0
eline Design - Hourly Results. | SFM-wCZ06-v2015-rDXHP-t5-S16-MSRcool.pd2 | SFM-wCZ06-v2015-rDXHP-t5-S16-MSRcool - Baseline Design - Hourly Results.csv | 147.8999 | 3806.9023 | 0 | 0 | 0 | 51.378 | 0 | 51.378 | 0 | SFM | wCZ06 | v2015 | rDXHP | t5 | S16 | MSRcool | Baseline Design | Hourly Results.csv | SFM-wCZ06-v2015-rDXHP-t5 | 147.8999 | 0 | 0 | 0 | 0
eline Design - Hourly Results. | SFM-wCZ06-v2015-rDXHP-t5-S16-MSRheat.pd2 | SFM-wCZ06-v2015-rDXHP-t5-S16-MSRheat - Baseline Design - Hourly Results.csv | 133.8688 | 3582.4933 | 0 | 0 | 0 | 51.378 | 0 | 51.378 | 0 | SFM | wCZ06 | v2015 | rDXHP | t5 | S16 | MSRheat | Baseline Design | Hourly Results.csv | SFM-wCZ06-v2015-rDXHP-t5 | 3633.8713 | 0 | 0 | 0 | 0
eline Design - Hourly Results. | SFM-wCZ06-v2015-rDXHP-t5-S17-MSRboth.pd2 | SFM-wCZ06-v2015-rDXHP-t5-S17-MSRboth - Baseline Design - Hourly Results.csv | 138.9056 | 3457.4594 | 0 | 0 | 0 | 51.378 | 0 | 51.378 | 0 | SFM | wCZ06 | v2015 | rDXHP | t5 | S17 | MSRboth | Baseline Design | Hourly Results.csv | SFM-wCZ06-v2015-rDXHP-t5-both | 0 | 138.9056 | 3508.8375 | 3647.7431 | 0
eline Design - Hourly Results. | SFM-wCZ06-v2015-rDXHP-t5-S17-MSRcool.pd2 | SFM-wCZ06-v2015-rDXHP-t5-S17-MSRcool - Baseline Design - Hourly Results.csv | 138.9056 | 3633.8655 | 0 | 0 | 0 | 51.378 | 0 | 51.378 | 0 | SFM | wCZ06 | v2015 | rDXHP | t5 | S17 | MSRcool | Baseline Design | Hourly Results.csv | SFM-wCZ06-v2015-rDXHP-t5 | 138.9056 | 0 | 0 | 0 | 0
eline Design - Hourly Results. | SFM-wCZ06-v2015-rDXHP-t5-S17-MSRheat.pd2 | SFM-wCZ06-v2015-rDXHP-t5-S17-MSRheat - Baseline Design - Hourly Results.csv | 125.0768 | 3457.4594 | 0 | 0 | 0 | 51.378 | 0 | 51.378 | 0 | SFM | wCZ06 | v2015 | rDXHP | t5 | S17 | MSRheat | Baseline Design | Hourly Results.csv | SFM-wCZ06-v2015-rDXHP-t5 | 3508.8375 | 0 | 0 | 0 | 0
eline Design - Hourly Results. | SFM-wCZ07-v2015-rDXHP-t1-S14-BSLboth.pd2 | SFM-wCZ07-v2015-rDXHP-t1-S14-BSLboth - Baseline Design - Hourly Results.csv | 2566.3542 | 847.6098 | 0 | 0 | 0 | 0 | 0 | 0 | 0 | SFM | wCZ07 | v2015 | rDXHP | t1 | S14 | BSLboth | Baseline Design | Hourly Results.csv | SFM-wCZ07-v2015-rDXHP-t1-both | 0 | 2566.3542 | 847.6098 | 3413.964 | 0
eline Design - Hourly Results. | SFM-wCZ07-v2015-rDXHP-t1-S14-BSLcool.pd2 | SFM-wCZ07-v2015-rDXHP-t1-S14-BSLcool - Baseline Design - Hourly Results.csv | 2566.3542 | 847.4801 | 0 | 0 | 0 | 0 | 0 | 0 | 0 | SFM | wCZ07 | v2015 | rDXHP | t1 | S14 | BSLcool | Baseline Design | Hourly Results.csv | SFM-wCZ07-v2015-rDXHP-t1 | 2566.3542 | 0 | 0 | 0 | 0
eline Design - Hourly Results. | SFM-wCZ07-v2015-rDXHP-t1-S14-BSLheat.pd2 | SFM-wCZ07-v2015-rDXHP-t1-S14-BSLheat - Baseline Design - Hourly Results.csv | 2239.3363 | 847.6098 | 0 | 0 | 0 | 0 | 0 | 0 | 0 | SFM | wCZ07 | v2015 | rDXHP | t1 | S14 | BSLheat | Baseline Design | Hourly Results.csv | SFM-wCZ07-v2015-rDXHP-t1 | 847.6098 | 0 | 0 | 0 | 0
eline Design - Hourly Results. | SFM-wCZ07-v2015-rDXHP-t1-S15-MSRboth.pd2 | SFM-wCZ07-v2015-rDXHP-t1-S15-MSRboth - Baseline Design - Hourly Results.csv | 2154.2265 | 713.3475 | 0 | 0 | 0 | 0 | 0 | 0 | 0 | SFM | wCZ07 | v2015 | rDXHP | t1 | S15 | MSRboth | Baseline Design | Hourly Results.csv | SFM-wCZ07-v2015-rDXHP-t1-both | 0 | 2154.2265 | 713.3475 | 2867.574 | 0
eline Design - Hourly Results. | SFM-wCZ07-v2015-rDXHP-t1-S15-MSRcool.pd2 | SFM-wCZ07-v2015-rDXHP-t1-S15-MSRcool - Baseline Design - Hourly Results.csv | 2154.2265 | 754.2581 | 0 | 0 | 0 | 0 | 0 | 0 | 0 | SFM | wCZ07 | v2015 | rDXHP | t1 | S15 | MSRcool | Baseline Design | Hourly Results.csv | SFM-wCZ07-v2015-rDXHP-t1 | 2154.2265 | 0 | 0 | 0 | 0
eline Design - Hourly Results. | SFM-wCZ07-v2015-rDXHP-t1-S15-MSRheat.pd2 | SFM-wCZ07-v2015-rDXHP-t1-S15-MSRheat - Baseline Design - Hourly Results.csv | 1952.2575 | 713.3475 | 0 | 0 | 0 | 0 | 0 | 0 | 0 | SFM | wCZ07 | v2015 | rDXHP | t1 | S15 | MSRheat | Baseline Design | Hourly Results.csv | SFM-wCZ07-v2015-rDXHP-t1 | 713.3475 | 0 | 0 | 0 | 0
eline Design - Hourly Results. | SFM-wCZ07-v2015-rDXHP-t1-S16-MSRboth.pd2 | SFM-wCZ07-v2015-rDXHP-t1-S16-MSRboth - Baseline Design - Hourly Results.csv | 2254.4748 | 802.6293 | 0 | 0 | 0 | 0 | 0 | 0 | 0 | SFM | wCZ07 | v2015 | rDXHP | t1 | S16 | MSRboth | Baseline Design | Hourly Results.csv | SFM-wCZ07-v2015-rDXHP-t1-both | 0 | 2254.4748 | 802.6293 | 3057.104 | 0
eline Design - Hourly Results. | SFM-wCZ07-v2015-rDXHP-t1-S16-MSRcool.pd2 | SFM-wCZ07-v2015-rDXHP-t1-S16-MSRcool - Baseline Design - Hourly Results.csv | 2254.4748 | 852.9063 | 0 | 0 | 0 | 0 | 0 | 0 | 0 | SFM | wCZ07 | v2015 | rDXHP | t1 | S16 | MSRcool | Baseline Design | Hourly Results.csv | SFM-wCZ07-v2015-rDXHP-t1 | 2254.4748 | 0 | 0 | 0 | 0
eline Design - Hourly Results. | SFM-wCZ07-v2015-rDXHP-t1-S16-MSRheat.pd2 | SFM-wCZ07-v2015-rDXHP-t1-S16-MSRheat - Baseline Design - Hourly Results.csv | 2040.5953 | 802.6293 | 0 | 0 | 0 | 0 | 0 | 0 | 0 | SFM | wCZ07 | v2015 | rDXHP | t1 | S16 | MSRheat | Baseline Design | Hourly Results.csv | SFM-wCZ07-v2015-rDXHP-t1 | 802.6293 | 0 | 0 | 0 | 0
eline Design - Hourly Results. | SFM-wCZ07-v2015-rDXHP-t1-S17-MSRboth.pd2 | SFM-wCZ07-v2015-rDXHP-t1-S17-MSRboth - Baseline Design - Hourly Results.csv | 2117.3723 | 774.6164 | 0 | 0 | 0 | 0 | 0 | 0 | 0 | SFM | wCZ07 | v2015 | rDXHP | t1 | S17 | MSRboth | Baseline Design | Hourly Results.csv | SFM-wCZ07-v2015-rDXHP-t1-both | 0 | 2117.3723 | 774.6164 | 2891.9888 | 0
eline Design - Hourly Results. | SFM-wCZ07-v2015-rDXHP-t1-S17-MSRcool.pd2 | SFM-wCZ07-v2015-rDXHP-t1-S17-MSRcool - Baseline Design - Hourly Results.csv | 2117.3723 | 814.1387 | 0 | 0 | 0 | 0 | 0 | 0 | 0 | SFM | wCZ07 | v2015 | rDXHP | t1 | S17 | MSRcool | Baseline Design | Hourly Results.csv | SFM-wCZ07-v2015-rDXHP-t1 | 2117.3723 | 0 | 0 | 0 | 0
eline Design - Hourly Results. | SFM-wCZ07-v2015-rDXHP-t1-S17-MSRheat.pd2 | SFM-wCZ07-v2015-rDXHP-t1-S17-MSRheat - Baseline Design - Hourly Results.csv | 1906.5778 | 774.6164 | 0 | 0 | 0 | 0 | 0 | 0 | 0 | SFM | wCZ07 | v2015 | rDXHP | t1 | S17 | MSRheat | Baseline Design | Hourly Results.csv | SFM-wCZ07-v2015-rDXHP-t1 | 774.6164 | 0 | 0 | 0 | 0
eline Design - Hourly Results. | SFM-wCZ07-v2015-rDXHP-t2-S14-BSLboth.pd2 | SFM-wCZ07-v2015-rDXHP-t2-S14-BSLboth - Baseline Design - Hourly Results.csv | 841.0687 | 1867.0498 | 0 | 0 | 0 | 0 | 0 | 0 | 0 | SFM | wCZ07 | v2015 | rDXHP | t2 | S14 | BSLboth | Baseline Design | Hourly Results.csv | SFM-wCZ07-v2015-rDXHP-t2-both | 0 | 841.0687 | 1867.0498 | 2708.1186 | 0
eline Design - Hourly Results. | SFM-wCZ07-v2015-rDXHP-t2-S14-BSLcool.pd2 | SFM-wCZ07-v2015-rDXHP-t2-S14-BSLcool - Baseline Design - Hourly Results.csv | 841.0687 | 1866.7639 | 0 | 0 | 0 | 0 | 0 | 0 | 0 | SFM | wCZ07 | v2015 | rDXHP | t2 | S14 | BSLcool | Baseline Design | Hourly Results.csv | SFM-wCZ07-v2015-rDXHP-t2 | 841.0687 | 0 | 0 | 0 | 0
eline Design - Hourly Results. | SFM-wCZ07-v2015-rDXHP-t2-S14-BSLheat.pd2 | SFM-wCZ07-v2015-rDXHP-t2-S14-BSLheat - Baseline Design - Hourly Results.csv | 733.8955 | 1867.0498 | 0 | 0 | 0 | 0 | 0 | 0 | 0 | SFM | wCZ07 | v2015 | rDXHP | t2 | S14 | BSLheat | Baseline Design | Hourly Results.csv | SFM-wCZ07-v2015-rDXHP-t2 | 1867.0498 | 0 | 0 | 0 | 0
eline Design - Hourly Results. | SFM-wCZ07-v2015-rDXHP-t2-S15-MSRboth.pd2 | SFM-wCZ07-v2015-rDXHP-t2-S15-MSRboth - Baseline Design - Hourly Results.csv | 708.4323 | 1570.4564 | 0 | 0 | 0 | 0 | 0 | 0 | 0 | SFM | wCZ07 | v2015 | rDXHP | t2 | S15 | MSRboth | Baseline Design | Hourly Results.csv | SFM-wCZ07-v2015-rDXHP-t2-both | 0 | 708.4323 | 1570.4564 | 2278.8887 | 0
eline Design - Hourly Results. | SFM-wCZ07-v2015-rDXHP-t2-S15-MSRcool.pd2 | SFM-wCZ07-v2015-rDXHP-t2-S15-MSRcool - Baseline Design - Hourly Results.csv | 708.4323 | 1660.5223 | 0 | 0 | 0 | 0 | 0 | 0 | 0 | SFM | wCZ07 | v2015 | rDXHP | t2 | S15 | MSRcool | Baseline Design | Hourly Results.csv | SFM-wCZ07-v2015-rDXHP-t2 | 708.4323 | 0 | 0 | 0 | 0
eline Design - Hourly Results. | SFM-wCZ07-v2015-rDXHP-t2-S15-MSRheat.pd2 | SFM-wCZ07-v2015-rDXHP-t2-S15-MSRheat - Baseline Design - Hourly Results.csv | 642.0134 | 1570.4564 | 0 | 0 | 0 | 0 | 0 | 0 | 0 | SFM | wCZ07 | v2015 | rDXHP | t2 | S15 | MSRheat | Baseline Design | Hourly Results.csv | SFM-wCZ07-v2015-rDXHP-t2 | 1570.4564 | 0 | 0 | 0 | 0
eline Design - Hourly Results. | SFM-wCZ07-v2015-rDXHP-t2-S16-MSRboth.pd2 | SFM-wCZ07-v2015-rDXHP-t2-S16-MSRboth - Baseline Design - Hourly Results.csv | 738.5172 | 1760.0774 | 0 | 0 | 0 | 0 | 0 | 0 | 0 | SFM | wCZ07 | v2015 | rDXHP | t2 | S16 | MSRboth | Baseline Design | Hourly Results.csv | SFM-wCZ07-v2015-rDXHP-t2-both | 0 | 738.5172 | 1760.0774 | 2498.5945 | 0
eline Design - Hourly Results. | SFM-wCZ07-v2015-rDXHP-t2-S16-MSRcool.pd2 | SFM-wCZ07-v2015-rDXHP-t2-S16-MSRcool - Baseline Design - Hourly Results.csv | 738.5172 | 1870.3293 | 0 | 0 | 0 | 0 | 0 | 0 | 0 | SFM | wCZ07 | v2015 | rDXHP | t2 | S16 | MSRcool | Baseline Design | Hourly Results.csv | SFM-wCZ07-v2015-rDXHP-t2 | 738.5172 | 0 | 0 | 0 | 0
eline Design - Hourly Results. | SFM-wCZ07-v2015-rDXHP-t2-S16-MSRheat.pd2 | SFM-wCZ07-v2015-rDXHP-t2-S16-MSRheat - Baseline Design - Hourly Results.csv | 668.4548 | 1760.0774 | 0 | 0 | 0 | 0 | 0 | 0 | 0 | SFM | wCZ07 | v2015 | rDXHP | t2 | S16 | MSRheat | Baseline Design | Hourly Results.csv | SFM-wCZ07-v2015-rDXHP-t2 | 1760.0774 | 0 | 0 | 0 | 0
eline Design - Hourly Results. | SFM-wCZ07-v2015-rDXHP-t2-S17-MSRboth.pd2 | SFM-wCZ07-v2015-rDXHP-t2-S17-MSRboth - Baseline Design - Hourly Results.csv | 693.6053 | 1698.6482 | 0 | 0 | 0 | 0 | 0 | 0 | 0 | SFM | wCZ07 | v2015 | rDXHP | t2 | S17 | MSRboth | Baseline Design | Hourly Results.csv | SFM-wCZ07-v2015-rDXHP-t2-both | 0 | 693.6053 | 1698.6482 | 2392.2536 | 0
eline Design - Hourly Results. | SFM-wCZ07-v2015-rDXHP-t2-S17-MSRcool.pd2 | SFM-wCZ07-v2015-rDXHP-t2-S17-MSRcool - Baseline Design - Hourly Results.csv | 693.6053 | 1785.3164 | 0 | 0 | 0 | 0 | 0 | 0 | 0 | SFM | wCZ07 | v2015 | rDXHP | t2 | S17 | MSRcool | Baseline Design | Hourly Results.csv | SFM-wCZ07-v2015-rDXHP-t2 | 693.6053 | 0 | 0 | 0 | 0
eline Design - Hourly Results. | SFM-wCZ07-v2015-rDXHP-t2-S17-MSRheat.pd2 | SFM-wCZ07-v2015-rDXHP-t2-S17-MSRheat - Baseline Design - Hourly Results.csv | 624.5536 | 1698.6482 | 0 | 0 | 0 | 0 | 0 | 0 | 0 | SFM | wCZ07 | v2015 | rDXHP | t2 | S17 | MSRheat | Baseline Design | Hourly Results.csv | SFM-wCZ07-v2015-rDXHP-t2 | 1698.6482 | 0 | 0 | 0 | 0
eline Design - Hourly Results. | SFM-wCZ07-v2015-rDXHP-t3-S14-BSLboth.pd2 | SFM-wCZ07-v2015-rDXHP-t3-S14-BSLboth - Baseline Design - Hourly Results.csv | 833.0915 | 847.2887 | 0 | 0 | 0 | 0 | 0 | 0 | 0 | SFM | wCZ07 | v2015 | rDXHP | t3 | S14 | BSLboth | Baseline Design | Hourly Results.csv | SFM-wCZ07-v2015-rDXHP-t3-both | 0 | 833.0915 | 847.2887 | 1680.3802 | 0
eline Design - Hourly Results. | SFM-wCZ07-v2015-rDXHP-t3-S14-BSLcool.pd2 | SFM-wCZ07-v2015-rDXHP-t3-S14-BSLcool - Baseline Design - Hourly Results.csv | 833.0915 | 847.1589 | 0 | 0 | 0 | 0 | 0 | 0 | 0 | SFM | wCZ07 | v2015 | rDXHP | t3 | S14 | BSLcool | Baseline Design | Hourly Results.csv | SFM-wCZ07-v2015-rDXHP-t3 | 833.0915 | 0 | 0 | 0 | 0
eline Design - Hourly Results. | SFM-wCZ07-v2015-rDXHP-t3-S14-BSLheat.pd2 | SFM-wCZ07-v2015-rDXHP-t3-S14-BSLheat - Baseline Design - Hourly Results.csv | 726.9346 | 847.2887 | 0 | 0 | 0 | 0 | 0 | 0 | 0 | SFM | wCZ07 | v2015 | rDXHP | t3 | S14 | BSLheat | Baseline Design | Hourly Results.csv | SFM-wCZ07-v2015-rDXHP-t3 | 847.2887 | 0 | 0 | 0 | 0
eline Design - Hourly Results. | SFM-wCZ07-v2015-rDXHP-t3-S15-MSRboth.pd2 | SFM-wCZ07-v2015-rDXHP-t3-S15-MSRboth - Baseline Design - Hourly Results.csv | 700.6332 | 712.9927 | 0 | 0 | 0 | 0 | 0 | 0 | 0 | SFM | wCZ07 | v2015 | rDXHP | t3 | S15 | MSRboth | Baseline Design | Hourly Results.csv | SFM-wCZ07-v2015-rDXHP-t3-both | 0 | 700.6332 | 712.9927 | 1413.6259 | 0
eline Design - Hourly Results. | SFM-wCZ07-v2015-rDXHP-t3-S15-MSRcool.pd2 | SFM-wCZ07-v2015-rDXHP-t3-S15-MSRcool - Baseline Design - Hourly Results.csv | 700.6332 | 753.8829 | 0 | 0 | 0 | 0 | 0 | 0 | 0 | SFM | wCZ07 | v2015 | rDXHP | t3 | S15 | MSRcool | Baseline Design | Hourly Results.csv | SFM-wCZ07-v2015-rDXHP-t3 | 700.6332 | 0 | 0 | 0 | 0
eline Design - Hourly Results. | SFM-wCZ07-v2015-rDXHP-t3-S15-MSRheat.pd2 | SFM-wCZ07-v2015-rDXHP-t3-S15-MSRheat - Baseline Design - Hourly Results.csv | 634.9454 | 712.9927 | 0 | 0 | 0 | 0 | 0 | 0 | 0 | SFM | wCZ07 | v2015 | rDXHP | t3 | S15 | MSRheat | Baseline Design | Hourly Results.csv | SFM-wCZ07-v2015-rDXHP-t3 | 712.9927 | 0 | 0 | 0 | 0
eline Design - Hourly Results. | SFM-wCZ07-v2015-rDXHP-t3-S16-MSRboth.pd2 | SFM-wCZ07-v2015-rDXHP-t3-S16-MSRboth - Baseline Design - Hourly Results.csv | 730.8145 | 802.3269 | 0 | 0 | 0 | 0 | 0 | 0 | 0 | SFM | wCZ07 | v2015 | rDXHP | t3 | S16 | MSRboth | Baseline Design | Hourly Results.csv | SFM-wCZ07-v2015-rDXHP-t3-both | 0 | 730.8145 | 802.3269 | 1533.1414 | 0
eline Design - Hourly Results. | SFM-wCZ07-v2015-rDXHP-t3-S16-MSRcool.pd2 | SFM-wCZ07-v2015-rDXHP-t3-S16-MSRcool - Baseline Design - Hourly Results.csv | 730.8145 | 852.585 | 0 | 0 | 0 | 0 | 0 | 0 | 0 | SFM | wCZ07 | v2015 | rDXHP | t3 | S16 | MSRcool | Baseline Design | Hourly Results.csv | SFM-wCZ07-v2015-rDXHP-t3 | 730.8145 | 0 | 0 | 0 | 0
eline Design - Hourly Results. | SFM-wCZ07-v2015-rDXHP-t3-S16-MSRheat.pd2 | SFM-wCZ07-v2015-rDXHP-t3-S16-MSRheat - Baseline Design - Hourly Results.csv | 661.4828 | 802.3269 | 0 | 0 | 0 | 0 | 0 | 0 | 0 | SFM | wCZ07 | v2015 | rDXHP | t3 | S16 | MSRheat | Baseline Design | Hourly Results.csv | SFM-wCZ07-v2015-rDXHP-t3 | 802.3269 | 0 | 0 | 0 | 0
eline Design - Hourly Results. | SFM-wCZ07-v2015-rDXHP-t3-S17-MSRboth.pd2 | SFM-wCZ07-v2015-rDXHP-t3-S17-MSRboth - Baseline Design - Hourly Results.csv | 686.3711 | 774.3246 | 0 | 0 | 0 | 0 | 0 | 0 | 0 | SFM | wCZ07 | v2015 | rDXHP | t3 | S17 | MSRboth | Baseline Design | Hourly Results.csv | SFM-wCZ07-v2015-rDXHP-t3-both | 0 | 686.3711 | 774.3246 | 1460.6957 | 0
eline Design - Hourly Results. | SFM-wCZ07-v2015-rDXHP-t3-S17-MSRcool.pd2 | SFM-wCZ07-v2015-rDXHP-t3-S17-MSRcool - Baseline Design - Hourly Results.csv | 686.3711 | 813.8321 | 0 | 0 | 0 | 0 | 0 | 0 | 0 | SFM | wCZ07 | v2015 | rDXHP | t3 | S17 | MSRcool | Baseline Design | Hourly Results.csv | SFM-wCZ07-v2015-rDXHP-t3 | 686.3711 | 0 | 0 | 0 | 0
eline Design - Hourly Results. | SFM-wCZ07-v2015-rDXHP-t3-S17-MSRheat.pd2 | SFM-wCZ07-v2015-rDXHP-t3-S17-MSRheat - Baseline Design - Hourly Results.csv | 618.0395 | 774.3246 | 0 | 0 | 0 | 0 | 0 | 0 | 0 | SFM | wCZ07 | v2015 | rDXHP | t3 | S17 | MSRheat | Baseline Design | Hourly Results.csv | SFM-wCZ07-v2015-rDXHP-t3 | 774.3246 | 0 | 0 | 0 | 0
eline Design - Hourly Results. | SFM-wCZ07-v2015-rDXHP-t4-S14-BSLboth.pd2 | SFM-wCZ07-v2015-rDXHP-t4-S14-BSLboth - Baseline Design - Hourly Results.csv | 2566.9186 | 957.8558 | 0 | 0 | 0 | 0 | 0 | 0 | 0 | SFM | wCZ07 | v2015 | rDXHP | t4 | S14 | BSLboth | Baseline Design | Hourly Results.csv | SFM-wCZ07-v2015-rDXHP-t4-both | 0 | 2566.9186 | 957.8558 | 3524.7744 | 0
eline Design - Hourly Results. | SFM-wCZ07-v2015-rDXHP-t4-S14-BSLcool.pd2 | SFM-wCZ07-v2015-rDXHP-t4-S14-BSLcool - Baseline Design - Hourly Results.csv | 2566.9186 | 957.7092 | 0 | 0 | 0 | 0 | 0 | 0 | 0 | SFM | wCZ07 | v2015 | rDXHP | t4 | S14 | BSLcool | Baseline Design | Hourly Results.csv | SFM-wCZ07-v2015-rDXHP-t4 | 2566.9186 | 0 | 0 | 0 | 0
eline Design - Hourly Results. | SFM-wCZ07-v2015-rDXHP-t4-S14-BSLheat.pd2 | SFM-wCZ07-v2015-rDXHP-t4-S14-BSLheat - Baseline Design - Hourly Results.csv | 2239.8287 | 957.8558 | 0 | 0 | 0 | 0 | 0 | 0 | 0 | SFM | wCZ07 | v2015 | rDXHP | t4 | S14 | BSLheat | Baseline Design | Hourly Results.csv | SFM-wCZ07-v2015-rDXHP-t4 | 957.8558 | 0 | 0 | 0 | 0
eline Design - Hourly Results. | SFM-wCZ07-v2015-rDXHP-t4-S15-MSRboth.pd2 | SFM-wCZ07-v2015-rDXHP-t4-S15-MSRboth - Baseline Design - Hourly Results.csv | 2155.4337 | 809.5774 | 0 | 0 | 0 | 0 | 0 | 0 | 0 | SFM | wCZ07 | v2015 | rDXHP | t4 | S15 | MSRboth | Baseline Design | Hourly Results.csv | SFM-wCZ07-v2015-rDXHP-t4-both | 0 | 2155.4337 | 809.5774 | 2965.0112 | 0
eline Design - Hourly Results. | SFM-wCZ07-v2015-rDXHP-t4-S15-MSRcool.pd2 | SFM-wCZ07-v2015-rDXHP-t4-S15-MSRcool - Baseline Design - Hourly Results.csv | 2155.4337 | 856.0069 | 0 | 0 | 0 | 0 | 0 | 0 | 0 | SFM | wCZ07 | v2015 | rDXHP | t4 | S15 | MSRcool | Baseline Design | Hourly Results.csv | SFM-wCZ07-v2015-rDXHP-t4 | 2155.4337 | 0 | 0 | 0 | 0
eline Design - Hourly Results. | SFM-wCZ07-v2015-rDXHP-t4-S15-MSRheat.pd2 | SFM-wCZ07-v2015-rDXHP-t4-S15-MSRheat - Baseline Design - Hourly Results.csv | 1953.3517 | 809.5774 | 0 | 0 | 0 | 0 | 0 | 0 | 0 | SFM | wCZ07 | v2015 | rDXHP | t4 | S15 | MSRheat | Baseline Design | Hourly Results.csv | SFM-wCZ07-v2015-rDXHP-t4 | 809.5774 | 0 | 0 | 0 | 0
eline Design - Hourly Results. | SFM-wCZ07-v2015-rDXHP-t4-S16-MSRboth.pd2 | SFM-wCZ07-v2015-rDXHP-t4-S16-MSRboth - Baseline Design - Hourly Results.csv | 2255.7697 | 896.7498 | 0 | 0 | 0 | 0 | 0 | 0 | 0 | SFM | wCZ07 | v2015 | rDXHP | t4 | S16 | MSRboth | Baseline Design | Hourly Results.csv | SFM-wCZ07-v2015-rDXHP-t4-both | 0 | 2255.7697 | 896.7498 | 3152.5195 | 0
eline Design - Hourly Results. | SFM-wCZ07-v2015-rDXHP-t4-S16-MSRcool.pd2 | SFM-wCZ07-v2015-rDXHP-t4-S16-MSRcool - Baseline Design - Hourly Results.csv | 2255.7697 | 952.9226 | 0 | 0 | 0 | 0 | 0 | 0 | 0 | SFM | wCZ07 | v2015 | rDXHP | t4 | S16 | MSRcool | Baseline Design | Hourly Results.csv | SFM-wCZ07-v2015-rDXHP-t4 | 2255.7697 | 0 | 0 | 0 | 0
eline Design - Hourly Results. | SFM-wCZ07-v2015-rDXHP-t4-S16-MSRheat.pd2 | SFM-wCZ07-v2015-rDXHP-t4-S16-MSRheat - Baseline Design - Hourly Results.csv | 2041.7673 | 896.7498 | 0 | 0 | 0 | 0 | 0 | 0 | 0 | SFM | wCZ07 | v2015 | rDXHP | t4 | S16 | MSRheat | Baseline Design | Hourly Results.csv | SFM-wCZ07-v2015-rDXHP-t4 | 896.7498 | 0 | 0 | 0 | 0
eline Design - Hourly Results. | SFM-wCZ07-v2015-rDXHP-t4-S17-MSRboth.pd2 | SFM-wCZ07-v2015-rDXHP-t4-S17-MSRboth - Baseline Design - Hourly Results.csv | 2118.5885 | 865.4522 | 0 | 0 | 0 | 0 | 0 | 0 | 0 | SFM | wCZ07 | v2015 | rDXHP | t4 | S17 | MSRboth | Baseline Design | Hourly Results.csv | SFM-wCZ07-v2015-rDXHP-t4-both | 0 | 2118.5885 | 865.4522 | 2984.0407 | 0
eline Design - Hourly Results. | SFM-wCZ07-v2015-rDXHP-t4-S17-MSRcool.pd2 | SFM-wCZ07-v2015-rDXHP-t4-S17-MSRcool - Baseline Design - Hourly Results.csv | 2118.5885 | 909.609 | 0 | 0 | 0 | 0 | 0 | 0 | 0 | SFM | wCZ07 | v2015 | rDXHP | t4 | S17 | MSRcool | Baseline Design | Hourly Results.csv | SFM-wCZ07-v2015-rDXHP-t4 | 2118.5885 | 0 | 0 | 0 | 0
eline Design - Hourly Results. | SFM-wCZ07-v2015-rDXHP-t4-S17-MSRheat.pd2 | SFM-wCZ07-v2015-rDXHP-t4-S17-MSRheat - Baseline Design - Hourly Results.csv | 1907.6728 | 865.4522 | 0 | 0 | 0 | 0 | 0 | 0 | 0 | SFM | wCZ07 | v2015 | rDXHP | t4 | S17 | MSRheat | Baseline Design | Hourly Results.csv | SFM-wCZ07-v2015-rDXHP-t4 | 865.4522 | 0 | 0 | 0 | 0
eline Design - Hourly Results. | SFM-wCZ07-v2015-rDXHP-t5-S14-BSLboth.pd2 | SFM-wCZ07-v2015-rDXHP-t5-S14-BSLboth - Baseline Design - Hourly Results.csv | 1393.5207 | 816.6214 | 0 | 0 | 0 | 0 | 0 | 0 | 0 | SFM | wCZ07 | v2015 | rDXHP | t5 | S14 | BSLboth | Baseline Design | Hourly Results.csv | SFM-wCZ07-v2015-rDXHP-t5-both | 0 | 1393.5207 | 816.6214 | 2210.1421 | 0
eline Design - Hourly Results. | SFM-wCZ07-v2015-rDXHP-t5-S14-BSLcool.pd2 | SFM-wCZ07-v2015-rDXHP-t5-S14-BSLcool - Baseline Design - Hourly Results.csv | 1393.5207 | 816.4964 | 0 | 0 | 0 | 0 | 0 | 0 | 0 | SFM | wCZ07 | v2015 | rDXHP | t5 | S14 | BSLcool | Baseline Design | Hourly Results.csv | SFM-wCZ07-v2015-rDXHP-t5 | 1393.5207 | 0 | 0 | 0 | 0
eline Design - Hourly Results. | SFM-wCZ07-v2015-rDXHP-t5-S14-BSLheat.pd2 | SFM-wCZ07-v2015-rDXHP-t5-S14-BSLheat - Baseline Design - Hourly Results.csv | 1215.9513 | 816.6214 | 0 | 0 | 0 | 0 | 0 | 0 | 0 | SFM | wCZ07 | v2015 | rDXHP | t5 | S14 | BSLheat | Baseline Design | Hourly Results.csv | SFM-wCZ07-v2015-rDXHP-t5 | 816.6214 | 0 | 0 | 0 | 0
eline Design - Hourly Results. | SFM-wCZ07-v2015-rDXHP-t5-S15-MSRboth.pd2 | SFM-wCZ07-v2015-rDXHP-t5-S15-MSRboth - Baseline Design - Hourly Results.csv | 1172.5552 | 687.8581 | 0 | 0 | 0 | 0 | 0 | 0 | 0 | SFM | wCZ07 | v2015 | rDXHP | t5 | S15 | MSRboth | Baseline Design | Hourly Results.csv | SFM-wCZ07-v2015-rDXHP-t5-both | 0 | 1172.5552 | 687.8581 | 1860.4134 | 0
eline Design - Hourly Results. | SFM-wCZ07-v2015-rDXHP-t5-S15-MSRcool.pd2 | SFM-wCZ07-v2015-rDXHP-t5-S15-MSRcool - Baseline Design - Hourly Results.csv | 1172.5552 | 727.3069 | 0 | 0 | 0 | 0 | 0 | 0 | 0 | SFM | wCZ07 | v2015 | rDXHP | t5 | S15 | MSRcool | Baseline Design | Hourly Results.csv | SFM-wCZ07-v2015-rDXHP-t5 | 1172.5552 | 0 | 0 | 0 | 0
eline Design - Hourly Results. | SFM-wCZ07-v2015-rDXHP-t5-S15-MSRheat.pd2 | SFM-wCZ07-v2015-rDXHP-t5-S15-MSRheat - Baseline Design - Hourly Results.csv | 1062.6227 | 687.8581 | 0 | 0 | 0 | 0 | 0 | 0 | 0 | SFM | wCZ07 | v2015 | rDXHP | t5 | S15 | MSRheat | Baseline Design | Hourly Results.csv | SFM-wCZ07-v2015-rDXHP-t5 | 687.8581 | 0 | 0 | 0 | 0
eline Design - Hourly Results. | SFM-wCZ07-v2015-rDXHP-t5-S16-MSRboth.pd2 | SFM-wCZ07-v2015-rDXHP-t5-S16-MSRboth - Baseline Design - Hourly Results.csv | 1232.757 | 774.4373 | 0 | 0 | 0 | 0 | 0 | 0 | 0 | SFM | wCZ07 | v2015 | rDXHP | t5 | S16 | MSRboth | Baseline Design | Hourly Results.csv | SFM-wCZ07-v2015-rDXHP-t5-both | 0 | 1232.757 | 774.4373 | 2007.1944 | 0
eline Design - Hourly Results. | SFM-wCZ07-v2015-rDXHP-t5-S16-MSRcool.pd2 | SFM-wCZ07-v2015-rDXHP-t5-S16-MSRcool - Baseline Design - Hourly Results.csv | 1232.757 | 822.9484 | 0 | 0 | 0 | 0 | 0 | 0 | 0 | SFM | wCZ07 | v2015 | rDXHP | t5 | S16 | MSRcool | Baseline Design | Hourly Results.csv | SFM-wCZ07-v2015-rDXHP-t5 | 1232.757 | 0 | 0 | 0 | 0
eline Design - Hourly Results. | SFM-wCZ07-v2015-rDXHP-t5-S16-MSRheat.pd2 | SFM-wCZ07-v2015-rDXHP-t5-S16-MSRheat - Baseline Design - Hourly Results.csv | 1115.8068 | 774.4373 | 0 | 0 | 0 | 0 | 0 | 0 | 0 | SFM | wCZ07 | v2015 | rDXHP | t5 | S16 | MSRheat | Baseline Design | Hourly Results.csv | SFM-wCZ07-v2015-rDXHP-t5 | 774.4373 | 0 | 0 | 0 | 0
eline Design - Hourly Results. | SFM-wCZ07-v2015-rDXHP-t5-S17-MSRboth.pd2 | SFM-wCZ07-v2015-rDXHP-t5-S17-MSRboth - Baseline Design - Hourly Results.csv | 1157.7889 | 747.4084 | 0 | 0 | 0 | 0 | 0 | 0 | 0 | SFM | wCZ07 | v2015 | rDXHP | t5 | S17 | MSRboth | Baseline Design | Hourly Results.csv | SFM-wCZ07-v2015-rDXHP-t5-both | 0 | 1157.7889 | 747.4084 | 1905.1973 | 0
eline Design - Hourly Results. | SFM-wCZ07-v2015-rDXHP-t5-S17-MSRcool.pd2 | SFM-wCZ07-v2015-rDXHP-t5-S17-MSRcool - Baseline Design - Hourly Results.csv | 1157.7889 | 785.5426 | 0 | 0 | 0 | 0 | 0 | 0 | 0 | SFM | wCZ07 | v2015 | rDXHP | t5 | S17 | MSRcool | Baseline Design | Hourly Results.csv | SFM-wCZ07-v2015-rDXHP-t5 | 1157.7889 | 0 | 0 | 0 | 0
eline Design - Hourly Results. | SFM-wCZ07-v2015-rDXHP-t5-S17-MSRheat.pd2 | SFM-wCZ07-v2015-rDXHP-t5-S17-MSRheat - Baseline Design - Hourly Results.csv | 1042.5254 | 747.4084 | 0 | 0 | 0 | 0 | 0 | 0 | 0 | SFM | wCZ07 | v2015 | rDXHP | t5 | S17 | MSRheat | Baseline Design | Hourly Results.csv | SFM-wCZ07-v2015-rDXHP-t5 | 747.4084 | 0 | 0 | 0 | 0
eline Design - Hourly Results. | SFM-wCZ08-v2015-rDXHP-t1-S14-BSLboth.pd2 | SFM-wCZ08-v2015-rDXHP-t1-S14-BSLboth - Baseline Design - Hourly Results.csv | 4382.7868 | 1503.7637 | 150.2541 | 0 | 0 | 65.3295 | 0 | 65.3295 | 0 | SFM | wCZ08 | v2015 | rDXHP | t1 | S14 | BSLboth | Baseline Design | Hourly Results.csv | SFM-wCZ08-v2015-rDXHP-t1-both | 0 | 4382.7868 | 1569.0932 | 5951.88 | 0
eline Design - Hourly Results. | SFM-wCZ08-v2015-rDXHP-t1-S14-BSLcool.pd2 | SFM-wCZ08-v2015-rDXHP-t1-S14-BSLcool - Baseline Design - Hourly Results.csv | 4382.7868 | 1503.5334 | 150.2541 | 0 | 0 | 65.3295 | 0 | 65.3295 | 0 | SFM | wCZ08 | v2015 | rDXHP | t1 | S14 | BSLcool | Baseline Design | Hourly Results.csv | SFM-wCZ08-v2015-rDXHP-t1 | 4382.7868 | 0 | 0 | 0 | 0
eline Design - Hourly Results. | SFM-wCZ08-v2015-rDXHP-t1-S14-BSLheat.pd2 | SFM-wCZ08-v2015-rDXHP-t1-S14-BSLheat - Baseline Design - Hourly Results.csv | 3824.3102 | 1503.7637 | 150.2541 | 0 | 0 | 65.3295 | 0 | 65.3295 | 0 | SFM | wCZ08 | v2015 | rDXHP | t1 | S14 | BSLheat | Baseline Design | Hourly Results.csv | SFM-wCZ08-v2015-rDXHP-t1 | 1569.0932 | 0 | 0 | 0 | 0
eline Design - Hourly Results. | SFM-wCZ08-v2015-rDXHP-t1-S15-MSRboth.pd2 | SFM-wCZ08-v2015-rDXHP-t1-S15-MSRboth - Baseline Design - Hourly Results.csv | 3683.0825 | 1262.5345 | 150.7962 | 0 | 0 | 59.8538 | 0 | 59.8538 | 0 | SFM | wCZ08 | v2015 | rDXHP | t1 | S15 | MSRboth | Baseline Design | Hourly Results.csv | SFM-wCZ08-v2015-rDXHP-t1-both | 0 | 3683.0825 | 1322.3882 | 5005.4708 | 0
eline Design - Hourly Results. | SFM-wCZ08-v2015-rDXHP-t1-S15-MSRcool.pd2 | SFM-wCZ08-v2015-rDXHP-t1-S15-MSRcool - Baseline Design - Hourly Results.csv | 3683.0825 | 1334.9409 | 150.7962 | 0 | 0 | 59.8538 | 0 | 59.8538 | 0 | SFM | wCZ08 | v2015 | rDXHP | t1 | S15 | MSRcool | Baseline Design | Hourly Results.csv | SFM-wCZ08-v2015-rDXHP-t1 | 3683.0825 | 0 | 0 | 0 | 0
eline Design - Hourly Results. | SFM-wCZ08-v2015-rDXHP-t1-S15-MSRheat.pd2 | SFM-wCZ08-v2015-rDXHP-t1-S15-MSRheat - Baseline Design - Hourly Results.csv | 3337.776 | 1262.5345 | 150.7962 | 0 | 0 | 59.8538 | 0 | 59.8538 | 0 | SFM | wCZ08 | v2015 | rDXHP | t1 | S15 | MSRheat | Baseline Design | Hourly Results.csv | SFM-wCZ08-v2015-rDXHP-t1 | 1322.3882 | 0 | 0 | 0 | 0
eline Design - Hourly Results. | SFM-wCZ08-v2015-rDXHP-t1-S16-MSRboth.pd2 | SFM-wCZ08-v2015-rDXHP-t1-S16-MSRboth - Baseline Design - Hourly Results.csv | 3809.4382 | 1430.6765 | 151.2015 | 0 | 0 | 0 | 0 | 0 | 0 | SFM | wCZ08 | v2015 | rDXHP | t1 | S16 | MSRboth | Baseline Design | Hourly Results.csv | SFM-wCZ08-v2015-rDXHP-t1-both | 0 | 3809.4382 | 1430.6765 | 5240.1148 | 0
eline Design - Hourly Results. | SFM-wCZ08-v2015-rDXHP-t1-S16-MSRcool.pd2 | SFM-wCZ08-v2015-rDXHP-t1-S16-MSRcool - Baseline Design - Hourly Results.csv | 3809.4382 | 1520.2949 | 151.2015 | 0 | 0 | 0 | 0 | 0 | 0 | SFM | wCZ08 | v2015 | rDXHP | t1 | S16 | MSRcool | Baseline Design | Hourly Results.csv | SFM-wCZ08-v2015-rDXHP-t1 | 3809.4382 | 0 | 0 | 0 | 0
eline Design - Hourly Results. | SFM-wCZ08-v2015-rDXHP-t1-S16-MSRheat.pd2 | SFM-wCZ08-v2015-rDXHP-t1-S16-MSRheat - Baseline Design - Hourly Results.csv | 3448.0413 | 1430.6765 | 151.2015 | 0 | 0 | 0 | 0 | 0 | 0 | SFM | wCZ08 | v2015 | rDXHP | t1 | S16 | MSRheat | Baseline Design | Hourly Results.csv | SFM-wCZ08-v2015-rDXHP-t1 | 1430.6765 | 0 | 0 | 0 | 0
eline Design - Hourly Results. | SFM-wCZ08-v2015-rDXHP-t1-S17-MSRboth.pd2 | SFM-wCZ08-v2015-rDXHP-t1-S17-MSRboth - Baseline Design - Hourly Results.csv | 3577.7737 | 1380.7442 | 151.2015 | 0 | 0 | 0 | 0 | 0 | 0 | SFM | wCZ08 | v2015 | rDXHP | t1 | S17 | MSRboth | Baseline Design | Hourly Results.csv | SFM-wCZ08-v2015-rDXHP-t1-both | 0 | 3577.7737 | 1380.7442 | 4958.5179 | 0
eline Design - Hourly Results. | SFM-wCZ08-v2015-rDXHP-t1-S17-MSRcool.pd2 | SFM-wCZ08-v2015-rDXHP-t1-S17-MSRcool - Baseline Design - Hourly Results.csv | 3577.7737 | 1451.1922 | 151.2015 | 0 | 0 | 0 | 0 | 0 | 0 | SFM | wCZ08 | v2015 | rDXHP | t1 | S17 | MSRcool | Baseline Design | Hourly Results.csv | SFM-wCZ08-v2015-rDXHP-t1 | 3577.7737 | 0 | 0 | 0 | 0
eline Design - Hourly Results. | SFM-wCZ08-v2015-rDXHP-t1-S17-MSRheat.pd2 | SFM-wCZ08-v2015-rDXHP-t1-S17-MSRheat - Baseline Design - Hourly Results.csv | 3221.5889 | 1380.7442 | 151.2015 | 0 | 0 | 0 | 0 | 0 | 0 | SFM | wCZ08 | v2015 | rDXHP | t1 | S17 | MSRheat | Baseline Design | Hourly Results.csv | SFM-wCZ08-v2015-rDXHP-t1 | 1380.7442 | 0 | 0 | 0 | 0
eline Design - Hourly Results. | SFM-wCZ08-v2015-rDXHP-t2-S14-BSLboth.pd2 | SFM-wCZ08-v2015-rDXHP-t2-S14-BSLboth - Baseline Design - Hourly Results.csv | 1786.3498 | 1467.4675 | 27.4597 | 0 | 0 | 21.634 | 0 | 21.634 | 0 | SFM | wCZ08 | v2015 | rDXHP | t2 | S14 | BSLboth | Baseline Design | Hourly Results.csv | SFM-wCZ08-v2015-rDXHP-t2-both | 0 | 1786.3498 | 1489.1015 | 3275.4513 | 0
eline Design - Hourly Results. | SFM-wCZ08-v2015-rDXHP-t2-S14-BSLcool.pd2 | SFM-wCZ08-v2015-rDXHP-t2-S14-BSLcool - Baseline Design - Hourly Results.csv | 1786.3498 | 1467.2428 | 27.4597 | 0 | 0 | 21.634 | 0 | 21.634 | 0 | SFM | wCZ08 | v2015 | rDXHP | t2 | S14 | BSLcool | Baseline Design | Hourly Results.csv | SFM-wCZ08-v2015-rDXHP-t2 | 1786.3498 | 0 | 0 | 0 | 0
eline Design - Hourly Results. | SFM-wCZ08-v2015-rDXHP-t2-S14-BSLheat.pd2 | SFM-wCZ08-v2015-rDXHP-t2-S14-BSLheat - Baseline Design - Hourly Results.csv | 1558.7239 | 1467.4675 | 27.4597 | 0 | 0 | 21.634 | 0 | 21.634 | 0 | SFM | wCZ08 | v2015 | rDXHP | t2 | S14 | BSLheat | Baseline Design | Hourly Results.csv | SFM-wCZ08-v2015-rDXHP-t2 | 1489.1015 | 0 | 0 | 0 | 0
eline Design - Hourly Results. | SFM-wCZ08-v2015-rDXHP-t2-S15-MSRboth.pd2 | SFM-wCZ08-v2015-rDXHP-t2-S15-MSRboth - Baseline Design - Hourly Results.csv | 1503.2752 | 1239.9428 | 26.7177 | 0 | 0 | 19.7188 | 0 | 19.7188 | 0 | SFM | wCZ08 | v2015 | rDXHP | t2 | S15 | MSRboth | Baseline Design | Hourly Results.csv | SFM-wCZ08-v2015-rDXHP-t2-both | 0 | 1503.2752 | 1259.6616 | 2762.9368 | 0
eline Design - Hourly Results. | SFM-wCZ08-v2015-rDXHP-t2-S15-MSRcool.pd2 | SFM-wCZ08-v2015-rDXHP-t2-S15-MSRcool - Baseline Design - Hourly Results.csv | 1503.2752 | 1311.0536 | 26.7177 | 0 | 0 | 19.7188 | 0 | 19.7188 | 0 | SFM | wCZ08 | v2015 | rDXHP | t2 | S15 | MSRcool | Baseline Design | Hourly Results.csv | SFM-wCZ08-v2015-rDXHP-t2 | 1503.2752 | 0 | 0 | 0 | 0
eline Design - Hourly Results. | SFM-wCZ08-v2015-rDXHP-t2-S15-MSRheat.pd2 | SFM-wCZ08-v2015-rDXHP-t2-S15-MSRheat - Baseline Design - Hourly Results.csv | 1362.336 | 1239.9428 | 26.7177 | 0 | 0 | 19.7188 | 0 | 19.7188 | 0 | SFM | wCZ08 | v2015 | rDXHP | t2 | S15 | MSRheat | Baseline Design | Hourly Results.csv | SFM-wCZ08-v2015-rDXHP-t2 | 1259.6616 | 0 | 0 | 0 | 0
eline Design - Hourly Results. | SFM-wCZ08-v2015-rDXHP-t2-S16-MSRboth.pd2 | SFM-wCZ08-v2015-rDXHP-t2-S16-MSRboth - Baseline Design - Hourly Results.csv | 1550.8867 | 1373.6306 | 26.1199 | 0 | 0 | 0 | 0 | 0 | 0 | SFM | wCZ08 | v2015 | rDXHP | t2 | S16 | MSRboth | Baseline Design | Hourly Results.csv | SFM-wCZ08-v2015-rDXHP-t2-both | 0 | 1550.8867 | 1373.6306 | 2924.5172 | 0
eline Design - Hourly Results. | SFM-wCZ08-v2015-rDXHP-t2-S16-MSRcool.pd2 | SFM-wCZ08-v2015-rDXHP-t2-S16-MSRcool - Baseline Design - Hourly Results.csv | 1550.8867 | 1459.6755 | 26.1199 | 0 | 0 | 0 | 0 | 0 | 0 | SFM | wCZ08 | v2015 | rDXHP | t2 | S16 | MSRcool | Baseline Design | Hourly Results.csv | SFM-wCZ08-v2015-rDXHP-t2 | 1550.8867 | 0 | 0 | 0 | 0
eline Design - Hourly Results. | SFM-wCZ08-v2015-rDXHP-t2-S16-MSRheat.pd2 | SFM-wCZ08-v2015-rDXHP-t2-S16-MSRheat - Baseline Design - Hourly Results.csv | 1403.7559 | 1373.6306 | 26.1199 | 0 | 0 | 0 | 0 | 0 | 0 | SFM | wCZ08 | v2015 | rDXHP | t2 | S16 | MSRheat | Baseline Design | Hourly Results.csv | SFM-wCZ08-v2015-rDXHP-t2 | 1373.6306 | 0 | 0 | 0 | 0
eline Design - Hourly Results. | SFM-wCZ08-v2015-rDXHP-t2-S17-MSRboth.pd2 | SFM-wCZ08-v2015-rDXHP-t2-S17-MSRboth - Baseline Design - Hourly Results.csv | 1456.572 | 1325.689 | 26.1199 | 0 | 0 | 0 | 0 | 0 | 0 | SFM | wCZ08 | v2015 | rDXHP | t2 | S17 | MSRboth | Baseline Design | Hourly Results.csv | SFM-wCZ08-v2015-rDXHP-t2-both | 0 | 1456.572 | 1325.689 | 2782.261 | 0
eline Design - Hourly Results. | SFM-wCZ08-v2015-rDXHP-t2-S17-MSRcool.pd2 | SFM-wCZ08-v2015-rDXHP-t2-S17-MSRcool - Baseline Design - Hourly Results.csv | 1456.572 | 1393.3283 | 26.1199 | 0 | 0 | 0 | 0 | 0 | 0 | SFM | wCZ08 | v2015 | rDXHP | t2 | S17 | MSRcool | Baseline Design | Hourly Results.csv | SFM-wCZ08-v2015-rDXHP-t2 | 1456.572 | 0 | 0 | 0 | 0
eline Design - Hourly Results. | SFM-wCZ08-v2015-rDXHP-t2-S17-MSRheat.pd2 | SFM-wCZ08-v2015-rDXHP-t2-S17-MSRheat - Baseline Design - Hourly Results.csv | 1311.5633 | 1325.689 | 26.1199 | 0 | 0 | 0 | 0 | 0 | 0 | SFM | wCZ08 | v2015 | rDXHP | t2 | S17 | MSRheat | Baseline Design | Hourly Results.csv | SFM-wCZ08-v2015-rDXHP-t2 | 1325.689 | 0 | 0 | 0 | 0
eline Design - Hourly Results. | SFM-wCZ08-v2015-rDXHP-t3-S14-BSLboth.pd2 | SFM-wCZ08-v2015-rDXHP-t3-S14-BSLboth - Baseline Design - Hourly Results.csv | 762.756 | 2525.4373 | 58.8599 | 0 | 0 | 79.1847 | 0 | 79.1847 | 0 | SFM | wCZ08 | v2015 | rDXHP | t3 | S14 | BSLboth | Baseline Design | Hourly Results.csv | SFM-wCZ08-v2015-rDXHP-t3-both | 0 | 762.756 | 2604.622 | 3367.378 | 0
eline Design - Hourly Results. | SFM-wCZ08-v2015-rDXHP-t3-S14-BSLcool.pd2 | SFM-wCZ08-v2015-rDXHP-t3-S14-BSLcool - Baseline Design - Hourly Results.csv | 762.756 | 2525.0504 | 58.8599 | 0 | 0 | 79.1847 | 0 | 79.1847 | 0 | SFM | wCZ08 | v2015 | rDXHP | t3 | S14 | BSLcool | Baseline Design | Hourly Results.csv | SFM-wCZ08-v2015-rDXHP-t3 | 762.756 | 0 | 0 | 0 | 0
eline Design - Hourly Results. | SFM-wCZ08-v2015-rDXHP-t3-S14-BSLheat.pd2 | SFM-wCZ08-v2015-rDXHP-t3-S14-BSLheat - Baseline Design - Hourly Results.csv | 665.5618 | 2525.4373 | 58.8599 | 0 | 0 | 79.1847 | 0 | 79.1847 | 0 | SFM | wCZ08 | v2015 | rDXHP | t3 | S14 | BSLheat | Baseline Design | Hourly Results.csv | SFM-wCZ08-v2015-rDXHP-t3 | 2604.622 | 0 | 0 | 0 | 0
eline Design - Hourly Results. | SFM-wCZ08-v2015-rDXHP-t3-S15-MSRboth.pd2 | SFM-wCZ08-v2015-rDXHP-t3-S15-MSRboth - Baseline Design - Hourly Results.csv | 641.9804 | 2119.5911 | 62.1499 | 0 | 0 | 72.3635 | 0 | 72.3635 | 0 | SFM | wCZ08 | v2015 | rDXHP | t3 | S15 | MSRboth | Baseline Design | Hourly Results.csv | SFM-wCZ08-v2015-rDXHP-t3-both | 0 | 641.9804 | 2191.9546 | 2833.935 | 0
eline Design - Hourly Results. | SFM-wCZ08-v2015-rDXHP-t3-S15-MSRcool.pd2 | SFM-wCZ08-v2015-rDXHP-t3-S15-MSRcool - Baseline Design - Hourly Results.csv | 641.9804 | 2241.15 | 62.1499 | 0 | 0 | 72.3635 | 0 | 72.3635 | 0 | SFM | wCZ08 | v2015 | rDXHP | t3 | S15 | MSRcool | Baseline Design | Hourly Results.csv | SFM-wCZ08-v2015-rDXHP-t3 | 641.9804 | 0 | 0 | 0 | 0
eline Design - Hourly Results. | SFM-wCZ08-v2015-rDXHP-t3-S15-MSRheat.pd2 | SFM-wCZ08-v2015-rDXHP-t3-S15-MSRheat - Baseline Design - Hourly Results.csv | 581.7916 | 2119.5911 | 62.1499 | 0 | 0 | 72.3635 | 0 | 72.3635 | 0 | SFM | wCZ08 | v2015 | rDXHP | t3 | S15 | MSRheat | Baseline Design | Hourly Results.csv | SFM-wCZ08-v2015-rDXHP-t3 | 2191.9546 | 0 | 0 | 0 | 0
eline Design - Hourly Results. | SFM-wCZ08-v2015-rDXHP-t3-S16-MSRboth.pd2 | SFM-wCZ08-v2015-rDXHP-t3-S16-MSRboth - Baseline Design - Hourly Results.csv | 658.3172 | 2386.2698 | 62.3002 | 0 | 0 | 1.4141 | 0 | 1.4141 | 0 | SFM | wCZ08 | v2015 | rDXHP | t3 | S16 | MSRboth | Baseline Design | Hourly Results.csv | SFM-wCZ08-v2015-rDXHP-t3-both | 0 | 658.3172 | 2387.684 | 3046.0012 | 0
eline Design - Hourly Results. | SFM-wCZ08-v2015-rDXHP-t3-S16-MSRcool.pd2 | SFM-wCZ08-v2015-rDXHP-t3-S16-MSRcool - Baseline Design - Hourly Results.csv | 658.3172 | 2535.747 | 62.3002 | 0 | 0 | 1.4141 | 0 | 1.4141 | 0 | SFM | wCZ08 | v2015 | rDXHP | t3 | S16 | MSRcool | Baseline Design | Hourly Results.csv | SFM-wCZ08-v2015-rDXHP-t3 | 658.3172 | 0 | 0 | 0 | 0
eline Design - Hourly Results. | SFM-wCZ08-v2015-rDXHP-t3-S16-MSRheat.pd2 | SFM-wCZ08-v2015-rDXHP-t3-S16-MSRheat - Baseline Design - Hourly Results.csv | 595.8634 | 2386.2698 | 62.3002 | 0 | 0 | 1.4141 | 0 | 1.4141 | 0 | SFM | wCZ08 | v2015 | rDXHP | t3 | S16 | MSRheat | Baseline Design | Hourly Results.csv | SFM-wCZ08-v2015-rDXHP-t3 | 2387.684 | 0 | 0 | 0 | 0
eline Design - Hourly Results. | SFM-wCZ08-v2015-rDXHP-t3-S17-MSRboth.pd2 | SFM-wCZ08-v2015-rDXHP-t3-S17-MSRboth - Baseline Design - Hourly Results.csv | 618.2827 | 2302.9859 | 62.3002 | 0 | 0 | 1.4141 | 0 | 1.4141 | 0 | SFM | wCZ08 | v2015 | rDXHP | t3 | S17 | MSRboth | Baseline Design | Hourly Results.csv | SFM-wCZ08-v2015-rDXHP-t3-both | 0 | 618.2827 | 2304.4 | 2922.6828 | 0
eline Design - Hourly Results. | SFM-wCZ08-v2015-rDXHP-t3-S17-MSRcool.pd2 | SFM-wCZ08-v2015-rDXHP-t3-S17-MSRcool - Baseline Design - Hourly Results.csv | 618.2827 | 2420.4885 | 62.3002 | 0 | 0 | 1.4141 | 0 | 1.4141 | 0 | SFM | wCZ08 | v2015 | rDXHP | t3 | S17 | MSRcool | Baseline Design | Hourly Results.csv | SFM-wCZ08-v2015-rDXHP-t3 | 618.2827 | 0 | 0 | 0 | 0
eline Design - Hourly Results. | SFM-wCZ08-v2015-rDXHP-t3-S17-MSRheat.pd2 | SFM-wCZ08-v2015-rDXHP-t3-S17-MSRheat - Baseline Design - Hourly Results.csv | 556.7297 | 2302.9859 | 62.3002 | 0 | 0 | 1.4141 | 0 | 1.4141 | 0 | SFM | wCZ08 | v2015 | rDXHP | t3 | S17 | MSRheat | Baseline Design | Hourly Results.csv | SFM-wCZ08-v2015-rDXHP-t3 | 2304.4 | 0 | 0 | 0 | 0
eline Design - Hourly Results. | SFM-wCZ08-v2015-rDXHP-t4-S14-BSLboth.pd2 | SFM-wCZ08-v2015-rDXHP-t4-S14-BSLboth - Baseline Design - Hourly Results.csv | 629.9913 | 2643.7499 | 8.3752 | 0 | 0 | 78.8155 | 0 | 78.8155 | 0 | SFM | wCZ08 | v2015 | rDXHP | t4 | S14 | BSLboth | Baseline Design | Hourly Results.csv | SFM-wCZ08-v2015-rDXHP-t4-both | 0 | 629.9913 | 2722.5654 | 3352.5567 | 0
eline Design - Hourly Results. | SFM-wCZ08-v2015-rDXHP-t4-S14-BSLcool.pd2 | SFM-wCZ08-v2015-rDXHP-t4-S14-BSLcool - Baseline Design - Hourly Results.csv | 629.9913 | 2643.345 | 8.3752 | 0 | 0 | 78.8155 | 0 | 78.8155 | 0 | SFM | wCZ08 | v2015 | rDXHP | t4 | S14 | BSLcool | Baseline Design | Hourly Results.csv | SFM-wCZ08-v2015-rDXHP-t4 | 629.9913 | 0 | 0 | 0 | 0
eline Design - Hourly Results. | SFM-wCZ08-v2015-rDXHP-t4-S14-BSLheat.pd2 | SFM-wCZ08-v2015-rDXHP-t4-S14-BSLheat - Baseline Design - Hourly Results.csv | 549.7146 | 2643.7499 | 8.3752 | 0 | 0 | 78.8155 | 0 | 78.8155 | 0 | SFM | wCZ08 | v2015 | rDXHP | t4 | S14 | BSLheat | Baseline Design | Hourly Results.csv | SFM-wCZ08-v2015-rDXHP-t4 | 2722.5654 | 0 | 0 | 0 | 0
eline Design - Hourly Results. | SFM-wCZ08-v2015-rDXHP-t4-S15-MSRboth.pd2 | SFM-wCZ08-v2015-rDXHP-t4-S15-MSRboth - Baseline Design - Hourly Results.csv | 528.398 | 2216.9995 | 8.0761 | 0 | 0 | 72.0434 | 0 | 72.0434 | 0 | SFM | wCZ08 | v2015 | rDXHP | t4 | S15 | MSRboth | Baseline Design | Hourly Results.csv | SFM-wCZ08-v2015-rDXHP-t4-both | 0 | 528.398 | 2289.0429 | 2817.4409 | 0
eline Design - Hourly Results. | SFM-wCZ08-v2015-rDXHP-t4-S15-MSRcool.pd2 | SFM-wCZ08-v2015-rDXHP-t4-S15-MSRcool - Baseline Design - Hourly Results.csv | 528.398 | 2344.1447 | 8.0761 | 0 | 0 | 72.0434 | 0 | 72.0434 | 0 | SFM | wCZ08 | v2015 | rDXHP | t4 | S15 | MSRcool | Baseline Design | Hourly Results.csv | SFM-wCZ08-v2015-rDXHP-t4 | 528.398 | 0 | 0 | 0 | 0
eline Design - Hourly Results. | SFM-wCZ08-v2015-rDXHP-t4-S15-MSRheat.pd2 | SFM-wCZ08-v2015-rDXHP-t4-S15-MSRheat - Baseline Design - Hourly Results.csv | 478.8582 | 2216.9995 | 8.0761 | 0 | 0 | 72.0434 | 0 | 72.0434 | 0 | SFM | wCZ08 | v2015 | rDXHP | t4 | S15 | MSRheat | Baseline Design | Hourly Results.csv | SFM-wCZ08-v2015-rDXHP-t4 | 2289.0429 | 0 | 0 | 0 | 0
eline Design - Hourly Results. | SFM-wCZ08-v2015-rDXHP-t4-S16-MSRboth.pd2 | SFM-wCZ08-v2015-rDXHP-t4-S16-MSRboth - Baseline Design - Hourly Results.csv | 542.2726 | 2493.3237 | 8.0761 | 0 | 0 | 1.2999 | 0 | 1.2999 | 0 | SFM | wCZ08 | v2015 | rDXHP | t4 | S16 | MSRboth | Baseline Design | Hourly Results.csv | SFM-wCZ08-v2015-rDXHP-t4-both | 0 | 542.2726 | 2494.6236 | 3036.8962 | 0
eline Design - Hourly Results. | SFM-wCZ08-v2015-rDXHP-t4-S16-MSRcool.pd2 | SFM-wCZ08-v2015-rDXHP-t4-S16-MSRcool - Baseline Design - Hourly Results.csv | 542.2726 | 2649.5066 | 8.0761 | 0 | 0 | 1.2999 | 0 | 1.2999 | 0 | SFM | wCZ08 | v2015 | rDXHP | t4 | S16 | MSRcool | Baseline Design | Hourly Results.csv | SFM-wCZ08-v2015-rDXHP-t4 | 542.2726 | 0 | 0 | 0 | 0
eline Design - Hourly Results. | SFM-wCZ08-v2015-rDXHP-t4-S16-MSRheat.pd2 | SFM-wCZ08-v2015-rDXHP-t4-S16-MSRheat - Baseline Design - Hourly Results.csv | 490.8279 | 2493.3237 | 8.0761 | 0 | 0 | 1.2999 | 0 | 1.2999 | 0 | SFM | wCZ08 | v2015 | rDXHP | t4 | S16 | MSRheat | Baseline Design | Hourly Results.csv | SFM-wCZ08-v2015-rDXHP-t4 | 2494.6236 | 0 | 0 | 0 | 0
eline Design - Hourly Results. | SFM-wCZ08-v2015-rDXHP-t4-S17-MSRboth.pd2 | SFM-wCZ08-v2015-rDXHP-t4-S17-MSRboth - Baseline Design - Hourly Results.csv | 509.2952 | 2406.3036 | 8.0761 | 0 | 0 | 1.2999 | 0 | 1.2999 | 0 | SFM | wCZ08 | v2015 | rDXHP | t4 | S17 | MSRboth | Baseline Design | Hourly Results.csv | SFM-wCZ08-v2015-rDXHP-t4-both | 0 | 509.2952 | 2407.6035 | 2916.8987 | 0
eline Design - Hourly Results. | SFM-wCZ08-v2015-rDXHP-t4-S17-MSRcool.pd2 | SFM-wCZ08-v2015-rDXHP-t4-S17-MSRcool - Baseline Design - Hourly Results.csv | 509.2952 | 2529.0774 | 8.0761 | 0 | 0 | 1.2999 | 0 | 1.2999 | 0 | SFM | wCZ08 | v2015 | rDXHP | t4 | S17 | MSRcool | Baseline Design | Hourly Results.csv | SFM-wCZ08-v2015-rDXHP-t4 | 509.2952 | 0 | 0 | 0 | 0
eline Design - Hourly Results. | SFM-wCZ08-v2015-rDXHP-t4-S17-MSRheat.pd2 | SFM-wCZ08-v2015-rDXHP-t4-S17-MSRheat - Baseline Design - Hourly Results.csv | 458.5925 | 2406.3036 | 8.0761 | 0 | 0 | 1.2999 | 0 | 1.2999 | 0 | SFM | wCZ08 | v2015 | rDXHP | t4 | S17 | MSRheat | Baseline Design | Hourly Results.csv | SFM-wCZ08-v2015-rDXHP-t4 | 2407.6035 | 0 | 0 | 0 | 0
eline Design - Hourly Results. | SFM-wCZ08-v2015-rDXHP-t5-S14-BSLboth.pd2 | SFM-wCZ08-v2015-rDXHP-t5-S14-BSLboth - Baseline Design - Hourly Results.csv | 762.7655 | 2532.3508 | 58.8599 | 0 | 0 | 79.1867 | 0 | 79.1867 | 0 | SFM | wCZ08 | v2015 | rDXHP | t5 | S14 | BSLboth | Baseline Design | Hourly Results.csv | SFM-wCZ08-v2015-rDXHP-t5-both | 0 | 762.7655 | 2611.5375 | 3374.303 | 0
eline Design - Hourly Results. | SFM-wCZ08-v2015-rDXHP-t5-S14-BSLcool.pd2 | SFM-wCZ08-v2015-rDXHP-t5-S14-BSLcool - Baseline Design - Hourly Results.csv | 762.7655 | 2531.9632 | 58.8599 | 0 | 0 | 79.1867 | 0 | 79.1867 | 0 | SFM | wCZ08 | v2015 | rDXHP | t5 | S14 | BSLcool | Baseline Design | Hourly Results.csv | SFM-wCZ08-v2015-rDXHP-t5 | 762.7655 | 0 | 0 | 0 | 0
eline Design - Hourly Results. | SFM-wCZ08-v2015-rDXHP-t5-S14-BSLheat.pd2 | SFM-wCZ08-v2015-rDXHP-t5-S14-BSLheat - Baseline Design - Hourly Results.csv | 665.5701 | 2532.3508 | 58.8599 | 0 | 0 | 79.1867 | 0 | 79.1867 | 0 | SFM | wCZ08 | v2015 | rDXHP | t5 | S14 | BSLheat | Baseline Design | Hourly Results.csv | SFM-wCZ08-v2015-rDXHP-t5 | 2611.5375 | 0 | 0 | 0 | 0
eline Design - Hourly Results. | SFM-wCZ08-v2015-rDXHP-t5-S15-MSRboth.pd2 | SFM-wCZ08-v2015-rDXHP-t5-S15-MSRboth - Baseline Design - Hourly Results.csv | 641.984 | 2125.0255 | 62.1499 | 0 | 0 | 72.368 | 0 | 72.368 | 0 | SFM | wCZ08 | v2015 | rDXHP | t5 | S15 | MSRboth | Baseline Design | Hourly Results.csv | SFM-wCZ08-v2015-rDXHP-t5-both | 0 | 641.984 | 2197.3935 | 2839.3775 | 0
eline Design - Hourly Results. | SFM-wCZ08-v2015-rDXHP-t5-S15-MSRcool.pd2 | SFM-wCZ08-v2015-rDXHP-t5-S15-MSRcool - Baseline Design - Hourly Results.csv | 641.984 | 2246.8961 | 62.1499 | 0 | 0 | 72.368 | 0 | 72.368 | 0 | SFM | wCZ08 | v2015 | rDXHP | t5 | S15 | MSRcool | Baseline Design | Hourly Results.csv | SFM-wCZ08-v2015-rDXHP-t5 | 641.984 | 0 | 0 | 0 | 0
eline Design - Hourly Results. | SFM-wCZ08-v2015-rDXHP-t5-S15-MSRheat.pd2 | SFM-wCZ08-v2015-rDXHP-t5-S15-MSRheat - Baseline Design - Hourly Results.csv | 581.7948 | 2125.0255 | 62.1499 | 0 | 0 | 72.368 | 0 | 72.368 | 0 | SFM | wCZ08 | v2015 | rDXHP | t5 | S15 | MSRheat | Baseline Design | Hourly Results.csv | SFM-wCZ08-v2015-rDXHP-t5 | 2197.3935 | 0 | 0 | 0 | 0
eline Design - Hourly Results. | SFM-wCZ08-v2015-rDXHP-t5-S16-MSRboth.pd2 | SFM-wCZ08-v2015-rDXHP-t5-S16-MSRboth - Baseline Design - Hourly Results.csv | 658.3216 | 2392.3873 | 62.3002 | 0 | 0 | 1.414 | 0 | 1.414 | 0 | SFM | wCZ08 | v2015 | rDXHP | t5 | S16 | MSRboth | Baseline Design | Hourly Results.csv | SFM-wCZ08-v2015-rDXHP-t5-both | 0 | 658.3216 | 2393.8013 | 3052.1229 | 0
eline Design - Hourly Results. | SFM-wCZ08-v2015-rDXHP-t5-S16-MSRcool.pd2 | SFM-wCZ08-v2015-rDXHP-t5-S16-MSRcool - Baseline Design - Hourly Results.csv | 658.3216 | 2542.2471 | 62.3002 | 0 | 0 | 1.414 | 0 | 1.414 | 0 | SFM | wCZ08 | v2015 | rDXHP | t5 | S16 | MSRcool | Baseline Design | Hourly Results.csv | SFM-wCZ08-v2015-rDXHP-t5 | 658.3216 | 0 | 0 | 0 | 0
eline Design - Hourly Results. | SFM-wCZ08-v2015-rDXHP-t5-S16-MSRheat.pd2 | SFM-wCZ08-v2015-rDXHP-t5-S16-MSRheat - Baseline Design - Hourly Results.csv | 595.8674 | 2392.3873 | 62.3002 | 0 | 0 | 1.414 | 0 | 1.414 | 0 | SFM | wCZ08 | v2015 | rDXHP | t5 | S16 | MSRheat | Baseline Design | Hourly Results.csv | SFM-wCZ08-v2015-rDXHP-t5 | 2393.8013 | 0 | 0 | 0 | 0
eline Design - Hourly Results. | SFM-wCZ08-v2015-rDXHP-t5-S17-MSRboth.pd2 | SFM-wCZ08-v2015-rDXHP-t5-S17-MSRboth - Baseline Design - Hourly Results.csv | 618.2868 | 2308.8896 | 62.3002 | 0 | 0 | 1.414 | 0 | 1.414 | 0 | SFM | wCZ08 | v2015 | rDXHP | t5 | S17 | MSRboth | Baseline Design | Hourly Results.csv | SFM-wCZ08-v2015-rDXHP-t5-both | 0 | 618.2868 | 2310.3036 | 2928.5905 | 0
eline Design - Hourly Results. | SFM-wCZ08-v2015-rDXHP-t5-S17-MSRcool.pd2 | SFM-wCZ08-v2015-rDXHP-t5-S17-MSRcool - Baseline Design - Hourly Results.csv | 618.2868 | 2426.6934 | 62.3002 | 0 | 0 | 1.414 | 0 | 1.414 | 0 | SFM | wCZ08 | v2015 | rDXHP | t5 | S17 | MSRcool | Baseline Design | Hourly Results.csv | SFM-wCZ08-v2015-rDXHP-t5 | 618.2868 | 0 | 0 | 0 | 0
eline Design - Hourly Results. | SFM-wCZ08-v2015-rDXHP-t5-S17-MSRheat.pd2 | SFM-wCZ08-v2015-rDXHP-t5-S17-MSRheat - Baseline Design - Hourly Results.csv | 556.7334 | 2308.8896 | 62.3002 | 0 | 0 | 1.414 | 0 | 1.414 | 0 | SFM | wCZ08 | v2015 | rDXHP | t5 | S17 | MSRheat | Baseline Design | Hourly Results.csv | SFM-wCZ08-v2015-rDXHP-t5 | 2310.3036 | 0 | 0 | 0 | 0
eline Design - Hourly Results. | SFM-wCZ09-v2015-rDXHP-t1-S14-BSLboth.pd2 | SFM-wCZ09-v2015-rDXHP-t1-S14-BSLboth - Baseline Design - Hourly Results.csv | 3157.2338 | 2262.8098 | 32.0908 | 0 | 0 | 158.6056 | 0 | 158.6056 | 0 | SFM | wCZ09 | v2015 | rDXHP | t1 | S14 | BSLboth | Baseline Design | Hourly Results.csv | SFM-wCZ09-v2015-rDXHP-t1-both | 0 | 3157.2338 | 2421.4154 | 5578.6491 | 0
eline Design - Hourly Results. | SFM-wCZ09-v2015-rDXHP-t1-S14-BSLcool.pd2 | SFM-wCZ09-v2015-rDXHP-t1-S14-BSLcool - Baseline Design - Hourly Results.csv | 3157.2338 | 2262.4634 | 32.0908 | 0 | 0 | 158.6056 | 0 | 158.6056 | 0 | SFM | wCZ09 | v2015 | rDXHP | t1 | S14 | BSLcool | Baseline Design | Hourly Results.csv | SFM-wCZ09-v2015-rDXHP-t1 | 3157.2338 | 0 | 0 | 0 | 0
eline Design - Hourly Results. | SFM-wCZ09-v2015-rDXHP-t1-S14-BSLheat.pd2 | SFM-wCZ09-v2015-rDXHP-t1-S14-BSLheat - Baseline Design - Hourly Results.csv | 2754.923 | 2262.8098 | 32.0908 | 0 | 0 | 158.6056 | 0 | 158.6056 | 0 | SFM | wCZ09 | v2015 | rDXHP | t1 | S14 | BSLheat | Baseline Design | Hourly Results.csv | SFM-wCZ09-v2015-rDXHP-t1 | 2421.4154 | 0 | 0 | 0 | 0
eline Design - Hourly Results. | SFM-wCZ09-v2015-rDXHP-t1-S15-MSRboth.pd2 | SFM-wCZ09-v2015-rDXHP-t1-S15-MSRboth - Baseline Design - Hourly Results.csv | 2656.331 | 1897.1271 | 31.9391 | 0 | 0 | 145.5978 | 0 | 145.5978 | 0 | SFM | wCZ09 | v2015 | rDXHP | t1 | S15 | MSRboth | Baseline Design | Hourly Results.csv | SFM-wCZ09-v2015-rDXHP-t1-both | 0 | 2656.331 | 2042.7249 | 4699.0559 | 0
eline Design - Hourly Results. | SFM-wCZ09-v2015-rDXHP-t1-S15-MSRcool.pd2 | SFM-wCZ09-v2015-rDXHP-t1-S15-MSRcool - Baseline Design - Hourly Results.csv | 2656.331 | 2005.9276 | 31.9391 | 0 | 0 | 145.5978 | 0 | 145.5978 | 0 | SFM | wCZ09 | v2015 | rDXHP | t1 | S15 | MSRcool | Baseline Design | Hourly Results.csv | SFM-wCZ09-v2015-rDXHP-t1 | 2656.331 | 0 | 0 | 0 | 0
eline Design - Hourly Results. | SFM-wCZ09-v2015-rDXHP-t1-S15-MSRheat.pd2 | SFM-wCZ09-v2015-rDXHP-t1-S15-MSRheat - Baseline Design - Hourly Results.csv | 2407.2872 | 1897.1271 | 31.9391 | 0 | 0 | 145.5978 | 0 | 145.5978 | 0 | SFM | wCZ09 | v2015 | rDXHP | t1 | S15 | MSRheat | Baseline Design | Hourly Results.csv | SFM-wCZ09-v2015-rDXHP-t1 | 2042.7249 | 0 | 0 | 0 | 0
eline Design - Hourly Results. | SFM-wCZ09-v2015-rDXHP-t1-S16-MSRboth.pd2 | SFM-wCZ09-v2015-rDXHP-t1-S16-MSRboth - Baseline Design - Hourly Results.csv | 2701.0072 | 2158.259 | 31.031 | 0 | 0 | 5.1411 | 0 | 5.1411 | 0 | SFM | wCZ09 | v2015 | rDXHP | t1 | S16 | MSRboth | Baseline Design | Hourly Results.csv | SFM-wCZ09-v2015-rDXHP-t1-both | 0 | 2701.0072 | 2163.4001 | 4864.4073 | 0
eline Design - Hourly Results. | SFM-wCZ09-v2015-rDXHP-t1-S16-MSRcool.pd2 | SFM-wCZ09-v2015-rDXHP-t1-S16-MSRcool - Baseline Design - Hourly Results.csv | 2701.0072 | 2293.4532 | 31.031 | 0 | 0 | 5.1411 | 0 | 5.1411 | 0 | SFM | wCZ09 | v2015 | rDXHP | t1 | S16 | MSRcool | Baseline Design | Hourly Results.csv | SFM-wCZ09-v2015-rDXHP-t1 | 2701.0072 | 0 | 0 | 0 | 0
eline Design - Hourly Results. | SFM-wCZ09-v2015-rDXHP-t1-S16-MSRheat.pd2 | SFM-wCZ09-v2015-rDXHP-t1-S16-MSRheat - Baseline Design - Hourly Results.csv | 2444.7659 | 2158.259 | 31.031 | 0 | 0 | 5.1411 | 0 | 5.1411 | 0 | SFM | wCZ09 | v2015 | rDXHP | t1 | S16 | MSRheat | Baseline Design | Hourly Results.csv | SFM-wCZ09-v2015-rDXHP-t1 | 2163.4001 | 0 | 0 | 0 | 0
eline Design - Hourly Results. | SFM-wCZ09-v2015-rDXHP-t1-S17-MSRboth.pd2 | SFM-wCZ09-v2015-rDXHP-t1-S17-MSRboth - Baseline Design - Hourly Results.csv | 2536.7502 | 2082.933 | 31.031 | 0 | 0 | 5.1411 | 0 | 5.1411 | 0 | SFM | wCZ09 | v2015 | rDXHP | t1 | S17 | MSRboth | Baseline Design | Hourly Results.csv | SFM-wCZ09-v2015-rDXHP-t1-both | 0 | 2536.7502 | 2088.0741 | 4624.8242 | 0
eline Design - Hourly Results. | SFM-wCZ09-v2015-rDXHP-t1-S17-MSRcool.pd2 | SFM-wCZ09-v2015-rDXHP-t1-S17-MSRcool - Baseline Design - Hourly Results.csv | 2536.7502 | 2189.2078 | 31.031 | 0 | 0 | 5.1411 | 0 | 5.1411 | 0 | SFM | wCZ09 | v2015 | rDXHP | t1 | S17 | MSRcool | Baseline Design | Hourly Results.csv | SFM-wCZ09-v2015-rDXHP-t1 | 2536.7502 | 0 | 0 | 0 | 0
eline Design - Hourly Results. | SFM-wCZ09-v2015-rDXHP-t1-S17-MSRheat.pd2 | SFM-wCZ09-v2015-rDXHP-t1-S17-MSRheat - Baseline Design - Hourly Results.csv | 2284.2042 | 2082.933 | 31.031 | 0 | 0 | 5.1411 | 0 | 5.1411 | 0 | SFM | wCZ09 | v2015 | rDXHP | t1 | S17 | MSRheat | Baseline Design | Hourly Results.csv | SFM-wCZ09-v2015-rDXHP-t1 | 2088.0741 | 0 | 0 | 0 | 0
eline Design - Hourly Results. | SFM-wCZ09-v2015-rDXHP-t2-S14-BSLboth.pd2 | SFM-wCZ09-v2015-rDXHP-t2-S14-BSLboth - Baseline Design - Hourly Results.csv | 2980.1265 | 3276.063 | 12.8879 | 0 | 0 | 194.7504 | 0 | 194.7504 | 0 | SFM | wCZ09 | v2015 | rDXHP | t2 | S14 | BSLboth | Baseline Design | Hourly Results.csv | SFM-wCZ09-v2015-rDXHP-t2-both | 0 | 2980.1265 | 3470.8135 | 6450.94 | 0
eline Design - Hourly Results. | SFM-wCZ09-v2015-rDXHP-t2-S14-BSLcool.pd2 | SFM-wCZ09-v2015-rDXHP-t2-S14-BSLcool - Baseline Design - Hourly Results.csv | 2980.1265 | 3275.5612 | 12.8879 | 0 | 0 | 194.7504 | 0 | 194.7504 | 0 | SFM | wCZ09 | v2015 | rDXHP | t2 | S14 | BSLcool | Baseline Design | Hourly Results.csv | SFM-wCZ09-v2015-rDXHP-t2 | 2980.1265 | 0 | 0 | 0 | 0
eline Design - Hourly Results. | SFM-wCZ09-v2015-rDXHP-t2-S14-BSLheat.pd2 | SFM-wCZ09-v2015-rDXHP-t2-S14-BSLheat - Baseline Design - Hourly Results.csv | 2600.3835 | 3276.063 | 12.8879 | 0 | 0 | 194.7504 | 0 | 194.7504 | 0 | SFM | wCZ09 | v2015 | rDXHP | t2 | S14 | BSLheat | Baseline Design | Hourly Results.csv | SFM-wCZ09-v2015-rDXHP-t2 | 3470.8135 | 0 | 0 | 0 | 0
eline Design - Hourly Results. | SFM-wCZ09-v2015-rDXHP-t2-S15-MSRboth.pd2 | SFM-wCZ09-v2015-rDXHP-t2-S15-MSRboth - Baseline Design - Hourly Results.csv | 2510.3853 | 2748.3833 | 12.585 | 0 | 0 | 178.1871 | 0 | 178.1871 | 0 | SFM | wCZ09 | v2015 | rDXHP | t2 | S15 | MSRboth | Baseline Design | Hourly Results.csv | SFM-wCZ09-v2015-rDXHP-t2-both | 0 | 2510.3853 | 2926.5704 | 5436.9557 | 0
eline Design - Hourly Results. | SFM-wCZ09-v2015-rDXHP-t2-S15-MSRcool.pd2 | SFM-wCZ09-v2015-rDXHP-t2-S15-MSRcool - Baseline Design - Hourly Results.csv | 2510.3853 | 2906.0032 | 12.585 | 0 | 0 | 178.1871 | 0 | 178.1871 | 0 | SFM | wCZ09 | v2015 | rDXHP | t2 | S15 | MSRcool | Baseline Design | Hourly Results.csv | SFM-wCZ09-v2015-rDXHP-t2 | 2510.3853 | 0 | 0 | 0 | 0
eline Design - Hourly Results. | SFM-wCZ09-v2015-rDXHP-t2-S15-MSRheat.pd2 | SFM-wCZ09-v2015-rDXHP-t2-S15-MSRheat - Baseline Design - Hourly Results.csv | 2275.0249 | 2748.3833 | 12.585 | 0 | 0 | 178.1871 | 0 | 178.1871 | 0 | SFM | wCZ09 | v2015 | rDXHP | t2 | S15 | MSRheat | Baseline Design | Hourly Results.csv | SFM-wCZ09-v2015-rDXHP-t2 | 2926.5704 | 0 | 0 | 0 | 0
eline Design - Hourly Results. | SFM-wCZ09-v2015-rDXHP-t2-S16-MSRboth.pd2 | SFM-wCZ09-v2015-rDXHP-t2-S16-MSRboth - Baseline Design - Hourly Results.csv | 2558.5054 | 3104.3512 | 12.5852 | 0 | 0 | 20.3227 | 0 | 20.3227 | 0 | SFM | wCZ09 | v2015 | rDXHP | t2 | S16 | MSRboth | Baseline Design | Hourly Results.csv | SFM-wCZ09-v2015-rDXHP-t2-both | 0 | 2558.5054 | 3124.6739 | 5683.1793 | 0
eline Design - Hourly Results. | SFM-wCZ09-v2015-rDXHP-t2-S16-MSRcool.pd2 | SFM-wCZ09-v2015-rDXHP-t2-S16-MSRcool - Baseline Design - Hourly Results.csv | 2558.5054 | 3298.809 | 12.5852 | 0 | 0 | 20.3227 | 0 | 20.3227 | 0 | SFM | wCZ09 | v2015 | rDXHP | t2 | S16 | MSRcool | Baseline Design | Hourly Results.csv | SFM-wCZ09-v2015-rDXHP-t2 | 2558.5054 | 0 | 0 | 0 | 0
eline Design - Hourly Results. | SFM-wCZ09-v2015-rDXHP-t2-S16-MSRheat.pd2 | SFM-wCZ09-v2015-rDXHP-t2-S16-MSRheat - Baseline Design - Hourly Results.csv | 2315.7832 | 3104.3512 | 12.5852 | 0 | 0 | 20.3227 | 0 | 20.3227 | 0 | SFM | wCZ09 | v2015 | rDXHP | t2 | S16 | MSRheat | Baseline Design | Hourly Results.csv | SFM-wCZ09-v2015-rDXHP-t2 | 3124.6739 | 0 | 0 | 0 | 0
eline Design - Hourly Results. | SFM-wCZ09-v2015-rDXHP-t2-S17-MSRboth.pd2 | SFM-wCZ09-v2015-rDXHP-t2-S17-MSRboth - Baseline Design - Hourly Results.csv | 2402.914 | 2996.0055 | 12.5852 | 0 | 0 | 20.3227 | 0 | 20.3227 | 0 | SFM | wCZ09 | v2015 | rDXHP | t2 | S17 | MSRboth | Baseline Design | Hourly Results.csv | SFM-wCZ09-v2015-rDXHP-t2-both | 0 | 2402.914 | 3016.3281 | 5419.2421 | 0
eline Design - Hourly Results. | SFM-wCZ09-v2015-rDXHP-t2-S17-MSRcool.pd2 | SFM-wCZ09-v2015-rDXHP-t2-S17-MSRcool - Baseline Design - Hourly Results.csv | 2402.914 | 3148.867 | 12.5852 | 0 | 0 | 20.3227 | 0 | 20.3227 | 0 | SFM | wCZ09 | v2015 | rDXHP | t2 | S17 | MSRcool | Baseline Design | Hourly Results.csv | SFM-wCZ09-v2015-rDXHP-t2 | 2402.914 | 0 | 0 | 0 | 0
eline Design - Hourly Results. | SFM-wCZ09-v2015-rDXHP-t2-S17-MSRheat.pd2 | SFM-wCZ09-v2015-rDXHP-t2-S17-MSRheat - Baseline Design - Hourly Results.csv | 2163.6926 | 2996.0055 | 12.5852 | 0 | 0 | 20.3227 | 0 | 20.3227 | 0 | SFM | wCZ09 | v2015 | rDXHP | t2 | S17 | MSRheat | Baseline Design | Hourly Results.csv | SFM-wCZ09-v2015-rDXHP-t2 | 3016.3281 | 0 | 0 | 0 | 0
eline Design - Hourly Results. | SFM-wCZ09-v2015-rDXHP-t3-S14-BSLboth.pd2 | SFM-wCZ09-v2015-rDXHP-t3-S14-BSLboth - Baseline Design - Hourly Results.csv | 1955.5678 | 2148.5404 | 79.048 | 0 | 0 | 166.3125 | 0 | 166.3125 | 0 | SFM | wCZ09 | v2015 | rDXHP | t3 | S14 | BSLboth | Baseline Design | Hourly Results.csv | SFM-wCZ09-v2015-rDXHP-t3-both | 0 | 1955.5678 | 2314.8529 | 4270.4207 | 0
eline Design - Hourly Results. | SFM-wCZ09-v2015-rDXHP-t3-S14-BSLcool.pd2 | SFM-wCZ09-v2015-rDXHP-t3-S14-BSLcool - Baseline Design - Hourly Results.csv | 1955.5678 | 2148.2113 | 79.048 | 0 | 0 | 166.3125 | 0 | 166.3125 | 0 | SFM | wCZ09 | v2015 | rDXHP | t3 | S14 | BSLcool | Baseline Design | Hourly Results.csv | SFM-wCZ09-v2015-rDXHP-t3 | 1955.5678 | 0 | 0 | 0 | 0
eline Design - Hourly Results. | SFM-wCZ09-v2015-rDXHP-t3-S14-BSLheat.pd2 | SFM-wCZ09-v2015-rDXHP-t3-S14-BSLheat - Baseline Design - Hourly Results.csv | 1706.3794 | 2148.5404 | 79.048 | 0 | 0 | 166.3125 | 0 | 166.3125 | 0 | SFM | wCZ09 | v2015 | rDXHP | t3 | S14 | BSLheat | Baseline Design | Hourly Results.csv | SFM-wCZ09-v2015-rDXHP-t3 | 2314.8529 | 0 | 0 | 0 | 0
eline Design - Hourly Results. | SFM-wCZ09-v2015-rDXHP-t3-S15-MSRboth.pd2 | SFM-wCZ09-v2015-rDXHP-t3-S15-MSRboth - Baseline Design - Hourly Results.csv | 1639.4027 | 1803.2029 | 77.6851 | 0 | 0 | 152.6232 | 0 | 152.6232 | 0 | SFM | wCZ09 | v2015 | rDXHP | t3 | S15 | MSRboth | Baseline Design | Hourly Results.csv | SFM-wCZ09-v2015-rDXHP-t3-both | 0 | 1639.4027 | 1955.8261 | 3595.2288 | 0
eline Design - Hourly Results. | SFM-wCZ09-v2015-rDXHP-t3-S15-MSRcool.pd2 | SFM-wCZ09-v2015-rDXHP-t3-S15-MSRcool - Baseline Design - Hourly Results.csv | 1639.4027 | 1906.617 | 77.6851 | 0 | 0 | 152.6232 | 0 | 152.6232 | 0 | SFM | wCZ09 | v2015 | rDXHP | t3 | S15 | MSRcool | Baseline Design | Hourly Results.csv | SFM-wCZ09-v2015-rDXHP-t3 | 1639.4027 | 0 | 0 | 0 | 0
eline Design - Hourly Results. | SFM-wCZ09-v2015-rDXHP-t3-S15-MSRheat.pd2 | SFM-wCZ09-v2015-rDXHP-t3-S15-MSRheat - Baseline Design - Hourly Results.csv | 1485.7009 | 1803.2029 | 77.6851 | 0 | 0 | 152.6232 | 0 | 152.6232 | 0 | SFM | wCZ09 | v2015 | rDXHP | t3 | S15 | MSRheat | Baseline Design | Hourly Results.csv | SFM-wCZ09-v2015-rDXHP-t3 | 1955.8261 | 0 | 0 | 0 | 0
eline Design - Hourly Results. | SFM-wCZ09-v2015-rDXHP-t3-S16-MSRboth.pd2 | SFM-wCZ09-v2015-rDXHP-t3-S16-MSRboth - Baseline Design - Hourly Results.csv | 1655.4961 | 2054.3504 | 77.6851 | 0 | 0 | 9.5658 | 0 | 9.5658 | 0 | SFM | wCZ09 | v2015 | rDXHP | t3 | S16 | MSRboth | Baseline Design | Hourly Results.csv | SFM-wCZ09-v2015-rDXHP-t3-both | 0 | 1655.4961 | 2063.9162 | 3719.4123 | 0
eline Design - Hourly Results. | SFM-wCZ09-v2015-rDXHP-t3-S16-MSRcool.pd2 | SFM-wCZ09-v2015-rDXHP-t3-S16-MSRcool - Baseline Design - Hourly Results.csv | 1655.4961 | 2183.0357 | 77.6851 | 0 | 0 | 9.5658 | 0 | 9.5658 | 0 | SFM | wCZ09 | v2015 | rDXHP | t3 | S16 | MSRcool | Baseline Design | Hourly Results.csv | SFM-wCZ09-v2015-rDXHP-t3 | 1655.4961 | 0 | 0 | 0 | 0
eline Design - Hourly Results. | SFM-wCZ09-v2015-rDXHP-t3-S16-MSRheat.pd2 | SFM-wCZ09-v2015-rDXHP-t3-S16-MSRheat - Baseline Design - Hourly Results.csv | 1498.4411 | 2054.3504 | 77.6851 | 0 | 0 | 9.5658 | 0 | 9.5658 | 0 | SFM | wCZ09 | v2015 | rDXHP | t3 | S16 | MSRheat | Baseline Design | Hourly Results.csv | SFM-wCZ09-v2015-rDXHP-t3 | 2063.9162 | 0 | 0 | 0 | 0
eline Design - Hourly Results. | SFM-wCZ09-v2015-rDXHP-t3-S17-MSRboth.pd2 | SFM-wCZ09-v2015-rDXHP-t3-S17-MSRboth - Baseline Design - Hourly Results.csv | 1554.8199 | 1982.6508 | 77.6851 | 0 | 0 | 9.5658 | 0 | 9.5658 | 0 | SFM | wCZ09 | v2015 | rDXHP | t3 | S17 | MSRboth | Baseline Design | Hourly Results.csv | SFM-wCZ09-v2015-rDXHP-t3-both | 0 | 1554.8199 | 1992.2166 | 3547.0365 | 0
eline Design - Hourly Results. | SFM-wCZ09-v2015-rDXHP-t3-S17-MSRcool.pd2 | SFM-wCZ09-v2015-rDXHP-t3-S17-MSRcool - Baseline Design - Hourly Results.csv | 1554.8199 | 2083.8093 | 77.6851 | 0 | 0 | 9.5658 | 0 | 9.5658 | 0 | SFM | wCZ09 | v2015 | rDXHP | t3 | S17 | MSRcool | Baseline Design | Hourly Results.csv | SFM-wCZ09-v2015-rDXHP-t3 | 1554.8199 | 0 | 0 | 0 | 0
eline Design - Hourly Results. | SFM-wCZ09-v2015-rDXHP-t3-S17-MSRheat.pd2 | SFM-wCZ09-v2015-rDXHP-t3-S17-MSRheat - Baseline Design - Hourly Results.csv | 1400.0301 | 1982.6508 | 77.6851 | 0 | 0 | 9.5658 | 0 | 9.5658 | 0 | SFM | wCZ09 | v2015 | rDXHP | t3 | S17 | MSRheat | Baseline Design | Hourly Results.csv | SFM-wCZ09-v2015-rDXHP-t3 | 1992.2166 | 0 | 0 | 0 | 0
eline Design - Hourly Results. | SFM-wCZ09-v2015-rDXHP-t4-S14-BSLboth.pd2 | SFM-wCZ09-v2015-rDXHP-t4-S14-BSLboth - Baseline Design - Hourly Results.csv | 1548.1214 | 2112.102 | 1.8172 | 0 | 0 | 54.8 | 0 | 54.8 | 0 | SFM | wCZ09 | v2015 | rDXHP | t4 | S14 | BSLboth | Baseline Design | Hourly Results.csv | SFM-wCZ09-v2015-rDXHP-t4-both | 0 | 1548.1214 | 2166.902 | 3715.0234 | 0
eline Design - Hourly Results. | SFM-wCZ09-v2015-rDXHP-t4-S14-BSLcool.pd2 | SFM-wCZ09-v2015-rDXHP-t4-S14-BSLcool - Baseline Design - Hourly Results.csv | 1548.1214 | 2111.7785 | 1.8172 | 0 | 0 | 54.8 | 0 | 54.8 | 0 | SFM | wCZ09 | v2015 | rDXHP | t4 | S14 | BSLcool | Baseline Design | Hourly Results.csv | SFM-wCZ09-v2015-rDXHP-t4 | 1548.1214 | 0 | 0 | 0 | 0
eline Design - Hourly Results. | SFM-wCZ09-v2015-rDXHP-t4-S14-BSLheat.pd2 | SFM-wCZ09-v2015-rDXHP-t4-S14-BSLheat - Baseline Design - Hourly Results.csv | 1350.8519 | 2112.102 | 1.8172 | 0 | 0 | 54.8 | 0 | 54.8 | 0 | SFM | wCZ09 | v2015 | rDXHP | t4 | S14 | BSLheat | Baseline Design | Hourly Results.csv | SFM-wCZ09-v2015-rDXHP-t4 | 2166.902 | 0 | 0 | 0 | 0
eline Design - Hourly Results. | SFM-wCZ09-v2015-rDXHP-t4-S15-MSRboth.pd2 | SFM-wCZ09-v2015-rDXHP-t4-S15-MSRboth - Baseline Design - Hourly Results.csv | 1303.8079 | 1783.0558 | 1.5143 | 0 | 0 | 49.8919 | 0 | 49.8919 | 0 | SFM | wCZ09 | v2015 | rDXHP | t4 | S15 | MSRboth | Baseline Design | Hourly Results.csv | SFM-wCZ09-v2015-rDXHP-t4-both | 0 | 1303.8079 | 1832.9477 | 3136.7555 | 0
eline Design - Hourly Results. | SFM-wCZ09-v2015-rDXHP-t4-S15-MSRcool.pd2 | SFM-wCZ09-v2015-rDXHP-t4-S15-MSRcool - Baseline Design - Hourly Results.csv | 1303.8079 | 1885.3144 | 1.5143 | 0 | 0 | 49.8919 | 0 | 49.8919 | 0 | SFM | wCZ09 | v2015 | rDXHP | t4 | S15 | MSRcool | Baseline Design | Hourly Results.csv | SFM-wCZ09-v2015-rDXHP-t4 | 1303.8079 | 0 | 0 | 0 | 0
eline Design - Hourly Results. | SFM-wCZ09-v2015-rDXHP-t4-S15-MSRheat.pd2 | SFM-wCZ09-v2015-rDXHP-t4-S15-MSRheat - Baseline Design - Hourly Results.csv | 1181.5696 | 1783.0558 | 1.5143 | 0 | 0 | 49.8919 | 0 | 49.8919 | 0 | SFM | wCZ09 | v2015 | rDXHP | t4 | S15 | MSRheat | Baseline Design | Hourly Results.csv | SFM-wCZ09-v2015-rDXHP-t4 | 1832.9477 | 0 | 0 | 0 | 0
eline Design - Hourly Results. | SFM-wCZ09-v2015-rDXHP-t4-S16-MSRboth.pd2 | SFM-wCZ09-v2015-rDXHP-t4-S16-MSRboth - Baseline Design - Hourly Results.csv | 1318.1615 | 1982.1482 | 1.8172 | 0 | 0 | 1.0991 | 0 | 1.0991 | 0 | SFM | wCZ09 | v2015 | rDXHP | t4 | S16 | MSRboth | Baseline Design | Hourly Results.csv | SFM-wCZ09-v2015-rDXHP-t4-both | 0 | 1318.1615 | 1983.2472 | 3301.4087 | 0
eline Design - Hourly Results. | SFM-wCZ09-v2015-rDXHP-t4-S16-MSRcool.pd2 | SFM-wCZ09-v2015-rDXHP-t4-S16-MSRcool - Baseline Design - Hourly Results.csv | 1318.1615 | 2106.311 | 1.8172 | 0 | 0 | 1.0991 | 0 | 1.0991 | 0 | SFM | wCZ09 | v2015 | rDXHP | t4 | S16 | MSRcool | Baseline Design | Hourly Results.csv | SFM-wCZ09-v2015-rDXHP-t4 | 1318.1615 | 0 | 0 | 0 | 0
eline Design - Hourly Results. | SFM-wCZ09-v2015-rDXHP-t4-S16-MSRheat.pd2 | SFM-wCZ09-v2015-rDXHP-t4-S16-MSRheat - Baseline Design - Hourly Results.csv | 1193.1089 | 1982.1482 | 1.8172 | 0 | 0 | 1.0991 | 0 | 1.0991 | 0 | SFM | wCZ09 | v2015 | rDXHP | t4 | S16 | MSRheat | Baseline Design | Hourly Results.csv | SFM-wCZ09-v2015-rDXHP-t4 | 1983.2472 | 0 | 0 | 0 | 0
eline Design - Hourly Results. | SFM-wCZ09-v2015-rDXHP-t4-S17-MSRboth.pd2 | SFM-wCZ09-v2015-rDXHP-t4-S17-MSRboth - Baseline Design - Hourly Results.csv | 1237.9997 | 1912.9689 | 1.8172 | 0 | 0 | 1.0991 | 0 | 1.0991 | 0 | SFM | wCZ09 | v2015 | rDXHP | t4 | S17 | MSRboth | Baseline Design | Hourly Results.csv | SFM-wCZ09-v2015-rDXHP-t4-both | 0 | 1237.9997 | 1914.0679 | 3152.0676 | 0
eline Design - Hourly Results. | SFM-wCZ09-v2015-rDXHP-t4-S17-MSRcool.pd2 | SFM-wCZ09-v2015-rDXHP-t4-S17-MSRcool - Baseline Design - Hourly Results.csv | 1237.9997 | 2010.5721 | 1.8172 | 0 | 0 | 1.0991 | 0 | 1.0991 | 0 | SFM | wCZ09 | v2015 | rDXHP | t4 | S17 | MSRcool | Baseline Design | Hourly Results.csv | SFM-wCZ09-v2015-rDXHP-t4 | 1237.9997 | 0 | 0 | 0 | 0
eline Design - Hourly Results. | SFM-wCZ09-v2015-rDXHP-t4-S17-MSRheat.pd2 | SFM-wCZ09-v2015-rDXHP-t4-S17-MSRheat - Baseline Design - Hourly Results.csv | 1114.7509 | 1912.9689 | 1.8172 | 0 | 0 | 1.0991 | 0 | 1.0991 | 0 | SFM | wCZ09 | v2015 | rDXHP | t4 | S17 | MSRheat | Baseline Design | Hourly Results.csv | SFM-wCZ09-v2015-rDXHP-t4 | 1914.0679 | 0 | 0 | 0 | 0
eline Design - Hourly Results. | SFM-wCZ09-v2015-rDXHP-t5-S14-BSLboth.pd2 | SFM-wCZ09-v2015-rDXHP-t5-S14-BSLboth - Baseline Design - Hourly Results.csv | 912.7881 | 3464.7655 | 33.6181 | 0 | 0 | 184.0603 | 0 | 184.0603 | 0 | SFM | wCZ09 | v2015 | rDXHP | t5 | S14 | BSLboth | Baseline Design | Hourly Results.csv | SFM-wCZ09-v2015-rDXHP-t5-both | 0 | 912.7881 | 3648.8258 | 4561.6139 | 0
eline Design - Hourly Results. | SFM-wCZ09-v2015-rDXHP-t5-S14-BSLcool.pd2 | SFM-wCZ09-v2015-rDXHP-t5-S14-BSLcool - Baseline Design - Hourly Results.csv | 912.7881 | 3464.2347 | 33.6181 | 0 | 0 | 184.0603 | 0 | 184.0603 | 0 | SFM | wCZ09 | v2015 | rDXHP | t5 | S14 | BSLcool | Baseline Design | Hourly Results.csv | SFM-wCZ09-v2015-rDXHP-t5 | 912.7881 | 0 | 0 | 0 | 0
eline Design - Hourly Results. | SFM-wCZ09-v2015-rDXHP-t5-S14-BSLheat.pd2 | SFM-wCZ09-v2015-rDXHP-t5-S14-BSLheat - Baseline Design - Hourly Results.csv | 796.4761 | 3464.7655 | 33.6181 | 0 | 0 | 184.0603 | 0 | 184.0603 | 0 | SFM | wCZ09 | v2015 | rDXHP | t5 | S14 | BSLheat | Baseline Design | Hourly Results.csv | SFM-wCZ09-v2015-rDXHP-t5 | 3648.8258 | 0 | 0 | 0 | 0
eline Design - Hourly Results. | SFM-wCZ09-v2015-rDXHP-t5-S15-MSRboth.pd2 | SFM-wCZ09-v2015-rDXHP-t5-S15-MSRboth - Baseline Design - Hourly Results.csv | 763.2713 | 2902.8348 | 33.3153 | 0 | 0 | 168.4516 | 0 | 168.4516 | 0 | SFM | wCZ09 | v2015 | rDXHP | t5 | S15 | MSRboth | Baseline Design | Hourly Results.csv | SFM-wCZ09-v2015-rDXHP-t5-both | 0 | 763.2713 | 3071.2864 | 3834.5577 | 0
eline Design - Hourly Results. | SFM-wCZ09-v2015-rDXHP-t5-S15-MSRcool.pd2 | SFM-wCZ09-v2015-rDXHP-t5-S15-MSRcool - Baseline Design - Hourly Results.csv | 763.2713 | 3069.3127 | 33.3153 | 0 | 0 | 168.4516 | 0 | 168.4516 | 0 | SFM | wCZ09 | v2015 | rDXHP | t5 | S15 | MSRcool | Baseline Design | Hourly Results.csv | SFM-wCZ09-v2015-rDXHP-t5 | 763.2713 | 0 | 0 | 0 | 0
eline Design - Hourly Results. | SFM-wCZ09-v2015-rDXHP-t5-S15-MSRheat.pd2 | SFM-wCZ09-v2015-rDXHP-t5-S15-MSRheat - Baseline Design - Hourly Results.csv | 691.7109 | 2902.8348 | 33.3153 | 0 | 0 | 168.4516 | 0 | 168.4516 | 0 | SFM | wCZ09 | v2015 | rDXHP | t5 | S15 | MSRheat | Baseline Design | Hourly Results.csv | SFM-wCZ09-v2015-rDXHP-t5 | 3071.2864 | 0 | 0 | 0 | 0
eline Design - Hourly Results. | SFM-wCZ09-v2015-rDXHP-t5-S16-MSRboth.pd2 | SFM-wCZ09-v2015-rDXHP-t5-S16-MSRboth - Baseline Design - Hourly Results.csv | 763.1413 | 3276.0422 | 33.3153 | 0 | 0 | 12.1115 | 0 | 12.1115 | 0 | SFM | wCZ09 | v2015 | rDXHP | t5 | S16 | MSRboth | Baseline Design | Hourly Results.csv | SFM-wCZ09-v2015-rDXHP-t5-both | 0 | 763.1413 | 3288.1537 | 4051.2949 | 0
eline Design - Hourly Results. | SFM-wCZ09-v2015-rDXHP-t5-S16-MSRcool.pd2 | SFM-wCZ09-v2015-rDXHP-t5-S16-MSRcool - Baseline Design - Hourly Results.csv | 763.1413 | 3481.2549 | 33.3153 | 0 | 0 | 12.1115 | 0 | 12.1115 | 0 | SFM | wCZ09 | v2015 | rDXHP | t5 | S16 | MSRcool | Baseline Design | Hourly Results.csv | SFM-wCZ09-v2015-rDXHP-t5 | 763.1413 | 0 | 0 | 0 | 0
eline Design - Hourly Results. | SFM-wCZ09-v2015-rDXHP-t5-S16-MSRheat.pd2 | SFM-wCZ09-v2015-rDXHP-t5-S16-MSRheat - Baseline Design - Hourly Results.csv | 690.743 | 3276.0422 | 33.3153 | 0 | 0 | 12.1115 | 0 | 12.1115 | 0 | SFM | wCZ09 | v2015 | rDXHP | t5 | S16 | MSRheat | Baseline Design | Hourly Results.csv | SFM-wCZ09-v2015-rDXHP-t5 | 3288.1537 | 0 | 0 | 0 | 0
eline Design - Hourly Results. | SFM-wCZ09-v2015-rDXHP-t5-S17-MSRboth.pd2 | SFM-wCZ09-v2015-rDXHP-t5-S17-MSRboth - Baseline Design - Hourly Results.csv | 716.7322 | 3161.7043 | 33.3153 | 0 | 0 | 12.1115 | 0 | 12.1115 | 0 | SFM | wCZ09 | v2015 | rDXHP | t5 | S17 | MSRboth | Baseline Design | Hourly Results.csv | SFM-wCZ09-v2015-rDXHP-t5-both | 0 | 716.7322 | 3173.8158 | 3890.548 | 0
eline Design - Hourly Results. | SFM-wCZ09-v2015-rDXHP-t5-S17-MSRcool.pd2 | SFM-wCZ09-v2015-rDXHP-t5-S17-MSRcool - Baseline Design - Hourly Results.csv | 716.7322 | 3323.0199 | 33.3153 | 0 | 0 | 12.1115 | 0 | 12.1115 | 0 | SFM | wCZ09 | v2015 | rDXHP | t5 | S17 | MSRcool | Baseline Design | Hourly Results.csv | SFM-wCZ09-v2015-rDXHP-t5 | 716.7322 | 0 | 0 | 0 | 0
eline Design - Hourly Results. | SFM-wCZ09-v2015-rDXHP-t5-S17-MSRheat.pd2 | SFM-wCZ09-v2015-rDXHP-t5-S17-MSRheat - Baseline Design - Hourly Results.csv | 645.378 | 3161.7043 | 33.3153 | 0 | 0 | 12.1115 | 0 | 12.1115 | 0 | SFM | wCZ09 | v2015 | rDXHP | t5 | S17 | MSRheat | Baseline Design | Hourly Results.csv | SFM-wCZ09-v2015-rDXHP-t5 | 3173.8158 | 0 | 0 | 0 | 0
eline Design - Hourly Results. | SFM-wCZ10-v2015-rDXHP-t1-S14-BSLboth.pd2 | SFM-wCZ10-v2015-rDXHP-t1-S14-BSLboth - Baseline Design - Hourly Results.csv | 6286.1192 | 3556.376 | 130.4769 | 0 | 0 | 544.5947 | 0 | 544.5947 | 0 | SFM | wCZ10 | v2015 | rDXHP | t1 | S14 | BSLboth | Baseline Design | Hourly Results.csv | SFM-wCZ10-v2015-rDXHP-t1-both | 0 | 6286.1192 | 4100.9707 | 10387.0899 | 0
eline Design - Hourly Results. | SFM-wCZ10-v2015-rDXHP-t1-S14-BSLcool.pd2 | SFM-wCZ10-v2015-rDXHP-t1-S14-BSLcool - Baseline Design - Hourly Results.csv | 6286.1192 | 3555.8313 | 130.4769 | 0 | 0 | 544.5947 | 0 | 544.5947 | 0 | SFM | wCZ10 | v2015 | rDXHP | t1 | S14 | BSLcool | Baseline Design | Hourly Results.csv | SFM-wCZ10-v2015-rDXHP-t1 | 6286.1192 | 0 | 0 | 0 | 0
eline Design - Hourly Results. | SFM-wCZ10-v2015-rDXHP-t1-S14-BSLheat.pd2 | SFM-wCZ10-v2015-rDXHP-t1-S14-BSLheat - Baseline Design - Hourly Results.csv | 5485.1097 | 3556.376 | 130.4769 | 0 | 0 | 544.5947 | 0 | 544.5947 | 0 | SFM | wCZ10 | v2015 | rDXHP | t1 | S14 | BSLheat | Baseline Design | Hourly Results.csv | SFM-wCZ10-v2015-rDXHP-t1 | 4100.9707 | 0 | 0 | 0 | 0
eline Design - Hourly Results. | SFM-wCZ10-v2015-rDXHP-t1-S15-MSRboth.pd2 | SFM-wCZ10-v2015-rDXHP-t1-S15-MSRboth - Baseline Design - Hourly Results.csv | 5291.8272 | 2980.2923 | 89.2124 | 0 | 0 | 498.5642 | 0 | 498.5642 | 0 | SFM | wCZ10 | v2015 | rDXHP | t1 | S15 | MSRboth | Baseline Design | Hourly Results.csv | SFM-wCZ10-v2015-rDXHP-t1-both | 0 | 5291.8272 | 3478.8565 | 8770.6838 | 0
eline Design - Hourly Results. | SFM-wCZ10-v2015-rDXHP-t1-S15-MSRcool.pd2 | SFM-wCZ10-v2015-rDXHP-t1-S15-MSRcool - Baseline Design - Hourly Results.csv | 5291.8272 | 3151.2126 | 89.2124 | 0 | 0 | 498.5642 | 0 | 498.5642 | 0 | SFM | wCZ10 | v2015 | rDXHP | t1 | S15 | MSRcool | Baseline Design | Hourly Results.csv | SFM-wCZ10-v2015-rDXHP-t1 | 5291.8272 | 0 | 0 | 0 | 0
eline Design - Hourly Results. | SFM-wCZ10-v2015-rDXHP-t1-S15-MSRheat.pd2 | SFM-wCZ10-v2015-rDXHP-t1-S15-MSRheat - Baseline Design - Hourly Results.csv | 4795.6928 | 2980.2923 | 89.2124 | 0 | 0 | 498.5642 | 0 | 498.5642 | 0 | SFM | wCZ10 | v2015 | rDXHP | t1 | S15 | MSRheat | Baseline Design | Hourly Results.csv | SFM-wCZ10-v2015-rDXHP-t1 | 3478.8565 | 0 | 0 | 0 | 0
eline Design - Hourly Results. | SFM-wCZ10-v2015-rDXHP-t1-S16-MSRboth.pd2 | SFM-wCZ10-v2015-rDXHP-t1-S16-MSRboth - Baseline Design - Hourly Results.csv | 5438.1623 | 3470.4804 | 89.2495 | 0 | 0 | 50.7348 | 0 | 50.7348 | 0 | SFM | wCZ10 | v2015 | rDXHP | t1 | S16 | MSRboth | Baseline Design | Hourly Results.csv | SFM-wCZ10-v2015-rDXHP-t1-both | 0 | 5438.1623 | 3521.2152 | 8959.3775 | 0
eline Design - Hourly Results. | SFM-wCZ10-v2015-rDXHP-t1-S16-MSRcool.pd2 | SFM-wCZ10-v2015-rDXHP-t1-S16-MSRcool - Baseline Design - Hourly Results.csv | 5438.1623 | 3687.8727 | 89.2495 | 0 | 0 | 50.7348 | 0 | 50.7348 | 0 | SFM | wCZ10 | v2015 | rDXHP | t1 | S16 | MSRcool | Baseline Design | Hourly Results.csv | SFM-wCZ10-v2015-rDXHP-t1 | 5438.1623 | 0 | 0 | 0 | 0
eline Design - Hourly Results. | SFM-wCZ10-v2015-rDXHP-t1-S16-MSRheat.pd2 | SFM-wCZ10-v2015-rDXHP-t1-S16-MSRheat - Baseline Design - Hourly Results.csv | 4922.2498 | 3470.4804 | 89.2495 | 0 | 0 | 50.7348 | 0 | 50.7348 | 0 | SFM | wCZ10 | v2015 | rDXHP | t1 | S16 | MSRheat | Baseline Design | Hourly Results.csv | SFM-wCZ10-v2015-rDXHP-t1 | 3521.2152 | 0 | 0 | 0 | 0
eline Design - Hourly Results. | SFM-wCZ10-v2015-rDXHP-t1-S17-MSRboth.pd2 | SFM-wCZ10-v2015-rDXHP-t1-S17-MSRboth - Baseline Design - Hourly Results.csv | 5107.4493 | 3349.3561 | 89.2495 | 0 | 0 | 50.7348 | 0 | 50.7348 | 0 | SFM | wCZ10 | v2015 | rDXHP | t1 | S17 | MSRboth | Baseline Design | Hourly Results.csv | SFM-wCZ10-v2015-rDXHP-t1-both | 0 | 5107.4493 | 3400.0909 | 8507.5403 | 0
eline Design - Hourly Results. | SFM-wCZ10-v2015-rDXHP-t1-S17-MSRcool.pd2 | SFM-wCZ10-v2015-rDXHP-t1-S17-MSRcool - Baseline Design - Hourly Results.csv | 5107.4493 | 3520.2461 | 89.2495 | 0 | 0 | 50.7348 | 0 | 50.7348 | 0 | SFM | wCZ10 | v2015 | rDXHP | t1 | S17 | MSRcool | Baseline Design | Hourly Results.csv | SFM-wCZ10-v2015-rDXHP-t1 | 5107.4493 | 0 | 0 | 0 | 0
eline Design - Hourly Results. | SFM-wCZ10-v2015-rDXHP-t1-S17-MSRheat.pd2 | SFM-wCZ10-v2015-rDXHP-t1-S17-MSRheat - Baseline Design - Hourly Results.csv | 4598.978 | 3349.3561 | 89.2495 | 0 | 0 | 50.7348 | 0 | 50.7348 | 0 | SFM | wCZ10 | v2015 | rDXHP | t1 | S17 | MSRheat | Baseline Design | Hourly Results.csv | SFM-wCZ10-v2015-rDXHP-t1 | 3400.0909 | 0 | 0 | 0 | 0
eline Design - Hourly Results. | SFM-wCZ10-v2015-rDXHP-t2-S14-BSLboth.pd2 | SFM-wCZ10-v2015-rDXHP-t2-S14-BSLboth - Baseline Design - Hourly Results.csv | 2898.2447 | 4746.2093 | 1.4094 | 0 | 0 | 685.7932 | 0 | 685.7932 | 0 | SFM | wCZ10 | v2015 | rDXHP | t2 | S14 | BSLboth | Baseline Design | Hourly Results.csv | SFM-wCZ10-v2015-rDXHP-t2-both | 0 | 2898.2447 | 5432.0025 | 8330.2473 | 0
eline Design - Hourly Results. | SFM-wCZ10-v2015-rDXHP-t2-S14-BSLcool.pd2 | SFM-wCZ10-v2015-rDXHP-t2-S14-BSLcool - Baseline Design - Hourly Results.csv | 2898.2447 | 4745.4826 | 1.4094 | 0 | 0 | 685.7932 | 0 | 685.7932 | 0 | SFM | wCZ10 | v2015 | rDXHP | t2 | S14 | BSLcool | Baseline Design | Hourly Results.csv | SFM-wCZ10-v2015-rDXHP-t2 | 2898.2447 | 0 | 0 | 0 | 0
eline Design - Hourly Results. | SFM-wCZ10-v2015-rDXHP-t2-S14-BSLheat.pd2 | SFM-wCZ10-v2015-rDXHP-t2-S14-BSLheat - Baseline Design - Hourly Results.csv | 2528.9356 | 4746.2093 | 1.4094 | 0 | 0 | 685.7932 | 0 | 685.7932 | 0 | SFM | wCZ10 | v2015 | rDXHP | t2 | S14 | BSLheat | Baseline Design | Hourly Results.csv | SFM-wCZ10-v2015-rDXHP-t2 | 5432.0025 | 0 | 0 | 0 | 0
eline Design - Hourly Results. | SFM-wCZ10-v2015-rDXHP-t2-S15-MSRboth.pd2 | SFM-wCZ10-v2015-rDXHP-t2-S15-MSRboth - Baseline Design - Hourly Results.csv | 2437.3048 | 3980.0106 | 1.4094 | 0 | 0 | 623.7913 | 0 | 623.7913 | 0 | SFM | wCZ10 | v2015 | rDXHP | t2 | S15 | MSRboth | Baseline Design | Hourly Results.csv | SFM-wCZ10-v2015-rDXHP-t2-both | 0 | 2437.3048 | 4603.8019 | 7041.1067 | 0
eline Design - Hourly Results. | SFM-wCZ10-v2015-rDXHP-t2-S15-MSRcool.pd2 | SFM-wCZ10-v2015-rDXHP-t2-S15-MSRcool - Baseline Design - Hourly Results.csv | 2437.3048 | 4208.2647 | 1.4094 | 0 | 0 | 623.7913 | 0 | 623.7913 | 0 | SFM | wCZ10 | v2015 | rDXHP | t2 | S15 | MSRcool | Baseline Design | Hourly Results.csv | SFM-wCZ10-v2015-rDXHP-t2 | 2437.3048 | 0 | 0 | 0 | 0
eline Design - Hourly Results. | SFM-wCZ10-v2015-rDXHP-t2-S15-MSRheat.pd2 | SFM-wCZ10-v2015-rDXHP-t2-S15-MSRheat - Baseline Design - Hourly Results.csv | 2208.7958 | 3980.0106 | 1.4094 | 0 | 0 | 623.7913 | 0 | 623.7913 | 0 | SFM | wCZ10 | v2015 | rDXHP | t2 | S15 | MSRheat | Baseline Design | Hourly Results.csv | SFM-wCZ10-v2015-rDXHP-t2 | 4603.8019 | 0 | 0 | 0 | 0
eline Design - Hourly Results. | SFM-wCZ10-v2015-rDXHP-t2-S16-MSRboth.pd2 | SFM-wCZ10-v2015-rDXHP-t2-S16-MSRboth - Baseline Design - Hourly Results.csv | 2506.2081 | 4577.4478 | 1.4094 | 0 | 0 | 150.8916 | 0 | 150.8916 | 0 | SFM | wCZ10 | v2015 | rDXHP | t2 | S16 | MSRboth | Baseline Design | Hourly Results.csv | SFM-wCZ10-v2015-rDXHP-t2-both | 0 | 2506.2081 | 4728.3394 | 7234.5475 | 0
eline Design - Hourly Results. | SFM-wCZ10-v2015-rDXHP-t2-S16-MSRcool.pd2 | SFM-wCZ10-v2015-rDXHP-t2-S16-MSRcool - Baseline Design - Hourly Results.csv | 2506.2081 | 4864.1811 | 1.4094 | 0 | 0 | 150.8916 | 0 | 150.8916 | 0 | SFM | wCZ10 | v2015 | rDXHP | t2 | S16 | MSRcool | Baseline Design | Hourly Results.csv | SFM-wCZ10-v2015-rDXHP-t2 | 2506.2081 | 0 | 0 | 0 | 0
eline Design - Hourly Results. | SFM-wCZ10-v2015-rDXHP-t2-S16-MSRheat.pd2 | SFM-wCZ10-v2015-rDXHP-t2-S16-MSRheat - Baseline Design - Hourly Results.csv | 2268.4469 | 4577.4478 | 1.4094 | 0 | 0 | 150.8916 | 0 | 150.8916 | 0 | SFM | wCZ10 | v2015 | rDXHP | t2 | S16 | MSRheat | Baseline Design | Hourly Results.csv | SFM-wCZ10-v2015-rDXHP-t2 | 4728.3394 | 0 | 0 | 0 | 0
eline Design - Hourly Results. | SFM-wCZ10-v2015-rDXHP-t2-S17-MSRboth.pd2 | SFM-wCZ10-v2015-rDXHP-t2-S17-MSRboth - Baseline Design - Hourly Results.csv | 2353.7971 | 4417.6891 | 1.4094 | 0 | 0 | 150.8916 | 0 | 150.8916 | 0 | SFM | wCZ10 | v2015 | rDXHP | t2 | S17 | MSRboth | Baseline Design | Hourly Results.csv | SFM-wCZ10-v2015-rDXHP-t2-both | 0 | 2353.7971 | 4568.5807 | 6922.3778 | 0
eline Design - Hourly Results. | SFM-wCZ10-v2015-rDXHP-t2-S17-MSRcool.pd2 | SFM-wCZ10-v2015-rDXHP-t2-S17-MSRcool - Baseline Design - Hourly Results.csv | 2353.7971 | 4643.0876 | 1.4094 | 0 | 0 | 150.8916 | 0 | 150.8916 | 0 | SFM | wCZ10 | v2015 | rDXHP | t2 | S17 | MSRcool | Baseline Design | Hourly Results.csv | SFM-wCZ10-v2015-rDXHP-t2 | 2353.7971 | 0 | 0 | 0 | 0
eline Design - Hourly Results. | SFM-wCZ10-v2015-rDXHP-t2-S17-MSRheat.pd2 | SFM-wCZ10-v2015-rDXHP-t2-S17-MSRheat - Baseline Design - Hourly Results.csv | 2119.4653 | 4417.6891 | 1.4094 | 0 | 0 | 150.8916 | 0 | 150.8916 | 0 | SFM | wCZ10 | v2015 | rDXHP | t2 | S17 | MSRheat | Baseline Design | Hourly Results.csv | SFM-wCZ10-v2015-rDXHP-t2 | 4568.5807 | 0 | 0 | 0 | 0
eline Design - Hourly Results. | SFM-wCZ10-v2015-rDXHP-t3-S14-BSLboth.pd2 | SFM-wCZ10-v2015-rDXHP-t3-S14-BSLboth - Baseline Design - Hourly Results.csv | 3116.0147 | 5058.5161 | 17.3824 | 0 | 0 | 631.2424 | 0 | 631.2424 | 0 | SFM | wCZ10 | v2015 | rDXHP | t3 | S14 | BSLboth | Baseline Design | Hourly Results.csv | SFM-wCZ10-v2015-rDXHP-t3-both | 0 | 3116.0147 | 5689.7585 | 8805.7732 | 0
eline Design - Hourly Results. | SFM-wCZ10-v2015-rDXHP-t3-S14-BSLcool.pd2 | SFM-wCZ10-v2015-rDXHP-t3-S14-BSLcool - Baseline Design - Hourly Results.csv | 3116.0147 | 5057.7411 | 17.3824 | 0 | 0 | 631.2424 | 0 | 631.2424 | 0 | SFM | wCZ10 | v2015 | rDXHP | t3 | S14 | BSLcool | Baseline Design | Hourly Results.csv | SFM-wCZ10-v2015-rDXHP-t3 | 3116.0147 | 0 | 0 | 0 | 0
eline Design - Hourly Results. | SFM-wCZ10-v2015-rDXHP-t3-S14-BSLheat.pd2 | SFM-wCZ10-v2015-rDXHP-t3-S14-BSLheat - Baseline Design - Hourly Results.csv | 2718.956 | 5058.5161 | 17.3824 | 0 | 0 | 631.2424 | 0 | 631.2424 | 0 | SFM | wCZ10 | v2015 | rDXHP | t3 | S14 | BSLheat | Baseline Design | Hourly Results.csv | SFM-wCZ10-v2015-rDXHP-t3 | 5689.7585 | 0 | 0 | 0 | 0
eline Design - Hourly Results. | SFM-wCZ10-v2015-rDXHP-t3-S15-MSRboth.pd2 | SFM-wCZ10-v2015-rDXHP-t3-S15-MSRboth - Baseline Design - Hourly Results.csv | 2609.7888 | 4236.98 | 16.1296 | 0 | 0 | 575.0992 | 0 | 575.0992 | 0 | SFM | wCZ10 | v2015 | rDXHP | t3 | S15 | MSRboth | Baseline Design | Hourly Results.csv | SFM-wCZ10-v2015-rDXHP-t3-both | 0 | 2609.7888 | 4812.0792 | 7421.8681 | 0
eline Design - Hourly Results. | SFM-wCZ10-v2015-rDXHP-t3-S15-MSRcool.pd2 | SFM-wCZ10-v2015-rDXHP-t3-S15-MSRcool - Baseline Design - Hourly Results.csv | 2609.7888 | 4479.9715 | 16.1296 | 0 | 0 | 575.0992 | 0 | 575.0992 | 0 | SFM | wCZ10 | v2015 | rDXHP | t3 | S15 | MSRcool | Baseline Design | Hourly Results.csv | SFM-wCZ10-v2015-rDXHP-t3 | 2609.7888 | 0 | 0 | 0 | 0
eline Design - Hourly Results. | SFM-wCZ10-v2015-rDXHP-t3-S15-MSRheat.pd2 | SFM-wCZ10-v2015-rDXHP-t3-S15-MSRheat - Baseline Design - Hourly Results.csv | 2365.1087 | 4236.98 | 16.1296 | 0 | 0 | 575.0992 | 0 | 575.0992 | 0 | SFM | wCZ10 | v2015 | rDXHP | t3 | S15 | MSRheat | Baseline Design | Hourly Results.csv | SFM-wCZ10-v2015-rDXHP-t3 | 4812.0792 | 0 | 0 | 0 | 0
eline Design - Hourly Results. | SFM-wCZ10-v2015-rDXHP-t3-S16-MSRboth.pd2 | SFM-wCZ10-v2015-rDXHP-t3-S16-MSRboth - Baseline Design - Hourly Results.csv | 2680.2202 | 4869.3305 | 17.3824 | 0 | 0 | 101.206 | 0 | 101.206 | 0 | SFM | wCZ10 | v2015 | rDXHP | t3 | S16 | MSRboth | Baseline Design | Hourly Results.csv | SFM-wCZ10-v2015-rDXHP-t3-both | 0 | 2680.2202 | 4970.5366 | 7650.7567 | 0
eline Design - Hourly Results. | SFM-wCZ10-v2015-rDXHP-t3-S16-MSRcool.pd2 | SFM-wCZ10-v2015-rDXHP-t3-S16-MSRcool - Baseline Design - Hourly Results.csv | 2680.2202 | 5174.3476 | 17.3824 | 0 | 0 | 101.206 | 0 | 101.206 | 0 | SFM | wCZ10 | v2015 | rDXHP | t3 | S16 | MSRcool | Baseline Design | Hourly Results.csv | SFM-wCZ10-v2015-rDXHP-t3 | 2680.2202 | 0 | 0 | 0 | 0
eline Design - Hourly Results. | SFM-wCZ10-v2015-rDXHP-t3-S16-MSRheat.pd2 | SFM-wCZ10-v2015-rDXHP-t3-S16-MSRheat - Baseline Design - Hourly Results.csv | 2425.9506 | 4869.3305 | 17.3824 | 0 | 0 | 101.206 | 0 | 101.206 | 0 | SFM | wCZ10 | v2015 | rDXHP | t3 | S16 | MSRheat | Baseline Design | Hourly Results.csv | SFM-wCZ10-v2015-rDXHP-t3 | 4970.5366 | 0 | 0 | 0 | 0
eline Design - Hourly Results. | SFM-wCZ10-v2015-rDXHP-t3-S17-MSRboth.pd2 | SFM-wCZ10-v2015-rDXHP-t3-S17-MSRboth - Baseline Design - Hourly Results.csv | 2517.2272 | 4699.3846 | 17.3824 | 0 | 0 | 101.206 | 0 | 101.206 | 0 | SFM | wCZ10 | v2015 | rDXHP | t3 | S17 | MSRboth | Baseline Design | Hourly Results.csv | SFM-wCZ10-v2015-rDXHP-t3-both | 0 | 2517.2272 | 4800.5906 | 7317.8178 | 0
eline Design - Hourly Results. | SFM-wCZ10-v2015-rDXHP-t3-S17-MSRcool.pd2 | SFM-wCZ10-v2015-rDXHP-t3-S17-MSRcool - Baseline Design - Hourly Results.csv | 2517.2272 | 4939.1557 | 17.3824 | 0 | 0 | 101.206 | 0 | 101.206 | 0 | SFM | wCZ10 | v2015 | rDXHP | t3 | S17 | MSRcool | Baseline Design | Hourly Results.csv | SFM-wCZ10-v2015-rDXHP-t3 | 2517.2272 | 0 | 0 | 0 | 0
eline Design - Hourly Results. | SFM-wCZ10-v2015-rDXHP-t3-S17-MSRheat.pd2 | SFM-wCZ10-v2015-rDXHP-t3-S17-MSRheat - Baseline Design - Hourly Results.csv | 2266.6249 | 4699.3846 | 17.3824 | 0 | 0 | 101.206 | 0 | 101.206 | 0 | SFM | wCZ10 | v2015 | rDXHP | t3 | S17 | MSRheat | Baseline Design | Hourly Results.csv | SFM-wCZ10-v2015-rDXHP-t3 | 4800.5906 | 0 | 0 | 0 | 0
eline Design - Hourly Results. | SFM-wCZ10-v2015-rDXHP-t4-S14-BSLboth.pd2 | SFM-wCZ10-v2015-rDXHP-t4-S14-BSLboth - Baseline Design - Hourly Results.csv | 2903.1087 | 3351.8608 | 0.93959 | 0 | 0 | 582.5843 | 0 | 582.5843 | 0 | SFM | wCZ10 | v2015 | rDXHP | t4 | S14 | BSLboth | Baseline Design | Hourly Results.csv | SFM-wCZ10-v2015-rDXHP-t4-both | 0 | 2903.1087 | 3934.4451 | 6837.5538 | 0
eline Design - Hourly Results. | SFM-wCZ10-v2015-rDXHP-t4-S14-BSLcool.pd2 | SFM-wCZ10-v2015-rDXHP-t4-S14-BSLcool - Baseline Design - Hourly Results.csv | 2903.1087 | 3351.3473 | 0.93959 | 0 | 0 | 582.5843 | 0 | 582.5843 | 0 | SFM | wCZ10 | v2015 | rDXHP | t4 | S14 | BSLcool | Baseline Design | Hourly Results.csv | SFM-wCZ10-v2015-rDXHP-t4 | 2903.1087 | 0 | 0 | 0 | 0
eline Design - Hourly Results. | SFM-wCZ10-v2015-rDXHP-t4-S14-BSLheat.pd2 | SFM-wCZ10-v2015-rDXHP-t4-S14-BSLheat - Baseline Design - Hourly Results.csv | 2533.1799 | 3351.8608 | 0.93959 | 0 | 0 | 582.5843 | 0 | 582.5843 | 0 | SFM | wCZ10 | v2015 | rDXHP | t4 | S14 | BSLheat | Baseline Design | Hourly Results.csv | SFM-wCZ10-v2015-rDXHP-t4 | 3934.4451 | 0 | 0 | 0 | 0
eline Design - Hourly Results. | SFM-wCZ10-v2015-rDXHP-t4-S15-MSRboth.pd2 | SFM-wCZ10-v2015-rDXHP-t4-S15-MSRboth - Baseline Design - Hourly Results.csv | 2453.475 | 2811.2875 | 1.0962 | 0 | 0 | 533.0046 | 0 | 533.0046 | 0 | SFM | wCZ10 | v2015 | rDXHP | t4 | S15 | MSRboth | Baseline Design | Hourly Results.csv | SFM-wCZ10-v2015-rDXHP-t4-both | 0 | 2453.475 | 3344.2921 | 5797.767 | 0
eline Design - Hourly Results. | SFM-wCZ10-v2015-rDXHP-t4-S15-MSRcool.pd2 | SFM-wCZ10-v2015-rDXHP-t4-S15-MSRcool - Baseline Design - Hourly Results.csv | 2453.475 | 2972.5153 | 1.0962 | 0 | 0 | 533.0046 | 0 | 533.0046 | 0 | SFM | wCZ10 | v2015 | rDXHP | t4 | S15 | MSRcool | Baseline Design | Hourly Results.csv | SFM-wCZ10-v2015-rDXHP-t4 | 2453.475 | 0 | 0 | 0 | 0
eline Design - Hourly Results. | SFM-wCZ10-v2015-rDXHP-t4-S15-MSRheat.pd2 | SFM-wCZ10-v2015-rDXHP-t4-S15-MSRheat - Baseline Design - Hourly Results.csv | 2223.45 | 2811.2875 | 1.0962 | 0 | 0 | 533.0046 | 0 | 533.0046 | 0 | SFM | wCZ10 | v2015 | rDXHP | t4 | S15 | MSRheat | Baseline Design | Hourly Results.csv | SFM-wCZ10-v2015-rDXHP-t4 | 3344.2921 | 0 | 0 | 0 | 0
eline Design - Hourly Results. | SFM-wCZ10-v2015-rDXHP-t4-S16-MSRboth.pd2 | SFM-wCZ10-v2015-rDXHP-t4-S16-MSRboth - Baseline Design - Hourly Results.csv | 2510.3261 | 3284.9404 | 1.0962 | 0 | 0 | 72.3615 | 0 | 72.3615 | 0 | SFM | wCZ10 | v2015 | rDXHP | t4 | S16 | MSRboth | Baseline Design | Hourly Results.csv | SFM-wCZ10-v2015-rDXHP-t4-both | 0 | 2510.3261 | 3357.3019 | 5867.628 | 0
eline Design - Hourly Results. | SFM-wCZ10-v2015-rDXHP-t4-S16-MSRcool.pd2 | SFM-wCZ10-v2015-rDXHP-t4-S16-MSRcool - Baseline Design - Hourly Results.csv | 2510.3261 | 3490.7104 | 1.0962 | 0 | 0 | 72.3615 | 0 | 72.3615 | 0 | SFM | wCZ10 | v2015 | rDXHP | t4 | S16 | MSRcool | Baseline Design | Hourly Results.csv | SFM-wCZ10-v2015-rDXHP-t4 | 2510.3261 | 0 | 0 | 0 | 0
eline Design - Hourly Results. | SFM-wCZ10-v2015-rDXHP-t4-S16-MSRheat.pd2 | SFM-wCZ10-v2015-rDXHP-t4-S16-MSRheat - Baseline Design - Hourly Results.csv | 2272.1744 | 3284.9404 | 1.0962 | 0 | 0 | 72.3615 | 0 | 72.3615 | 0 | SFM | wCZ10 | v2015 | rDXHP | t4 | S16 | MSRheat | Baseline Design | Hourly Results.csv | SFM-wCZ10-v2015-rDXHP-t4 | 3357.3019 | 0 | 0 | 0 | 0
eline Design - Hourly Results. | SFM-wCZ10-v2015-rDXHP-t4-S17-MSRboth.pd2 | SFM-wCZ10-v2015-rDXHP-t4-S17-MSRboth - Baseline Design - Hourly Results.csv | 2357.6649 | 3170.2918 | 1.0962 | 0 | 0 | 72.3615 | 0 | 72.3615 | 0 | SFM | wCZ10 | v2015 | rDXHP | t4 | S17 | MSRboth | Baseline Design | Hourly Results.csv | SFM-wCZ10-v2015-rDXHP-t4-both | 0 | 2357.6649 | 3242.6533 | 5600.3182 | 0
eline Design - Hourly Results. | SFM-wCZ10-v2015-rDXHP-t4-S17-MSRcool.pd2 | SFM-wCZ10-v2015-rDXHP-t4-S17-MSRcool - Baseline Design - Hourly Results.csv | 2357.6649 | 3332.0458 | 1.0962 | 0 | 0 | 72.3615 | 0 | 72.3615 | 0 | SFM | wCZ10 | v2015 | rDXHP | t4 | S17 | MSRcool | Baseline Design | Hourly Results.csv | SFM-wCZ10-v2015-rDXHP-t4 | 2357.6649 | 0 | 0 | 0 | 0
eline Design - Hourly Results. | SFM-wCZ10-v2015-rDXHP-t4-S17-MSRheat.pd2 | SFM-wCZ10-v2015-rDXHP-t4-S17-MSRheat - Baseline Design - Hourly Results.csv | 2122.9481 | 3170.2918 | 1.0962 | 0 | 0 | 72.3615 | 0 | 72.3615 | 0 | SFM | wCZ10 | v2015 | rDXHP | t4 | S17 | MSRheat | Baseline Design | Hourly Results.csv | SFM-wCZ10-v2015-rDXHP-t4 | 3242.6533 | 0 | 0 | 0 | 0
eline Design - Hourly Results. | SFM-wCZ10-v2015-rDXHP-t5-S14-BSLboth.pd2 | SFM-wCZ10-v2015-rDXHP-t5-S14-BSLboth - Baseline Design - Hourly Results.csv | 3787.0729 | 6710.7687 | 141.0049 | 0 | 0 | 723.1314 | 0 | 723.1314 | 0 | SFM | wCZ10 | v2015 | rDXHP | t5 | S14 | BSLboth | Baseline Design | Hourly Results.csv | SFM-wCZ10-v2015-rDXHP-t5-both | 0 | 3787.0729 | 7433.9001 | 11220.973 | 0
eline Design - Hourly Results. | SFM-wCZ10-v2015-rDXHP-t5-S14-BSLcool.pd2 | SFM-wCZ10-v2015-rDXHP-t5-S14-BSLcool - Baseline Design - Hourly Results.csv | 3787.0729 | 6709.7411 | 141.0049 | 0 | 0 | 723.1314 | 0 | 723.1314 | 0 | SFM | wCZ10 | v2015 | rDXHP | t5 | S14 | BSLcool | Baseline Design | Hourly Results.csv | SFM-wCZ10-v2015-rDXHP-t5 | 3787.0729 | 0 | 0 | 0 | 0
eline Design - Hourly Results. | SFM-wCZ10-v2015-rDXHP-t5-S14-BSLheat.pd2 | SFM-wCZ10-v2015-rDXHP-t5-S14-BSLheat - Baseline Design - Hourly Results.csv | 3304.5046 | 6710.7687 | 141.0049 | 0 | 0 | 723.1314 | 0 | 723.1314 | 0 | SFM | wCZ10 | v2015 | rDXHP | t5 | S14 | BSLheat | Baseline Design | Hourly Results.csv | SFM-wCZ10-v2015-rDXHP-t5 | 7433.9001 | 0 | 0 | 0 | 0
eline Design - Hourly Results. | SFM-wCZ10-v2015-rDXHP-t5-S15-MSRboth.pd2 | SFM-wCZ10-v2015-rDXHP-t5-S15-MSRboth - Baseline Design - Hourly Results.csv | 3177.7976 | 5619.6426 | 132.9668 | 0 | 0 | 651.2295 | 0 | 651.2295 | 0 | SFM | wCZ10 | v2015 | rDXHP | t5 | S15 | MSRboth | Baseline Design | Hourly Results.csv | SFM-wCZ10-v2015-rDXHP-t5-both | 0 | 3177.7976 | 6270.8721 | 9448.6697 | 0
eline Design - Hourly Results. | SFM-wCZ10-v2015-rDXHP-t5-S15-MSRcool.pd2 | SFM-wCZ10-v2015-rDXHP-t5-S15-MSRcool - Baseline Design - Hourly Results.csv | 3177.7976 | 5941.9299 | 132.9668 | 0 | 0 | 651.2295 | 0 | 651.2295 | 0 | SFM | wCZ10 | v2015 | rDXHP | t5 | S15 | MSRcool | Baseline Design | Hourly Results.csv | SFM-wCZ10-v2015-rDXHP-t5 | 3177.7976 | 0 | 0 | 0 | 0
eline Design - Hourly Results. | SFM-wCZ10-v2015-rDXHP-t5-S15-MSRheat.pd2 | SFM-wCZ10-v2015-rDXHP-t5-S15-MSRheat - Baseline Design - Hourly Results.csv | 2879.8638 | 5619.6426 | 132.9668 | 0 | 0 | 651.2295 | 0 | 651.2295 | 0 | SFM | wCZ10 | v2015 | rDXHP | t5 | S15 | MSRheat | Baseline Design | Hourly Results.csv | SFM-wCZ10-v2015-rDXHP-t5 | 6270.8721 | 0 | 0 | 0 | 0
eline Design - Hourly Results. | SFM-wCZ10-v2015-rDXHP-t5-S16-MSRboth.pd2 | SFM-wCZ10-v2015-rDXHP-t5-S16-MSRboth - Baseline Design - Hourly Results.csv | 3263.0374 | 6386.5301 | 134.5563 | 0 | 0 | 188.3039 | 0 | 188.3039 | 0 | SFM | wCZ10 | v2015 | rDXHP | t5 | S16 | MSRboth | Baseline Design | Hourly Results.csv | SFM-wCZ10-v2015-rDXHP-t5-both | 0 | 3263.0374 | 6574.834 | 9837.8713 | 0
eline Design - Hourly Results. | SFM-wCZ10-v2015-rDXHP-t5-S16-MSRcool.pd2 | SFM-wCZ10-v2015-rDXHP-t5-S16-MSRcool - Baseline Design - Hourly Results.csv | 3263.0374 | 6786.5851 | 134.5563 | 0 | 0 | 188.3039 | 0 | 188.3039 | 0 | SFM | wCZ10 | v2015 | rDXHP | t5 | S16 | MSRcool | Baseline Design | Hourly Results.csv | SFM-wCZ10-v2015-rDXHP-t5 | 3263.0374 | 0 | 0 | 0 | 0
eline Design - Hourly Results. | SFM-wCZ10-v2015-rDXHP-t5-S16-MSRheat.pd2 | SFM-wCZ10-v2015-rDXHP-t5-S16-MSRheat - Baseline Design - Hourly Results.csv | 2953.4769 | 6386.5301 | 134.5563 | 0 | 0 | 188.3039 | 0 | 188.3039 | 0 | SFM | wCZ10 | v2015 | rDXHP | t5 | S16 | MSRheat | Baseline Design | Hourly Results.csv | SFM-wCZ10-v2015-rDXHP-t5 | 6574.834 | 0 | 0 | 0 | 0
eline Design - Hourly Results. | SFM-wCZ10-v2015-rDXHP-t5-S17-MSRboth.pd2 | SFM-wCZ10-v2015-rDXHP-t5-S17-MSRboth - Baseline Design - Hourly Results.csv | 3064.601 | 6163.6321 | 134.5563 | 0 | 0 | 188.3039 | 0 | 188.3039 | 0 | SFM | wCZ10 | v2015 | rDXHP | t5 | S17 | MSRboth | Baseline Design | Hourly Results.csv | SFM-wCZ10-v2015-rDXHP-t5-both | 0 | 3064.601 | 6351.9359 | 9416.5369 | 0
eline Design - Hourly Results. | SFM-wCZ10-v2015-rDXHP-t5-S17-MSRcool.pd2 | SFM-wCZ10-v2015-rDXHP-t5-S17-MSRcool - Baseline Design - Hourly Results.csv | 3064.601 | 6478.1115 | 134.5563 | 0 | 0 | 188.3039 | 0 | 188.3039 | 0 | SFM | wCZ10 | v2015 | rDXHP | t5 | S17 | MSRcool | Baseline Design | Hourly Results.csv | SFM-wCZ10-v2015-rDXHP-t5 | 3064.601 | 0 | 0 | 0 | 0
eline Design - Hourly Results. | SFM-wCZ10-v2015-rDXHP-t5-S17-MSRheat.pd2 | SFM-wCZ10-v2015-rDXHP-t5-S17-MSRheat - Baseline Design - Hourly Results.csv | 2759.5052 | 6163.6321 | 134.5563 | 0 | 0 | 188.3039 | 0 | 188.3039 | 0 | SFM | wCZ10 | v2015 | rDXHP | t5 | S17 | MSRheat | Baseline Design | Hourly Results.csv | SFM-wCZ10-v2015-rDXHP-t5 | 6351.9359 | 0 | 0 | 0 | 0
eline Design - Hourly Results. | SFM-wCZ11-v2015-rDXHP-t1-S14-BSLboth.pd2 | SFM-wCZ11-v2015-rDXHP-t1-S14-BSLboth - Baseline Design - Hourly Results.csv | 5118.4938 | 4185.3079 | 0.46979 | 0 | 0 | 1023.3112 | 0 | 1023.3112 | 0 | SFM | wCZ11 | v2015 | rDXHP | t1 | S14 | BSLboth | Baseline Design | Hourly Results.csv | SFM-wCZ11-v2015-rDXHP-t1-both | 0 | 5118.4938 | 5208.6192 | 10327.1129 | 0
eline Design - Hourly Results. | SFM-wCZ11-v2015-rDXHP-t1-S14-BSLcool.pd2 | SFM-wCZ11-v2015-rDXHP-t1-S14-BSLcool - Baseline Design - Hourly Results.csv | 5118.4938 | 4184.6669 | 0.46979 | 0 | 0 | 1023.3112 | 0 | 1023.3112 | 0 | SFM | wCZ11 | v2015 | rDXHP | t1 | S14 | BSLcool | Baseline Design | Hourly Results.csv | SFM-wCZ11-v2015-rDXHP-t1 | 5118.4938 | 0 | 0 | 0 | 0
eline Design - Hourly Results. | SFM-wCZ11-v2015-rDXHP-t1-S14-BSLheat.pd2 | SFM-wCZ11-v2015-rDXHP-t1-S14-BSLheat - Baseline Design - Hourly Results.csv | 4466.269 | 4185.3079 | 0.46979 | 0 | 0 | 1023.3112 | 0 | 1023.3112 | 0 | SFM | wCZ11 | v2015 | rDXHP | t1 | S14 | BSLheat | Baseline Design | Hourly Results.csv | SFM-wCZ11-v2015-rDXHP-t1 | 5208.6192 | 0 | 0 | 0 | 0
eline Design - Hourly Results. | SFM-wCZ11-v2015-rDXHP-t1-S15-MSRboth.pd2 | SFM-wCZ11-v2015-rDXHP-t1-S15-MSRboth - Baseline Design - Hourly Results.csv | 4319.4895 | 3512.9318 | 0.78299 | 0 | 0 | 935.8286 | 0 | 935.8286 | 0 | SFM | wCZ11 | v2015 | rDXHP | t1 | S15 | MSRboth | Baseline Design | Hourly Results.csv | SFM-wCZ11-v2015-rDXHP-t1-both | 0 | 4319.4895 | 4448.7604 | 8768.2498 | 0
eline Design - Hourly Results. | SFM-wCZ11-v2015-rDXHP-t1-S15-MSRcool.pd2 | SFM-wCZ11-v2015-rDXHP-t1-S15-MSRcool - Baseline Design - Hourly Results.csv | 4319.4895 | 3714.3988 | 0.78299 | 0 | 0 | 935.8286 | 0 | 935.8286 | 0 | SFM | wCZ11 | v2015 | rDXHP | t1 | S15 | MSRcool | Baseline Design | Hourly Results.csv | SFM-wCZ11-v2015-rDXHP-t1 | 4319.4895 | 0 | 0 | 0 | 0
eline Design - Hourly Results. | SFM-wCZ11-v2015-rDXHP-t1-S15-MSRheat.pd2 | SFM-wCZ11-v2015-rDXHP-t1-S15-MSRheat - Baseline Design - Hourly Results.csv | 3914.517 | 3512.9318 | 0.78299 | 0 | 0 | 935.8286 | 0 | 935.8286 | 0 | SFM | wCZ11 | v2015 | rDXHP | t1 | S15 | MSRheat | Baseline Design | Hourly Results.csv | SFM-wCZ11-v2015-rDXHP-t1 | 4448.7604 | 0 | 0 | 0 | 0
eline Design - Hourly Results. | SFM-wCZ11-v2015-rDXHP-t1-S16-MSRboth.pd2 | SFM-wCZ11-v2015-rDXHP-t1-S16-MSRboth - Baseline Design - Hourly Results.csv | 4394.3646 | 4178.923 | 0.46979 | 0 | 0 | 140.4489 | 0 | 140.4489 | 0 | SFM | wCZ11 | v2015 | rDXHP | t1 | S16 | MSRboth | Baseline Design | Hourly Results.csv | SFM-wCZ11-v2015-rDXHP-t1-both | 0 | 4394.3646 | 4319.3719 | 8713.7365 | 0
eline Design - Hourly Results. | SFM-wCZ11-v2015-rDXHP-t1-S16-MSRcool.pd2 | SFM-wCZ11-v2015-rDXHP-t1-S16-MSRcool - Baseline Design - Hourly Results.csv | 4394.3646 | 4440.6923 | 0.46979 | 0 | 0 | 140.4489 | 0 | 140.4489 | 0 | SFM | wCZ11 | v2015 | rDXHP | t1 | S16 | MSRcool | Baseline Design | Hourly Results.csv | SFM-wCZ11-v2015-rDXHP-t1 | 4394.3646 | 0 | 0 | 0 | 0
eline Design - Hourly Results. | SFM-wCZ11-v2015-rDXHP-t1-S16-MSRheat.pd2 | SFM-wCZ11-v2015-rDXHP-t1-S16-MSRheat - Baseline Design - Hourly Results.csv | 3977.4762 | 4178.923 | 0.46979 | 0 | 0 | 140.4489 | 0 | 140.4489 | 0 | SFM | wCZ11 | v2015 | rDXHP | t1 | S16 | MSRheat | Baseline Design | Hourly Results.csv | SFM-wCZ11-v2015-rDXHP-t1 | 4319.3719 | 0 | 0 | 0 | 0
eline Design - Hourly Results. | SFM-wCZ11-v2015-rDXHP-t1-S17-MSRboth.pd2 | SFM-wCZ11-v2015-rDXHP-t1-S17-MSRboth - Baseline Design - Hourly Results.csv | 4127.1288 | 4033.0733 | 0.46979 | 0 | 0 | 140.4489 | 0 | 140.4489 | 0 | SFM | wCZ11 | v2015 | rDXHP | t1 | S17 | MSRboth | Baseline Design | Hourly Results.csv | SFM-wCZ11-v2015-rDXHP-t1-both | 0 | 4127.1288 | 4173.5223 | 8300.6511 | 0
eline Design - Hourly Results. | SFM-wCZ11-v2015-rDXHP-t1-S17-MSRcool.pd2 | SFM-wCZ11-v2015-rDXHP-t1-S17-MSRcool - Baseline Design - Hourly Results.csv | 4127.1288 | 4238.848 | 0.46979 | 0 | 0 | 140.4489 | 0 | 140.4489 | 0 | SFM | wCZ11 | v2015 | rDXHP | t1 | S17 | MSRcool | Baseline Design | Hourly Results.csv | SFM-wCZ11-v2015-rDXHP-t1 | 4127.1288 | 0 | 0 | 0 | 0
eline Design - Hourly Results. | SFM-wCZ11-v2015-rDXHP-t1-S17-MSRheat.pd2 | SFM-wCZ11-v2015-rDXHP-t1-S17-MSRheat - Baseline Design - Hourly Results.csv | 3716.2531 | 4033.0733 | 0.46979 | 0 | 0 | 140.4489 | 0 | 140.4489 | 0 | SFM | wCZ11 | v2015 | rDXHP | t1 | S17 | MSRheat | Baseline Design | Hourly Results.csv | SFM-wCZ11-v2015-rDXHP-t1 | 4173.5223 | 0 | 0 | 0 | 0
eline Design - Hourly Results. | SFM-wCZ11-v2015-rDXHP-t2-S14-BSLboth.pd2 | SFM-wCZ11-v2015-rDXHP-t2-S14-BSLboth - Baseline Design - Hourly Results.csv | 4729.8917 | 2028.9273 | 131.3511 | 0 | 0 | 967.3227 | 0 | 967.3227 | 0 | SFM | wCZ11 | v2015 | rDXHP | t2 | S14 | BSLboth | Baseline Design | Hourly Results.csv | SFM-wCZ11-v2015-rDXHP-t2-both | 0 | 4729.8917 | 2996.2501 | 7726.1417 | 0
eline Design - Hourly Results. | SFM-wCZ11-v2015-rDXHP-t2-S14-BSLcool.pd2 | SFM-wCZ11-v2015-rDXHP-t2-S14-BSLcool - Baseline Design - Hourly Results.csv | 4729.8917 | 2028.6166 | 131.3511 | 0 | 0 | 967.3227 | 0 | 967.3227 | 0 | SFM | wCZ11 | v2015 | rDXHP | t2 | S14 | BSLcool | Baseline Design | Hourly Results.csv | SFM-wCZ11-v2015-rDXHP-t2 | 4729.8917 | 0 | 0 | 0 | 0
eline Design - Hourly Results. | SFM-wCZ11-v2015-rDXHP-t2-S14-BSLheat.pd2 | SFM-wCZ11-v2015-rDXHP-t2-S14-BSLheat - Baseline Design - Hourly Results.csv | 4127.1849 | 2028.9273 | 131.3511 | 0 | 0 | 967.3227 | 0 | 967.3227 | 0 | SFM | wCZ11 | v2015 | rDXHP | t2 | S14 | BSLheat | Baseline Design | Hourly Results.csv | SFM-wCZ11-v2015-rDXHP-t2 | 2996.2501 | 0 | 0 | 0 | 0
eline Design - Hourly Results. | SFM-wCZ11-v2015-rDXHP-t2-S15-MSRboth.pd2 | SFM-wCZ11-v2015-rDXHP-t2-S15-MSRboth - Baseline Design - Hourly Results.csv | 4018.043 | 1695.5949 | 131.9149 | 0 | 0 | 893.1722 | 0 | 893.1722 | 0 | SFM | wCZ11 | v2015 | rDXHP | t2 | S15 | MSRboth | Baseline Design | Hourly Results.csv | SFM-wCZ11-v2015-rDXHP-t2-both | 0 | 4018.043 | 2588.7671 | 6606.8102 | 0
eline Design - Hourly Results. | SFM-wCZ11-v2015-rDXHP-t2-S15-MSRcool.pd2 | SFM-wCZ11-v2015-rDXHP-t2-S15-MSRcool - Baseline Design - Hourly Results.csv | 4018.043 | 1792.8374 | 131.9149 | 0 | 0 | 893.1722 | 0 | 893.1722 | 0 | SFM | wCZ11 | v2015 | rDXHP | t2 | S15 | MSRcool | Baseline Design | Hourly Results.csv | SFM-wCZ11-v2015-rDXHP-t2 | 4018.043 | 0 | 0 | 0 | 0
eline Design - Hourly Results. | SFM-wCZ11-v2015-rDXHP-t2-S15-MSRheat.pd2 | SFM-wCZ11-v2015-rDXHP-t2-S15-MSRheat - Baseline Design - Hourly Results.csv | 3641.3322 | 1695.5949 | 131.9149 | 0 | 0 | 893.1722 | 0 | 893.1722 | 0 | SFM | wCZ11 | v2015 | rDXHP | t2 | S15 | MSRheat | Baseline Design | Hourly Results.csv | SFM-wCZ11-v2015-rDXHP-t2 | 2588.7671 | 0 | 0 | 0 | 0
eline Design - Hourly Results. | SFM-wCZ11-v2015-rDXHP-t2-S16-MSRboth.pd2 | SFM-wCZ11-v2015-rDXHP-t2-S16-MSRboth - Baseline Design - Hourly Results.csv | 4121.1201 | 2177.3837 | 136.8832 | 0 | 0 | 43.157 | 0 | 43.157 | 0 | SFM | wCZ11 | v2015 | rDXHP | t2 | S16 | MSRboth | Baseline Design | Hourly Results.csv | SFM-wCZ11-v2015-rDXHP-t2-both | 0 | 4121.1201 | 2220.5406 | 6341.6608 | 0
eline Design - Hourly Results. | SFM-wCZ11-v2015-rDXHP-t2-S16-MSRcool.pd2 | SFM-wCZ11-v2015-rDXHP-t2-S16-MSRcool - Baseline Design - Hourly Results.csv | 4121.1201 | 2313.7758 | 136.8832 | 0 | 0 | 43.157 | 0 | 43.157 | 0 | SFM | wCZ11 | v2015 | rDXHP | t2 | S16 | MSRcool | Baseline Design | Hourly Results.csv | SFM-wCZ11-v2015-rDXHP-t2 | 4121.1201 | 0 | 0 | 0 | 0
eline Design - Hourly Results. | SFM-wCZ11-v2015-rDXHP-t2-S16-MSRheat.pd2 | SFM-wCZ11-v2015-rDXHP-t2-S16-MSRheat - Baseline Design - Hourly Results.csv | 3730.1542 | 2177.3837 | 136.8832 | 0 | 0 | 43.157 | 0 | 43.157 | 0 | SFM | wCZ11 | v2015 | rDXHP | t2 | S16 | MSRheat | Baseline Design | Hourly Results.csv | SFM-wCZ11-v2015-rDXHP-t2 | 2220.5406 | 0 | 0 | 0 | 0
eline Design - Hourly Results. | SFM-wCZ11-v2015-rDXHP-t2-S17-MSRboth.pd2 | SFM-wCZ11-v2015-rDXHP-t2-S17-MSRboth - Baseline Design - Hourly Results.csv | 3870.501 | 2101.3904 | 136.8832 | 0 | 0 | 43.157 | 0 | 43.157 | 0 | SFM | wCZ11 | v2015 | rDXHP | t2 | S17 | MSRboth | Baseline Design | Hourly Results.csv | SFM-wCZ11-v2015-rDXHP-t2-both | 0 | 3870.501 | 2144.5473 | 6015.0484 | 0
eline Design - Hourly Results. | SFM-wCZ11-v2015-rDXHP-t2-S17-MSRcool.pd2 | SFM-wCZ11-v2015-rDXHP-t2-S17-MSRcool - Baseline Design - Hourly Results.csv | 3870.501 | 2208.6072 | 136.8832 | 0 | 0 | 43.157 | 0 | 43.157 | 0 | SFM | wCZ11 | v2015 | rDXHP | t2 | S17 | MSRcool | Baseline Design | Hourly Results.csv | SFM-wCZ11-v2015-rDXHP-t2 | 3870.501 | 0 | 0 | 0 | 0
eline Design - Hourly Results. | SFM-wCZ11-v2015-rDXHP-t2-S17-MSRheat.pd2 | SFM-wCZ11-v2015-rDXHP-t2-S17-MSRheat - Baseline Design - Hourly Results.csv | 3485.174 | 2101.3904 | 136.8832 | 0 | 0 | 43.157 | 0 | 43.157 | 0 | SFM | wCZ11 | v2015 | rDXHP | t2 | S17 | MSRheat | Baseline Design | Hourly Results.csv | SFM-wCZ11-v2015-rDXHP-t2 | 2144.5473 | 0 | 0 | 0 | 0
eline Design - Hourly Results. | SFM-wCZ11-v2015-rDXHP-t3-S14-BSLboth.pd2 | SFM-wCZ11-v2015-rDXHP-t3-S14-BSLboth - Baseline Design - Hourly Results.csv | 5002.235 | 4794.7425 | 101.2691 | 0 | 0 | 930.4766 | 0 | 930.4766 | 0 | SFM | wCZ11 | v2015 | rDXHP | t3 | S14 | BSLboth | Baseline Design | Hourly Results.csv | SFM-wCZ11-v2015-rDXHP-t3-both | 0 | 5002.235 | 5725.2191 | 10727.4542 | 0
eline Design - Hourly Results. | SFM-wCZ11-v2015-rDXHP-t3-S14-BSLcool.pd2 | SFM-wCZ11-v2015-rDXHP-t3-S14-BSLcool - Baseline Design - Hourly Results.csv | 5002.235 | 4794.0084 | 101.2691 | 0 | 0 | 930.4766 | 0 | 930.4766 | 0 | SFM | wCZ11 | v2015 | rDXHP | t3 | S14 | BSLcool | Baseline Design | Hourly Results.csv | SFM-wCZ11-v2015-rDXHP-t3 | 5002.235 | 0 | 0 | 0 | 0
eline Design - Hourly Results. | SFM-wCZ11-v2015-rDXHP-t3-S14-BSLheat.pd2 | SFM-wCZ11-v2015-rDXHP-t3-S14-BSLheat - Baseline Design - Hourly Results.csv | 4364.8246 | 4794.7425 | 101.2691 | 0 | 0 | 930.4766 | 0 | 930.4766 | 0 | SFM | wCZ11 | v2015 | rDXHP | t3 | S14 | BSLheat | Baseline Design | Hourly Results.csv | SFM-wCZ11-v2015-rDXHP-t3 | 5725.2191 | 0 | 0 | 0 | 0
eline Design - Hourly Results. | SFM-wCZ11-v2015-rDXHP-t3-S15-MSRboth.pd2 | SFM-wCZ11-v2015-rDXHP-t3-S15-MSRboth - Baseline Design - Hourly Results.csv | 4196.7435 | 4028.7562 | 88.4771 | 0 | 0 | 850.6876 | 0 | 850.6876 | 0 | SFM | wCZ11 | v2015 | rDXHP | t3 | S15 | MSRboth | Baseline Design | Hourly Results.csv | SFM-wCZ11-v2015-rDXHP-t3-both | 0 | 4196.7435 | 4879.4438 | 9076.1874 | 0
eline Design - Hourly Results. | SFM-wCZ11-v2015-rDXHP-t3-S15-MSRcool.pd2 | SFM-wCZ11-v2015-rDXHP-t3-S15-MSRcool - Baseline Design - Hourly Results.csv | 4196.7435 | 4259.8061 | 88.4771 | 0 | 0 | 850.6876 | 0 | 850.6876 | 0 | SFM | wCZ11 | v2015 | rDXHP | t3 | S15 | MSRcool | Baseline Design | Hourly Results.csv | SFM-wCZ11-v2015-rDXHP-t3 | 4196.7435 | 0 | 0 | 0 | 0
eline Design - Hourly Results. | SFM-wCZ11-v2015-rDXHP-t3-S15-MSRheat.pd2 | SFM-wCZ11-v2015-rDXHP-t3-S15-MSRheat - Baseline Design - Hourly Results.csv | 3803.2789 | 4028.7562 | 88.4771 | 0 | 0 | 850.6876 | 0 | 850.6876 | 0 | SFM | wCZ11 | v2015 | rDXHP | t3 | S15 | MSRheat | Baseline Design | Hourly Results.csv | SFM-wCZ11-v2015-rDXHP-t3 | 4879.4438 | 0 | 0 | 0 | 0
eline Design - Hourly Results. | SFM-wCZ11-v2015-rDXHP-t3-S16-MSRboth.pd2 | SFM-wCZ11-v2015-rDXHP-t3-S16-MSRboth - Baseline Design - Hourly Results.csv | 4245.5687 | 4731.3634 | 90.3615 | 0 | 0 | 116.5463 | 0 | 116.5463 | 0 | SFM | wCZ11 | v2015 | rDXHP | t3 | S16 | MSRboth | Baseline Design | Hourly Results.csv | SFM-wCZ11-v2015-rDXHP-t3-both | 0 | 4245.5687 | 4847.9097 | 9093.4784 | 0
eline Design - Hourly Results. | SFM-wCZ11-v2015-rDXHP-t3-S16-MSRcool.pd2 | SFM-wCZ11-v2015-rDXHP-t3-S16-MSRcool - Baseline Design - Hourly Results.csv | 4245.5687 | 5027.7376 | 90.3615 | 0 | 0 | 116.5463 | 0 | 116.5463 | 0 | SFM | wCZ11 | v2015 | rDXHP | t3 | S16 | MSRcool | Baseline Design | Hourly Results.csv | SFM-wCZ11-v2015-rDXHP-t3 | 4245.5687 | 0 | 0 | 0 | 0
eline Design - Hourly Results. | SFM-wCZ11-v2015-rDXHP-t3-S16-MSRheat.pd2 | SFM-wCZ11-v2015-rDXHP-t3-S16-MSRheat - Baseline Design - Hourly Results.csv | 3842.7963 | 4731.3634 | 90.3615 | 0 | 0 | 116.5463 | 0 | 116.5463 | 0 | SFM | wCZ11 | v2015 | rDXHP | t3 | S16 | MSRheat | Baseline Design | Hourly Results.csv | SFM-wCZ11-v2015-rDXHP-t3 | 4847.9097 | 0 | 0 | 0 | 0
eline Design - Hourly Results. | SFM-wCZ11-v2015-rDXHP-t3-S17-MSRboth.pd2 | SFM-wCZ11-v2015-rDXHP-t3-S17-MSRboth - Baseline Design - Hourly Results.csv | 3987.3813 | 4566.2331 | 90.3615 | 0 | 0 | 116.5463 | 0 | 116.5463 | 0 | SFM | wCZ11 | v2015 | rDXHP | t3 | S17 | MSRboth | Baseline Design | Hourly Results.csv | SFM-wCZ11-v2015-rDXHP-t3-both | 0 | 3987.3813 | 4682.7794 | 8670.1606 | 0
eline Design - Hourly Results. | SFM-wCZ11-v2015-rDXHP-t3-S17-MSRcool.pd2 | SFM-wCZ11-v2015-rDXHP-t3-S17-MSRcool - Baseline Design - Hourly Results.csv | 3987.3813 | 4799.2105 | 90.3615 | 0 | 0 | 116.5463 | 0 | 116.5463 | 0 | SFM | wCZ11 | v2015 | rDXHP | t3 | S17 | MSRcool | Baseline Design | Hourly Results.csv | SFM-wCZ11-v2015-rDXHP-t3 | 3987.3813 | 0 | 0 | 0 | 0
eline Design - Hourly Results. | SFM-wCZ11-v2015-rDXHP-t3-S17-MSRheat.pd2 | SFM-wCZ11-v2015-rDXHP-t3-S17-MSRheat - Baseline Design - Hourly Results.csv | 3590.4182 | 4566.2331 | 90.3615 | 0 | 0 | 116.5463 | 0 | 116.5463 | 0 | SFM | wCZ11 | v2015 | rDXHP | t3 | S17 | MSRheat | Baseline Design | Hourly Results.csv | SFM-wCZ11-v2015-rDXHP-t3 | 4682.7794 | 0 | 0 | 0 | 0
eline Design - Hourly Results. | SFM-wCZ11-v2015-rDXHP-t4-S14-BSLboth.pd2 | SFM-wCZ11-v2015-rDXHP-t4-S14-BSLboth - Baseline Design - Hourly Results.csv | 2227.4312 | 5967.6903 | 1.7226 | 0 | 0 | 1057.2972 | 0 | 1057.2972 | 0 | SFM | wCZ11 | v2015 | rDXHP | t4 | S14 | BSLboth | Baseline Design | Hourly Results.csv | SFM-wCZ11-v2015-rDXHP-t4-both | 0 | 2227.4312 | 7024.9875 | 9252.4186 | 0
eline Design - Hourly Results. | SFM-wCZ11-v2015-rDXHP-t4-S14-BSLcool.pd2 | SFM-wCZ11-v2015-rDXHP-t4-S14-BSLcool - Baseline Design - Hourly Results.csv | 2227.4312 | 5966.7767 | 1.7226 | 0 | 0 | 1057.2972 | 0 | 1057.2972 | 0 | SFM | wCZ11 | v2015 | rDXHP | t4 | S14 | BSLcool | Baseline Design | Hourly Results.csv | SFM-wCZ11-v2015-rDXHP-t4 | 2227.4312 | 0 | 0 | 0 | 0
eline Design - Hourly Results. | SFM-wCZ11-v2015-rDXHP-t4-S14-BSLheat.pd2 | SFM-wCZ11-v2015-rDXHP-t4-S14-BSLheat - Baseline Design - Hourly Results.csv | 1943.6004 | 5967.6903 | 1.7226 | 0 | 0 | 1057.2972 | 0 | 1057.2972 | 0 | SFM | wCZ11 | v2015 | rDXHP | t4 | S14 | BSLheat | Baseline Design | Hourly Results.csv | SFM-wCZ11-v2015-rDXHP-t4 | 7024.9875 | 0 | 0 | 0 | 0
eline Design - Hourly Results. | SFM-wCZ11-v2015-rDXHP-t4-S15-MSRboth.pd2 | SFM-wCZ11-v2015-rDXHP-t4-S15-MSRboth - Baseline Design - Hourly Results.csv | 1864.6347 | 5031.9016 | 0.62639 | 0 | 0 | 936.0341 | 0 | 936.0341 | 0 | SFM | wCZ11 | v2015 | rDXHP | t4 | S15 | MSRboth | Baseline Design | Hourly Results.csv | SFM-wCZ11-v2015-rDXHP-t4-both | 0 | 1864.6347 | 5967.9357 | 7832.5704 | 0
eline Design - Hourly Results. | SFM-wCZ11-v2015-rDXHP-t4-S15-MSRcool.pd2 | SFM-wCZ11-v2015-rDXHP-t4-S15-MSRcool - Baseline Design - Hourly Results.csv | 1864.6347 | 5320.4819 | 0.62639 | 0 | 0 | 936.0341 | 0 | 936.0341 | 0 | SFM | wCZ11 | v2015 | rDXHP | t4 | S15 | MSRcool | Baseline Design | Hourly Results.csv | SFM-wCZ11-v2015-rDXHP-t4 | 1864.6347 | 0 | 0 | 0 | 0 | [32 empty] | 0
eline Design - Hourly Results. | SFM-wCZ11-v2015-rDXHP-t4-S15-MSRheat.pd2 | SFM-wCZ11-v2015-rDXHP-t4-S15-MSRheat - Baseline Design - Hourly Results.csv | 1689.8164 | 5031.9016 | 0.62639 | 0 | 0 | 936.0341 | 0 | 936.0341 | 0 | SFM | wCZ11 | v2015 | rDXHP | t4 | S15 | MSRheat | Baseline Design | Hourly Results.csv | SFM-wCZ11-v2015-rDXHP-t4 | 5967.9357 | 0 | 0 | 0 | 0 | #REF! | #REF! | #REF! | #REF! | #REF! | #REF! | #REF! | #REF! | #REF! | #REF! | #REF! | #REF! | #REF! | #REF! | #REF! | #REF! | #REF! | #REF! | #REF! | #REF! | #REF! | #REF! | #REF! | #REF! | #REF! | #REF! | #REF! | #REF! | #REF! | #REF! | #REF! | #REF! | #REF!
eline Design - Hourly Results. | SFM-wCZ11-v2015-rDXHP-t4-S16-MSRboth.pd2 | SFM-wCZ11-v2015-rDXHP-t4-S16-MSRboth - Baseline Design - Hourly Results.csv | 1882.0857 | 5741.0352 | 0.62639 | 0 | 0 | 384.4676 | 0 | 384.4676 | 0 | SFM | wCZ11 | v2015 | rDXHP | t4 | S16 | MSRboth | Baseline Design | Hourly Results.csv | SFM-wCZ11-v2015-rDXHP-t4-both | 0 | 1882.0857 | 6125.5028 | 8007.5885 | 0 | #REF! | #REF! | #REF! | #REF! | #REF! | #REF! | #REF! | #REF! | #REF! | #REF! | #REF! | #REF! | #REF! | #REF! | #REF! | #REF! | #REF! | #REF! | #REF! | #REF! | #REF! | #REF! | #REF! | #REF! | #REF! | #REF! | #REF! | #REF! | #REF! | #REF! | #REF! | #REF! | #REF!
eline Design - Hourly Results. | SFM-wCZ11-v2015-rDXHP-t4-S16-MSRcool.pd2 | SFM-wCZ11-v2015-rDXHP-t4-S16-MSRcool - Baseline Design - Hourly Results.csv | 1882.0857 | 6100.6561 | 0.62639 | 0 | 0 | 384.4676 | 0 | 384.4676 | 0 | SFM | wCZ11 | v2015 | rDXHP | t4 | S16 | MSRcool | Baseline Design | Hourly Results.csv | SFM-wCZ11-v2015-rDXHP-t4 | 1882.0857 | 0 | 0 | 0 | 0 | #REF! | #REF! | #REF! | #REF! | #REF! | #REF! | #REF! | #REF! | #REF! | #REF! | #REF! | #REF! | #REF! | #REF! | #REF! | #REF! | #REF! | #REF! | #REF! | #REF! | #REF! | #REF! | #REF! | #REF! | #REF! | #REF! | #REF! | #REF! | #REF! | #REF! | #REF! | #REF! | #REF!
eline Design - Hourly Results. | SFM-wCZ11-v2015-rDXHP-t4-S16-MSRheat.pd2 | SFM-wCZ11-v2015-rDXHP-t4-S16-MSRheat - Baseline Design - Hourly Results.csv | 1703.5343 | 5741.0352 | 0.62639 | 0 | 0 | 384.4676 | 0 | 384.4676 | 0 | SFM | wCZ11 | v2015 | rDXHP | t4 | S16 | MSRheat | Baseline Design | Hourly Results.csv | SFM-wCZ11-v2015-rDXHP-t4 | 6125.5028 | 0 | 0 | 0 | 0 | #REF! | #REF! | #REF! | #REF! | #REF! | #REF! | #REF! | #REF! | #REF! | #REF! | #REF! | #REF! | #REF! | #REF! | #REF! | #REF! | #REF! | #REF! | #REF! | #REF! | #REF! | #REF! | #REF! | #REF! | #REF! | #REF! | #REF! | #REF! | #REF! | #REF! | #REF! | #REF! | #REF!
eline Design - Hourly Results. | SFM-wCZ11-v2015-rDXHP-t4-S17-MSRboth.pd2 | SFM-wCZ11-v2015-rDXHP-t4-S17-MSRboth - Baseline Design - Hourly Results.csv | 1767.6297 | 5540.6662 | 0.62639 | 0 | 0 | 384.4676 | 0 | 384.4676 | 0 | SFM | wCZ11 | v2015 | rDXHP | t4 | S17 | MSRboth | Baseline Design | Hourly Results.csv | SFM-wCZ11-v2015-rDXHP-t4-both | 0 | 1767.6297 | 5925.1338 | 7692.7635 | 0 | #REF! | #REF! | #REF! | #REF! | #REF! | #REF! | #REF! | #REF! | #REF! | #REF! | #REF! | #REF! | #REF! | #REF! | #REF! | #REF! | #REF! | #REF! | #REF! | #REF! | #REF! | #REF! | #REF! | #REF! | #REF! | #REF! | #REF! | #REF! | #REF! | #REF! | #REF! | #REF! | #REF!
eline Design - Hourly Results. | SFM-wCZ11-v2015-rDXHP-t4-S17-MSRcool.pd2 | SFM-wCZ11-v2015-rDXHP-t4-S17-MSRcool - Baseline Design - Hourly Results.csv | 1767.6297 | 5823.361 | 0.62639 | 0 | 0 | 384.4676 | 0 | 384.4676 | 0 | SFM | wCZ11 | v2015 | rDXHP | t4 | S17 | MSRcool | Baseline Design | Hourly Results.csv | SFM-wCZ11-v2015-rDXHP-t4 | 1767.6297 | 0 | 0 | 0 | 0 | #REF! | #REF! | #REF! | #REF! | #REF! | #REF! | #REF! | #REF! | #REF! | #REF! | #REF! | #REF! | #REF! | #REF! | #REF! | #REF! | #REF! | #REF! | #REF! | #REF! | #REF! | #REF! | #REF! | #REF! | #REF! | #REF! | #REF! | #REF! | #REF! | #REF! | #REF! | #REF! | #REF!
eline Design - Hourly Results. | SFM-wCZ11-v2015-rDXHP-t4-S17-MSRheat.pd2 | SFM-wCZ11-v2015-rDXHP-t4-S17-MSRheat - Baseline Design - Hourly Results.csv | 1591.6536 | 5540.6662 | 0.62639 | 0 | 0 | 384.4676 | 0 | 384.4676 | 0 | SFM | wCZ11 | v2015 | rDXHP | t4 | S17 | MSRheat | Baseline Design | Hourly Results.csv | SFM-wCZ11-v2015-rDXHP-t4 | 5925.1338 | 0 | 0 | 0 | 0 | #REF! | #REF! | #REF! | #REF! | #REF! | #REF! | #REF! | #REF! | #REF! | #REF! | #REF! | #REF! | #REF! | #REF! | #REF! | #REF! | #REF! | #REF! | #REF! | #REF! | #REF! | #REF! | #REF! | #REF! | #REF! | #REF! | #REF! | #REF! | #REF! | #REF! | #REF! | #REF! | #REF!
eline Design - Hourly Results. | SFM-wCZ11-v2015-rDXHP-t5-S14-BSLboth.pd2 | SFM-wCZ11-v2015-rDXHP-t5-S14-BSLboth - Baseline Design - Hourly Results.csv | 4042.0098 | 4493.3251 | 67.9637 | 0 | 0 | 1272.7008 | 0 | 1272.7008 | 0 | SFM | wCZ11 | v2015 | rDXHP | t5 | S14 | BSLboth | Baseline Design | Hourly Results.csv | SFM-wCZ11-v2015-rDXHP-t5-both | 0 | 4042.0098 | 5766.0259 | 9808.0357 | 0 | #REF! | #REF! | #REF! | #REF! | #REF! | #REF! | #REF! | #REF! | #REF! | #REF! | #REF! | #REF! | #REF! | #REF! | #REF! | #REF! | #REF! | #REF! | #REF! | #REF! | #REF! | #REF! | #REF! | #REF! | #REF! | #REF! | #REF! | #REF! | #REF! | #REF! | #REF! | #REF! | #REF!
eline Design - Hourly Results. | SFM-wCZ11-v2015-rDXHP-t5-S14-BSLcool.pd2 | SFM-wCZ11-v2015-rDXHP-t5-S14-BSLcool - Baseline Design - Hourly Results.csv | 4042.0098 | 4492.6368 | 67.9637 | 0 | 0 | 1272.7008 | 0 | 1272.7008 | 0 | SFM | wCZ11 | v2015 | rDXHP | t5 | S14 | BSLcool | Baseline Design | Hourly Results.csv | SFM-wCZ11-v2015-rDXHP-t5 | 4042.0098 | 0 | 0 | 0 | 0 | #REF! | #REF! | #REF! | #REF! | #REF! | #REF! | #REF! | #REF! | #REF! | #REF! | #REF! | #REF! | #REF! | #REF! | #REF! | #REF! | #REF! | #REF! | #REF! | #REF! | #REF! | #REF! | #REF! | #REF! | #REF! | #REF! | #REF! | #REF! | #REF! | #REF! | #REF! | #REF! | #REF!
eline Design - Hourly Results. | SFM-wCZ11-v2015-rDXHP-t5-S14-BSLheat.pd2 | SFM-wCZ11-v2015-rDXHP-t5-S14-BSLheat - Baseline Design - Hourly Results.csv | 3526.9564 | 4493.3251 | 67.9637 | 0 | 0 | 1272.7008 | 0 | 1272.7008 | 0 | SFM | wCZ11 | v2015 | rDXHP | t5 | S14 | BSLheat | Baseline Design | Hourly Results.csv | SFM-wCZ11-v2015-rDXHP-t5 | 5766.0259 | 0 | 0 | 0 | 0 | #REF! | #REF! | #REF! | #REF! | #REF! | #REF! | #REF! | #REF! | #REF! | #REF! | #REF! | #REF! | #REF! | #REF! | #REF! | #REF! | #REF! | #REF! | #REF! | #REF! | #REF! | #REF! | #REF! | #REF! | #REF! | #REF! | #REF! | #REF! | #REF! | #REF! | #REF! | #REF! | #REF!
eline Design - Hourly Results. | SFM-wCZ11-v2015-rDXHP-t5-S15-MSRboth.pd2 | SFM-wCZ11-v2015-rDXHP-t5-S15-MSRboth - Baseline Design - Hourly Results.csv | 3387.7611 | 3761.5596 | 65.3016 | 0 | 0 | 1168.1791 | 0 | 1168.1791 | 0 | SFM | wCZ11 | v2015 | rDXHP | t5 | S15 | MSRboth | Baseline Design | Hourly Results.csv | SFM-wCZ11-v2015-rDXHP-t5-both | 0 | 3387.7611 | 4929.7387 | 8317.4997 | 0 | #REF! | #REF! | #REF! | #REF! | #REF! | #REF! | #REF! | #REF! | #REF! | #REF! | #REF! | #REF! | #REF! | #REF! | #REF! | #REF! | #REF! | #REF! | #REF! | #REF! | #REF! | #REF! | #REF! | #REF! | #REF! | #REF! | #REF! | #REF! | #REF! | #REF! | #REF! | #REF! | #REF!
eline Design - Hourly Results. | SFM-wCZ11-v2015-rDXHP-t5-S15-MSRcool.pd2 | SFM-wCZ11-v2015-rDXHP-t5-S15-MSRcool - Baseline Design - Hourly Results.csv | 3387.7611 | 3977.2857 | 65.3016 | 0 | 0 | 1168.1791 | 0 | 1168.1791 | 0 | SFM | wCZ11 | v2015 | rDXHP | t5 | S15 | MSRcool | Baseline Design | Hourly Results.csv | SFM-wCZ11-v2015-rDXHP-t5 | 3387.7611 | 0 | 0 | 0 | 0 | #REF! | #REF! | #REF! | #REF! | #REF! | #REF! | #REF! | #REF! | #REF! | #REF! | #REF! | #REF! | #REF! | #REF! | #REF! | #REF! | #REF! | #REF! | #REF! | #REF! | #REF! | #REF! | #REF! | #REF! | #REF! | #REF! | #REF! | #REF! | #REF! | #REF! | #REF! | #REF! | #REF!
eline Design - Hourly Results. | SFM-wCZ11-v2015-rDXHP-t5-S15-MSRheat.pd2 | SFM-wCZ11-v2015-rDXHP-t5-S15-MSRheat - Baseline Design - Hourly Results.csv | 3070.1422 | 3761.5596 | 65.3016 | 0 | 0 | 1168.1791 | 0 | 1168.1791 | 0 | SFM | wCZ11 | v2015 | rDXHP | t5 | S15 | MSRheat | Baseline Design | Hourly Results.csv | SFM-wCZ11-v2015-rDXHP-t5 | 4929.7387 | 0 | 0 | 0 | 0 | #REF! | #REF! | #REF! | #REF! | #REF! | #REF! | #REF! | #REF! | #REF! | #REF! | #REF! | #REF! | #REF! | #REF! | #REF! | #REF! | #REF! | #REF! | #REF! | #REF! | #REF! | #REF! | #REF! | #REF! | #REF! | #REF! | #REF! | #REF! | #REF! | #REF! | #REF! | #REF! | #REF!
eline Design - Hourly Results. | SFM-wCZ11-v2015-rDXHP-t5-S16-MSRboth.pd2 | SFM-wCZ11-v2015-rDXHP-t5-S16-MSRboth - Baseline Design - Hourly Results.csv | 3420.5542 | 4558.4895 | 63.4224 | 0 | 0 | 101.768 | 0 | 101.768 | 0 | SFM | wCZ11 | v2015 | rDXHP | t5 | S16 | MSRboth | Baseline Design | Hourly Results.csv | SFM-wCZ11-v2015-rDXHP-t5-both | 0 | 3420.5542 | 4660.2575 | 8080.8117 | 0 | #REF! | #REF! | #REF! | #REF! | #REF! | #REF! | #REF! | #REF! | #REF! | #REF! | #REF! | #REF! | #REF! | #REF! | #REF! | #REF! | #REF! | #REF! | #REF! | #REF! | #REF! | #REF! | #REF! | #REF! | #REF! | #REF! | #REF! | #REF! | #REF! | #REF! | #REF! | #REF! | #REF!
eline Design - Hourly Results. | SFM-wCZ11-v2015-rDXHP-t5-S16-MSRcool.pd2 | SFM-wCZ11-v2015-rDXHP-t5-S16-MSRcool - Baseline Design - Hourly Results.csv | 3420.5542 | 4844.0352 | 63.4224 | 0 | 0 | 101.768 | 0 | 101.768 | 0 | SFM | wCZ11 | v2015 | rDXHP | t5 | S16 | MSRcool | Baseline Design | Hourly Results.csv | SFM-wCZ11-v2015-rDXHP-t5 | 3420.5542 | 0 | 0 | 0 | 0 | #REF! | #REF! | #REF! | #REF! | #REF! | #REF! | #REF! | #REF! | #REF! | #REF! | #REF! | #REF! | #REF! | #REF! | #REF! | #REF! | #REF! | #REF! | #REF! | #REF! | #REF! | #REF! | #REF! | #REF! | #REF! | #REF! | #REF! | #REF! | #REF! | #REF! | #REF! | #REF! | #REF!
eline Design - Hourly Results. | SFM-wCZ11-v2015-rDXHP-t5-S16-MSRheat.pd2 | SFM-wCZ11-v2015-rDXHP-t5-S16-MSRheat - Baseline Design - Hourly Results.csv | 3096.0501 | 4558.4895 | 63.4224 | 0 | 0 | 101.768 | 0 | 101.768 | 0 | SFM | wCZ11 | v2015 | rDXHP | t5 | S16 | MSRheat | Baseline Design | Hourly Results.csv | SFM-wCZ11-v2015-rDXHP-t5 | 4660.2575 | 0 | 0 | 0 | 0 | #REF! | #REF! | #REF! | #REF! | #REF! | #REF! | #REF! | #REF! | #REF! | #REF! | #REF! | #REF! | #REF! | #REF! | #REF! | #REF! | #REF! | #REF! | #REF! | #REF! | #REF! | #REF! | #REF! | #REF! | #REF! | #REF! | #REF! | #REF! | #REF! | #REF! | #REF! | #REF! | #REF!
eline Design - Hourly Results. | SFM-wCZ11-v2015-rDXHP-t5-S17-MSRboth.pd2 | SFM-wCZ11-v2015-rDXHP-t5-S17-MSRboth - Baseline Design - Hourly Results.csv | 3212.539 | 4399.3927 | 63.4224 | 0 | 0 | 101.768 | 0 | 101.768 | 0 | SFM | wCZ11 | v2015 | rDXHP | t5 | S17 | MSRboth | Baseline Design | Hourly Results.csv | SFM-wCZ11-v2015-rDXHP-t5-both | 0 | 3212.539 | 4501.1607 | 7713.6997 | 0 | #REF! | #REF! | #REF! | #REF! | #REF! | #REF! | #REF! | #REF! | #REF! | #REF! | #REF! | #REF! | #REF! | #REF! | #REF! | #REF! | #REF! | #REF! | #REF! | #REF! | #REF! | #REF! | #REF! | #REF! | #REF! | #REF! | #REF! | #REF! | #REF! | #REF! | #REF! | #REF! | #REF!
eline Design - Hourly Results. | SFM-wCZ11-v2015-rDXHP-t5-S17-MSRcool.pd2 | SFM-wCZ11-v2015-rDXHP-t5-S17-MSRcool - Baseline Design - Hourly Results.csv | 3212.539 | 4623.8577 | 63.4224 | 0 | 0 | 101.768 | 0 | 101.768 | 0 | SFM | wCZ11 | v2015 | rDXHP | t5 | S17 | MSRcool | Baseline Design | Hourly Results.csv | SFM-wCZ11-v2015-rDXHP-t5 | 3212.539 | 0 | 0 | 0 | 0 | #REF! | #REF! | #REF! | #REF! | #REF! | #REF! | #REF! | #REF! | #REF! | #REF! | #REF! | #REF! | #REF! | #REF! | #REF! | #REF! | #REF! | #REF! | #REF! | #REF! | #REF! | #REF! | #REF! | #REF! | #REF! | #REF! | #REF! | #REF! | #REF! | #REF! | #REF! | #REF! | #REF!
eline Design - Hourly Results. | SFM-wCZ11-v2015-rDXHP-t5-S17-MSRheat.pd2 | SFM-wCZ11-v2015-rDXHP-t5-S17-MSRheat - Baseline Design - Hourly Results.csv | 2892.7151 | 4399.3927 | 63.4224 | 0 | 0 | 101.768 | 0 | 101.768 | 0 | SFM | wCZ11 | v2015 | rDXHP | t5 | S17 | MSRheat | Baseline Design | Hourly Results.csv | SFM-wCZ11-v2015-rDXHP-t5 | 4501.1607 | 0 | 0 | 0 | 0 | #REF! | #REF! | #REF! | #REF! | #REF! | #REF! | #REF! | #REF! | #REF! | #REF! | #REF! | #REF! | #REF! | #REF! | #REF! | #REF! | #REF! | #REF! | #REF! | #REF! | #REF! | #REF! | #REF! | #REF! | #REF! | #REF! | #REF! | #REF! | #REF! | #REF! | #REF! | #REF! | #REF!
eline Design - Hourly Results. | SFM-wCZ12-v2015-rDXHP-t1-S14-BSLboth.pd2 | SFM-wCZ12-v2015-rDXHP-t1-S14-BSLboth - Baseline Design - Hourly Results.csv | 6136.6438 | 6383.6862 | 128.5528 | 0 | 0 | 1299.5221 | 0 | 1299.5221 | 0 | SFM | wCZ12 | v2015 | rDXHP | t1 | S14 | BSLboth | Baseline Design | Hourly Results.csv | SFM-wCZ12-v2015-rDXHP-t1-both | 0 | 6136.6438 | 7683.2083 | 13819.852 | 0 | #REF! | #REF! | #REF! | #REF! | #REF! | #REF! | #REF! | #REF! | #REF! | #REF! | #REF! | #REF! | #REF! | #REF! | #REF! | #REF! | #REF! | #REF! | #REF! | #REF! | #REF! | #REF! | #REF! | #REF! | #REF! | #REF! | #REF! | #REF! | #REF! | #REF! | #REF! | #REF! | #REF!
eline Design - Hourly Results. | SFM-wCZ12-v2015-rDXHP-t1-S14-BSLcool.pd2 | SFM-wCZ12-v2015-rDXHP-t1-S14-BSLcool - Baseline Design - Hourly Results.csv | 6136.6438 | 6382.7086 | 128.5528 | 0 | 0 | 1299.5221 | 0 | 1299.5221 | 0 | SFM | wCZ12 | v2015 | rDXHP | t1 | S14 | BSLcool | Baseline Design | Hourly Results.csv | SFM-wCZ12-v2015-rDXHP-t1 | 6136.6438 | 0 | 0 | 0 | 0 | #REF! | #REF! | #REF! | #REF! | #REF! | #REF! | #REF! | #REF! | #REF! | #REF! | #REF! | #REF! | #REF! | #REF! | #REF! | #REF! | #REF! | #REF! | #REF! | #REF! | #REF! | #REF! | #REF! | #REF! | #REF! | #REF! | #REF! | #REF! | #REF! | #REF! | #REF! | #REF! | #REF!
eline Design - Hourly Results. | SFM-wCZ12-v2015-rDXHP-t1-S14-BSLheat.pd2 | SFM-wCZ12-v2015-rDXHP-t1-S14-BSLheat - Baseline Design - Hourly Results.csv | 5354.681 | 6383.6862 | 128.5528 | 0 | 0 | 1299.5221 | 0 | 1299.5221 | 0 | SFM | wCZ12 | v2015 | rDXHP | t1 | S14 | BSLheat | Baseline Design | Hourly Results.csv | SFM-wCZ12-v2015-rDXHP-t1 | 7683.2083 | 0 | 0 | 0 | 0 | #REF! | #REF! | #REF! | #REF! | #REF! | #REF! | #REF! | #REF! | #REF! | #REF! | #REF! | #REF! | #REF! | #REF! | #REF! | #REF! | #REF! | #REF! | #REF! | #REF! | #REF! | #REF! | #REF! | #REF! | #REF! | #REF! | #REF! | #REF! | #REF! | #REF! | #REF! | #REF! | #REF!
eline Design - Hourly Results. | SFM-wCZ12-v2015-rDXHP-t1-S15-MSRboth.pd2 | SFM-wCZ12-v2015-rDXHP-t1-S15-MSRboth - Baseline Design - Hourly Results.csv | 5174.9616 | 5373.5017 | 130.9317 | 0 | 0 | 1166.6889 | 0 | 1166.6889 | 0 | SFM | wCZ12 | v2015 | rDXHP | t1 | S15 | MSRboth | Baseline Design | Hourly Results.csv | SFM-wCZ12-v2015-rDXHP-t1-both | 0 | 5174.9616 | 6540.1907 | 11715.1522 | 0 | #REF! | #REF! | #REF! | #REF! | #REF! | #REF! | #REF! | #REF! | #REF! | #REF! | #REF! | #REF! | #REF! | #REF! | #REF! | #REF! | #REF! | #REF! | #REF! | #REF! | #REF! | #REF! | #REF! | #REF! | #REF! | #REF! | #REF! | #REF! | #REF! | #REF! | #REF! | #REF! | #REF!
eline Design - Hourly Results. | SFM-wCZ12-v2015-rDXHP-t1-S15-MSRcool.pd2 | SFM-wCZ12-v2015-rDXHP-t1-S15-MSRcool - Baseline Design - Hourly Results.csv | 5174.9616 | 5681.6731 | 130.9317 | 0 | 0 | 1166.6889 | 0 | 1166.6889 | 0 | SFM | wCZ12 | v2015 | rDXHP | t1 | S15 | MSRcool | Baseline Design | Hourly Results.csv | SFM-wCZ12-v2015-rDXHP-t1 | 5174.9616 | 0 | 0 | 0 | 0 | #REF! | #REF! | #REF! | #REF! | #REF! | #REF! | #REF! | #REF! | #REF! | #REF! | #REF! | #REF! | #REF! | #REF! | #REF! | #REF! | #REF! | #REF! | #REF! | #REF! | #REF! | #REF! | #REF! | #REF! | #REF! | #REF! | #REF! | #REF! | #REF! | #REF! | #REF! | #REF! | #REF!
eline Design - Hourly Results. | SFM-wCZ12-v2015-rDXHP-t1-S15-MSRheat.pd2 | SFM-wCZ12-v2015-rDXHP-t1-S15-MSRheat - Baseline Design - Hourly Results.csv | 4689.784 | 5373.5017 | 130.9317 | 0 | 0 | 1166.6889 | 0 | 1166.6889 | 0 | SFM | wCZ12 | v2015 | rDXHP | t1 | S15 | MSRheat | Baseline Design | Hourly Results.csv | SFM-wCZ12-v2015-rDXHP-t1 | 6540.1907 | 0 | 0 | 0 | 0 | #REF! | #REF! | #REF! | #REF! | #REF! | #REF! | #REF! | #REF! | #REF! | #REF! | #REF! | #REF! | #REF! | #REF! | #REF! | #REF! | #REF! | #REF! | #REF! | #REF! | #REF! | #REF! | #REF! | #REF! | #REF! | #REF! | #REF! | #REF! | #REF! | #REF! | #REF! | #REF! | #REF!
eline Design - Hourly Results. | SFM-wCZ12-v2015-rDXHP-t1-S16-MSRboth.pd2 | SFM-wCZ12-v2015-rDXHP-t1-S16-MSRboth - Baseline Design - Hourly Results.csv | 5339.1333 | 6142.8957 | 130.8702 | 0 | 0 | 499.7088 | 0 | 499.7088 | 0 | SFM | wCZ12 | v2015 | rDXHP | t1 | S16 | MSRboth | Baseline Design | Hourly Results.csv | SFM-wCZ12-v2015-rDXHP-t1-both | 0 | 5339.1333 | 6642.6045 | 11981.7377 | 0 | #REF! | #REF! | #REF! | #REF! | #REF! | #REF! | #REF! | #REF! | #REF! | #REF! | #REF! | #REF! | #REF! | #REF! | #REF! | #REF! | #REF! | #REF! | #REF! | #REF! | #REF! | #REF! | #REF! | #REF! | #REF! | #REF! | #REF! | #REF! | #REF! | #REF! | #REF! | #REF! | #REF!
eline Design - Hourly Results. | SFM-wCZ12-v2015-rDXHP-t1-S16-MSRcool.pd2 | SFM-wCZ12-v2015-rDXHP-t1-S16-MSRcool - Baseline Design - Hourly Results.csv | 5339.1333 | 6527.6892 | 130.8702 | 0 | 0 | 499.7088 | 0 | 499.7088 | 0 | SFM | wCZ12 | v2015 | rDXHP | t1 | S16 | MSRcool | Baseline Design | Hourly Results.csv | SFM-wCZ12-v2015-rDXHP-t1 | 5339.1333 | 0 | 0 | 0 | 0 | #REF! | #REF! | #REF! | #REF! | #REF! | #REF! | #REF! | #REF! | #REF! | #REF! | #REF! | #REF! | #REF! | #REF! | #REF! | #REF! | #REF! | #REF! | #REF! | #REF! | #REF! | #REF! | #REF! | #REF! | #REF! | #REF! | #REF! | #REF! | #REF! | #REF! | #REF! | #REF! | #REF!
eline Design - Hourly Results. | SFM-wCZ12-v2015-rDXHP-t1-S16-MSRheat.pd2 | SFM-wCZ12-v2015-rDXHP-t1-S16-MSRheat - Baseline Design - Hourly Results.csv | 4832.6158 | 6142.8957 | 130.8702 | 0 | 0 | 499.7088 | 0 | 499.7088 | 0 | SFM | wCZ12 | v2015 | rDXHP | t1 | S16 | MSRheat | Baseline Design | Hourly Results.csv | SFM-wCZ12-v2015-rDXHP-t1 | 6642.6045 | 0 | 0 | 0 | 0 | #REF! | #REF! | #REF! | #REF! | #REF! | #REF! | #REF! | #REF! | #REF! | #REF! | #REF! | #REF! | #REF! | #REF! | #REF! | #REF! | #REF! | #REF! | #REF! | #REF! | #REF! | #REF! | #REF! | #REF! | #REF! | #REF! | #REF! | #REF! | #REF! | #REF! | #REF! | #REF! | #REF!
eline Design - Hourly Results. | SFM-wCZ12-v2015-rDXHP-t1-S17-MSRboth.pd2 | SFM-wCZ12-v2015-rDXHP-t1-S17-MSRboth - Baseline Design - Hourly Results.csv | 5014.4425 | 5928.5005 | 130.8702 | 0 | 0 | 499.7088 | 0 | 499.7088 | 0 | SFM | wCZ12 | v2015 | rDXHP | t1 | S17 | MSRboth | Baseline Design | Hourly Results.csv | SFM-wCZ12-v2015-rDXHP-t1-both | 0 | 5014.4425 | 6428.2093 | 11442.6518 | 0 | #REF! | #REF! | #REF! | #REF! | #REF! | #REF! | #REF! | #REF! | #REF! | #REF! | #REF! | #REF! | #REF! | #REF! | #REF! | #REF! | #REF! | #REF! | #REF! | #REF! | #REF! | #REF! | #REF! | #REF! | #REF! | #REF! | #REF! | #REF! | #REF! | #REF! | #REF! | #REF! | #REF!
eline Design - Hourly Results. | SFM-wCZ12-v2015-rDXHP-t1-S17-MSRcool.pd2 | SFM-wCZ12-v2015-rDXHP-t1-S17-MSRcool - Baseline Design - Hourly Results.csv | 5014.4425 | 6230.983 | 130.8702 | 0 | 0 | 499.7088 | 0 | 499.7088 | 0 | SFM | wCZ12 | v2015 | rDXHP | t1 | S17 | MSRcool | Baseline Design | Hourly Results.csv | SFM-wCZ12-v2015-rDXHP-t1 | 5014.4425 | 0 | 0 | 0 | 0 | #REF! | #REF! | #REF! | #REF! | #REF! | #REF! | #REF! | #REF! | #REF! | #REF! | #REF! | #REF! | #REF! | #REF! | #REF! | #REF! | #REF! | #REF! | #REF! | #REF! | #REF! | #REF! | #REF! | #REF! | #REF! | #REF! | #REF! | #REF! | #REF! | #REF! | #REF! | #REF! | #REF!
eline Design - Hourly Results. | SFM-wCZ12-v2015-rDXHP-t1-S17-MSRheat.pd2 | SFM-wCZ12-v2015-rDXHP-t1-S17-MSRheat - Baseline Design - Hourly Results.csv | 4515.2304 | 5928.5005 | 130.8702 | 0 | 0 | 499.7088 | 0 | 499.7088 | 0 | SFM | wCZ12 | v2015 | rDXHP | t1 | S17 | MSRheat | Baseline Design | Hourly Results.csv | SFM-wCZ12-v2015-rDXHP-t1 | 6428.2093 | 0 | 0 | 0 | 0 | #REF! | #REF! | #REF! | #REF! | #REF! | #REF! | #REF! | #REF! | #REF! | #REF! | #REF! | #REF! | #REF! | #REF! | #REF! | #REF! | #REF! | #REF! | #REF! | #REF! | #REF! | #REF! | #REF! | #REF! | #REF! | #REF! | #REF! | #REF! | #REF! | #REF! | #REF! | #REF! | #REF!
eline Design - Hourly Results. | SFM-wCZ12-v2015-rDXHP-t2-S14-BSLboth.pd2 | SFM-wCZ12-v2015-rDXHP-t2-S14-BSLboth - Baseline Design - Hourly Results.csv | 2858.7422 | 6841.2611 | 2.7283 | 0 | 0 | 1913.4205 | 0 | 1913.4205 | 0 | SFM | wCZ12 | v2015 | rDXHP | t2 | S14 | BSLboth | Baseline Design | Hourly Results.csv | SFM-wCZ12-v2015-rDXHP-t2-both | 0 | 2858.7422 | 8754.6816 | 11613.4238 | 0 | #REF! | #REF! | #REF! | #REF! | #REF! | #REF! | #REF! | #REF! | #REF! | #REF! | #REF! | #REF! | #REF! | #REF! | #REF! | #REF! | #REF! | #REF! | #REF! | #REF! | #REF! | #REF! | #REF! | #REF! | #REF! | #REF! | #REF! | #REF! | #REF! | #REF! | #REF! | #REF! | #REF!
eline Design - Hourly Results. | SFM-wCZ12-v2015-rDXHP-t2-S14-BSLcool.pd2 | SFM-wCZ12-v2015-rDXHP-t2-S14-BSLcool - Baseline Design - Hourly Results.csv | 2858.7422 | 6840.2132 | 2.7283 | 0 | 0 | 1913.4205 | 0 | 1913.4205 | 0 | SFM | wCZ12 | v2015 | rDXHP | t2 | S14 | BSLcool | Baseline Design | Hourly Results.csv | SFM-wCZ12-v2015-rDXHP-t2 | 2858.7422 | 0 | 0 | 0 | 0 | #REF! | #REF! | #REF! | #REF! | #REF! | #REF! | #REF! | #REF! | #REF! | #REF! | #REF! | #REF! | #REF! | #REF! | #REF! | #REF! | #REF! | #REF! | #REF! | #REF! | #REF! | #REF! | #REF! | #REF! | #REF! | #REF! | #REF! | #REF! | #REF! | #REF! | #REF! | #REF! | #REF!
eline Design - Hourly Results. | SFM-wCZ12-v2015-rDXHP-t2-S14-BSLheat.pd2 | SFM-wCZ12-v2015-rDXHP-t2-S14-BSLheat - Baseline Design - Hourly Results.csv | 2494.4667 | 6841.2611 | 2.7283 | 0 | 0 | 1913.4205 | 0 | 1913.4205 | 0 | SFM | wCZ12 | v2015 | rDXHP | t2 | S14 | BSLheat | Baseline Design | Hourly Results.csv | SFM-wCZ12-v2015-rDXHP-t2 | 8754.6816 | 0 | 0 | 0 | 0 | #REF! | #REF! | #REF! | #REF! | #REF! | #REF! | #REF! | #REF! | #REF! | #REF! | #REF! | #REF! | #REF! | #REF! | #REF! | #REF! | #REF! | #REF! | #REF! | #REF! | #REF! | #REF! | #REF! | #REF! | #REF! | #REF! | #REF! | #REF! | #REF! | #REF! | #REF! | #REF! | #REF!
eline Design - Hourly Results. | SFM-wCZ12-v2015-rDXHP-t2-S15-MSRboth.pd2 | SFM-wCZ12-v2015-rDXHP-t2-S15-MSRboth - Baseline Design - Hourly Results.csv | 2405.8782 | 5716.1875 | 2.7279 | 0 | 0 | 1733.9232 | 0 | 1733.9232 | 0 | SFM | wCZ12 | v2015 | rDXHP | t2 | S15 | MSRboth | Baseline Design | Hourly Results.csv | SFM-wCZ12-v2015-rDXHP-t2-both | 0 | 2405.8782 | 7450.1107 | 9855.9889 | 0 | #REF! | #REF! | #REF! | #REF! | #REF! | #REF! | #REF! | #REF! | #REF! | #REF! | #REF! | #REF! | #REF! | #REF! | #REF! | #REF! | #REF! | #REF! | #REF! | #REF! | #REF! | #REF! | #REF! | #REF! | #REF! | #REF! | #REF! | #REF! | #REF! | #REF! | #REF! | #REF! | #REF!
eline Design - Hourly Results. | SFM-wCZ12-v2015-rDXHP-t2-S15-MSRcool.pd2 | SFM-wCZ12-v2015-rDXHP-t2-S15-MSRcool - Baseline Design - Hourly Results.csv | 2405.8782 | 6044.0117 | 2.7279 | 0 | 0 | 1733.9232 | 0 | 1733.9232 | 0 | SFM | wCZ12 | v2015 | rDXHP | t2 | S15 | MSRcool | Baseline Design | Hourly Results.csv | SFM-wCZ12-v2015-rDXHP-t2 | 2405.8782 | 0 | 0 | 0 | 0 | #REF! | #REF! | #REF! | #REF! | #REF! | #REF! | #REF! | #REF! | #REF! | #REF! | #REF! | #REF! | #REF! | #REF! | #REF! | #REF! | #REF! | #REF! | #REF! | #REF! | #REF! | #REF! | #REF! | #REF! | #REF! | #REF! | #REF! | #REF! | #REF! | #REF! | #REF! | #REF! | #REF!
eline Design - Hourly Results. | SFM-wCZ12-v2015-rDXHP-t2-S15-MSRheat.pd2 | SFM-wCZ12-v2015-rDXHP-t2-S15-MSRheat - Baseline Design - Hourly Results.csv | 2180.3157 | 5716.1875 | 2.7279 | 0 | 0 | 1733.9232 | 0 | 1733.9232 | 0 | SFM | wCZ12 | v2015 | rDXHP | t2 | S15 | MSRheat | Baseline Design | Hourly Results.csv | SFM-wCZ12-v2015-rDXHP-t2 | 7450.1107 | 0 | 0 | 0 | 0 | #REF! | #REF! | #REF! | #REF! | #REF! | #REF! | #REF! | #REF! | #REF! | #REF! | #REF! | #REF! | #REF! | #REF! | #REF! | #REF! | #REF! | #REF! | #REF! | #REF! | #REF! | #REF! | #REF! | #REF! | #REF! | #REF! | #REF! | #REF! | #REF! | #REF! | #REF! | #REF! | #REF!
eline Design - Hourly Results. | SFM-wCZ12-v2015-rDXHP-t2-S16-MSRboth.pd2 | SFM-wCZ12-v2015-rDXHP-t2-S16-MSRboth - Baseline Design - Hourly Results.csv | 2493.7947 | 6803.9264 | 2.7283 | 0 | 0 | 437.2118 | 0 | 437.2118 | 0 | SFM | wCZ12 | v2015 | rDXHP | t2 | S16 | MSRboth | Baseline Design | Hourly Results.csv | SFM-wCZ12-v2015-rDXHP-t2-both | 0 | 2493.7947 | 7241.1382 | 9734.9329 | 0 | #REF! | #REF! | #REF! | #REF! | #REF! | #REF! | #REF! | #REF! | #REF! | #REF! | #REF! | #REF! | #REF! | #REF! | #REF! | #REF! | #REF! | #REF! | #REF! | #REF! | #REF! | #REF! | #REF! | #REF! | #REF! | #REF! | #REF! | #REF! | #REF! | #REF! | #REF! | #REF! | #REF!
eline Design - Hourly Results. | SFM-wCZ12-v2015-rDXHP-t2-S16-MSRcool.pd2 | SFM-wCZ12-v2015-rDXHP-t2-S16-MSRcool - Baseline Design - Hourly Results.csv | 2493.7947 | 7230.1269 | 2.7283 | 0 | 0 | 437.2118 | 0 | 437.2118 | 0 | SFM | wCZ12 | v2015 | rDXHP | t2 | S16 | MSRcool | Baseline Design | Hourly Results.csv | SFM-wCZ12-v2015-rDXHP-t2 | 2493.7947 | 0 | 0 | 0 | 0 | #REF! | #REF! | #REF! | #REF! | #REF! | #REF! | #REF! | #REF! | #REF! | #REF! | #REF! | #REF! | #REF! | #REF! | #REF! | #REF! | #REF! | #REF! | #REF! | #REF! | #REF! | #REF! | #REF! | #REF! | #REF! | #REF! | #REF! | #REF! | #REF! | #REF! | #REF! | #REF! | #REF!
eline Design - Hourly Results. | SFM-wCZ12-v2015-rDXHP-t2-S16-MSRheat.pd2 | SFM-wCZ12-v2015-rDXHP-t2-S16-MSRheat - Baseline Design - Hourly Results.csv | 2257.2112 | 6803.9264 | 2.7283 | 0 | 0 | 437.2118 | 0 | 437.2118 | 0 | SFM | wCZ12 | v2015 | rDXHP | t2 | S16 | MSRheat | Baseline Design | Hourly Results.csv | SFM-wCZ12-v2015-rDXHP-t2 | 7241.1382 | 0 | 0 | 0 | 0 | #REF! | #REF! | #REF! | #REF! | #REF! | #REF! | #REF! | #REF! | #REF! | #REF! | #REF! | #REF! | #REF! | #REF! | #REF! | #REF! | #REF! | #REF! | #REF! | #REF! | #REF! | #REF! | #REF! | #REF! | #REF! | #REF! | #REF! | #REF! | #REF! | #REF! | #REF! | #REF! | #REF!
eline Design - Hourly Results. | SFM-wCZ12-v2015-rDXHP-t2-S17-MSRboth.pd2 | SFM-wCZ12-v2015-rDXHP-t2-S17-MSRboth - Baseline Design - Hourly Results.csv | 2342.1388 | 6566.4606 | 2.7283 | 0 | 0 | 437.2118 | 0 | 437.2118 | 0 | SFM | wCZ12 | v2015 | rDXHP | t2 | S17 | MSRboth | Baseline Design | Hourly Results.csv | SFM-wCZ12-v2015-rDXHP-t2-both | 0 | 2342.1388 | 7003.6724 | 9345.8113 | 0 | #REF! | #REF! | #REF! | #REF! | #REF! | #REF! | #REF! | #REF! | #REF! | #REF! | #REF! | #REF! | #REF! | #REF! | #REF! | #REF! | #REF! | #REF! | #REF! | #REF! | #REF! | #REF! | #REF! | #REF! | #REF! | #REF! | #REF! | #REF! | #REF! | #REF! | #REF! | #REF! | #REF!
eline Design - Hourly Results. | SFM-wCZ12-v2015-rDXHP-t2-S17-MSRcool.pd2 | SFM-wCZ12-v2015-rDXHP-t2-S17-MSRcool - Baseline Design - Hourly Results.csv | 2342.1388 | 6901.493 | 2.7283 | 0 | 0 | 437.2118 | 0 | 437.2118 | 0 | SFM | wCZ12 | v2015 | rDXHP | t2 | S17 | MSRcool | Baseline Design | Hourly Results.csv | SFM-wCZ12-v2015-rDXHP-t2 | 2342.1388 | 0 | 0 | 0 | 0 | #REF! | #REF! | #REF! | #REF! | #REF! | #REF! | #REF! | #REF! | #REF! | #REF! | #REF! | #REF! | #REF! | #REF! | #REF! | #REF! | #REF! | #REF! | #REF! | #REF! | #REF! | #REF! | #REF! | #REF! | #REF! | #REF! | #REF! | #REF! | #REF! | #REF! | #REF! | #REF! | #REF!
eline Design - Hourly Results. | SFM-wCZ12-v2015-rDXHP-t2-S17-MSRheat.pd2 | SFM-wCZ12-v2015-rDXHP-t2-S17-MSRheat - Baseline Design - Hourly Results.csv | 2108.9675 | 6566.4606 | 2.7283 | 0 | 0 | 437.2118 | 0 | 437.2118 | 0 | SFM | wCZ12 | v2015 | rDXHP | t2 | S17 | MSRheat | Baseline Design | Hourly Results.csv | SFM-wCZ12-v2015-rDXHP-t2 | 7003.6724 | 0 | 0 | 0 | 0 | #REF! | #REF! | #REF! | #REF! | #REF! | #REF! | #REF! | #REF! | #REF! | #REF! | #REF! | #REF! | #REF! | #REF! | #REF! | #REF! | #REF! | #REF! | #REF! | #REF! | #REF! | #REF! | #REF! | #REF! | #REF! | #REF! | #REF! | #REF! | #REF! | #REF! | #REF! | #REF! | #REF!
eline Design - Hourly Results. | SFM-wCZ12-v2015-rDXHP-t3-S14-BSLboth.pd2 | SFM-wCZ12-v2015-rDXHP-t3-S14-BSLboth - Baseline Design - Hourly Results.csv | 1999.4619 | 1343.0175 | 78.4558 | 0 | 0 | 800.9344 | 0 | 800.9344 | 0 | SFM | wCZ12 | v2015 | rDXHP | t3 | S14 | BSLboth | Baseline Design | Hourly Results.csv | SFM-wCZ12-v2015-rDXHP-t3-both | 0 | 1999.4619 | 2143.9519 | 4143.4138 | 0 | #REF! | #REF! | #REF! | #REF! | #REF! | #REF! | #REF! | #REF! | #REF! | #REF! | #REF! | #REF! | #REF! | #REF! | #REF! | #REF! | #REF! | #REF! | #REF! | #REF! | #REF! | #REF! | #REF! | #REF! | #REF! | #REF! | #REF! | #REF! | #REF! | #REF! | #REF! | #REF! | #REF!
eline Design - Hourly Results. | SFM-wCZ12-v2015-rDXHP-t3-S14-BSLcool.pd2 | SFM-wCZ12-v2015-rDXHP-t3-S14-BSLcool - Baseline Design - Hourly Results.csv | 1999.4619 | 1342.8119 | 78.4558 | 0 | 0 | 800.9344 | 0 | 800.9344 | 0 | SFM | wCZ12 | v2015 | rDXHP | t3 | S14 | BSLcool | Baseline Design | Hourly Results.csv | SFM-wCZ12-v2015-rDXHP-t3 | 1999.4619 | 0 | 0 | 0 | 0 | #REF! | #REF! | #REF! | #REF! | #REF! | #REF! | #REF! | #REF! | #REF! | #REF! | #REF! | #REF! | #REF! | #REF! | #REF! | #REF! | #REF! | #REF! | #REF! | #REF! | #REF! | #REF! | #REF! | #REF! | #REF! | #REF! | #REF! | #REF! | #REF! | #REF! | #REF! | #REF! | #REF!
eline Design - Hourly Results. | SFM-wCZ12-v2015-rDXHP-t3-S14-BSLheat.pd2 | SFM-wCZ12-v2015-rDXHP-t3-S14-BSLheat - Baseline Design - Hourly Results.csv | 1744.6802 | 1343.0175 | 78.4558 | 0 | 0 | 800.9344 | 0 | 800.9344 | 0 | SFM | wCZ12 | v2015 | rDXHP | t3 | S14 | BSLheat | Baseline Design | Hourly Results.csv | SFM-wCZ12-v2015-rDXHP-t3 | 2143.9519 | 0 | 0 | 0 | 0 | #REF! | #REF! | #REF! | #REF! | #REF! | #REF! | #REF! | #REF! | #REF! | #REF! | #REF! | #REF! | #REF! | #REF! | #REF! | #REF! | #REF! | #REF! | #REF! | #REF! | #REF! | #REF! | #REF! | #REF! | #REF! | #REF! | #REF! | #REF! | #REF! | #REF! | #REF! | #REF! | #REF!
eline Design - Hourly Results. | SFM-wCZ12-v2015-rDXHP-t3-S15-MSRboth.pd2 | SFM-wCZ12-v2015-rDXHP-t3-S15-MSRboth - Baseline Design - Hourly Results.csv | 1690.6692 | 1121.9858 | 83.9368 | 0 | 0 | 739.0567 | 0 | 739.0567 | 0 | SFM | wCZ12 | v2015 | rDXHP | t3 | S15 | MSRboth | Baseline Design | Hourly Results.csv | SFM-wCZ12-v2015-rDXHP-t3-both | 0 | 1690.6692 | 1861.0426 | 3551.7118 | 0 | #REF! | #REF! | #REF! | #REF! | #REF! | #REF! | #REF! | #REF! | #REF! | #REF! | #REF! | #REF! | #REF! | #REF! | #REF! | #REF! | #REF! | #REF! | #REF! | #REF! | #REF! | #REF! | #REF! | #REF! | #REF! | #REF! | #REF! | #REF! | #REF! | #REF! | #REF! | #REF! | #REF!
eline Design - Hourly Results. | SFM-wCZ12-v2015-rDXHP-t3-S15-MSRcool.pd2 | SFM-wCZ12-v2015-rDXHP-t3-S15-MSRcool - Baseline Design - Hourly Results.csv | 1690.6692 | 1186.3319 | 83.9368 | 0 | 0 | 739.0567 | 0 | 739.0567 | 0 | SFM | wCZ12 | v2015 | rDXHP | t3 | S15 | MSRcool | Baseline Design | Hourly Results.csv | SFM-wCZ12-v2015-rDXHP-t3 | 1690.6692 | 0 | 0 | 0 | 0 | #REF! | #REF! | #REF! | #REF! | #REF! | #REF! | #REF! | #REF! | #REF! | #REF! | #REF! | #REF! | #REF! | #REF! | #REF! | #REF! | #REF! | #REF! | #REF! | #REF! | #REF! | #REF! | #REF! | #REF! | #REF! | #REF! | #REF! | #REF! | #REF! | #REF! | #REF! | #REF! | #REF!
eline Design - Hourly Results. | SFM-wCZ12-v2015-rDXHP-t3-S15-MSRheat.pd2 | SFM-wCZ12-v2015-rDXHP-t3-S15-MSRheat - Baseline Design - Hourly Results.csv | 1532.161 | 1121.9858 | 83.9368 | 0 | 0 | 739.0567 | 0 | 739.0567 | 0 | SFM | wCZ12 | v2015 | rDXHP | t3 | S15 | MSRheat | Baseline Design | Hourly Results.csv | SFM-wCZ12-v2015-rDXHP-t3 | 1861.0426 | 0 | 0 | 0 | 0 | #REF! | #REF! | #REF! | #REF! | #REF! | #REF! | #REF! | #REF! | #REF! | #REF! | #REF! | #REF! | #REF! | #REF! | #REF! | #REF! | #REF! | #REF! | #REF! | #REF! | #REF! | #REF! | #REF! | #REF! | #REF! | #REF! | #REF! | #REF! | #REF! | #REF! | #REF! | #REF! | #REF!
eline Design - Hourly Results. | SFM-wCZ12-v2015-rDXHP-t3-S16-MSRboth.pd2 | SFM-wCZ12-v2015-rDXHP-t3-S16-MSRboth - Baseline Design - Hourly Results.csv | 1734.5949 | 1493.8516 | 82.3708 | 0 | 0 | 32.4415 | 0 | 32.4415 | 0 | SFM | wCZ12 | v2015 | rDXHP | t3 | S16 | MSRboth | Baseline Design | Hourly Results.csv | SFM-wCZ12-v2015-rDXHP-t3-both | 0 | 1734.5949 | 1526.2931 | 3260.8881 | 0 | #REF! | #REF! | #REF! | #REF! | #REF! | #REF! | #REF! | #REF! | #REF! | #REF! | #REF! | #REF! | #REF! | #REF! | #REF! | #REF! | #REF! | #REF! | #REF! | #REF! | #REF! | #REF! | #REF! | #REF! | #REF! | #REF! | #REF! | #REF! | #REF! | #REF! | #REF! | #REF! | #REF!
eline Design - Hourly Results. | SFM-wCZ12-v2015-rDXHP-t3-S16-MSRcool.pd2 | SFM-wCZ12-v2015-rDXHP-t3-S16-MSRcool - Baseline Design - Hourly Results.csv | 1734.5949 | 1587.4271 | 82.3708 | 0 | 0 | 32.4415 | 0 | 32.4415 | 0 | SFM | wCZ12 | v2015 | rDXHP | t3 | S16 | MSRcool | Baseline Design | Hourly Results.csv | SFM-wCZ12-v2015-rDXHP-t3 | 1734.5949 | 0 | 0 | 0 | 0 | #REF! | #REF! | #REF! | #REF! | #REF! | #REF! | #REF! | #REF! | #REF! | #REF! | #REF! | #REF! | #REF! | #REF! | #REF! | #REF! | #REF! | #REF! | #REF! | #REF! | #REF! | #REF! | #REF! | #REF! | #REF! | #REF! | #REF! | #REF! | #REF! | #REF! | #REF! | #REF! | #REF!
eline Design - Hourly Results. | SFM-wCZ12-v2015-rDXHP-t3-S16-MSRheat.pd2 | SFM-wCZ12-v2015-rDXHP-t3-S16-MSRheat - Baseline Design - Hourly Results.csv | 1570.036 | 1493.8516 | 82.3708 | 0 | 0 | 32.4415 | 0 | 32.4415 | 0 | SFM | wCZ12 | v2015 | rDXHP | t3 | S16 | MSRheat | Baseline Design | Hourly Results.csv | SFM-wCZ12-v2015-rDXHP-t3 | 1526.2931 | 0 | 0 | 0 | 0 | #REF! | #REF! | #REF! | #REF! | #REF! | #REF! | #REF! | #REF! | #REF! | #REF! | #REF! | #REF! | #REF! | #REF! | #REF! | #REF! | #REF! | #REF! | #REF! | #REF! | #REF! | #REF! | #REF! | #REF! | #REF! | #REF! | #REF! | #REF! | #REF! | #REF! | #REF! | #REF! | #REF!
eline Design - Hourly Results. | SFM-wCZ12-v2015-rDXHP-t3-S17-MSRboth.pd2 | SFM-wCZ12-v2015-rDXHP-t3-S17-MSRboth - Baseline Design - Hourly Results.csv | 1629.1086 | 1441.7143 | 82.3708 | 0 | 0 | 32.4415 | 0 | 32.4415 | 0 | SFM | wCZ12 | v2015 | rDXHP | t3 | S17 | MSRboth | Baseline Design | Hourly Results.csv | SFM-wCZ12-v2015-rDXHP-t3-both | 0 | 1629.1086 | 1474.1558 | 3103.2643 | 0 | #REF! | #REF! | #REF! | #REF! | #REF! | #REF! | #REF! | #REF! | #REF! | #REF! | #REF! | #REF! | #REF! | #REF! | #REF! | #REF! | #REF! | #REF! | #REF! | #REF! | #REF! | #REF! | #REF! | #REF! | #REF! | #REF! | #REF! | #REF! | #REF! | #REF! | #REF! | #REF! | #REF!
eline Design - Hourly Results. | SFM-wCZ12-v2015-rDXHP-t3-S17-MSRcool.pd2 | SFM-wCZ12-v2015-rDXHP-t3-S17-MSRcool - Baseline Design - Hourly Results.csv | 1629.1086 | 1515.273 | 82.3708 | 0 | 0 | 32.4415 | 0 | 32.4415 | 0 | SFM | wCZ12 | v2015 | rDXHP | t3 | S17 | MSRcool | Baseline Design | Hourly Results.csv | SFM-wCZ12-v2015-rDXHP-t3 | 1629.1086 | 0 | 0 | 0 | 0 | #REF! | #REF! | #REF! | #REF! | #REF! | #REF! | #REF! | #REF! | #REF! | #REF! | #REF! | #REF! | #REF! | #REF! | #REF! | #REF! | #REF! | #REF! | #REF! | #REF! | #REF! | #REF! | #REF! | #REF! | #REF! | #REF! | #REF! | #REF! | #REF! | #REF! | #REF! | #REF! | #REF!
eline Design - Hourly Results. | SFM-wCZ12-v2015-rDXHP-t3-S17-MSRheat.pd2 | SFM-wCZ12-v2015-rDXHP-t3-S17-MSRheat - Baseline Design - Hourly Results.csv | 1466.9228 | 1441.7143 | 82.3708 | 0 | 0 | 32.4415 | 0 | 32.4415 | 0 | SFM | wCZ12 | v2015 | rDXHP | t3 | S17 | MSRheat | Baseline Design | Hourly Results.csv | SFM-wCZ12-v2015-rDXHP-t3 | 1474.1558 | 0 | 0 | 0 | 0 | #REF! | #REF! | #REF! | #REF! | #REF! | #REF! | #REF! | #REF! | #REF! | #REF! | #REF! | #REF! | #REF! | #REF! | #REF! | #REF! | #REF! | #REF! | #REF! | #REF! | #REF! | #REF! | #REF! | #REF! | #REF! | #REF! | #REF! | #REF! | #REF! | #REF! | #REF! | #REF! | #REF!
eline Design - Hourly Results. | SFM-wCZ12-v2015-rDXHP-t4-S14-BSLboth.pd2 | SFM-wCZ12-v2015-rDXHP-t4-S14-BSLboth - Baseline Design - Hourly Results.csv | 618.9984 | 6344.5326 | 0 | 0 | 0 | 1943.5958 | 0 | 1943.5958 | 0 | SFM | wCZ12 | v2015 | rDXHP | t4 | S14 | BSLboth | Baseline Design | Hourly Results.csv | SFM-wCZ12-v2015-rDXHP-t4-both | 0 | 618.9984 | 8288.1284 | 8907.1268 | 0 | #REF! | #REF! | #REF! | #REF! | #REF! | #REF! | #REF! | #REF! | #REF! | #REF! | #REF! | #REF! | #REF! | #REF! | #REF! | #REF! | #REF! | #REF! | #REF! | #REF! | #REF! | #REF! | #REF! | #REF! | #REF! | #REF! | #REF! | #REF! | #REF! | #REF! | #REF! | #REF! | #REF!
eline Design - Hourly Results. | SFM-wCZ12-v2015-rDXHP-t4-S14-BSLcool.pd2 | SFM-wCZ12-v2015-rDXHP-t4-S14-BSLcool - Baseline Design - Hourly Results.csv | 618.9984 | 6343.5608 | 0 | 0 | 0 | 1943.5958 | 0 | 1943.5958 | 0 | SFM | wCZ12 | v2015 | rDXHP | t4 | S14 | BSLcool | Baseline Design | Hourly Results.csv | SFM-wCZ12-v2015-rDXHP-t4 | 618.9984 | 0 | 0 | 0 | 0 | #REF! | #REF! | #REF! | #REF! | #REF! | #REF! | #REF! | #REF! | #REF! | #REF! | #REF! | #REF! | #REF! | #REF! | #REF! | #REF! | #REF! | #REF! | #REF! | #REF! | #REF! | #REF! | #REF! | #REF! | #REF! | #REF! | #REF! | #REF! | #REF! | #REF! | #REF! | #REF! | #REF!
eline Design - Hourly Results. | SFM-wCZ12-v2015-rDXHP-t4-S14-BSLheat.pd2 | SFM-wCZ12-v2015-rDXHP-t4-S14-BSLheat - Baseline Design - Hourly Results.csv | 540.1224 | 6344.5326 | 0 | 0 | 0 | 1943.5958 | 0 | 1943.5958 | 0 | SFM | wCZ12 | v2015 | rDXHP | t4 | S14 | BSLheat | Baseline Design | Hourly Results.csv | SFM-wCZ12-v2015-rDXHP-t4 | 8288.1284 | 0 | 0 | 0 | 0 | #REF! | #REF! | #REF! | #REF! | #REF! | #REF! | #REF! | #REF! | #REF! | #REF! | #REF! | #REF! | #REF! | #REF! | #REF! | #REF! | #REF! | #REF! | #REF! | #REF! | #REF! | #REF! | #REF! | #REF! | #REF! | #REF! | #REF! | #REF! | #REF! | #REF! | #REF! | #REF! | #REF!
eline Design - Hourly Results. | SFM-wCZ12-v2015-rDXHP-t4-S15-MSRboth.pd2 | SFM-wCZ12-v2015-rDXHP-t4-S15-MSRboth - Baseline Design - Hourly Results.csv | 520.0193 | 5311.747 | 0 | 0 | 0 | 1757.9407 | 0 | 1757.9407 | 0 | SFM | wCZ12 | v2015 | rDXHP | t4 | S15 | MSRboth | Baseline Design | Hourly Results.csv | SFM-wCZ12-v2015-rDXHP-t4-both | 0 | 520.0193 | 7069.6877 | 7589.707 | 0 | #REF! | #REF! | #REF! | #REF! | #REF! | #REF! | #REF! | #REF! | #REF! | #REF! | #REF! | #REF! | #REF! | #REF! | #REF! | #REF! | #REF! | #REF! | #REF! | #REF! | #REF! | #REF! | #REF! | #REF! | #REF! | #REF! | #REF! | #REF! | #REF! | #REF! | #REF! | #REF! | #REF!
eline Design - Hourly Results. | SFM-wCZ12-v2015-rDXHP-t4-S15-MSRcool.pd2 | SFM-wCZ12-v2015-rDXHP-t4-S15-MSRcool - Baseline Design - Hourly Results.csv | 520.0193 | 5616.3767 | 0 | 0 | 0 | 1757.9407 | 0 | 1757.9407 | 0 | SFM | wCZ12 | v2015 | rDXHP | t4 | S15 | MSRcool | Baseline Design | Hourly Results.csv | SFM-wCZ12-v2015-rDXHP-t4 | 520.0193 | 0 | 0 | 0 | 0 | #REF! | #REF! | #REF! | #REF! | #REF! | #REF! | #REF! | #REF! | #REF! | #REF! | #REF! | #REF! | #REF! | #REF! | #REF! | #REF! | #REF! | #REF! | #REF! | #REF! | #REF! | #REF! | #REF! | #REF! | #REF! | #REF! | #REF! | #REF! | #REF! | #REF! | #REF! | #REF! | #REF!
eline Design - Hourly Results. | SFM-wCZ12-v2015-rDXHP-t4-S15-MSRheat.pd2 | SFM-wCZ12-v2015-rDXHP-t4-S15-MSRheat - Baseline Design - Hourly Results.csv | 471.265 | 5311.747 | 0 | 0 | 0 | 1757.9407 | 0 | 1757.9407 | 0 | SFM | wCZ12 | v2015 | rDXHP | t4 | S15 | MSRheat | Baseline Design | Hourly Results.csv | SFM-wCZ12-v2015-rDXHP-t4 | 7069.6877 | 0 | 0 | 0 | 0 | #REF! | #REF! | #REF! | #REF! | #REF! | #REF! | #REF! | #REF! | #REF! | #REF! | #REF! | #REF! | #REF! | #REF! | #REF! | #REF! | #REF! | #REF! | #REF! | #REF! | #REF! | #REF! | #REF! | #REF! | #REF! | #REF! | #REF! | #REF! | #REF! | #REF! | #REF! | #REF! | #REF!
eline Design - Hourly Results. | SFM-wCZ12-v2015-rDXHP-t4-S16-MSRboth.pd2 | SFM-wCZ12-v2015-rDXHP-t4-S16-MSRboth - Baseline Design - Hourly Results.csv | 531.5833 | 6275.2187 | 0 | 0 | 0 | 611.3008 | 0 | 611.3008 | 0 | SFM | wCZ12 | v2015 | rDXHP | t4 | S16 | MSRboth | Baseline Design | Hourly Results.csv | SFM-wCZ12-v2015-rDXHP-t4-both | 0 | 531.5833 | 6886.5195 | 7418.1028 | 0 | #REF! | #REF! | #REF! | #REF! | #REF! | #REF! | #REF! | #REF! | #REF! | #REF! | #REF! | #REF! | #REF! | #REF! | #REF! | #REF! | #REF! | #REF! | #REF! | #REF! | #REF! | #REF! | #REF! | #REF! | #REF! | #REF! | #REF! | #REF! | #REF! | #REF! | #REF! | #REF! | #REF!
eline Design - Hourly Results. | SFM-wCZ12-v2015-rDXHP-t4-S16-MSRcool.pd2 | SFM-wCZ12-v2015-rDXHP-t4-S16-MSRcool - Baseline Design - Hourly Results.csv | 531.5833 | 6668.3007 | 0 | 0 | 0 | 611.3008 | 0 | 611.3008 | 0 | SFM | wCZ12 | v2015 | rDXHP | t4 | S16 | MSRcool | Baseline Design | Hourly Results.csv | SFM-wCZ12-v2015-rDXHP-t4 | 531.5833 | 0 | 0 | 0 | 0 | #REF! | #REF! | #REF! | #REF! | #REF! | #REF! | #REF! | #REF! | #REF! | #REF! | #REF! | #REF! | #REF! | #REF! | #REF! | #REF! | #REF! | #REF! | #REF! | #REF! | #REF! | #REF! | #REF! | #REF! | #REF! | #REF! | #REF! | #REF! | #REF! | #REF! | #REF! | #REF! | #REF!
eline Design - Hourly Results. | SFM-wCZ12-v2015-rDXHP-t4-S16-MSRheat.pd2 | SFM-wCZ12-v2015-rDXHP-t4-S16-MSRheat - Baseline Design - Hourly Results.csv | 481.1527 | 6275.2187 | 0 | 0 | 0 | 611.3008 | 0 | 611.3008 | 0 | SFM | wCZ12 | v2015 | rDXHP | t4 | S16 | MSRheat | Baseline Design | Hourly Results.csv | SFM-wCZ12-v2015-rDXHP-t4 | 6886.5195 | 0 | 0 | 0 | 0 | #REF! | #REF! | #REF! | #REF! | #REF! | #REF! | #REF! | #REF! | #REF! | #REF! | #REF! | #REF! | #REF! | #REF! | #REF! | #REF! | #REF! | #REF! | #REF! | #REF! | #REF! | #REF! | #REF! | #REF! | #REF! | #REF! | #REF! | #REF! | #REF! | #REF! | #REF! | #REF! | #REF!
eline Design - Hourly Results. | SFM-wCZ12-v2015-rDXHP-t4-S17-MSRboth.pd2 | SFM-wCZ12-v2015-rDXHP-t4-S17-MSRboth - Baseline Design - Hourly Results.csv | 499.2559 | 6056.2054 | 0 | 0 | 0 | 611.3008 | 0 | 611.3008 | 0 | SFM | wCZ12 | v2015 | rDXHP | t4 | S17 | MSRboth | Baseline Design | Hourly Results.csv | SFM-wCZ12-v2015-rDXHP-t4-both | 0 | 499.2559 | 6667.5062 | 7166.7621 | 0 | 0 | 0 | 0 | 0 | 0 | 0 | 0 | 0 | 0 | 0 | 0 | 0 | 0 | 0 | 0 | 0 | 0 | 0 | 0 | 0 | 0 | 0 | 0 | 0 | 0 | 0 | 0 | 0 | 0 | 0 | 0 | 0 | 0
eline Design - Hourly Results. | SFM-wCZ12-v2015-rDXHP-t4-S17-MSRcool.pd2 | SFM-wCZ12-v2015-rDXHP-t4-S17-MSRcool - Baseline Design - Hourly Results.csv | 499.2559 | 6365.2037 | 0 | 0 | 0 | 611.3008 | 0 | 611.3008 | 0 | SFM | wCZ12 | v2015 | rDXHP | t4 | S17 | MSRcool | Baseline Design | Hourly Results.csv | SFM-wCZ12-v2015-rDXHP-t4 | 499.2559 | 0 | 0 | 0 | 0 | 0 | 0 | 0 | 0 | 0 | 0 | 0 | 0 | 0 | 0 | 0 | 0 | 0 | 0 | 0 | 0 | 0 | 0 | 0 | 0 | 0 | 0 | 0 | 0 | 0 | 0 | 0 | 0 | 0 | 0 | 0 | 0 | 0
eline Design - Hourly Results. | SFM-wCZ12-v2015-rDXHP-t4-S17-MSRheat.pd2 | SFM-wCZ12-v2015-rDXHP-t4-S17-MSRheat - Baseline Design - Hourly Results.csv | 449.5525 | 6056.2054 | 0 | 0 | 0 | 611.3008 | 0 | 611.3008 | 0 | SFM | wCZ12 | v2015 | rDXHP | t4 | S17 | MSRheat | Baseline Design | Hourly Results.csv | SFM-wCZ12-v2015-rDXHP-t4 | 6667.5062 | 0 | 0 | 0 | 0 | 0 | 0 | 0 | 0 | 0 | 0 | 0 | 0 | 0 | 0 | 0 | 0 | 0 | 0 | 0 | 0 | 0 | 0 | 0 | 0 | 0 | 0 | 0 | 0 | 0 | 0 | 0 | 0 | 0 | 0 | 0 | 0 | 0
eline Design - Hourly Results. | SFM-wCZ12-v2015-rDXHP-t5-S14-BSLboth.pd2 | SFM-wCZ12-v2015-rDXHP-t5-S14-BSLboth - Baseline Design - Hourly Results.csv | 894.8956 | 8046.7475 | 31.6329 | 0 | 0 | 2308.2395 | 0 | 2308.2395 | 0 | SFM | wCZ12 | v2015 | rDXHP | t5 | S14 | BSLboth | Baseline Design | Hourly Results.csv | SFM-wCZ12-v2015-rDXHP-t5-both | 0 | 894.8956 | 10354.987 | 11249.8826 | 0 | 0 | 0 | 0 | 0 | 0 | 0 | 0 | 0 | 0 | 0 | 0 | 0 | 0 | 0 | 0 | 0 | 0 | 0 | 0 | 0 | 0 | 0 | 0 | 0 | 0 | 0 | 0 | 0 | 0 | 0 | 0 | 0 | 0
eline Design - Hourly Results. | SFM-wCZ12-v2015-rDXHP-t5-S14-BSLcool.pd2 | SFM-wCZ12-v2015-rDXHP-t5-S14-BSLcool - Baseline Design - Hourly Results.csv | 894.8956 | 8045.5151 | 31.6329 | 0 | 0 | 2308.2395 | 0 | 2308.2395 | 0 | SFM | wCZ12 | v2015 | rDXHP | t5 | S14 | BSLcool | Baseline Design | Hourly Results.csv | SFM-wCZ12-v2015-rDXHP-t5 | 894.8956 | 0 | 0 | 0 | 0 | 0 | 0 | 0 | 0 | 0 | 0 | 0 | 0 | 0 | 0 | 0 | 0 | 0 | 0 | 0 | 0 | 0 | 0 | 0 | 0 | 0 | 0 | 0 | 0 | 0 | 0 | 0 | 0 | 0 | 0 | 0 | 0 | 0
eline Design - Hourly Results. | SFM-wCZ12-v2015-rDXHP-t5-S14-BSLheat.pd2 | SFM-wCZ12-v2015-rDXHP-t5-S14-BSLheat - Baseline Design - Hourly Results.csv | 780.8635 | 8046.7475 | 31.6329 | 0 | 0 | 2308.2395 | 0 | 2308.2395 | 0 | SFM | wCZ12 | v2015 | rDXHP | t5 | S14 | BSLheat | Baseline Design | Hourly Results.csv | SFM-wCZ12-v2015-rDXHP-t5 | 10354.987 | 0 | 0 | 0 | 0 | 0 | 0 | 0 | 0 | 0 | 0 | 0 | 0 | 0 | 0 | 0 | 0 | 0 | 0 | 0 | 0 | 0 | 0 | 0 | 0 | 0 | 0 | 0 | 0 | 0 | 0 | 0 | 0 | 0 | 0 | 0 | 0 | 0
eline Design - Hourly Results. | SFM-wCZ12-v2015-rDXHP-t5-S15-MSRboth.pd2 | SFM-wCZ12-v2015-rDXHP-t5-S15-MSRboth - Baseline Design - Hourly Results.csv | 748.1296 | 6753.0116 | 30.6933 | 0 | 0 | 2053.1284 | 0 | 2053.1284 | 0 | SFM | wCZ12 | v2015 | rDXHP | t5 | S15 | MSRboth | Baseline Design | Hourly Results.csv | SFM-wCZ12-v2015-rDXHP-t5-both | 0 | 748.1296 | 8806.14 | 9554.2696 | 0 | 0 | 0 | 0 | 0 | 0 | 0 | 0 | 0 | 0 | 0 | 0 | 0 | 0 | 0 | 0 | 0 | 0 | 0 | 0 | 0 | 0 | 0 | 0 | 0 | 0 | 0 | 0 | 0 | 0 | 0 | 0 | 0 | 0
eline Design - Hourly Results. | SFM-wCZ12-v2015-rDXHP-t5-S15-MSRcool.pd2 | SFM-wCZ12-v2015-rDXHP-t5-S15-MSRcool - Baseline Design - Hourly Results.csv | 748.1296 | 7140.2981 | 30.6933 | 0 | 0 | 2053.1284 | 0 | 2053.1284 | 0 | SFM | wCZ12 | v2015 | rDXHP | t5 | S15 | MSRcool | Baseline Design | Hourly Results.csv | SFM-wCZ12-v2015-rDXHP-t5 | 748.1296 | 0 | 0 | 0 | 0 | 0 | 0 | 0 | 0 | 0 | 0 | 0 | 0 | 0 | 0 | 0 | 0 | 0 | 0 | 0 | 0 | 0 | 0 | 0 | 0 | 0 | 0 | 0 | 0 | 0 | 0 | 0 | 0 | 0 | 0 | 0 | 0 | 0
eline Design - Hourly Results. | SFM-wCZ12-v2015-rDXHP-t5-S15-MSRheat.pd2 | SFM-wCZ12-v2015-rDXHP-t5-S15-MSRheat - Baseline Design - Hourly Results.csv | 677.9889 | 6753.0116 | 30.6933 | 0 | 0 | 2053.1284 | 0 | 2053.1284 | 0 | SFM | wCZ12 | v2015 | rDXHP | t5 | S15 | MSRheat | Baseline Design | Hourly Results.csv | SFM-wCZ12-v2015-rDXHP-t5 | 8806.14 | 0 | 0 | 0 | 0 | 0 | 0 | 0 | 0 | 0 | 0 | 0 | 0 | 0 | 0 | 0 | 0 | 0 | 0 | 0 | 0 | 0 | 0 | 0 | 0 | 0 | 0 | 0 | 0 | 0 | 0 | 0 | 0 | 0 | 0 | 0 | 0 | 0
eline Design - Hourly Results. | SFM-wCZ12-v2015-rDXHP-t5-S16-MSRboth.pd2 | SFM-wCZ12-v2015-rDXHP-t5-S16-MSRboth - Baseline Design - Hourly Results.csv | 764.6971 | 7744.6126 | 30.6933 | 0 | 0 | 1130.9725 | 0 | 1130.9725 | 0 | SFM | wCZ12 | v2015 | rDXHP | t5 | S16 | MSRboth | Baseline Design | Hourly Results.csv | SFM-wCZ12-v2015-rDXHP-t5-both | 0 | 764.6971 | 8875.5851 | 9640.2823 | 0 | 0 | 0 | 0 | 0 | 0 | 0 | 0 | 0 | 0 | 0 | 0 | 0 | 0 | 0 | 0 | 0 | 0 | 0 | 0 | 0 | 0 | 0 | 0 | 0 | 0 | 0 | 0 | 0 | 0 | 0 | 0 | 0 | 0
eline Design - Hourly Results. | SFM-wCZ12-v2015-rDXHP-t5-S16-MSRcool.pd2 | SFM-wCZ12-v2015-rDXHP-t5-S16-MSRcool - Baseline Design - Hourly Results.csv | 764.6971 | 8229.7382 | 30.6933 | 0 | 0 | 1130.9725 | 0 | 1130.9725 | 0 | SFM | wCZ12 | v2015 | rDXHP | t5 | S16 | MSRcool | Baseline Design | Hourly Results.csv | SFM-wCZ12-v2015-rDXHP-t5 | 764.6971 | 0 | 0 | 0 | 0 | 0 | 0 | 0 | 0 | 0 | 0 | 0 | 0 | 0 | 0 | 0 | 0 | 0 | 0 | 0 | 0 | 0 | 0 | 0 | 0 | 0 | 0 | 0 | 0 | 0 | 0 | 0 | 0 | 0 | 0 | 0 | 0 | 0
eline Design - Hourly Results. | SFM-wCZ12-v2015-rDXHP-t5-S16-MSRheat.pd2 | SFM-wCZ12-v2015-rDXHP-t5-S16-MSRheat - Baseline Design - Hourly Results.csv | 692.1512 | 7744.6126 | 30.6933 | 0 | 0 | 1130.9725 | 0 | 1130.9725 | 0 | SFM | wCZ12 | v2015 | rDXHP | t5 | S16 | MSRheat | Baseline Design | Hourly Results.csv | SFM-wCZ12-v2015-rDXHP-t5 | 8875.5851 | 0 | 0 | 0 | 0 | 0 | 0 | 0 | 0 | 0 | 0 | 0 | 0 | 0 | 0 | 0 | 0 | 0 | 0 | 0 | 0 | 0 | 0 | 0 | 0 | 0 | 0 | 0 | 0 | 0 | 0 | 0 | 0 | 0 | 0 | 0 | 0 | 0
eline Design - Hourly Results. | SFM-wCZ12-v2015-rDXHP-t5-S17-MSRboth.pd2 | SFM-wCZ12-v2015-rDXHP-t5-S17-MSRboth - Baseline Design - Hourly Results.csv | 718.1933 | 7474.3157 | 30.6933 | 0 | 0 | 1130.9725 | 0 | 1130.9725 | 0 | SFM | wCZ12 | v2015 | rDXHP | t5 | S17 | MSRboth | Baseline Design | Hourly Results.csv | SFM-wCZ12-v2015-rDXHP-t5-both | 0 | 718.1933 | 8605.2882 | 9323.4815 | 0 | 0 | 0 | 0 | 0 | 0 | 0 | 0 | 0 | 0 | 0 | 0 | 0 | 0 | 0 | 0 | 0 | 0 | 0 | 0 | 0 | 0 | 0 | 0 | 0 | 0 | 0 | 0 | 0 | 0 | 0 | 0 | 0 | 0
eline Design - Hourly Results. | SFM-wCZ12-v2015-rDXHP-t5-S17-MSRcool.pd2 | SFM-wCZ12-v2015-rDXHP-t5-S17-MSRcool - Baseline Design - Hourly Results.csv | 718.1933 | 7855.6686 | 30.6933 | 0 | 0 | 1130.9725 | 0 | 1130.9725 | 0 | SFM | wCZ12 | v2015 | rDXHP | t5 | S17 | MSRcool | Baseline Design | Hourly Results.csv | SFM-wCZ12-v2015-rDXHP-t5 | 718.1933 | 0 | 0 | 0 | 0 | 0 | 0 | 0 | 0 | 0 | 0 | 0 | 0 | 0 | 0 | 0 | 0 | 0 | 0 | 0 | 0 | 0 | 0 | 0 | 0 | 0 | 0 | 0 | 0 | 0 | 0 | 0 | 0 | 0 | 0 | 0 | 0 | 0
eline Design - Hourly Results. | SFM-wCZ12-v2015-rDXHP-t5-S17-MSRheat.pd2 | SFM-wCZ12-v2015-rDXHP-t5-S17-MSRheat - Baseline Design - Hourly Results.csv | 646.6936 | 7474.3157 | 30.6933 | 0 | 0 | 1130.9725 | 0 | 1130.9725 | 0 | SFM | wCZ12 | v2015 | rDXHP | t5 | S17 | MSRheat | Baseline Design | Hourly Results.csv | SFM-wCZ12-v2015-rDXHP-t5 | 8605.2882 | 0 | 0 | 0 | 0 | 0 | 0 | 0 | 0 | 0 | 0 | 0 | 0 | 0 | 0 | 0 | 0 | 0 | 0 | 0 | 0 | 0 | 0 | 0 | 0 | 0 | 0 | 0 | 0 | 0 | 0 | 0 | 0 | 0 | 0 | 0 | 0 | 0
eline Design - Hourly Results. | SFM-wCZ13-v2015-rDXHP-t1-S14-BSLboth.pd2 | SFM-wCZ13-v2015-rDXHP-t1-S14-BSLboth - Baseline Design - Hourly Results.csv | 10622.4233 | 6671.8469 | 65.2031 | 0 | 0 | 1867.1333 | 0 | 1867.1333 | 0 | SFM | wCZ13 | v2015 | rDXHP | t1 | S14 | BSLboth | Baseline Design | Hourly Results.csv | SFM-wCZ13-v2015-rDXHP-t1-both | 0 | 10622.4233 | 8538.9802 | 19161.4035 | 0 | 0 | 0 | 0 | 0 | 0 | 0 | 0 | 0 | 0 | 0 | 0 | 0 | 0 | 0 | 0 | 0 | 0 | 0 | 0 | 0 | 0 | 0 | 0 | 0 | 0 | 0 | 0 | 0 | 0 | 0 | 0 | 0 | 0
eline Design - Hourly Results. | SFM-wCZ13-v2015-rDXHP-t1-S14-BSLcool.pd2 | SFM-wCZ13-v2015-rDXHP-t1-S14-BSLcool - Baseline Design - Hourly Results.csv | 10622.4233 | 6670.825 | 65.2031 | 0 | 0 | 1867.1333 | 0 | 1867.1333 | 0 | SFM | wCZ13 | v2015 | rDXHP | t1 | S14 | BSLcool | Baseline Design | Hourly Results.csv | SFM-wCZ13-v2015-rDXHP-t1 | 10622.4233 | 0 | 0 | 0 | 0 | 0 | 0 | 0 | 0 | 0 | 0 | 0 | 0 | 0 | 0 | 0 | 0 | 0 | 0 | 0 | 0 | 0 | 0 | 0 | 0 | 0 | 0 | 0 | 0 | 0 | 0 | 0 | 0 | 0 | 0 | 0 | 0 | 0
eline Design - Hourly Results. | SFM-wCZ13-v2015-rDXHP-t1-S14-BSLheat.pd2 | SFM-wCZ13-v2015-rDXHP-t1-S14-BSLheat - Baseline Design - Hourly Results.csv | 9268.8604 | 6671.8469 | 65.2031 | 0 | 0 | 1867.1333 | 0 | 1867.1333 | 0 | SFM | wCZ13 | v2015 | rDXHP | t1 | S14 | BSLheat | Baseline Design | Hourly Results.csv | SFM-wCZ13-v2015-rDXHP-t1 | 8538.9802 | 0 | 0 | 0 | 0 | 0 | 0 | 0 | 0 | 0 | 0 | 0 | 0 | 0 | 0 | 0 | 0 | 0 | 0 | 0 | 0 | 0 | 0 | 0 | 0 | 0 | 0 | 0 | 0 | 0 | 0 | 0 | 0 | 0 | 0 | 0 | 0 | 0
eline Design - Hourly Results. | SFM-wCZ13-v2015-rDXHP-t1-S15-MSRboth.pd2 | SFM-wCZ13-v2015-rDXHP-t1-S15-MSRboth - Baseline Design - Hourly Results.csv | 8922.6305 | 5579.864 | 87.646 | 0 | 0 | 1703.5379 | 0 | 1703.5379 | 0 | SFM | wCZ13 | v2015 | rDXHP | t1 | S15 | MSRboth | Baseline Design | Hourly Results.csv | SFM-wCZ13-v2015-rDXHP-t1-both | 0 | 8922.6305 | 7283.4019 | 16206.0324 | 0 | 0 | 0 | 0 | 0 | 0 | 0 | 0 | 0 | 0 | 0 | 0 | 0 | 0 | 0 | 0 | 0 | 0 | 0 | 0 | 0 | 0 | 0 | 0 | 0 | 0 | 0 | 0 | 0 | 0 | 0 | 0 | 0 | 0
eline Design - Hourly Results. | SFM-wCZ13-v2015-rDXHP-t1-S15-MSRcool.pd2 | SFM-wCZ13-v2015-rDXHP-t1-S15-MSRcool - Baseline Design - Hourly Results.csv | 8922.6305 | 5899.8705 | 87.646 | 0 | 0 | 1703.5379 | 0 | 1703.5379 | 0 | SFM | wCZ13 | v2015 | rDXHP | t1 | S15 | MSRcool | Baseline Design | Hourly Results.csv | SFM-wCZ13-v2015-rDXHP-t1 | 8922.6305 | 0 | 0 | 0 | 0 | 0 | 0 | 0 | 0 | 0 | 0 | 0 | 0 | 0 | 0 | 0 | 0 | 0 | 0 | 0 | 0 | 0 | 0 | 0 | 0 | 0 | 0 | 0 | 0 | 0 | 0 | 0 | 0 | 0 | 0 | 0 | 0 | 0
eline Design - Hourly Results. | SFM-wCZ13-v2015-rDXHP-t1-S15-MSRheat.pd2 | SFM-wCZ13-v2015-rDXHP-t1-S15-MSRheat - Baseline Design - Hourly Results.csv | 8086.0917 | 5579.864 | 87.646 | 0 | 0 | 1703.5379 | 0 | 1703.5379 | 0 | SFM | wCZ13 | v2015 | rDXHP | t1 | S15 | MSRheat | Baseline Design | Hourly Results.csv | SFM-wCZ13-v2015-rDXHP-t1 | 7283.4019 | 0 | 0 | 0 | 0 | 0 | 0 | 0 | 0 | 0 | 0 | 0 | 0 | 0 | 0 | 0 | 0 | 0 | 0 | 0 | 0 | 0 | 0 | 0 | 0 | 0 | 0 | 0 | 0 | 0 | 0 | 0 | 0 | 0 | 0 | 0 | 0 | 0
eline Design - Hourly Results. | SFM-wCZ13-v2015-rDXHP-t1-S16-MSRboth.pd2 | SFM-wCZ13-v2015-rDXHP-t1-S16-MSRboth - Baseline Design - Hourly Results.csv | 9188.0012 | 6619.9944 | 87.7425 | 0 | 0 | 405.2415 | 0 | 405.2415 | 0 | SFM | wCZ13 | v2015 | rDXHP | t1 | S16 | MSRboth | Baseline Design | Hourly Results.csv | SFM-wCZ13-v2015-rDXHP-t1-both | 0 | 9188.0012 | 7025.236 | 16213.2371 | 0 | 0 | 0 | 0 | 0 | 0 | 0 | 0 | 0 | 0 | 0 | 0 | 0 | 0 | 0 | 0 | 0 | 0 | 0 | 0 | 0 | 0 | 0 | 0 | 0 | 0 | 0 | 0 | 0 | 0 | 0 | 0 | 0 | 0
eline Design - Hourly Results. | SFM-wCZ13-v2015-rDXHP-t1-S16-MSRcool.pd2 | SFM-wCZ13-v2015-rDXHP-t1-S16-MSRcool - Baseline Design - Hourly Results.csv | 9188.0012 | 7034.6735 | 87.7425 | 0 | 0 | 405.2415 | 0 | 405.2415 | 0 | SFM | wCZ13 | v2015 | rDXHP | t1 | S16 | MSRcool | Baseline Design | Hourly Results.csv | SFM-wCZ13-v2015-rDXHP-t1 | 9188.0012 | 0 | 0 | 0 | 0 | 0 | 0 | 0 | 0 | 0 | 0 | 0 | 0 | 0 | 0 | 0 | 0 | 0 | 0 | 0 | 0 | 0 | 0 | 0 | 0 | 0 | 0 | 0 | 0 | 0 | 0 | 0 | 0 | 0 | 0 | 0 | 0 | 0
eline Design - Hourly Results. | SFM-wCZ13-v2015-rDXHP-t1-S16-MSRheat.pd2 | SFM-wCZ13-v2015-rDXHP-t1-S16-MSRheat - Baseline Design - Hourly Results.csv | 8316.3468 | 6619.9944 | 87.7425 | 0 | 0 | 405.2415 | 0 | 405.2415 | 0 | SFM | wCZ13 | v2015 | rDXHP | t1 | S16 | MSRheat | Baseline Design | Hourly Results.csv | SFM-wCZ13-v2015-rDXHP-t1 | 7025.236 | 0 | 0 | 0 | 0 | 0 | 0 | 0 | 0 | 0 | 0 | 0 | 0 | 0 | 0 | 0 | 0 | 0 | 0 | 0 | 0 | 0 | 0 | 0 | 0 | 0 | 0 | 0 | 0 | 0 | 0 | 0 | 0 | 0 | 0 | 0 | 0 | 0
eline Design - Hourly Results. | SFM-wCZ13-v2015-rDXHP-t1-S17-MSRboth.pd2 | SFM-wCZ13-v2015-rDXHP-t1-S17-MSRboth - Baseline Design - Hourly Results.csv | 8629.2488 | 6388.948 | 87.7425 | 0 | 0 | 405.2415 | 0 | 405.2415 | 0 | SFM | wCZ13 | v2015 | rDXHP | t1 | S17 | MSRboth | Baseline Design | Hourly Results.csv | SFM-wCZ13-v2015-rDXHP-t1-both | 0 | 8629.2488 | 6794.1896 | 15423.4383 | 0 | 0 | 0 | 0 | 0 | 0 | 0 | 0 | 0 | 0 | 0 | 0 | 0 | 0 | 0 | 0 | 0 | 0 | 0 | 0 | 0 | 0 | 0 | 0 | 0 | 0 | 0 | 0 | 0 | 0 | 0 | 0 | 0 | 0
eline Design - Hourly Results. | SFM-wCZ13-v2015-rDXHP-t1-S17-MSRcool.pd2 | SFM-wCZ13-v2015-rDXHP-t1-S17-MSRcool - Baseline Design - Hourly Results.csv | 8629.2488 | 6714.9236 | 87.7425 | 0 | 0 | 405.2415 | 0 | 405.2415 | 0 | SFM | wCZ13 | v2015 | rDXHP | t1 | S17 | MSRcool | Baseline Design | Hourly Results.csv | SFM-wCZ13-v2015-rDXHP-t1 | 8629.2488 | 0 | 0 | 0 | 0 | 0 | 0 | 0 | 0 | 0 | 0 | 0 | 0 | 0 | 0 | 0 | 0 | 0 | 0 | 0 | 0 | 0 | 0 | 0 | 0 | 0 | 0 | 0 | 0 | 0 | 0 | 0 | 0 | 0 | 0 | 0 | 0 | 0
eline Design - Hourly Results. | SFM-wCZ13-v2015-rDXHP-t1-S17-MSRheat.pd2 | SFM-wCZ13-v2015-rDXHP-t1-S17-MSRheat - Baseline Design - Hourly Results.csv | 7770.1652 | 6388.948 | 87.7425 | 0 | 0 | 405.2415 | 0 | 405.2415 | 0 | SFM | wCZ13 | v2015 | rDXHP | t1 | S17 | MSRheat | Baseline Design | Hourly Results.csv | SFM-wCZ13-v2015-rDXHP-t1 | 6794.1896 | 0 | 0 | 0 | 0 | 0 | 0 | 0 | 0 | 0 | 0 | 0 | 0 | 0 | 0 | 0 | 0 | 0 | 0 | 0 | 0 | 0 | 0 | 0 | 0 | 0 | 0 | 0 | 0 | 0 | 0 | 0 | 0 | 0 | 0 | 0 | 0 | 0
eline Design - Hourly Results. | SFM-wCZ13-v2015-rDXHP-t2-S14-BSLboth.pd2 | SFM-wCZ13-v2015-rDXHP-t2-S14-BSLboth - Baseline Design - Hourly Results.csv | 5721.899 | 7267.7434 | 1.0962 | 0 | 0 | 1798.9144 | 0 | 1798.9144 | 0 | SFM | wCZ13 | v2015 | rDXHP | t2 | S14 | BSLboth | Baseline Design | Hourly Results.csv | SFM-wCZ13-v2015-rDXHP-t2-both | 0 | 5721.899 | 9066.6578 | 14788.5568 | 0 | 0 | 0 | 0 | 0 | 0 | 0 | 0 | 0 | 0 | 0 | 0 | 0 | 0 | 0 | 0 | 0 | 0 | 0 | 0 | 0 | 0 | 0 | 0 | 0 | 0 | 0 | 0 | 0 | 0 | 0 | 0 | 0 | 0
eline Design - Hourly Results. | SFM-wCZ13-v2015-rDXHP-t2-S14-BSLcool.pd2 | SFM-wCZ13-v2015-rDXHP-t2-S14-BSLcool - Baseline Design - Hourly Results.csv | 5721.899 | 7266.6301 | 1.0962 | 0 | 0 | 1798.9144 | 0 | 1798.9144 | 0 | SFM | wCZ13 | v2015 | rDXHP | t2 | S14 | BSLcool | Baseline Design | Hourly Results.csv | SFM-wCZ13-v2015-rDXHP-t2 | 5721.899 | 0 | 0 | 0 | 0 | 0 | 0 | 0 | 0 | 0 | 0 | 0 | 0 | 0 | 0 | 0 | 0 | 0 | 0 | 0 | 0 | 0 | 0 | 0 | 0 | 0 | 0 | 0 | 0 | 0 | 0 | 0 | 0 | 0 | 0 | 0 | 0 | 0
eline Design - Hourly Results. | SFM-wCZ13-v2015-rDXHP-t2-S14-BSLheat.pd2 | SFM-wCZ13-v2015-rDXHP-t2-S14-BSLheat - Baseline Design - Hourly Results.csv | 4992.7856 | 7267.7434 | 1.0962 | 0 | 0 | 1798.9144 | 0 | 1798.9144 | 0 | SFM | wCZ13 | v2015 | rDXHP | t2 | S14 | BSLheat | Baseline Design | Hourly Results.csv | SFM-wCZ13-v2015-rDXHP-t2 | 9066.6578 | 0 | 0 | 0 | 0 | 0 | 0 | 0 | 0 | 0 | 0 | 0 | 0 | 0 | 0 | 0 | 0 | 0 | 0 | 0 | 0 | 0 | 0 | 0 | 0 | 0 | 0 | 0 | 0 | 0 | 0 | 0 | 0 | 0 | 0 | 0 | 0 | 0
eline Design - Hourly Results. | SFM-wCZ13-v2015-rDXHP-t2-S15-MSRboth.pd2 | SFM-wCZ13-v2015-rDXHP-t2-S15-MSRboth - Baseline Design - Hourly Results.csv | 4822.3548 | 6067.6875 | 0.46979 | 0 | 0 | 1644.1352 | 0 | 1644.1352 | 0 | SFM | wCZ13 | v2015 | rDXHP | t2 | S15 | MSRboth | Baseline Design | Hourly Results.csv | SFM-wCZ13-v2015-rDXHP-t2-both | 0 | 4822.3548 | 7711.8228 | 12534.1776 | 0 | 0 | 0 | 0 | 0 | 0 | 0 | 0 | 0 | 0 | 0 | 0 | 0 | 0 | 0 | 0 | 0 | 0 | 0 | 0 | 0 | 0 | 0 | 0 | 0 | 0 | 0 | 0 | 0 | 0 | 0 | 0 | 0 | 0
eline Design - Hourly Results. | SFM-wCZ13-v2015-rDXHP-t2-S15-MSRcool.pd2 | SFM-wCZ13-v2015-rDXHP-t2-S15-MSRcool - Baseline Design - Hourly Results.csv | 4822.3548 | 6415.6707 | 0.46979 | 0 | 0 | 1644.1352 | 0 | 1644.1352 | 0 | SFM | wCZ13 | v2015 | rDXHP | t2 | S15 | MSRcool | Baseline Design | Hourly Results.csv | SFM-wCZ13-v2015-rDXHP-t2 | 4822.3548 | 0 | 0 | 0 | 0 | 0 | 0 | 0 | 0 | 0 | 0 | 0 | 0 | 0 | 0 | 0 | 0 | 0 | 0 | 0 | 0 | 0 | 0 | 0 | 0 | 0 | 0 | 0 | 0 | 0 | 0 | 0 | 0 | 0 | 0 | 0 | 0 | 0
eline Design - Hourly Results. | SFM-wCZ13-v2015-rDXHP-t2-S15-MSRheat.pd2 | SFM-wCZ13-v2015-rDXHP-t2-S15-MSRheat - Baseline Design - Hourly Results.csv | 4370.2362 | 6067.6875 | 0.46979 | 0 | 0 | 1644.1352 | 0 | 1644.1352 | 0 | SFM | wCZ13 | v2015 | rDXHP | t2 | S15 | MSRheat | Baseline Design | Hourly Results.csv | SFM-wCZ13-v2015-rDXHP-t2 | 7711.8228 | 0 | 0 | 0 | 0 | 0 | 0 | 0 | 0 | 0 | 0 | 0 | 0 | 0 | 0 | 0 | 0 | 0 | 0 | 0 | 0 | 0 | 0 | 0 | 0 | 0 | 0 | 0 | 0 | 0 | 0 | 0 | 0 | 0 | 0 | 0 | 0 | 0
eline Design - Hourly Results. | SFM-wCZ13-v2015-rDXHP-t2-S16-MSRboth.pd2 | SFM-wCZ13-v2015-rDXHP-t2-S16-MSRboth - Baseline Design - Hourly Results.csv | 5004.5458 | 7228.2421 | 1.0962 | 0 | 0 | 242.4599 | 0 | 242.4599 | 0 | SFM | wCZ13 | v2015 | rDXHP | t2 | S16 | MSRboth | Baseline Design | Hourly Results.csv | SFM-wCZ13-v2015-rDXHP-t2-both | 0 | 5004.5458 | 7470.702 | 12475.2477 | 0 | 0 | 0 | 0 | 0 | 0 | 0 | 0 | 0 | 0 | 0 | 0 | 0 | 0 | 0 | 0 | 0 | 0 | 0 | 0 | 0 | 0 | 0 | 0 | 0 | 0 | 0 | 0 | 0 | 0 | 0 | 0 | 0 | 0
eline Design - Hourly Results. | SFM-wCZ13-v2015-rDXHP-t2-S16-MSRcool.pd2 | SFM-wCZ13-v2015-rDXHP-t2-S16-MSRcool - Baseline Design - Hourly Results.csv | 5004.5458 | 7681.0221 | 1.0962 | 0 | 0 | 242.4599 | 0 | 242.4599 | 0 | SFM | wCZ13 | v2015 | rDXHP | t2 | S16 | MSRcool | Baseline Design | Hourly Results.csv | SFM-wCZ13-v2015-rDXHP-t2 | 5004.5458 | 0 | 0 | 0 | 0 | 0 | 0 | 0 | 0 | 0 | 0 | 0 | 0 | 0 | 0 | 0 | 0 | 0 | 0 | 0 | 0 | 0 | 0 | 0 | 0 | 0 | 0 | 0 | 0 | 0 | 0 | 0 | 0 | 0 | 0 | 0 | 0 | 0
eline Design - Hourly Results. | SFM-wCZ13-v2015-rDXHP-t2-S16-MSRheat.pd2 | SFM-wCZ13-v2015-rDXHP-t2-S16-MSRheat - Baseline Design - Hourly Results.csv | 4529.7706 | 7228.2421 | 1.0962 | 0 | 0 | 242.4599 | 0 | 242.4599 | 0 | SFM | wCZ13 | v2015 | rDXHP | t2 | S16 | MSRheat | Baseline Design | Hourly Results.csv | SFM-wCZ13-v2015-rDXHP-t2 | 7470.702 | 0 | 0 | 0 | 0 | 0 | 0 | 0 | 0 | 0 | 0 | 0 | 0 | 0 | 0 | 0 | 0 | 0 | 0 | 0 | 0 | 0 | 0 | 0 | 0 | 0 | 0 | 0 | 0 | 0 | 0 | 0 | 0 | 0 | 0 | 0 | 0 | 0
eline Design - Hourly Results. | SFM-wCZ13-v2015-rDXHP-t2-S17-MSRboth.pd2 | SFM-wCZ13-v2015-rDXHP-t2-S17-MSRboth - Baseline Design - Hourly Results.csv | 4700.2029 | 6975.9672 | 1.0962 | 0 | 0 | 242.4599 | 0 | 242.4599 | 0 | SFM | wCZ13 | v2015 | rDXHP | t2 | S17 | MSRboth | Baseline Design | Hourly Results.csv | SFM-wCZ13-v2015-rDXHP-t2-both | 0 | 4700.2029 | 7218.4271 | 11918.63 | 0 | 0 | 0 | 0 | 0 | 0 | 0 | 0 | 0 | 0 | 0 | 0 | 0 | 0 | 0 | 0 | 0 | 0 | 0 | 0 | 0 | 0 | 0 | 0 | 0 | 0 | 0 | 0 | 0 | 0 | 0 | 0 | 0 | 0
eline Design - Hourly Results. | SFM-wCZ13-v2015-rDXHP-t2-S17-MSRcool.pd2 | SFM-wCZ13-v2015-rDXHP-t2-S17-MSRcool - Baseline Design - Hourly Results.csv | 4700.2029 | 7331.8935 | 1.0962 | 0 | 0 | 242.4599 | 0 | 242.4599 | 0 | SFM | wCZ13 | v2015 | rDXHP | t2 | S17 | MSRcool | Baseline Design | Hourly Results.csv | SFM-wCZ13-v2015-rDXHP-t2 | 4700.2029 | 0 | 0 | 0 | 0 | 0 | 0 | 0 | 0 | 0 | 0 | 0 | 0 | 0 | 0 | 0 | 0 | 0 | 0 | 0 | 0 | 0 | 0 | 0 | 0 | 0 | 0 | 0 | 0 | 0 | 0 | 0 | 0 | 0 | 0 | 0 | 0 | 0
eline Design - Hourly Results. | SFM-wCZ13-v2015-rDXHP-t2-S17-MSRheat.pd2 | SFM-wCZ13-v2015-rDXHP-t2-S17-MSRheat - Baseline Design - Hourly Results.csv | 4232.2747 | 6975.9672 | 1.0962 | 0 | 0 | 242.4599 | 0 | 242.4599 | 0 | SFM | wCZ13 | v2015 | rDXHP | t2 | S17 | MSRheat | Baseline Design | Hourly Results.csv | SFM-wCZ13-v2015-rDXHP-t2 | 7218.4271 | 0 | 0 | 0 | 0 | 0 | 0 | 0 | 0 | 0 | 0 | 0 | 0 | 0 | 0 | 0 | 0 | 0 | 0 | 0 | 0 | 0 | 0 | 0 | 0 | 0 | 0 | 0 | 0 | 0 | 0 | 0 | 0 | 0 | 0 | 0 | 0 | 0
eline Design - Hourly Results. | SFM-wCZ13-v2015-rDXHP-t3-S14-BSLboth.pd2 | SFM-wCZ13-v2015-rDXHP-t3-S14-BSLboth - Baseline Design - Hourly Results.csv | 5523.6398 | 8323.486 | 34.9215 | 0 | 0 | 2180.6922 | 0 | 2180.6922 | 0 | SFM | wCZ13 | v2015 | rDXHP | t3 | S14 | BSLboth | Baseline Design | Hourly Results.csv | SFM-wCZ13-v2015-rDXHP-t3-both | 0 | 5523.6398 | 10504.1782 | 16027.818 | 0 | 0 | 0 | 0 | 0 | 0 | 0 | 0 | 0 | 0 | 0 | 0 | 0 | 0 | 0 | 0 | 0 | 0 | 0 | 0 | 0 | 0 | 0 | 0 | 0 | 0 | 0 | 0 | 0 | 0 | 0 | 0 | 0 | 0
eline Design - Hourly Results. | SFM-wCZ13-v2015-rDXHP-t3-S14-BSLcool.pd2 | SFM-wCZ13-v2015-rDXHP-t3-S14-BSLcool - Baseline Design - Hourly Results.csv | 5523.6398 | 8322.2111 | 34.9215 | 0 | 0 | 2180.6922 | 0 | 2180.6922 | 0 | SFM | wCZ13 | v2015 | rDXHP | t3 | S14 | BSLcool | Baseline Design | Hourly Results.csv | SFM-wCZ13-v2015-rDXHP-t3 | 5523.6398 | 0 | 0 | 0 | 0 | 0 | 0 | 0 | 0 | 0 | 0 | 0 | 0 | 0 | 0 | 0 | 0 | 0 | 0 | 0 | 0 | 0 | 0 | 0 | 0 | 0 | 0 | 0 | 0 | 0 | 0 | 0 | 0 | 0 | 0 | 0 | 0 | 0
eline Design - Hourly Results. | SFM-wCZ13-v2015-rDXHP-t3-S14-BSLheat.pd2 | SFM-wCZ13-v2015-rDXHP-t3-S14-BSLheat - Baseline Design - Hourly Results.csv | 4819.7895 | 8323.486 | 34.9215 | 0 | 0 | 2180.6922 | 0 | 2180.6922 | 0 | SFM | wCZ13 | v2015 | rDXHP | t3 | S14 | BSLheat | Baseline Design | Hourly Results.csv | SFM-wCZ13-v2015-rDXHP-t3 | 10504.1782 | 0 | 0 | 0 | 0 | 0 | 0 | 0 | 0 | 0 | 0 | 0 | 0 | 0 | 0 | 0 | 0 | 0 | 0 | 0 | 0 | 0 | 0 | 0 | 0 | 0 | 0 | 0 | 0 | 0 | 0 | 0 | 0 | 0 | 0 | 0 | 0 | 0
eline Design - Hourly Results. | SFM-wCZ13-v2015-rDXHP-t3-S15-MSRboth.pd2 | SFM-wCZ13-v2015-rDXHP-t3-S15-MSRboth - Baseline Design - Hourly Results.csv | 4598.6411 | 6977.5145 | 79.3781 | 0 | 0 | 1953.6805 | 0 | 1953.6805 | 0 | SFM | wCZ13 | v2015 | rDXHP | t3 | S15 | MSRboth | Baseline Design | Hourly Results.csv | SFM-wCZ13-v2015-rDXHP-t3-both | 0 | 4598.6411 | 8931.1951 | 13529.8362 | 0 | 0 | 0 | 0 | 0 | 0 | 0 | 0 | 0 | 0 | 0 | 0 | 0 | 0 | 0 | 0 | 0 | 0 | 0 | 0 | 0 | 0 | 0 | 0 | 0 | 0 | 0 | 0 | 0 | 0 | 0 | 0 | 0 | 0
eline Design - Hourly Results. | SFM-wCZ13-v2015-rDXHP-t3-S15-MSRcool.pd2 | SFM-wCZ13-v2015-rDXHP-t3-S15-MSRcool - Baseline Design - Hourly Results.csv | 4598.6411 | 7377.6763 | 79.3781 | 0 | 0 | 1953.6805 | 0 | 1953.6805 | 0 | SFM | wCZ13 | v2015 | rDXHP | t3 | S15 | MSRcool | Baseline Design | Hourly Results.csv | SFM-wCZ13-v2015-rDXHP-t3 | 4598.6411 | 0 | 0 | 0 | 0 | 0 | 0 | 0 | 0 | 0 | 0 | 0 | 0 | 0 | 0 | 0 | 0 | 0 | 0 | 0 | 0 | 0 | 0 | 0 | 0 | 0 | 0 | 0 | 0 | 0 | 0 | 0 | 0 | 0 | 0 | 0 | 0 | 0
eline Design - Hourly Results. | SFM-wCZ13-v2015-rDXHP-t3-S15-MSRheat.pd2 | SFM-wCZ13-v2015-rDXHP-t3-S15-MSRheat - Baseline Design - Hourly Results.csv | 4167.4968 | 6977.5145 | 79.3781 | 0 | 0 | 1953.6805 | 0 | 1953.6805 | 0 | SFM | wCZ13 | v2015 | rDXHP | t3 | S15 | MSRheat | Baseline Design | Hourly Results.csv | SFM-wCZ13-v2015-rDXHP-t3 | 8931.1951 | 0 | 0 | 0 | 0 | 0 | 0 | 0 | 0 | 0 | 0 | 0 | 0 | 0 | 0 | 0 | 0 | 0 | 0 | 0 | 0 | 0 | 0 | 0 | 0 | 0 | 0 | 0 | 0 | 0 | 0 | 0 | 0 | 0 | 0 | 0 | 0 | 0
eline Design - Hourly Results. | SFM-wCZ13-v2015-rDXHP-t3-S16-MSRboth.pd2 | SFM-wCZ13-v2015-rDXHP-t3-S16-MSRboth - Baseline Design - Hourly Results.csv | 4744.1384 | 8037.0746 | 33.6687 | 0 | 0 | 855.1009 | 0 | 855.1009 | 0 | SFM | wCZ13 | v2015 | rDXHP | t3 | S16 | MSRboth | Baseline Design | Hourly Results.csv | SFM-wCZ13-v2015-rDXHP-t3-both | 0 | 4744.1384 | 8892.1755 | 13636.3139 | 0 | 0 | 0 | 0 | 0 | 0 | 0 | 0 | 0 | 0 | 0 | 0 | 0 | 0 | 0 | 0 | 0 | 0 | 0 | 0 | 0 | 0 | 0 | 0 | 0 | 0 | 0 | 0 | 0 | 0 | 0 | 0 | 0 | 0
eline Design - Hourly Results. | SFM-wCZ13-v2015-rDXHP-t3-S16-MSRcool.pd2 | SFM-wCZ13-v2015-rDXHP-t3-S16-MSRcool - Baseline Design - Hourly Results.csv | 4744.1384 | 8540.5206 | 33.6687 | 0 | 0 | 855.1009 | 0 | 855.1009 | 0 | SFM | wCZ13 | v2015 | rDXHP | t3 | S16 | MSRcool | Baseline Design | Hourly Results.csv | SFM-wCZ13-v2015-rDXHP-t3 | 4744.1384 | 0 | 0 | 0 | 0 | 0 | 0 | 0 | 0 | 0 | 0 | 0 | 0 | 0 | 0 | 0 | 0 | 0 | 0 | 0 | 0 | 0 | 0 | 0 | 0 | 0 | 0 | 0 | 0 | 0 | 0 | 0 | 0 | 0 | 0 | 0 | 0 | 0
eline Design - Hourly Results. | SFM-wCZ13-v2015-rDXHP-t3-S16-MSRheat.pd2 | SFM-wCZ13-v2015-rDXHP-t3-S16-MSRheat - Baseline Design - Hourly Results.csv | 4294.0677 | 8037.0746 | 33.6687 | 0 | 0 | 855.1009 | 0 | 855.1009 | 0 | SFM | wCZ13 | v2015 | rDXHP | t3 | S16 | MSRheat | Baseline Design | Hourly Results.csv | SFM-wCZ13-v2015-rDXHP-t3 | 8892.1755 | 0 | 0 | 0 | 0 | 0 | 0 | 0 | 0 | 0 | 0 | 0 | 0 | 0 | 0 | 0 | 0 | 0 | 0 | 0 | 0 | 0 | 0 | 0 | 0 | 0 | 0 | 0 | 0 | 0 | 0 | 0 | 0 | 0 | 0 | 0 | 0 | 0
eline Design - Hourly Results. | SFM-wCZ13-v2015-rDXHP-t3-S17-MSRboth.pd2 | SFM-wCZ13-v2015-rDXHP-t3-S17-MSRboth - Baseline Design - Hourly Results.csv | 4455.6316 | 7756.571 | 33.6687 | 0 | 0 | 855.1009 | 0 | 855.1009 | 0 | SFM | wCZ13 | v2015 | rDXHP | t3 | S17 | MSRboth | Baseline Design | Hourly Results.csv | SFM-wCZ13-v2015-rDXHP-t3-both | 0 | 4455.6316 | 8611.6718 | 13067.3034 | 0 | 0 | 0 | 0 | 0 | 0 | 0 | 0 | 0 | 0 | 0 | 0 | 0 | 0 | 0 | 0 | 0 | 0 | 0 | 0 | 0 | 0 | 0 | 0 | 0 | 0 | 0 | 0 | 0 | 0 | 0 | 0 | 0 | 0
eline Design - Hourly Results. | SFM-wCZ13-v2015-rDXHP-t3-S17-MSRcool.pd2 | SFM-wCZ13-v2015-rDXHP-t3-S17-MSRcool - Baseline Design - Hourly Results.csv | 4455.6316 | 8152.3249 | 33.6687 | 0 | 0 | 855.1009 | 0 | 855.1009 | 0 | SFM | wCZ13 | v2015 | rDXHP | t3 | S17 | MSRcool | Baseline Design | Hourly Results.csv | SFM-wCZ13-v2015-rDXHP-t3 | 4455.6316 | 0 | 0 | 0 | 0 | 0 | 0 | 0 | 0 | 0 | 0 | 0 | 0 | 0 | 0 | 0 | 0 | 0 | 0 | 0 | 0 | 0 | 0 | 0 | 0 | 0 | 0 | 0 | 0 | 0 | 0 | 0 | 0 | 0 | 0 | 0 | 0 | 0
eline Design - Hourly Results. | SFM-wCZ13-v2015-rDXHP-t3-S17-MSRheat.pd2 | SFM-wCZ13-v2015-rDXHP-t3-S17-MSRheat - Baseline Design - Hourly Results.csv | 4012.0522 | 7756.571 | 33.6687 | 0 | 0 | 855.1009 | 0 | 855.1009 | 0 | SFM | wCZ13 | v2015 | rDXHP | t3 | S17 | MSRheat | Baseline Design | Hourly Results.csv | SFM-wCZ13-v2015-rDXHP-t3 | 8611.6718 | 0 | 0 | 0 | 0 | 0 | 0 | 0 | 0 | 0 | 0 | 0 | 0 | 0 | 0 | 0 | 0 | 0 | 0 | 0 | 0 | 0 | 0 | 0 | 0 | 0 | 0 | 0 | 0 | 0 | 0 | 0 | 0 | 0 | 0 | 0 | 0 | 0
eline Design - Hourly Results. | SFM-wCZ13-v2015-rDXHP-t4-S14-BSLboth.pd2 | SFM-wCZ13-v2015-rDXHP-t4-S14-BSLboth - Baseline Design - Hourly Results.csv | 2597.4021 | 6895.8386 | 5.3243 | 0 | 0 | 1279.9558 | 0 | 1279.9558 | 0 | SFM | wCZ13 | v2015 | rDXHP | t4 | S14 | BSLboth | Baseline Design | Hourly Results.csv | SFM-wCZ13-v2015-rDXHP-t4-both | 0 | 2597.4021 | 8175.7944 | 10773.1966 | 0 | 0 | 0 | 0 | 0 | 0 | 0 | 0 | 0 | 0 | 0 | 0 | 0 | 0 | 0 | 0 | 0 | 0 | 0 | 0 | 0 | 0 | 0 | 0 | 0 | 0 | 0 | 0 | 0 | 0 | 0 | 0 | 0 | 0
eline Design - Hourly Results. | SFM-wCZ13-v2015-rDXHP-t4-S14-BSLcool.pd2 | SFM-wCZ13-v2015-rDXHP-t4-S14-BSLcool - Baseline Design - Hourly Results.csv | 2597.4021 | 6894.7821 | 5.3243 | 0 | 0 | 1279.9558 | 0 | 1279.9558 | 0 | SFM | wCZ13 | v2015 | rDXHP | t4 | S14 | BSLcool | Baseline Design | Hourly Results.csv | SFM-wCZ13-v2015-rDXHP-t4 | 2597.4021 | 0 | 0 | 0 | 0 | 0 | 0 | 0 | 0 | 0 | 0 | 0 | 0 | 0 | 0 | 0 | 0 | 0 | 0 | 0 | 0 | 0 | 0 | 0 | 0 | 0 | 0 | 0 | 0 | 0 | 0 | 0 | 0 | 0 | 0 | 0 | 0 | 0
eline Design - Hourly Results. | SFM-wCZ13-v2015-rDXHP-t4-S14-BSLheat.pd2 | SFM-wCZ13-v2015-rDXHP-t4-S14-BSLheat - Baseline Design - Hourly Results.csv | 2266.428 | 6895.8386 | 5.3243 | 0 | 0 | 1279.9558 | 0 | 1279.9558 | 0 | SFM | wCZ13 | v2015 | rDXHP | t4 | S14 | BSLheat | Baseline Design | Hourly Results.csv | SFM-wCZ13-v2015-rDXHP-t4 | 8175.7944 | 0 | 0 | 0 | 0 | 0 | 0 | 0 | 0 | 0 | 0 | 0 | 0 | 0 | 0 | 0 | 0 | 0 | 0 | 0 | 0 | 0 | 0 | 0 | 0 | 0 | 0 | 0 | 0 | 0 | 0 | 0 | 0 | 0 | 0 | 0 | 0 | 0
eline Design - Hourly Results. | SFM-wCZ13-v2015-rDXHP-t4-S15-MSRboth.pd2 | SFM-wCZ13-v2015-rDXHP-t4-S15-MSRboth - Baseline Design - Hourly Results.csv | 2168.7225 | 5811.4026 | 4.0716 | 0 | 0 | 1143.22 | 0 | 1143.22 | 0 | SFM | wCZ13 | v2015 | rDXHP | t4 | S15 | MSRboth | Baseline Design | Hourly Results.csv | SFM-wCZ13-v2015-rDXHP-t4-both | 0 | 2168.7225 | 6954.6226 | 9123.3451 | 0 | 0 | 0 | 0 | 0 | 0 | 0 | 0 | 0 | 0 | 0 | 0 | 0 | 0 | 0 | 0 | 0 | 0 | 0 | 0 | 0 | 0 | 0 | 0 | 0 | 0 | 0 | 0 | 0 | 0 | 0 | 0 | 0 | 0
eline Design - Hourly Results. | SFM-wCZ13-v2015-rDXHP-t4-S15-MSRcool.pd2 | SFM-wCZ13-v2015-rDXHP-t4-S15-MSRcool - Baseline Design - Hourly Results.csv | 2168.7225 | 6144.6874 | 4.0716 | 0 | 0 | 1143.22 | 0 | 1143.22 | 0 | SFM | wCZ13 | v2015 | rDXHP | t4 | S15 | MSRcool | Baseline Design | Hourly Results.csv | SFM-wCZ13-v2015-rDXHP-t4 | 2168.7225 | 0 | 0 | 0 | 0 | 0 | 0 | 0 | 0 | 0 | 0 | 0 | 0 | 0 | 0 | 0 | 0 | 0 | 0 | 0 | 0 | 0 | 0 | 0 | 0 | 0 | 0 | 0 | 0 | 0 | 0 | 0 | 0 | 0 | 0 | 0 | 0 | 0
eline Design - Hourly Results. | SFM-wCZ13-v2015-rDXHP-t4-S15-MSRheat.pd2 | SFM-wCZ13-v2015-rDXHP-t4-S15-MSRheat - Baseline Design - Hourly Results.csv | 1965.3946 | 5811.4026 | 4.0716 | 0 | 0 | 1143.22 | 0 | 1143.22 | 0 | SFM | wCZ13 | v2015 | rDXHP | t4 | S15 | MSRheat | Baseline Design | Hourly Results.csv | SFM-wCZ13-v2015-rDXHP-t4 | 6954.6226 | 0 | 0 | 0 | 0 | 0 | 0 | 0 | 0 | 0 | 0 | 0 | 0 | 0 | 0 | 0 | 0 | 0 | 0 | 0 | 0 | 0 | 0 | 0 | 0 | 0 | 0 | 0 | 0 | 0 | 0 | 0 | 0 | 0 | 0 | 0 | 0 | 0
eline Design - Hourly Results. | SFM-wCZ13-v2015-rDXHP-t4-S16-MSRboth.pd2 | SFM-wCZ13-v2015-rDXHP-t4-S16-MSRboth - Baseline Design - Hourly Results.csv | 2210.7418 | 6592.5873 | 4.8546 | 0 | 0 | 491.4465 | 0 | 491.4465 | 0 | SFM | wCZ13 | v2015 | rDXHP | t4 | S16 | MSRboth | Baseline Design | Hourly Results.csv | SFM-wCZ13-v2015-rDXHP-t4-both | 0 | 2210.7418 | 7084.0338 | 9294.7756 | 0 | 0 | 0 | 0 | 0 | 0 | 0 | 0 | 0 | 0 | 0 | 0 | 0 | 0 | 0 | 0 | 0 | 0 | 0 | 0 | 0 | 0 | 0 | 0 | 0 | 0 | 0 | 0 | 0 | 0 | 0 | 0 | 0 | 0
eline Design - Hourly Results. | SFM-wCZ13-v2015-rDXHP-t4-S16-MSRcool.pd2 | SFM-wCZ13-v2015-rDXHP-t4-S16-MSRcool - Baseline Design - Hourly Results.csv | 2210.7418 | 7005.5499 | 4.8546 | 0 | 0 | 491.4465 | 0 | 491.4465 | 0 | SFM | wCZ13 | v2015 | rDXHP | t4 | S16 | MSRcool | Baseline Design | Hourly Results.csv | SFM-wCZ13-v2015-rDXHP-t4 | 2210.7418 | 0 | 0 | 0 | 0 | 0 | 0 | 0 | 0 | 0 | 0 | 0 | 0 | 0 | 0 | 0 | 0 | 0 | 0 | 0 | 0 | 0 | 0 | 0 | 0 | 0 | 0 | 0 | 0 | 0 | 0 | 0 | 0 | 0 | 0 | 0 | 0 | 0
eline Design - Hourly Results. | SFM-wCZ13-v2015-rDXHP-t4-S16-MSRheat.pd2 | SFM-wCZ13-v2015-rDXHP-t4-S16-MSRheat - Baseline Design - Hourly Results.csv | 2001.0114 | 6592.5873 | 4.8546 | 0 | 0 | 491.4465 | 0 | 491.4465 | 0 | SFM | wCZ13 | v2015 | rDXHP | t4 | S16 | MSRheat | Baseline Design | Hourly Results.csv | SFM-wCZ13-v2015-rDXHP-t4 | 7084.0338 | 0 | 0 | 0 | 0 | 0 | 0 | 0 | 0 | 0 | 0 | 0 | 0 | 0 | 0 | 0 | 0 | 0 | 0 | 0 | 0 | 0 | 0 | 0 | 0 | 0 | 0 | 0 | 0 | 0 | 0 | 0 | 0 | 0 | 0 | 0 | 0 | 0
eline Design - Hourly Results. | SFM-wCZ13-v2015-rDXHP-t4-S17-MSRboth.pd2 | SFM-wCZ13-v2015-rDXHP-t4-S17-MSRboth - Baseline Design - Hourly Results.csv | 2076.2992 | 6362.4977 | 4.8546 | 0 | 0 | 491.4465 | 0 | 491.4465 | 0 | SFM | wCZ13 | v2015 | rDXHP | t4 | S17 | MSRboth | Baseline Design | Hourly Results.csv | SFM-wCZ13-v2015-rDXHP-t4-both | 0 | 2076.2992 | 6853.9442 | 8930.2434 | 0 | 0 | 0 | 0 | 0 | 0 | 0 | 0 | 0 | 0 | 0 | 0 | 0 | 0 | 0 | 0 | 0 | 0 | 0 | 0 | 0 | 0 | 0 | 0 | 0 | 0 | 0 | 0 | 0 | 0 | 0 | 0 | 0 | 0
eline Design - Hourly Results. | SFM-wCZ13-v2015-rDXHP-t4-S17-MSRcool.pd2 | SFM-wCZ13-v2015-rDXHP-t4-S17-MSRcool - Baseline Design - Hourly Results.csv | 2076.2992 | 6687.1236 | 4.8546 | 0 | 0 | 491.4465 | 0 | 491.4465 | 0 | SFM | wCZ13 | v2015 | rDXHP | t4 | S17 | MSRcool | Baseline Design | Hourly Results.csv | SFM-wCZ13-v2015-rDXHP-t4 | 2076.2992 | 0 | 0 | 0 | 0 | 0 | 0 | 0 | 0 | 0 | 0 | 0 | 0 | 0 | 0 | 0 | 0 | 0 | 0 | 0 | 0 | 0 | 0 | 0 | 0 | 0 | 0 | 0 | 0 | 0 | 0 | 0 | 0 | 0 | 0 | 0 | 0 | 0
eline Design - Hourly Results. | SFM-wCZ13-v2015-rDXHP-t4-S17-MSRheat.pd2 | SFM-wCZ13-v2015-rDXHP-t4-S17-MSRheat - Baseline Design - Hourly Results.csv | 1869.5936 | 6362.4977 | 4.8546 | 0 | 0 | 491.4465 | 0 | 491.4465 | 0 | SFM | wCZ13 | v2015 | rDXHP | t4 | S17 | MSRheat | Baseline Design | Hourly Results.csv | SFM-wCZ13-v2015-rDXHP-t4 | 6853.9442 | 0 | 0 | 0 | 0 | 0 | 0 | 0 | 0 | 0 | 0 | 0 | 0 | 0 | 0 | 0 | 0 | 0 | 0 | 0 | 0 | 0 | 0 | 0 | 0 | 0 | 0 | 0 | 0 | 0 | 0 | 0 | 0 | 0 | 0 | 0 | 0 | 0
eline Design - Hourly Results. | SFM-wCZ13-v2015-rDXHP-t5-S14-BSLboth.pd2 | SFM-wCZ13-v2015-rDXHP-t5-S14-BSLboth - Baseline Design - Hourly Results.csv | 3532.1373 | 1650.6622 | 53.2435 | 0 | 0 | 894.7586 | 0 | 894.7586 | 0 | SFM | wCZ13 | v2015 | rDXHP | t5 | S14 | BSLboth | Baseline Design | Hourly Results.csv | SFM-wCZ13-v2015-rDXHP-t5-both | 0 | 3532.1373 | 2545.4208 | 6077.5581 | 0 | 0 | 0 | 0 | 0 | 0 | 0 | 0 | 0 | 0 | 0 | 0 | 0 | 0 | 0 | 0 | 0 | 0 | 0 | 0 | 0 | 0 | 0 | 0 | 0 | 0 | 0 | 0 | 0 | 0 | 0 | 0 | 0 | 0
eline Design - Hourly Results. | SFM-wCZ13-v2015-rDXHP-t5-S14-BSLcool.pd2 | SFM-wCZ13-v2015-rDXHP-t5-S14-BSLcool - Baseline Design - Hourly Results.csv | 3532.1373 | 1650.4094 | 53.2435 | 0 | 0 | 894.7586 | 0 | 894.7586 | 0 | SFM | wCZ13 | v2015 | rDXHP | t5 | S14 | BSLcool | Baseline Design | Hourly Results.csv | SFM-wCZ13-v2015-rDXHP-t5 | 3532.1373 | 0 | 0 | 0 | 0 | 0 | 0 | 0 | 0 | 0 | 0 | 0 | 0 | 0 | 0 | 0 | 0 | 0 | 0 | 0 | 0 | 0 | 0 | 0 | 0 | 0 | 0 | 0 | 0 | 0 | 0 | 0 | 0 | 0 | 0 | 0 | 0 | 0
eline Design - Hourly Results. | SFM-wCZ13-v2015-rDXHP-t5-S14-BSLheat.pd2 | SFM-wCZ13-v2015-rDXHP-t5-S14-BSLheat - Baseline Design - Hourly Results.csv | 3082.0545 | 1650.6622 | 53.2435 | 0 | 0 | 894.7586 | 0 | 894.7586 | 0 | SFM | wCZ13 | v2015 | rDXHP | t5 | S14 | BSLheat | Baseline Design | Hourly Results.csv | SFM-wCZ13-v2015-rDXHP-t5 | 2545.4208 | 0 | 0 | 0 | 0 | 0 | 0 | 0 | 0 | 0 | 0 | 0 | 0 | 0 | 0 | 0 | 0 | 0 | 0 | 0 | 0 | 0 | 0 | 0 | 0 | 0 | 0 | 0 | 0 | 0 | 0 | 0 | 0 | 0 | 0 | 0 | 0 | 0
eline Design - Hourly Results. | SFM-wCZ13-v2015-rDXHP-t5-S15-MSRboth.pd2 | SFM-wCZ13-v2015-rDXHP-t5-S15-MSRboth - Baseline Design - Hourly Results.csv | 2945.9283 | 1380.7855 | 55.2793 | 0 | 0 | 827.2574 | 0 | 827.2574 | 0 | SFM | wCZ13 | v2015 | rDXHP | t5 | S15 | MSRboth | Baseline Design | Hourly Results.csv | SFM-wCZ13-v2015-rDXHP-t5-both | 0 | 2945.9283 | 2208.043 | 5153.9712 | 0 | 0 | 0 | 0 | 0 | 0 | 0 | 0 | 0 | 0 | 0 | 0 | 0 | 0 | 0 | 0 | 0 | 0 | 0 | 0 | 0 | 0 | 0 | 0 | 0 | 0 | 0 | 0 | 0 | 0 | 0 | 0 | 0 | 0
eline Design - Hourly Results. | SFM-wCZ13-v2015-rDXHP-t5-S15-MSRcool.pd2 | SFM-wCZ13-v2015-rDXHP-t5-S15-MSRcool - Baseline Design - Hourly Results.csv | 2945.9283 | 1459.9737 | 55.2793 | 0 | 0 | 827.2574 | 0 | 827.2574 | 0 | SFM | wCZ13 | v2015 | rDXHP | t5 | S15 | MSRcool | Baseline Design | Hourly Results.csv | SFM-wCZ13-v2015-rDXHP-t5 | 2945.9283 | 0 | 0 | 0 | 0 | 0 | 0 | 0 | 0 | 0 | 0 | 0 | 0 | 0 | 0 | 0 | 0 | 0 | 0 | 0 | 0 | 0 | 0 | 0 | 0 | 0 | 0 | 0 | 0 | 0 | 0 | 0 | 0 | 0 | 0 | 0 | 0 | 0
eline Design - Hourly Results. | SFM-wCZ13-v2015-rDXHP-t5-S15-MSRheat.pd2 | SFM-wCZ13-v2015-rDXHP-t5-S15-MSRheat - Baseline Design - Hourly Results.csv | 2669.7337 | 1380.7855 | 55.2793 | 0 | 0 | 827.2574 | 0 | 827.2574 | 0 | SFM | wCZ13 | v2015 | rDXHP | t5 | S15 | MSRheat | Baseline Design | Hourly Results.csv | SFM-wCZ13-v2015-rDXHP-t5 | 2208.043 | 0 | 0 | 0 | 0 | 0 | 0 | 0 | 0 | 0 | 0 | 0 | 0 | 0 | 0 | 0 | 0 | 0 | 0 | 0 | 0 | 0 | 0 | 0 | 0 | 0 | 0 | 0 | 0 | 0 | 0 | 0 | 0 | 0 | 0 | 0 | 0 | 0
eline Design - Hourly Results. | SFM-wCZ13-v2015-rDXHP-t5-S16-MSRboth.pd2 | SFM-wCZ13-v2015-rDXHP-t5-S16-MSRboth - Baseline Design - Hourly Results.csv | 3001.1464 | 1803.8222 | 54.8095 | 0 | 0 | 30.8937 | 0 | 30.8937 | 0 | SFM | wCZ13 | v2015 | rDXHP | t5 | S16 | MSRboth | Baseline Design | Hourly Results.csv | SFM-wCZ13-v2015-rDXHP-t5-both | 0 | 3001.1464 | 1834.7159 | 4835.8623 | 0 | 0 | 0 | 0 | 0 | 0 | 0 | 0 | 0 | 0 | 0 | 0 | 0 | 0 | 0 | 0 | 0 | 0 | 0 | 0 | 0 | 0 | 0 | 0 | 0 | 0 | 0 | 0 | 0 | 0 | 0 | 0 | 0 | 0
eline Design - Hourly Results. | SFM-wCZ13-v2015-rDXHP-t5-S16-MSRcool.pd2 | SFM-wCZ13-v2015-rDXHP-t5-S16-MSRcool - Baseline Design - Hourly Results.csv | 3001.1464 | 1916.8146 | 54.8095 | 0 | 0 | 30.8937 | 0 | 30.8937 | 0 | SFM | wCZ13 | v2015 | rDXHP | t5 | S16 | MSRcool | Baseline Design | Hourly Results.csv | SFM-wCZ13-v2015-rDXHP-t5 | 3001.1464 | 0 | 0 | 0 | 0 | 0 | 0 | 0 | 0 | 0 | 0 | 0 | 0 | 0 | 0 | 0 | 0 | 0 | 0 | 0 | 0 | 0 | 0 | 0 | 0 | 0 | 0 | 0 | 0 | 0 | 0 | 0 | 0 | 0 | 0 | 0 | 0 | 0
eline Design - Hourly Results. | SFM-wCZ13-v2015-rDXHP-t5-S16-MSRheat.pd2 | SFM-wCZ13-v2015-rDXHP-t5-S16-MSRheat - Baseline Design - Hourly Results.csv | 2716.4313 | 1803.8222 | 54.8095 | 0 | 0 | 30.8937 | 0 | 30.8937 | 0 | SFM | wCZ13 | v2015 | rDXHP | t5 | S16 | MSRheat | Baseline Design | Hourly Results.csv | SFM-wCZ13-v2015-rDXHP-t5 | 1834.7159 | 0 | 0 | 0 | 0 | 0 | 0 | 0 | 0 | 0 | 0 | 0 | 0 | 0 | 0 | 0 | 0 | 0 | 0 | 0 | 0 | 0 | 0 | 0 | 0 | 0 | 0 | 0 | 0 | 0 | 0 | 0 | 0 | 0 | 0 | 0 | 0 | 0
eline Design - Hourly Results. | SFM-wCZ13-v2015-rDXHP-t5-S17-MSRboth.pd2 | SFM-wCZ13-v2015-rDXHP-t5-S17-MSRboth - Baseline Design - Hourly Results.csv | 2818.6367 | 1740.8667 | 54.8095 | 0 | 0 | 30.8937 | 0 | 30.8937 | 0 | SFM | wCZ13 | v2015 | rDXHP | t5 | S17 | MSRboth | Baseline Design | Hourly Results.csv | SFM-wCZ13-v2015-rDXHP-t5-both | 0 | 2818.6367 | 1771.7604 | 4590.3972 | 0 | 0 | 0 | 0 | 0 | 0 | 0 | 0 | 0 | 0 | 0 | 0 | 0 | 0 | 0 | 0 | 0 | 0 | 0 | 0 | 0 | 0 | 0 | 0 | 0 | 0 | 0 | 0 | 0 | 0 | 0 | 0 | 0 | 0
eline Design - Hourly Results. | SFM-wCZ13-v2015-rDXHP-t5-S17-MSRcool.pd2 | SFM-wCZ13-v2015-rDXHP-t5-S17-MSRcool - Baseline Design - Hourly Results.csv | 2818.6367 | 1829.6889 | 54.8095 | 0 | 0 | 30.8937 | 0 | 30.8937 | 0 | SFM | wCZ13 | v2015 | rDXHP | t5 | S17 | MSRcool | Baseline Design | Hourly Results.csv | SFM-wCZ13-v2015-rDXHP-t5 | 2818.6367 | 0 | 0 | 0 | 0 | 0 | 0 | 0 | 0 | 0 | 0 | 0 | 0 | 0 | 0 | 0 | 0 | 0 | 0 | 0 | 0 | 0 | 0 | 0 | 0 | 0 | 0 | 0 | 0 | 0 | 0 | 0 | 0 | 0 | 0 | 0 | 0 | 0
eline Design - Hourly Results. | SFM-wCZ13-v2015-rDXHP-t5-S17-MSRheat.pd2 | SFM-wCZ13-v2015-rDXHP-t5-S17-MSRheat - Baseline Design - Hourly Results.csv | 2538.0279 | 1740.8667 | 54.8095 | 0 | 0 | 30.8937 | 0 | 30.8937 | 0 | SFM | wCZ13 | v2015 | rDXHP | t5 | S17 | MSRheat | Baseline Design | Hourly Results.csv | SFM-wCZ13-v2015-rDXHP-t5 | 1771.7604 | 0 | 0 | 0 | 0 | 0 | 0 | 0 | 0 | 0 | 0 | 0 | 0 | 0 | 0 | 0 | 0 | 0 | 0 | 0 | 0 | 0 | 0 | 0 | 0 | 0 | 0 | 0 | 0 | 0 | 0 | 0 | 0 | 0 | 0 | 0 | 0 | 0
eline Design - Hourly Results. | SFM-wCZ14-v2015-rDXHP-t1-S14-BSLboth.pd2 | SFM-wCZ14-v2015-rDXHP-t1-S14-BSLboth - Baseline Design - Hourly Results.csv | 13374.4128 | 5674.2511 | 145.9034 | 0 | 0 | 2397.3487 | 0 | 2397.3487 | 0 | SFM | wCZ14 | v2015 | rDXHP | t1 | S14 | BSLboth | Baseline Design | Hourly Results.csv | SFM-wCZ14-v2015-rDXHP-t1-both | 0 | 13374.4128 | 8071.5998 | 21446.0127 | 0 | 0 | 0 | 0 | 0 | 0 | 0 | 0 | 0 | 0 | 0 | 0 | 0 | 0 | 0 | 0 | 0 | 0 | 0 | 0 | 0 | 0 | 0 | 0 | 0 | 0 | 0 | 0 | 0 | 0 | 0 | 0 | 0 | 0
eline Design - Hourly Results. | SFM-wCZ14-v2015-rDXHP-t1-S14-BSLcool.pd2 | SFM-wCZ14-v2015-rDXHP-t1-S14-BSLcool - Baseline Design - Hourly Results.csv | 13374.4128 | 5673.3822 | 145.9034 | 0 | 0 | 2397.3487 | 0 | 2397.3487 | 0 | SFM | wCZ14 | v2015 | rDXHP | t1 | S14 | BSLcool | Baseline Design | Hourly Results.csv | SFM-wCZ14-v2015-rDXHP-t1 | 13374.4128 | 0 | 0 | 0 | 0 | 0 | 0 | 0 | 0 | 0 | 0 | 0 | 0 | 0 | 0 | 0 | 0 | 0 | 0 | 0 | 0 | 0 | 0 | 0 | 0 | 0 | 0 | 0 | 0 | 0 | 0 | 0 | 0 | 0 | 0 | 0 | 0 | 0
eline Design - Hourly Results. | SFM-wCZ14-v2015-rDXHP-t1-S14-BSLheat.pd2 | SFM-wCZ14-v2015-rDXHP-t1-S14-BSLheat - Baseline Design - Hourly Results.csv | 11670.177 | 5674.2511 | 145.9034 | 0 | 0 | 2397.3487 | 0 | 2397.3487 | 0 | SFM | wCZ14 | v2015 | rDXHP | t1 | S14 | BSLheat | Baseline Design | Hourly Results.csv | SFM-wCZ14-v2015-rDXHP-t1 | 8071.5998 | 0 | 0 | 0 | 0 | 0 | 0 | 0 | 0 | 0 | 0 | 0 | 0 | 0 | 0 | 0 | 0 | 0 | 0 | 0 | 0 | 0 | 0 | 0 | 0 | 0 | 0 | 0 | 0 | 0 | 0 | 0 | 0 | 0 | 0 | 0 | 0 | 0
eline Design - Hourly Results. | SFM-wCZ14-v2015-rDXHP-t1-S15-MSRboth.pd2 | SFM-wCZ14-v2015-rDXHP-t1-S15-MSRboth - Baseline Design - Hourly Results.csv | 11314.2666 | 4688.077 | 146.2355 | 0 | 0 | 2156.2731 | 0 | 2156.2731 | 0 | SFM | wCZ14 | v2015 | rDXHP | t1 | S15 | MSRboth | Baseline Design | Hourly Results.csv | SFM-wCZ14-v2015-rDXHP-t1-both | 0 | 11314.2666 | 6844.3501 | 18158.6167 | 0 | 0 | 0 | 0 | 0 | 0 | 0 | 0 | 0 | 0 | 0 | 0 | 0 | 0 | 0 | 0 | 0 | 0 | 0 | 0 | 0 | 0 | 0 | 0 | 0 | 0 | 0 | 0 | 0 | 0 | 0 | 0 | 0 | 0
eline Design - Hourly Results. | SFM-wCZ14-v2015-rDXHP-t1-S15-MSRcool.pd2 | SFM-wCZ14-v2015-rDXHP-t1-S15-MSRcool - Baseline Design - Hourly Results.csv | 11314.2666 | 4956.9389 | 146.2355 | 0 | 0 | 2156.2731 | 0 | 2156.2731 | 0 | SFM | wCZ14 | v2015 | rDXHP | t1 | S15 | MSRcool | Baseline Design | Hourly Results.csv | SFM-wCZ14-v2015-rDXHP-t1 | 11314.2666 | 0 | 0 | 0 | 0 | 0 | 0 | 0 | 0 | 0 | 0 | 0 | 0 | 0 | 0 | 0 | 0 | 0 | 0 | 0 | 0 | 0 | 0 | 0 | 0 | 0 | 0 | 0 | 0 | 0 | 0 | 0 | 0 | 0 | 0 | 0 | 0 | 0
eline Design - Hourly Results. | SFM-wCZ14-v2015-rDXHP-t1-S15-MSRheat.pd2 | SFM-wCZ14-v2015-rDXHP-t1-S15-MSRheat - Baseline Design - Hourly Results.csv | 10253.5004 | 4688.077 | 146.2355 | 0 | 0 | 2156.2731 | 0 | 2156.2731 | 0 | SFM | wCZ14 | v2015 | rDXHP | t1 | S15 | MSRheat | Baseline Design | Hourly Results.csv | SFM-wCZ14-v2015-rDXHP-t1 | 6844.3501 | 0 | 0 | 0 | 0 | 0 | 0 | 0 | 0 | 0 | 0 | 0 | 0 | 0 | 0 | 0 | 0 | 0 | 0 | 0 | 0 | 0 | 0 | 0 | 0 | 0 | 0 | 0 | 0 | 0 | 0 | 0 | 0 | 0 | 0 | 0 | 0 | 0
eline Design - Hourly Results. | SFM-wCZ14-v2015-rDXHP-t1-S16-MSRboth.pd2 | SFM-wCZ14-v2015-rDXHP-t1-S16-MSRboth - Baseline Design - Hourly Results.csv | 11191.767 | 5802.1581 | 146.2841 | 0 | 0 | 122.0614 | 0 | 122.0614 | 0 | SFM | wCZ14 | v2015 | rDXHP | t1 | S16 | MSRboth | Baseline Design | Hourly Results.csv | SFM-wCZ14-v2015-rDXHP-t1-both | 0 | 11191.767 | 5924.2195 | 17115.9865 | 0 | 0 | 0 | 0 | 0 | 0 | 0 | 0 | 0 | 0 | 0 | 0 | 0 | 0 | 0 | 0 | 0 | 0 | 0 | 0 | 0 | 0 | 0 | 0 | 0 | 0 | 0 | 0 | 0 | 0 | 0 | 0 | 0 | 0
eline Design - Hourly Results. | SFM-wCZ14-v2015-rDXHP-t1-S16-MSRcool.pd2 | SFM-wCZ14-v2015-rDXHP-t1-S16-MSRcool - Baseline Design - Hourly Results.csv | 11191.767 | 6165.6074 | 146.2841 | 0 | 0 | 122.0614 | 0 | 122.0614 | 0 | SFM | wCZ14 | v2015 | rDXHP | t1 | S16 | MSRcool | Baseline Design | Hourly Results.csv | SFM-wCZ14-v2015-rDXHP-t1 | 11191.767 | 0 | 0 | 0 | 0 | 0 | 0 | 0 | 0 | 0 | 0 | 0 | 0 | 0 | 0 | 0 | 0 | 0 | 0 | 0 | 0 | 0 | 0 | 0 | 0 | 0 | 0 | 0 | 0 | 0 | 0 | 0 | 0 | 0 | 0 | 0 | 0 | 0
eline Design - Hourly Results. | SFM-wCZ14-v2015-rDXHP-t1-S16-MSRheat.pd2 | SFM-wCZ14-v2015-rDXHP-t1-S16-MSRheat - Baseline Design - Hourly Results.csv | 10130.0171 | 5802.1581 | 146.2841 | 0 | 0 | 122.0614 | 0 | 122.0614 | 0 | SFM | wCZ14 | v2015 | rDXHP | t1 | S16 | MSRheat | Baseline Design | Hourly Results.csv | SFM-wCZ14-v2015-rDXHP-t1 | 5924.2195 | 0 | 0 | 0 | 0 | 0 | 0 | 0 | 0 | 0 | 0 | 0 | 0 | 0 | 0 | 0 | 0 | 0 | 0 | 0 | 0 | 0 | 0 | 0 | 0 | 0 | 0 | 0 | 0 | 0 | 0 | 0 | 0 | 0 | 0 | 0 | 0 | 0
eline Design - Hourly Results. | SFM-wCZ14-v2015-rDXHP-t1-S17-MSRboth.pd2 | SFM-wCZ14-v2015-rDXHP-t1-S17-MSRboth - Baseline Design - Hourly Results.csv | 10511.1588 | 5599.6557 | 146.2841 | 0 | 0 | 122.0614 | 0 | 122.0614 | 0 | SFM | wCZ14 | v2015 | rDXHP | t1 | S17 | MSRboth | Baseline Design | Hourly Results.csv | SFM-wCZ14-v2015-rDXHP-t1-both | 0 | 10511.1588 | 5721.7171 | 16232.8758 | 0 | 0 | 0 | 0 | 0 | 0 | 0 | 0 | 0 | 0 | 0 | 0 | 0 | 0 | 0 | 0 | 0 | 0 | 0 | 0 | 0 | 0 | 0 | 0 | 0 | 0 | 0 | 0 | 0 | 0 | 0 | 0 | 0 | 0
eline Design - Hourly Results. | SFM-wCZ14-v2015-rDXHP-t1-S17-MSRcool.pd2 | SFM-wCZ14-v2015-rDXHP-t1-S17-MSRcool - Baseline Design - Hourly Results.csv | 10511.1588 | 5885.3601 | 146.2841 | 0 | 0 | 122.0614 | 0 | 122.0614 | 0 | SFM | wCZ14 | v2015 | rDXHP | t1 | S17 | MSRcool | Baseline Design | Hourly Results.csv | SFM-wCZ14-v2015-rDXHP-t1 | 10511.1588 | 0 | 0 | 0 | 0 | 0 | 0 | 0 | 0 | 0 | 0 | 0 | 0 | 0 | 0 | 0 | 0 | 0 | 0 | 0 | 0 | 0 | 0 | 0 | 0 | 0 | 0 | 0 | 0 | 0 | 0 | 0 | 0 | 0 | 0 | 0 | 0 | 0
eline Design - Hourly Results. | SFM-wCZ14-v2015-rDXHP-t1-S17-MSRheat.pd2 | SFM-wCZ14-v2015-rDXHP-t1-S17-MSRheat - Baseline Design - Hourly Results.csv | 9464.7217 | 5599.6557 | 146.2841 | 0 | 0 | 122.0614 | 0 | 122.0614 | 0 | SFM | wCZ14 | v2015 | rDXHP | t1 | S17 | MSRheat | Baseline Design | Hourly Results.csv | SFM-wCZ14-v2015-rDXHP-t1 | 5721.7171 | 0 | 0 | 0 | 0 | 0 | 0 | 0 | 0 | 0 | 0 | 0 | 0 | 0 | 0 | 0 | 0 | 0 | 0 | 0 | 0 | 0 | 0 | 0 | 0 | 0 | 0 | 0 | 0 | 0 | 0 | 0 | 0 | 0 | 0 | 0 | 0 | 0
eline Design - Hourly Results. | SFM-wCZ14-v2015-rDXHP-t2-S14-BSLboth.pd2 | SFM-wCZ14-v2015-rDXHP-t2-S14-BSLboth - Baseline Design - Hourly Results.csv | 12277.5746 | 6630.8105 | 125.2178 | 0 | 0 | 1938.628 | 0 | 1938.628 | 0 | SFM | wCZ14 | v2015 | rDXHP | t2 | S14 | BSLboth | Baseline Design | Hourly Results.csv | SFM-wCZ14-v2015-rDXHP-t2-both | 0 | 12277.5746 | 8569.4385 | 20847.0131 | 0 | 0 | 0 | 0 | 0 | 0 | 0 | 0 | 0 | 0 | 0 | 0 | 0 | 0 | 0 | 0 | 0 | 0 | 0 | 0 | 0 | 0 | 0 | 0 | 0 | 0 | 0 | 0 | 0 | 0 | 0 | 0 | 0 | 0
eline Design - Hourly Results. | SFM-wCZ14-v2015-rDXHP-t2-S14-BSLcool.pd2 | SFM-wCZ14-v2015-rDXHP-t2-S14-BSLcool - Baseline Design - Hourly Results.csv | 12277.5746 | 6629.7951 | 125.2178 | 0 | 0 | 1938.628 | 0 | 1938.628 | 0 | SFM | wCZ14 | v2015 | rDXHP | t2 | S14 | BSLcool | Baseline Design | Hourly Results.csv | SFM-wCZ14-v2015-rDXHP-t2 | 12277.5746 | 0 | 0 | 0 | 0 | 0 | 0 | 0 | 0 | 0 | 0 | 0 | 0 | 0 | 0 | 0 | 0 | 0 | 0 | 0 | 0 | 0 | 0 | 0 | 0 | 0 | 0 | 0 | 0 | 0 | 0 | 0 | 0 | 0 | 0 | 0 | 0 | 0
eline Design - Hourly Results. | SFM-wCZ14-v2015-rDXHP-t2-S14-BSLheat.pd2 | SFM-wCZ14-v2015-rDXHP-t2-S14-BSLheat - Baseline Design - Hourly Results.csv | 10713.1031 | 6630.8105 | 125.2178 | 0 | 0 | 1938.628 | 0 | 1938.628 | 0 | SFM | wCZ14 | v2015 | rDXHP | t2 | S14 | BSLheat | Baseline Design | Hourly Results.csv | SFM-wCZ14-v2015-rDXHP-t2 | 8569.4385 | 0 | 0 | 0 | 0 | 0 | 0 | 0 | 0 | 0 | 0 | 0 | 0 | 0 | 0 | 0 | 0 | 0 | 0 | 0 | 0 | 0 | 0 | 0 | 0 | 0 | 0 | 0 | 0 | 0 | 0 | 0 | 0 | 0 | 0 | 0 | 0 | 0
eline Design - Hourly Results. | SFM-wCZ14-v2015-rDXHP-t2-S15-MSRboth.pd2 | SFM-wCZ14-v2015-rDXHP-t2-S15-MSRboth - Baseline Design - Hourly Results.csv | 10387.5769 | 5498.2887 | 127.9307 | 0 | 0 | 1741.7966 | 0 | 1741.7966 | 0 | SFM | wCZ14 | v2015 | rDXHP | t2 | S15 | MSRboth | Baseline Design | Hourly Results.csv | SFM-wCZ14-v2015-rDXHP-t2-both | 0 | 10387.5769 | 7240.0853 | 17627.6622 | 0 | 0 | 0 | 0 | 0 | 0 | 0 | 0 | 0 | 0 | 0 | 0 | 0 | 0 | 0 | 0 | 0 | 0 | 0 | 0 | 0 | 0 | 0 | 0 | 0 | 0 | 0 | 0 | 0 | 0 | 0 | 0 | 0 | 0
eline Design - Hourly Results. | SFM-wCZ14-v2015-rDXHP-t2-S15-MSRcool.pd2 | SFM-wCZ14-v2015-rDXHP-t2-S15-MSRcool - Baseline Design - Hourly Results.csv | 10387.5769 | 5813.6166 | 127.9307 | 0 | 0 | 1741.7966 | 0 | 1741.7966 | 0 | SFM | wCZ14 | v2015 | rDXHP | t2 | S15 | MSRcool | Baseline Design | Hourly Results.csv | SFM-wCZ14-v2015-rDXHP-t2 | 10387.5769 | 0 | 0 | 0 | 0 | 0 | 0 | 0 | 0 | 0 | 0 | 0 | 0 | 0 | 0 | 0 | 0 | 0 | 0 | 0 | 0 | 0 | 0 | 0 | 0 | 0 | 0 | 0 | 0 | 0 | 0 | 0 | 0 | 0 | 0 | 0 | 0 | 0
eline Design - Hourly Results. | SFM-wCZ14-v2015-rDXHP-t2-S15-MSRheat.pd2 | SFM-wCZ14-v2015-rDXHP-t2-S15-MSRheat - Baseline Design - Hourly Results.csv | 9413.6921 | 5498.2887 | 127.9307 | 0 | 0 | 1741.7966 | 0 | 1741.7966 | 0 | SFM | wCZ14 | v2015 | rDXHP | t2 | S15 | MSRheat | Baseline Design | Hourly Results.csv | SFM-wCZ14-v2015-rDXHP-t2 | 7240.0853 | 0 | 0 | 0 | 0 | 0 | 0 | 0 | 0 | 0 | 0 | 0 | 0 | 0 | 0 | 0 | 0 | 0 | 0 | 0 | 0 | 0 | 0 | 0 | 0 | 0 | 0 | 0 | 0 | 0 | 0 | 0 | 0 | 0 | 0 | 0 | 0 | 0
eline Design - Hourly Results. | SFM-wCZ14-v2015-rDXHP-t2-S16-MSRboth.pd2 | SFM-wCZ14-v2015-rDXHP-t2-S16-MSRboth - Baseline Design - Hourly Results.csv | 10355.6615 | 6585.6293 | 129.2514 | 0 | 0 | 104.3488 | 0 | 104.3488 | 0 | SFM | wCZ14 | v2015 | rDXHP | t2 | S16 | MSRboth | Baseline Design | Hourly Results.csv | SFM-wCZ14-v2015-rDXHP-t2-both | 0 | 10355.6615 | 6689.9781 | 17045.6395 | 0 | 0 | 0 | 0 | 0 | 0 | 0 | 0 | 0 | 0 | 0 | 0 | 0 | 0 | 0 | 0 | 0 | 0 | 0 | 0 | 0 | 0 | 0 | 0 | 0 | 0 | 0 | 0 | 0 | 0 | 0 | 0 | 0 | 0
eline Design - Hourly Results. | SFM-wCZ14-v2015-rDXHP-t2-S16-MSRcool.pd2 | SFM-wCZ14-v2015-rDXHP-t2-S16-MSRcool - Baseline Design - Hourly Results.csv | 10355.6615 | 6998.1559 | 129.2514 | 0 | 0 | 104.3488 | 0 | 104.3488 | 0 | SFM | wCZ14 | v2015 | rDXHP | t2 | S16 | MSRcool | Baseline Design | Hourly Results.csv | SFM-wCZ14-v2015-rDXHP-t2 | 10355.6615 | 0 | 0 | 0 | 0 | 0 | 0 | 0 | 0 | 0 | 0 | 0 | 0 | 0 | 0 | 0 | 0 | 0 | 0 | 0 | 0 | 0 | 0 | 0 | 0 | 0 | 0 | 0 | 0 | 0 | 0 | 0 | 0 | 0 | 0 | 0 | 0 | 0
eline Design - Hourly Results. | SFM-wCZ14-v2015-rDXHP-t2-S16-MSRheat.pd2 | SFM-wCZ14-v2015-rDXHP-t2-S16-MSRheat - Baseline Design - Hourly Results.csv | 9373.2317 | 6585.6293 | 129.2514 | 0 | 0 | 104.3488 | 0 | 104.3488 | 0 | SFM | wCZ14 | v2015 | rDXHP | t2 | S16 | MSRheat | Baseline Design | Hourly Results.csv | SFM-wCZ14-v2015-rDXHP-t2 | 6689.9781 | 0 | 0 | 0 | 0 | 0 | 0 | 0 | 0 | 0 | 0 | 0 | 0 | 0 | 0 | 0 | 0 | 0 | 0 | 0 | 0 | 0 | 0 | 0 | 0 | 0 | 0 | 0 | 0 | 0 | 0 | 0 | 0 | 0 | 0 | 0 | 0 | 0
eline Design - Hourly Results. | SFM-wCZ14-v2015-rDXHP-t2-S17-MSRboth.pd2 | SFM-wCZ14-v2015-rDXHP-t2-S17-MSRboth - Baseline Design - Hourly Results.csv | 9725.8996 | 6355.7827 | 129.2514 | 0 | 0 | 104.3488 | 0 | 104.3488 | 0 | SFM | wCZ14 | v2015 | rDXHP | t2 | S17 | MSRboth | Baseline Design | Hourly Results.csv | SFM-wCZ14-v2015-rDXHP-t2-both | 0 | 9725.8996 | 6460.1314 | 16186.031 | 0 | 0 | 0 | 0 | 0 | 0 | 0 | 0 | 0 | 0 | 0 | 0 | 0 | 0 | 0 | 0 | 0 | 0 | 0 | 0 | 0 | 0 | 0 | 0 | 0 | 0 | 0 | 0 | 0 | 0 | 0 | 0 | 0 | 0
eline Design - Hourly Results. | SFM-wCZ14-v2015-rDXHP-t2-S17-MSRcool.pd2 | SFM-wCZ14-v2015-rDXHP-t2-S17-MSRcool - Baseline Design - Hourly Results.csv | 9725.8996 | 6680.0663 | 129.2514 | 0 | 0 | 104.3488 | 0 | 104.3488 | 0 | SFM | wCZ14 | v2015 | rDXHP | t2 | S17 | MSRcool | Baseline Design | Hourly Results.csv | SFM-wCZ14-v2015-rDXHP-t2 | 9725.8996 | 0 | 0 | 0 | 0 | 0 | 0 | 0 | 0 | 0 | 0 | 0 | 0 | 0 | 0 | 0 | 0 | 0 | 0 | 0 | 0 | 0 | 0 | 0 | 0 | 0 | 0 | 0 | 0 | 0 | 0 | 0 | 0 | 0 | 0 | 0 | 0 | 0
eline Design - Hourly Results. | SFM-wCZ14-v2015-rDXHP-t2-S17-MSRheat.pd2 | SFM-wCZ14-v2015-rDXHP-t2-S17-MSRheat - Baseline Design - Hourly Results.csv | 8757.6387 | 6355.7827 | 129.2514 | 0 | 0 | 104.3488 | 0 | 104.3488 | 0 | SFM | wCZ14 | v2015 | rDXHP | t2 | S17 | MSRheat | Baseline Design | Hourly Results.csv | SFM-wCZ14-v2015-rDXHP-t2 | 6460.1314 | 0 | 0 | 0 | 0 | 0 | 0 | 0 | 0 | 0 | 0 | 0 | 0 | 0 | 0 | 0 | 0 | 0 | 0 | 0 | 0 | 0 | 0 | 0 | 0 | 0 | 0 | 0 | 0 | 0 | 0 | 0 | 0 | 0 | 0 | 0 | 0 | 0
eline Design - Hourly Results. | SFM-wCZ14-v2015-rDXHP-t3-S14-BSLboth.pd2 | SFM-wCZ14-v2015-rDXHP-t3-S14-BSLboth - Baseline Design - Hourly Results.csv | 11272.3374 | 6675.0353 | 36.9469 | 0 | 0 | 3548.4575 | 0 | 3548.4575 | 0 | SFM | wCZ14 | v2015 | rDXHP | t3 | S14 | BSLboth | Baseline Design | Hourly Results.csv | SFM-wCZ14-v2015-rDXHP-t3-both | 0 | 11272.3374 | 10223.4929 | 21495.8302 | 0 | 0 | 0 | 0 | 0 | 0 | 0 | 0 | 0 | 0 | 0 | 0 | 0 | 0 | 0 | 0 | 0 | 0 | 0 | 0 | 0 | 0 | 0 | 0 | 0 | 0 | 0 | 0 | 0 | 0 | 0 | 0 | 0 | 0
eline Design - Hourly Results. | SFM-wCZ14-v2015-rDXHP-t3-S14-BSLcool.pd2 | SFM-wCZ14-v2015-rDXHP-t3-S14-BSLcool - Baseline Design - Hourly Results.csv | 11272.3374 | 6674.0129 | 36.9469 | 0 | 0 | 3548.4575 | 0 | 3548.4575 | 0 | SFM | wCZ14 | v2015 | rDXHP | t3 | S14 | BSLcool | Baseline Design | Hourly Results.csv | SFM-wCZ14-v2015-rDXHP-t3 | 11272.3374 | 0 | 0 | 0 | 0 | 0 | 0 | 0 | 0 | 0 | 0 | 0 | 0 | 0 | 0 | 0 | 0 | 0 | 0 | 0 | 0 | 0 | 0 | 0 | 0 | 0 | 0 | 0 | 0 | 0 | 0 | 0 | 0 | 0 | 0 | 0 | 0 | 0
eline Design - Hourly Results. | SFM-wCZ14-v2015-rDXHP-t3-S14-BSLheat.pd2 | SFM-wCZ14-v2015-rDXHP-t3-S14-BSLheat - Baseline Design - Hourly Results.csv | 9835.9588 | 6675.0353 | 36.9469 | 0 | 0 | 3548.4575 | 0 | 3548.4575 | 0 | SFM | wCZ14 | v2015 | rDXHP | t3 | S14 | BSLheat | Baseline Design | Hourly Results.csv | SFM-wCZ14-v2015-rDXHP-t3 | 10223.4929 | 0 | 0 | 0 | 0 | 0 | 0 | 0 | 0 | 0 | 0 | 0 | 0 | 0 | 0 | 0 | 0 | 0 | 0 | 0 | 0 | 0 | 0 | 0 | 0 | 0 | 0 | 0 | 0 | 0 | 0 | 0 | 0 | 0 | 0 | 0 | 0 | 0
eline Design - Hourly Results. | SFM-wCZ14-v2015-rDXHP-t3-S15-MSRboth.pd2 | SFM-wCZ14-v2015-rDXHP-t3-S15-MSRboth - Baseline Design - Hourly Results.csv | 9524.7695 | 5585.2114 | 28.8739 | 0 | 0 | 3100.7651 | 0 | 3100.7651 | 0 | SFM | wCZ14 | v2015 | rDXHP | t3 | S15 | MSRboth | Baseline Design | Hourly Results.csv | SFM-wCZ14-v2015-rDXHP-t3-both | 0 | 9524.7695 | 8685.9765 | 18210.746 | 0 | 0 | 0 | 0 | 0 | 0 | 0 | 0 | 0 | 0 | 0 | 0 | 0 | 0 | 0 | 0 | 0 | 0 | 0 | 0 | 0 | 0 | 0 | 0 | 0 | 0 | 0 | 0 | 0 | 0 | 0 | 0 | 0 | 0
eline Design - Hourly Results. | SFM-wCZ14-v2015-rDXHP-t3-S15-MSRcool.pd2 | SFM-wCZ14-v2015-rDXHP-t3-S15-MSRcool - Baseline Design - Hourly Results.csv | 9524.7695 | 5905.5242 | 28.8739 | 0 | 0 | 3100.7651 | 0 | 3100.7651 | 0 | SFM | wCZ14 | v2015 | rDXHP | t3 | S15 | MSRcool | Baseline Design | Hourly Results.csv | SFM-wCZ14-v2015-rDXHP-t3 | 9524.7695 | 0 | 0 | 0 | 0 | 0 | 0 | 0 | 0 | 0 | 0 | 0 | 0 | 0 | 0 | 0 | 0 | 0 | 0 | 0 | 0 | 0 | 0 | 0 | 0 | 0 | 0 | 0 | 0 | 0 | 0 | 0 | 0 | 0 | 0 | 0 | 0 | 0
eline Design - Hourly Results. | SFM-wCZ14-v2015-rDXHP-t3-S15-MSRheat.pd2 | SFM-wCZ14-v2015-rDXHP-t3-S15-MSRheat - Baseline Design - Hourly Results.csv | 8631.7768 | 5585.2114 | 28.8739 | 0 | 0 | 3100.7651 | 0 | 3100.7651 | 0 | SFM | wCZ14 | v2015 | rDXHP | t3 | S15 | MSRheat | Baseline Design | Hourly Results.csv | SFM-wCZ14-v2015-rDXHP-t3 | 8685.9765 | 0 | 0 | 0 | 0 | 0 | 0 | 0 | 0 | 0 | 0 | 0 | 0 | 0 | 0 | 0 | 0 | 0 | 0 | 0 | 0 | 0 | 0 | 0 | 0 | 0 | 0 | 0 | 0 | 0 | 0 | 0 | 0 | 0 | 0 | 0 | 0 | 0
eline Design - Hourly Results. | SFM-wCZ14-v2015-rDXHP-t3-S16-MSRboth.pd2 | SFM-wCZ14-v2015-rDXHP-t3-S16-MSRboth - Baseline Design - Hourly Results.csv | 9442.043 | 6610.2394 | 28.8744 | 0 | 0 | 1144.6074 | 0 | 1144.6074 | 0 | SFM | wCZ14 | v2015 | rDXHP | t3 | S16 | MSRboth | Baseline Design | Hourly Results.csv | SFM-wCZ14-v2015-rDXHP-t3-both | 0 | 9442.043 | 7754.8468 | 17196.8898 | 0 | 0 | 0 | 0 | 0 | 0 | 0 | 0 | 0 | 0 | 0 | 0 | 0 | 0 | 0 | 0 | 0 | 0 | 0 | 0 | 0 | 0 | 0 | 0 | 0 | 0 | 0 | 0 | 0 | 0 | 0 | 0 | 0 | 0
eline Design - Hourly Results. | SFM-wCZ14-v2015-rDXHP-t3-S16-MSRcool.pd2 | SFM-wCZ14-v2015-rDXHP-t3-S16-MSRcool - Baseline Design - Hourly Results.csv | 9442.043 | 7024.3075 | 28.8744 | 0 | 0 | 1144.6074 | 0 | 1144.6074 | 0 | SFM | wCZ14 | v2015 | rDXHP | t3 | S16 | MSRcool | Baseline Design | Hourly Results.csv | SFM-wCZ14-v2015-rDXHP-t3 | 9442.043 | 0 | 0 | 0 | 0 | 0 | 0 | 0 | 0 | 0 | 0 | 0 | 0 | 0 | 0 | 0 | 0 | 0 | 0 | 0 | 0 | 0 | 0 | 0 | 0 | 0 | 0 | 0 | 0 | 0 | 0 | 0 | 0 | 0 | 0 | 0 | 0 | 0
eline Design - Hourly Results. | SFM-wCZ14-v2015-rDXHP-t3-S16-MSRheat.pd2 | SFM-wCZ14-v2015-rDXHP-t3-S16-MSRheat - Baseline Design - Hourly Results.csv | 8546.287 | 6610.2394 | 28.8744 | 0 | 0 | 1144.6074 | 0 | 1144.6074 | 0 | SFM | wCZ14 | v2015 | rDXHP | t3 | S16 | MSRheat | Baseline Design | Hourly Results.csv | SFM-wCZ14-v2015-rDXHP-t3 | 7754.8468 | 0 | 0 | 0 | 0 | 0 | 0 | 0 | 0 | 0 | 0 | 0 | 0 | 0 | 0 | 0 | 0 | 0 | 0 | 0 | 0 | 0 | 0 | 0 | 0 | 0 | 0 | 0 | 0 | 0 | 0 | 0 | 0 | 0 | 0 | 0 | 0 | 0
eline Design - Hourly Results. | SFM-wCZ14-v2015-rDXHP-t3-S17-MSRboth.pd2 | SFM-wCZ14-v2015-rDXHP-t3-S17-MSRboth - Baseline Design - Hourly Results.csv | 8867.8407 | 6379.5338 | 28.8744 | 0 | 0 | 1144.6074 | 0 | 1144.6074 | 0 | SFM | wCZ14 | v2015 | rDXHP | t3 | S17 | MSRboth | Baseline Design | Hourly Results.csv | SFM-wCZ14-v2015-rDXHP-t3-both | 0 | 8867.8407 | 7524.1412 | 16391.9819 | 0 | 0 | 0 | 0 | 0 | 0 | 0 | 0 | 0 | 0 | 0 | 0 | 0 | 0 | 0 | 0 | 0 | 0 | 0 | 0 | 0 | 0 | 0 | 0 | 0 | 0 | 0 | 0 | 0 | 0 | 0 | 0 | 0 | 0
eline Design - Hourly Results. | SFM-wCZ14-v2015-rDXHP-t3-S17-MSRcool.pd2 | SFM-wCZ14-v2015-rDXHP-t3-S17-MSRcool - Baseline Design - Hourly Results.csv | 8867.8407 | 6705.0292 | 28.8744 | 0 | 0 | 1144.6074 | 0 | 1144.6074 | 0 | SFM | wCZ14 | v2015 | rDXHP | t3 | S17 | MSRcool | Baseline Design | Hourly Results.csv | SFM-wCZ14-v2015-rDXHP-t3 | 8867.8407 | 0 | 0 | 0 | 0 | 0 | 0 | 0 | 0 | 0 | 0 | 0 | 0 | 0 | 0 | 0 | 0 | 0 | 0 | 0 | 0 | 0 | 0 | 0 | 0 | 0 | 0 | 0 | 0 | 0 | 0 | 0 | 0 | 0 | 0 | 0 | 0 | 0
eline Design - Hourly Results. | SFM-wCZ14-v2015-rDXHP-t3-S17-MSRheat.pd2 | SFM-wCZ14-v2015-rDXHP-t3-S17-MSRheat - Baseline Design - Hourly Results.csv | 7985.0041 | 6379.5338 | 28.8744 | 0 | 0 | 1144.6074 | 0 | 1144.6074 | 0 | SFM | wCZ14 | v2015 | rDXHP | t3 | S17 | MSRheat | Baseline Design | Hourly Results.csv | SFM-wCZ14-v2015-rDXHP-t3 | 7524.1412 | 0 | 0 | 0 | 0 | 0 | 0 | 0 | 0 | 0 | 0 | 0 | 0 | 0 | 0 | 0 | 0 | 0 | 0 | 0 | 0 | 0 | 0 | 0 | 0 | 0 | 0 | 0 | 0 | 0 | 0 | 0 | 0 | 0 | 0 | 0 | 0 | 0
eline Design - Hourly Results. | SFM-wCZ14-v2015-rDXHP-t4-S14-BSLboth.pd2 | SFM-wCZ14-v2015-rDXHP-t4-S14-BSLboth - Baseline Design - Hourly Results.csv | 10260.1687 | 5485.4794 | 17.1184 | 0 | 0 | 2450.4922 | 0 | 2450.4922 | 0 | SFM | wCZ14 | v2015 | rDXHP | t4 | S14 | BSLboth | Baseline Design | Hourly Results.csv | SFM-wCZ14-v2015-rDXHP-t4-both | 0 | 10260.1687 | 7935.9716 | 18196.1403 | 0 | 0 | 0 | 0 | 0 | 0 | 0 | 0 | 0 | 0 | 0 | 0 | 0 | 0 | 0 | 0 | 0 | 0 | 0 | 0 | 0 | 0 | 0 | 0 | 0 | 0 | 0 | 0 | 0 | 0 | 0 | 0 | 0 | 0
eline Design - Hourly Results. | SFM-wCZ14-v2015-rDXHP-t4-S14-BSLcool.pd2 | SFM-wCZ14-v2015-rDXHP-t4-S14-BSLcool - Baseline Design - Hourly Results.csv | 10260.1687 | 5484.6394 | 17.1184 | 0 | 0 | 2450.4922 | 0 | 2450.4922 | 0 | SFM | wCZ14 | v2015 | rDXHP | t4 | S14 | BSLcool | Baseline Design | Hourly Results.csv | SFM-wCZ14-v2015-rDXHP-t4 | 10260.1687 | 0 | 0 | 0 | 0 | 0 | 0 | 0 | 0 | 0 | 0 | 0 | 0 | 0 | 0 | 0 | 0 | 0 | 0 | 0 | 0 | 0 | 0 | 0 | 0 | 0 | 0 | 0 | 0 | 0 | 0 | 0 | 0 | 0 | 0 | 0 | 0 | 0
eline Design - Hourly Results. | SFM-wCZ14-v2015-rDXHP-t4-S14-BSLheat.pd2 | SFM-wCZ14-v2015-rDXHP-t4-S14-BSLheat - Baseline Design - Hourly Results.csv | 8952.7659 | 5485.4794 | 17.1184 | 0 | 0 | 2450.4922 | 0 | 2450.4922 | 0 | SFM | wCZ14 | v2015 | rDXHP | t4 | S14 | BSLheat | Baseline Design | Hourly Results.csv | SFM-wCZ14-v2015-rDXHP-t4 | 7935.9716 | 0 | 0 | 0 | 0 | 0 | 0 | 0 | 0 | 0 | 0 | 0 | 0 | 0 | 0 | 0 | 0 | 0 | 0 | 0 | 0 | 0 | 0 | 0 | 0 | 0 | 0 | 0 | 0 | 0 | 0 | 0 | 0 | 0 | 0 | 0 | 0 | 0
eline Design - Hourly Results. | SFM-wCZ14-v2015-rDXHP-t4-S15-MSRboth.pd2 | SFM-wCZ14-v2015-rDXHP-t4-S15-MSRboth - Baseline Design - Hourly Results.csv | 8703.5897 | 4537.7739 | 17.9071 | 0 | 0 | 2199.3729 | 0 | 2199.3729 | 0 | SFM | wCZ14 | v2015 | rDXHP | t4 | S15 | MSRboth | Baseline Design | Hourly Results.csv | SFM-wCZ14-v2015-rDXHP-t4-both | 0 | 8703.5897 | 6737.1468 | 15440.7365 | 0 | 0 | 0 | 0 | 0 | 0 | 0 | 0 | 0 | 0 | 0 | 0 | 0 | 0 | 0 | 0 | 0 | 0 | 0 | 0 | 0 | 0 | 0 | 0 | 0 | 0 | 0 | 0 | 0 | 0 | 0 | 0 | 0 | 0
eline Design - Hourly Results. | SFM-wCZ14-v2015-rDXHP-t4-S15-MSRcool.pd2 | SFM-wCZ14-v2015-rDXHP-t4-S15-MSRcool - Baseline Design - Hourly Results.csv | 8703.5897 | 4798.0159 | 17.9071 | 0 | 0 | 2199.3729 | 0 | 2199.3729 | 0 | SFM | wCZ14 | v2015 | rDXHP | t4 | S15 | MSRcool | Baseline Design | Hourly Results.csv | SFM-wCZ14-v2015-rDXHP-t4 | 8703.5897 | 0 | 0 | 0 | 0 | 0 | 0 | 0 | 0 | 0 | 0 | 0 | 0 | 0 | 0 | 0 | 0 | 0 | 0 | 0 | 0 | 0 | 0 | 0 | 0 | 0 | 0 | 0 | 0 | 0 | 0 | 0 | 0 | 0 | 0 | 0 | 0 | 0
eline Design - Hourly Results. | SFM-wCZ14-v2015-rDXHP-t4-S15-MSRheat.pd2 | SFM-wCZ14-v2015-rDXHP-t4-S15-MSRheat - Baseline Design - Hourly Results.csv | 7887.5868 | 4537.7739 | 17.9071 | 0 | 0 | 2199.3729 | 0 | 2199.3729 | 0 | SFM | wCZ14 | v2015 | rDXHP | t4 | S15 | MSRheat | Baseline Design | Hourly Results.csv | SFM-wCZ14-v2015-rDXHP-t4 | 6737.1468 | 0 | 0 | 0 | 0 | 0 | 0 | 0 | 0 | 0 | 0 | 0 | 0 | 0 | 0 | 0 | 0 | 0 | 0 | 0 | 0 | 0 | 0 | 0 | 0 | 0 | 0 | 0 | 0 | 0 | 0 | 0 | 0 | 0 | 0 | 0 | 0 | 0
eline Design - Hourly Results. | SFM-wCZ14-v2015-rDXHP-t4-S16-MSRboth.pd2 | SFM-wCZ14-v2015-rDXHP-t4-S16-MSRboth - Baseline Design - Hourly Results.csv | 8664.7902 | 5628.8233 | 17.4642 | 0 | 0 | 142.1014 | 0 | 142.1014 | 0 | SFM | wCZ14 | v2015 | rDXHP | t4 | S16 | MSRboth | Baseline Design | Hourly Results.csv | SFM-wCZ14-v2015-rDXHP-t4-both | 0 | 8664.7902 | 5770.9247 | 14435.7149 | 0 | 0 | 0 | 0 | 0 | 0 | 0 | 0 | 0 | 0 | 0 | 0 | 0 | 0 | 0 | 0 | 0 | 0 | 0 | 0 | 0 | 0 | 0 | 0 | 0 | 0 | 0 | 0 | 0 | 0 | 0 | 0 | 0 | 0
eline Design - Hourly Results. | SFM-wCZ14-v2015-rDXHP-t4-S16-MSRcool.pd2 | SFM-wCZ14-v2015-rDXHP-t4-S16-MSRcool - Baseline Design - Hourly Results.csv | 8664.7902 | 5981.4147 | 17.4642 | 0 | 0 | 142.1014 | 0 | 142.1014 | 0 | SFM | wCZ14 | v2015 | rDXHP | t4 | S16 | MSRcool | Baseline Design | Hourly Results.csv | SFM-wCZ14-v2015-rDXHP-t4 | 8664.7902 | 0 | 0 | 0 | 0 | 0 | 0 | 0 | 0 | 0 | 0 | 0 | 0 | 0 | 0 | 0 | 0 | 0 | 0 | 0 | 0 | 0 | 0 | 0 | 0 | 0 | 0 | 0 | 0 | 0 | 0 | 0 | 0 | 0 | 0 | 0 | 0 | 0
eline Design - Hourly Results. | SFM-wCZ14-v2015-rDXHP-t4-S16-MSRheat.pd2 | SFM-wCZ14-v2015-rDXHP-t4-S16-MSRheat - Baseline Design - Hourly Results.csv | 7842.7717 | 5628.8233 | 17.4642 | 0 | 0 | 142.1014 | 0 | 142.1014 | 0 | SFM | wCZ14 | v2015 | rDXHP | t4 | S16 | MSRheat | Baseline Design | Hourly Results.csv | SFM-wCZ14-v2015-rDXHP-t4 | 5770.9247 | 0 | 0 | 0 | 0 | 0 | 0 | 0 | 0 | 0 | 0 | 0 | 0 | 0 | 0 | 0 | 0 | 0 | 0 | 0 | 0 | 0 | 0 | 0 | 0 | 0 | 0 | 0 | 0 | 0 | 0 | 0 | 0 | 0 | 0 | 0 | 0 | 0
eline Design - Hourly Results. | SFM-wCZ14-v2015-rDXHP-t4-S17-MSRboth.pd2 | SFM-wCZ14-v2015-rDXHP-t4-S17-MSRboth - Baseline Design - Hourly Results.csv | 8137.8557 | 5432.3704 | 17.4642 | 0 | 0 | 142.1014 | 0 | 142.1014 | 0 | SFM | wCZ14 | v2015 | rDXHP | t4 | S17 | MSRboth | Baseline Design | Hourly Results.csv | SFM-wCZ14-v2015-rDXHP-t4-both | 0 | 8137.8557 | 5574.4717 | 13712.3274 | 0 | 0 | 0 | 0 | 0 | 0 | 0 | 0 | 0 | 0 | 0 | 0 | 0 | 0 | 0 | 0 | 0 | 0 | 0 | 0 | 0 | 0 | 0 | 0 | 0 | 0 | 0 | 0 | 0 | 0 | 0 | 0 | 0 | 0
eline Design - Hourly Results. | SFM-wCZ14-v2015-rDXHP-t4-S17-MSRcool.pd2 | SFM-wCZ14-v2015-rDXHP-t4-S17-MSRcool - Baseline Design - Hourly Results.csv | 8137.8557 | 5709.5398 | 17.4642 | 0 | 0 | 142.1014 | 0 | 142.1014 | 0 | SFM | wCZ14 | v2015 | rDXHP | t4 | S17 | MSRcool | Baseline Design | Hourly Results.csv | SFM-wCZ14-v2015-rDXHP-t4 | 8137.8557 | 0 | 0 | 0 | 0 | 0 | 0 | 0 | 0 | 0 | 0 | 0 | 0 | 0 | 0 | 0 | 0 | 0 | 0 | 0 | 0 | 0 | 0 | 0 | 0 | 0 | 0 | 0 | 0 | 0 | 0 | 0 | 0 | 0 | 0 | 0 | 0 | 0
eline Design - Hourly Results. | SFM-wCZ14-v2015-rDXHP-t4-S17-MSRheat.pd2 | SFM-wCZ14-v2015-rDXHP-t4-S17-MSRheat - Baseline Design - Hourly Results.csv | 7327.6923 | 5432.3704 | 17.4642 | 0 | 0 | 142.1014 | 0 | 142.1014 | 0 | SFM | wCZ14 | v2015 | rDXHP | t4 | S17 | MSRheat | Baseline Design | Hourly Results.csv | SFM-wCZ14-v2015-rDXHP-t4 | 5574.4717 | 0 | 0 | 0 | 0 | 0 | 0 | 0 | 0 | 0 | 0 | 0 | 0 | 0 | 0 | 0 | 0 | 0 | 0 | 0 | 0 | 0 | 0 | 0 | 0 | 0 | 0 | 0 | 0 | 0 | 0 | 0 | 0 | 0 | 0 | 0 | 0 | 0
eline Design - Hourly Results. | SFM-wCZ14-v2015-rDXHP-t5-S14-BSLboth.pd2 | SFM-wCZ14-v2015-rDXHP-t5-S14-BSLboth - Baseline Design - Hourly Results.csv | 12178.2272 | 7644.0633 | 92.3201 | 0 | 0 | 1571.4267 | 0 | 1571.4267 | 0 | SFM | wCZ14 | v2015 | rDXHP | t5 | S14 | BSLboth | Baseline Design | Hourly Results.csv | SFM-wCZ14-v2015-rDXHP-t5-both | 0 | 12178.2272 | 9215.49 | 21393.7171 | 0 | 0 | 0 | 0 | 0 | 0 | 0 | 0 | 0 | 0 | 0 | 0 | 0 | 0 | 0 | 0 | 0 | 0 | 0 | 0 | 0 | 0 | 0 | 0 | 0 | 0 | 0 | 0 | 0 | 0 | 0 | 0 | 0 | 0
eline Design - Hourly Results. | SFM-wCZ14-v2015-rDXHP-t5-S14-BSLcool.pd2 | SFM-wCZ14-v2015-rDXHP-t5-S14-BSLcool - Baseline Design - Hourly Results.csv | 12178.2272 | 7642.8928 | 92.3201 | 0 | 0 | 1571.4267 | 0 | 1571.4267 | 0 | SFM | wCZ14 | v2015 | rDXHP | t5 | S14 | BSLcool | Baseline Design | Hourly Results.csv | SFM-wCZ14-v2015-rDXHP-t5 | 12178.2272 | 0 | 0 | 0 | 0 | 0 | 0 | 0 | 0 | 0 | 0 | 0 | 0 | 0 | 0 | 0 | 0 | 0 | 0 | 0 | 0 | 0 | 0 | 0 | 0 | 0 | 0 | 0 | 0 | 0 | 0 | 0 | 0 | 0 | 0 | 0 | 0 | 0
eline Design - Hourly Results. | SFM-wCZ14-v2015-rDXHP-t5-S14-BSLheat.pd2 | SFM-wCZ14-v2015-rDXHP-t5-S14-BSLheat - Baseline Design - Hourly Results.csv | 10626.4157 | 7644.0633 | 92.3201 | 0 | 0 | 1571.4267 | 0 | 1571.4267 | 0 | SFM | wCZ14 | v2015 | rDXHP | t5 | S14 | BSLheat | Baseline Design | Hourly Results.csv | SFM-wCZ14-v2015-rDXHP-t5 | 9215.49 | 0 | 0 | 0 | 0 | 0 | 0 | 0 | 0 | 0 | 0 | 0 | 0 | 0 | 0 | 0 | 0 | 0 | 0 | 0 | 0 | 0 | 0 | 0 | 0 | 0 | 0 | 0 | 0 | 0 | 0 | 0 | 0 | 0 | 0 | 0 | 0 | 0
eline Design - Hourly Results. | SFM-wCZ14-v2015-rDXHP-t5-S15-MSRboth.pd2 | SFM-wCZ14-v2015-rDXHP-t5-S15-MSRboth - Baseline Design - Hourly Results.csv | 10298.335 | 6379.13 | 88.2669 | 0 | 0 | 1371.5508 | 0 | 1371.5508 | 0 | SFM | wCZ14 | v2015 | rDXHP | t5 | S15 | MSRboth | Baseline Design | Hourly Results.csv | SFM-wCZ14-v2015-rDXHP-t5-both | 0 | 10298.335 | 7750.6808 | 18049.0158 | 0 | 0 | 0 | 0 | 0 | 0 | 0 | 0 | 0 | 0 | 0 | 0 | 0 | 0 | 0 | 0 | 0 | 0 | 0 | 0 | 0 | 0 | 0 | 0 | 0 | 0 | 0 | 0 | 0 | 0 | 0 | 0 | 0 | 0
eline Design - Hourly Results. | SFM-wCZ14-v2015-rDXHP-t5-S15-MSRcool.pd2 | SFM-wCZ14-v2015-rDXHP-t5-S15-MSRcool - Baseline Design - Hourly Results.csv | 10298.335 | 6744.9742 | 88.2669 | 0 | 0 | 1371.5508 | 0 | 1371.5508 | 0 | SFM | wCZ14 | v2015 | rDXHP | t5 | S15 | MSRcool | Baseline Design | Hourly Results.csv | SFM-wCZ14-v2015-rDXHP-t5 | 10298.335 | 0 | 0 | 0 | 0 | 0 | 0 | 0 | 0 | 0 | 0 | 0 | 0 | 0 | 0 | 0 | 0 | 0 | 0 | 0 | 0 | 0 | 0 | 0 | 0 | 0 | 0 | 0 | 0 | 0 | 0 | 0 | 0 | 0 | 0 | 0 | 0 | 0
eline Design - Hourly Results. | SFM-wCZ14-v2015-rDXHP-t5-S15-MSRheat.pd2 | SFM-wCZ14-v2015-rDXHP-t5-S15-MSRheat - Baseline Design - Hourly Results.csv | 9332.8174 | 6379.13 | 88.2669 | 0 | 0 | 1371.5508 | 0 | 1371.5508 | 0 | SFM | wCZ14 | v2015 | rDXHP | t5 | S15 | MSRheat | Baseline Design | Hourly Results.csv | SFM-wCZ14-v2015-rDXHP-t5 | 7750.6808 | 0 | 0 | 0 | 0 | 0 | 0 | 0 | 0 | 0 | 0 | 0 | 0 | 0 | 0 | 0 | 0 | 0 | 0 | 0 | 0 | 0 | 0 | 0 | 0 | 0 | 0 | 0 | 0 | 0 | 0 | 0 | 0 | 0 | 0 | 0 | 0 | 0
eline Design - Hourly Results. | SFM-wCZ14-v2015-rDXHP-t5-S16-MSRboth.pd2 | SFM-wCZ14-v2015-rDXHP-t5-S16-MSRboth - Baseline Design - Hourly Results.csv | 10185.1913 | 7364.4348 | 90.6968 | 0 | 0 | 232.8092 | 0 | 232.8092 | 0 | SFM | wCZ14 | v2015 | rDXHP | t5 | S16 | MSRboth | Baseline Design | Hourly Results.csv | SFM-wCZ14-v2015-rDXHP-t5-both | 0 | 10185.1913 | 7597.244 | 17782.4353 | 0 | 0 | 0 | 0 | 0 | 0 | 0 | 0 | 0 | 0 | 0 | 0 | 0 | 0 | 0 | 0 | 0 | 0 | 0 | 0 | 0 | 0 | 0 | 0 | 0 | 0 | 0 | 0 | 0 | 0 | 0 | 0 | 0 | 0
eline Design - Hourly Results. | SFM-wCZ14-v2015-rDXHP-t5-S16-MSRcool.pd2 | SFM-wCZ14-v2015-rDXHP-t5-S16-MSRcool - Baseline Design - Hourly Results.csv | 10185.1913 | 7825.7455 | 90.6968 | 0 | 0 | 232.8092 | 0 | 232.8092 | 0 | SFM | wCZ14 | v2015 | rDXHP | t5 | S16 | MSRcool | Baseline Design | Hourly Results.csv | SFM-wCZ14-v2015-rDXHP-t5 | 10185.1913 | 0 | 0 | 0 | 0 | 0 | 0 | 0 | 0 | 0 | 0 | 0 | 0 | 0 | 0 | 0 | 0 | 0 | 0 | 0 | 0 | 0 | 0 | 0 | 0 | 0 | 0 | 0 | 0 | 0 | 0 | 0 | 0 | 0 | 0 | 0 | 0 | 0
eline Design - Hourly Results. | SFM-wCZ14-v2015-rDXHP-t5-S16-MSRheat.pd2 | SFM-wCZ14-v2015-rDXHP-t5-S16-MSRheat - Baseline Design - Hourly Results.csv | 9218.9342 | 7364.4348 | 90.6968 | 0 | 0 | 232.8092 | 0 | 232.8092 | 0 | SFM | wCZ14 | v2015 | rDXHP | t5 | S16 | MSRheat | Baseline Design | Hourly Results.csv | SFM-wCZ14-v2015-rDXHP-t5 | 7597.244 | 0 | 0 | 0 | 0 | 0 | 0 | 0 | 0 | 0 | 0 | 0 | 0 | 0 | 0 | 0 | 0 | 0 | 0 | 0 | 0 | 0 | 0 | 0 | 0 | 0 | 0 | 0 | 0 | 0 | 0 | 0 | 0 | 0 | 0 | 0 | 0 | 0
eline Design - Hourly Results. | SFM-wCZ14-v2015-rDXHP-t5-S17-MSRboth.pd2 | SFM-wCZ14-v2015-rDXHP-t5-S17-MSRboth - Baseline Design - Hourly Results.csv | 9565.7962 | 7107.4066 | 90.6968 | 0 | 0 | 232.8092 | 0 | 232.8092 | 0 | SFM | wCZ14 | v2015 | rDXHP | t5 | S17 | MSRboth | Baseline Design | Hourly Results.csv | SFM-wCZ14-v2015-rDXHP-t5-both | 0 | 9565.7962 | 7340.2159 | 16906.0121 | 0 | 0 | 0 | 0 | 0 | 0 | 0 | 0 | 0 | 0 | 0 | 0 | 0 | 0 | 0 | 0 | 0 | 0 | 0 | 0 | 0 | 0 | 0 | 0 | 0 | 0 | 0 | 0 | 0 | 0 | 0 | 0 | 0 | 0
eline Design - Hourly Results. | SFM-wCZ14-v2015-rDXHP-t5-S17-MSRcool.pd2 | SFM-wCZ14-v2015-rDXHP-t5-S17-MSRcool - Baseline Design - Hourly Results.csv | 9565.7962 | 7470.0394 | 90.6968 | 0 | 0 | 232.8092 | 0 | 232.8092 | 0 | SFM | wCZ14 | v2015 | rDXHP | t5 | S17 | MSRcool | Baseline Design | Hourly Results.csv | SFM-wCZ14-v2015-rDXHP-t5 | 9565.7962 | 0 | 0 | 0 | 0 | 0 | 0 | 0 | 0 | 0 | 0 | 0 | 0 | 0 | 0 | 0 | 0 | 0 | 0 | 0 | 0 | 0 | 0 | 0 | 0 | 0 | 0 | 0 | 0 | 0 | 0 | 0 | 0 | 0 | 0 | 0 | 0 | 0
eline Design - Hourly Results. | SFM-wCZ14-v2015-rDXHP-t5-S17-MSRheat.pd2 | SFM-wCZ14-v2015-rDXHP-t5-S17-MSRheat - Baseline Design - Hourly Results.csv | 8613.4746 | 7107.4066 | 90.6968 | 0 | 0 | 232.8092 | 0 | 232.8092 | 0 | SFM | wCZ14 | v2015 | rDXHP | t5 | S17 | MSRheat | Baseline Design | Hourly Results.csv | SFM-wCZ14-v2015-rDXHP-t5 | 7340.2159 | 0 | 0 | 0 | 0 | 0 | 0 | 0 | 0 | 0 | 0 | 0 | 0 | 0 | 0 | 0 | 0 | 0 | 0 | 0 | 0 | 0 | 0 | 0 | 0 | 0 | 0 | 0 | 0 | 0 | 0 | 0 | 0 | 0 | 0 | 0 | 0 | 0
eline Design - Hourly Results. | SFM-wCZ15-v2015-rDXHP-t1-S14-BSLboth.pd2 | SFM-wCZ15-v2015-rDXHP-t1-S14-BSLboth - Baseline Design - Hourly Results.csv | 18994.2672 | 3093.6716 | 0 | 0 | 0 | 55.3826 | 0 | 55.3826 | 0 | SFM | wCZ15 | v2015 | rDXHP | t1 | S14 | BSLboth | Baseline Design | Hourly Results.csv | SFM-wCZ15-v2015-rDXHP-t1-both | 0 | 18994.2672 | 3149.0542 | 22143.3214 | 0 | 0 | 0 | 0 | 0 | 0 | 0 | 0 | 0 | 0 | 0 | 0 | 0 | 0 | 0 | 0 | 0 | 0 | 0 | 0 | 0 | 0 | 0 | 0 | 0 | 0 | 0 | 0 | 0 | 0 | 0 | 0 | 0 | 0
eline Design - Hourly Results. | SFM-wCZ15-v2015-rDXHP-t1-S14-BSLcool.pd2 | SFM-wCZ15-v2015-rDXHP-t1-S14-BSLcool - Baseline Design - Hourly Results.csv | 18994.2672 | 3093.1978 | 0 | 0 | 0 | 55.3826 | 0 | 55.3826 | 0 | SFM | wCZ15 | v2015 | rDXHP | t1 | S14 | BSLcool | Baseline Design | Hourly Results.csv | SFM-wCZ15-v2015-rDXHP-t1 | 18994.2672 | 0 | 0 | 0 | 0 | 0 | 0 | 0 | 0 | 0 | 0 | 0 | 0 | 0 | 0 | 0 | 0 | 0 | 0 | 0 | 0 | 0 | 0 | 0 | 0 | 0 | 0 | 0 | 0 | 0 | 0 | 0 | 0 | 0 | 0 | 0 | 0 | 0
eline Design - Hourly Results. | SFM-wCZ15-v2015-rDXHP-t1-S14-BSLheat.pd2 | SFM-wCZ15-v2015-rDXHP-t1-S14-BSLheat - Baseline Design - Hourly Results.csv | 16573.921 | 3093.6716 | 0 | 0 | 0 | 55.3826 | 0 | 55.3826 | 0 | SFM | wCZ15 | v2015 | rDXHP | t1 | S14 | BSLheat | Baseline Design | Hourly Results.csv | SFM-wCZ15-v2015-rDXHP-t1 | 3149.0542 | 0 | 0 | 0 | 0 | 0 | 0 | 0 | 0 | 0 | 0 | 0 | 0 | 0 | 0 | 0 | 0 | 0 | 0 | 0 | 0 | 0 | 0 | 0 | 0 | 0 | 0 | 0 | 0 | 0 | 0 | 0 | 0 | 0 | 0 | 0 | 0 | 0
eline Design - Hourly Results. | SFM-wCZ15-v2015-rDXHP-t1-S15-MSRboth.pd2 | SFM-wCZ15-v2015-rDXHP-t1-S15-MSRboth - Baseline Design - Hourly Results.csv | 15901.0159 | 2592.1513 | 0 | 0 | 0 | 50.2159 | 0 | 50.2159 | 0 | SFM | wCZ15 | v2015 | rDXHP | t1 | S15 | MSRboth | Baseline Design | Hourly Results.csv | SFM-wCZ15-v2015-rDXHP-t1-both | 0 | 15901.0159 | 2642.3671 | 18543.383 | 0 | 0 | 0 | 0 | 0 | 0 | 0 | 0 | 0 | 0 | 0 | 0 | 0 | 0 | 0 | 0 | 0 | 0 | 0 | 0 | 0 | 0 | 0 | 0 | 0 | 0 | 0 | 0 | 0 | 0 | 0 | 0 | 0 | 0
eline Design - Hourly Results. | SFM-wCZ15-v2015-rDXHP-t1-S15-MSRcool.pd2 | SFM-wCZ15-v2015-rDXHP-t1-S15-MSRcool - Baseline Design - Hourly Results.csv | 15901.0159 | 2740.8117 | 0 | 0 | 0 | 50.2159 | 0 | 50.2159 | 0 | SFM | wCZ15 | v2015 | rDXHP | t1 | S15 | MSRcool | Baseline Design | Hourly Results.csv | SFM-wCZ15-v2015-rDXHP-t1 | 15901.0159 | 0 | 0 | 0 | 0 | 0 | 0 | 0 | 0 | 0 | 0 | 0 | 0 | 0 | 0 | 0 | 0 | 0 | 0 | 0 | 0 | 0 | 0 | 0 | 0 | 0 | 0 | 0 | 0 | 0 | 0 | 0 | 0 | 0 | 0 | 0 | 0 | 0
eline Design - Hourly Results. | SFM-wCZ15-v2015-rDXHP-t1-S15-MSRheat.pd2 | SFM-wCZ15-v2015-rDXHP-t1-S15-MSRheat - Baseline Design - Hourly Results.csv | 14410.2195 | 2592.1513 | 0 | 0 | 0 | 50.2159 | 0 | 50.2159 | 0 | SFM | wCZ15 | v2015 | rDXHP | t1 | S15 | MSRheat | Baseline Design | Hourly Results.csv | SFM-wCZ15-v2015-rDXHP-t1 | 2642.3671 | 0 | 0 | 0 | 0 | 0 | 0 | 0 | 0 | 0 | 0 | 0 | 0 | 0 | 0 | 0 | 0 | 0 | 0 | 0 | 0 | 0 | 0 | 0 | 0 | 0 | 0 | 0 | 0 | 0 | 0 | 0 | 0 | 0 | 0 | 0 | 0 | 0
eline Design - Hourly Results. | SFM-wCZ15-v2015-rDXHP-t1-S16-MSRboth.pd2 | SFM-wCZ15-v2015-rDXHP-t1-S16-MSRboth - Baseline Design - Hourly Results.csv | 15664.1537 | 2870.3742 | 0 | 0 | 0 | 0 | 0 | 0 | 0 | SFM | wCZ15 | v2015 | rDXHP | t1 | S16 | MSRboth | Baseline Design | Hourly Results.csv | SFM-wCZ15-v2015-rDXHP-t1-both | 0 | 15664.1537 | 2870.3742 | 18534.5278 | 0 | 0 | 0 | 0 | 0 | 0 | 0 | 0 | 0 | 0 | 0 | 0 | 0 | 0 | 0 | 0 | 0 | 0 | 0 | 0 | 0 | 0 | 0 | 0 | 0 | 0 | 0 | 0 | 0 | 0 | 0 | 0 | 0 | 0
eline Design - Hourly Results. | SFM-wCZ15-v2015-rDXHP-t1-S16-MSRcool.pd2 | SFM-wCZ15-v2015-rDXHP-t1-S16-MSRcool - Baseline Design - Hourly Results.csv | 15664.1537 | 3050.1754 | 0 | 0 | 0 | 0 | 0 | 0 | 0 | SFM | wCZ15 | v2015 | rDXHP | t1 | S16 | MSRcool | Baseline Design | Hourly Results.csv | SFM-wCZ15-v2015-rDXHP-t1 | 15664.1537 | 0 | 0 | 0 | 0 | 0 | 0 | 0 | 0 | 0 | 0 | 0 | 0 | 0 | 0 | 0 | 0 | 0 | 0 | 0 | 0 | 0 | 0 | 0 | 0 | 0 | 0 | 0 | 0 | 0 | 0 | 0 | 0 | 0 | 0 | 0 | 0 | 0
eline Design - Hourly Results. | SFM-wCZ15-v2015-rDXHP-t1-S16-MSRheat.pd2 | SFM-wCZ15-v2015-rDXHP-t1-S16-MSRheat - Baseline Design - Hourly Results.csv | 14178.1135 | 2870.3742 | 0 | 0 | 0 | 0 | 0 | 0 | 0 | SFM | wCZ15 | v2015 | rDXHP | t1 | S16 | MSRheat | Baseline Design | Hourly Results.csv | SFM-wCZ15-v2015-rDXHP-t1 | 2870.3742 | 0 | 0 | 0 | 0 | 0 | 0 | 0 | 0 | 0 | 0 | 0 | 0 | 0 | 0 | 0 | 0 | 0 | 0 | 0 | 0 | 0 | 0 | 0 | 0 | 0 | 0 | 0 | 0 | 0 | 0 | 0 | 0 | 0 | 0 | 0 | 0 | 0
eline Design - Hourly Results. | SFM-wCZ15-v2015-rDXHP-t1-S17-MSRboth.pd2 | SFM-wCZ15-v2015-rDXHP-t1-S17-MSRboth - Baseline Design - Hourly Results.csv | 14711.5642 | 2770.1944 | 0 | 0 | 0 | 0 | 0 | 0 | 0 | SFM | wCZ15 | v2015 | rDXHP | t1 | S17 | MSRboth | Baseline Design | Hourly Results.csv | SFM-wCZ15-v2015-rDXHP-t1-both | 0 | 14711.5642 | 2770.1944 | 17481.7586 | 0 | 0 | 0 | 0 | 0 | 0 | 0 | 0 | 0 | 0 | 0 | 0 | 0 | 0 | 0 | 0 | 0 | 0 | 0 | 0 | 0 | 0 | 0 | 0 | 0 | 0 | 0 | 0 | 0 | 0 | 0 | 0 | 0 | 0
eline Design - Hourly Results. | SFM-wCZ15-v2015-rDXHP-t1-S17-MSRcool.pd2 | SFM-wCZ15-v2015-rDXHP-t1-S17-MSRcool - Baseline Design - Hourly Results.csv | 14711.5642 | 2911.5346 | 0 | 0 | 0 | 0 | 0 | 0 | 0 | SFM | wCZ15 | v2015 | rDXHP | t1 | S17 | MSRcool | Baseline Design | Hourly Results.csv | SFM-wCZ15-v2015-rDXHP-t1 | 14711.5642 | 0 | 0 | 0 | 0 | 0 | 0 | 0 | 0 | 0 | 0 | 0 | 0 | 0 | 0 | 0 | 0 | 0 | 0 | 0 | 0 | 0 | 0 | 0 | 0 | 0 | 0 | 0 | 0 | 0 | 0 | 0 | 0 | 0 | 0 | 0 | 0 | 0
eline Design - Hourly Results. | SFM-wCZ15-v2015-rDXHP-t1-S17-MSRheat.pd2 | SFM-wCZ15-v2015-rDXHP-t1-S17-MSRheat - Baseline Design - Hourly Results.csv | 13246.9565 | 2770.1944 | 0 | 0 | 0 | 0 | 0 | 0 | 0 | SFM | wCZ15 | v2015 | rDXHP | t1 | S17 | MSRheat | Baseline Design | Hourly Results.csv | SFM-wCZ15-v2015-rDXHP-t1 | 2770.1944 | 0 | 0 | 0 | 0 | 0 | 0 | 0 | 0 | 0 | 0 | 0 | 0 | 0 | 0 | 0 | 0 | 0 | 0 | 0 | 0 | 0 | 0 | 0 | 0 | 0 | 0 | 0 | 0 | 0 | 0 | 0 | 0 | 0 | 0 | 0 | 0 | 0
eline Design - Hourly Results. | SFM-wCZ15-v2015-rDXHP-t2-S14-BSLboth.pd2 | SFM-wCZ15-v2015-rDXHP-t2-S14-BSLboth - Baseline Design - Hourly Results.csv | 20949.7606 | 2367.4219 | 0 | 0 | 0 | 46.1273 | 0 | 46.1273 | 0 | SFM | wCZ15 | v2015 | rDXHP | t2 | S14 | BSLboth | Baseline Design | Hourly Results.csv | SFM-wCZ15-v2015-rDXHP-t2-both | 0 | 20949.7606 | 2413.5492 | 23363.3098 | 0 | 0 | 0 | 0 | 0 | 0 | 0 | 0 | 0 | 0 | 0 | 0 | 0 | 0 | 0 | 0 | 0 | 0 | 0 | 0 | 0 | 0 | 0 | 0 | 0 | 0 | 0 | 0 | 0 | 0 | 0 | 0 | 0 | 0
eline Design - Hourly Results. | SFM-wCZ15-v2015-rDXHP-t2-S14-BSLcool.pd2 | SFM-wCZ15-v2015-rDXHP-t2-S14-BSLcool - Baseline Design - Hourly Results.csv | 20949.7606 | 2367.0593 | 0 | 0 | 0 | 46.1273 | 0 | 46.1273 | 0 | SFM | wCZ15 | v2015 | rDXHP | t2 | S14 | BSLcool | Baseline Design | Hourly Results.csv | SFM-wCZ15-v2015-rDXHP-t2 | 20949.7606 | 0 | 0 | 0 | 0 | 0 | 0 | 0 | 0 | 0 | 0 | 0 | 0 | 0 | 0 | 0 | 0 | 0 | 0 | 0 | 0 | 0 | 0 | 0 | 0 | 0 | 0 | 0 | 0 | 0 | 0 | 0 | 0 | 0 | 0 | 0 | 0 | 0
eline Design - Hourly Results. | SFM-wCZ15-v2015-rDXHP-t2-S14-BSLheat.pd2 | SFM-wCZ15-v2015-rDXHP-t2-S14-BSLheat - Baseline Design - Hourly Results.csv | 18280.2354 | 2367.4219 | 0 | 0 | 0 | 46.1273 | 0 | 46.1273 | 0 | SFM | wCZ15 | v2015 | rDXHP | t2 | S14 | BSLheat | Baseline Design | Hourly Results.csv | SFM-wCZ15-v2015-rDXHP-t2 | 2413.5492 | 0 | 0 | 0 | 0 | 0 | 0 | 0 | 0 | 0 | 0 | 0 | 0 | 0 | 0 | 0 | 0 | 0 | 0 | 0 | 0 | 0 | 0 | 0 | 0 | 0 | 0 | 0 | 0 | 0 | 0 | 0 | 0 | 0 | 0 | 0 | 0 | 0
eline Design - Hourly Results. | SFM-wCZ15-v2015-rDXHP-t2-S15-MSRboth.pd2 | SFM-wCZ15-v2015-rDXHP-t2-S15-MSRboth - Baseline Design - Hourly Results.csv | 17548.0995 | 1984.4764 | 0 | 0 | 0 | 42.0309 | 0 | 42.0309 | 0 | SFM | wCZ15 | v2015 | rDXHP | t2 | S15 | MSRboth | Baseline Design | Hourly Results.csv | SFM-wCZ15-v2015-rDXHP-t2-both | 0 | 17548.0995 | 2026.5073 | 19574.6068 | 0 | 0 | 0 | 0 | 0 | 0 | 0 | 0 | 0 | 0 | 0 | 0 | 0 | 0 | 0 | 0 | 0 | 0 | 0 | 0 | 0 | 0 | 0 | 0 | 0 | 0 | 0 | 0 | 0 | 0 | 0 | 0 | 0 | 0
eline Design - Hourly Results. | SFM-wCZ15-v2015-rDXHP-t2-S15-MSRcool.pd2 | SFM-wCZ15-v2015-rDXHP-t2-S15-MSRcool - Baseline Design - Hourly Results.csv | 17548.0995 | 2098.2865 | 0 | 0 | 0 | 42.0309 | 0 | 42.0309 | 0 | SFM | wCZ15 | v2015 | rDXHP | t2 | S15 | MSRcool | Baseline Design | Hourly Results.csv | SFM-wCZ15-v2015-rDXHP-t2 | 17548.0995 | 0 | 0 | 0 | 0 | 0 | 0 | 0 | 0 | 0 | 0 | 0 | 0 | 0 | 0 | 0 | 0 | 0 | 0 | 0 | 0 | 0 | 0 | 0 | 0 | 0 | 0 | 0 | 0 | 0 | 0 | 0 | 0 | 0 | 0 | 0 | 0 | 0
eline Design - Hourly Results. | SFM-wCZ15-v2015-rDXHP-t2-S15-MSRheat.pd2 | SFM-wCZ15-v2015-rDXHP-t2-S15-MSRheat - Baseline Design - Hourly Results.csv | 15902.8817 | 1984.4764 | 0 | 0 | 0 | 42.0309 | 0 | 42.0309 | 0 | SFM | wCZ15 | v2015 | rDXHP | t2 | S15 | MSRheat | Baseline Design | Hourly Results.csv | SFM-wCZ15-v2015-rDXHP-t2 | 2026.5073 | 0 | 0 | 0 | 0 | 0 | 0 | 0 | 0 | 0 | 0 | 0 | 0 | 0 | 0 | 0 | 0 | 0 | 0 | 0 | 0 | 0 | 0 | 0 | 0 | 0 | 0 | 0 | 0 | 0 | 0 | 0 | 0 | 0 | 0 | 0 | 0 | 0
eline Design - Hourly Results. | SFM-wCZ15-v2015-rDXHP-t2-S16-MSRboth.pd2 | SFM-wCZ15-v2015-rDXHP-t2-S16-MSRboth - Baseline Design - Hourly Results.csv | 17418.3879 | 2202.6291 | 0 | 0 | 0 | 0 | 0 | 0 | 0 | SFM | wCZ15 | v2015 | rDXHP | t2 | S16 | MSRboth | Baseline Design | Hourly Results.csv | SFM-wCZ15-v2015-rDXHP-t2-both | 0 | 17418.3879 | 2202.6291 | 19621.017 | 0 | 0 | 0 | 0 | 0 | 0 | 0 | 0 | 0 | 0 | 0 | 0 | 0 | 0 | 0 | 0 | 0 | 0 | 0 | 0 | 0 | 0 | 0 | 0 | 0 | 0 | 0 | 0 | 0 | 0 | 0 | 0 | 0 | 0
eline Design - Hourly Results. | SFM-wCZ15-v2015-rDXHP-t2-S16-MSRcool.pd2 | SFM-wCZ15-v2015-rDXHP-t2-S16-MSRcool - Baseline Design - Hourly Results.csv | 17418.3879 | 2340.6026 | 0 | 0 | 0 | 0 | 0 | 0 | 0 | SFM | wCZ15 | v2015 | rDXHP | t2 | S16 | MSRcool | Baseline Design | Hourly Results.csv | SFM-wCZ15-v2015-rDXHP-t2 | 17418.3879 | 0 | 0 | 0 | 0 | 0 | 0 | 0 | 0 | 0 | 0 | 0 | 0 | 0 | 0 | 0 | 0 | 0 | 0 | 0 | 0 | 0 | 0 | 0 | 0 | 0 | 0 | 0 | 0 | 0 | 0 | 0 | 0 | 0 | 0 | 0 | 0 | 0
eline Design - Hourly Results. | SFM-wCZ15-v2015-rDXHP-t2-S16-MSRheat.pd2 | SFM-wCZ15-v2015-rDXHP-t2-S16-MSRheat - Baseline Design - Hourly Results.csv | 15765.9253 | 2202.6291 | 0 | 0 | 0 | 0 | 0 | 0 | 0 | SFM | wCZ15 | v2015 | rDXHP | t2 | S16 | MSRheat | Baseline Design | Hourly Results.csv | SFM-wCZ15-v2015-rDXHP-t2 | 2202.6291 | 0 | 0 | 0 | 0 | 0 | 0 | 0 | 0 | 0 | 0 | 0 | 0 | 0 | 0 | 0 | 0 | 0 | 0 | 0 | 0 | 0 | 0 | 0 | 0 | 0 | 0 | 0 | 0 | 0 | 0 | 0 | 0 | 0 | 0 | 0 | 0 | 0
eline Design - Hourly Results. | SFM-wCZ15-v2015-rDXHP-t2-S17-MSRboth.pd2 | SFM-wCZ15-v2015-rDXHP-t2-S17-MSRboth - Baseline Design - Hourly Results.csv | 16359.1174 | 2125.7547 | 0 | 0 | 0 | 0 | 0 | 0 | 0 | SFM | wCZ15 | v2015 | rDXHP | t2 | S17 | MSRboth | Baseline Design | Hourly Results.csv | SFM-wCZ15-v2015-rDXHP-t2-both | 0 | 16359.1174 | 2125.7547 | 18484.8722 | 0 | 0 | 0 | 0 | 0 | 0 | 0 | 0 | 0 | 0 | 0 | 0 | 0 | 0 | 0 | 0 | 0 | 0 | 0 | 0 | 0 | 0 | 0 | 0 | 0 | 0 | 0 | 0 | 0 | 0 | 0 | 0 | 0 | 0
eline Design - Hourly Results. | SFM-wCZ15-v2015-rDXHP-t2-S17-MSRcool.pd2 | SFM-wCZ15-v2015-rDXHP-t2-S17-MSRcool - Baseline Design - Hourly Results.csv | 16359.1174 | 2234.2145 | 0 | 0 | 0 | 0 | 0 | 0 | 0 | SFM | wCZ15 | v2015 | rDXHP | t2 | S17 | MSRcool | Baseline Design | Hourly Results.csv | SFM-wCZ15-v2015-rDXHP-t2 | 16359.1174 | 0 | 0 | 0 | 0 | 0 | 0 | 0 | 0 | 0 | 0 | 0 | 0 | 0 | 0 | 0 | 0 | 0 | 0 | 0 | 0 | 0 | 0 | 0 | 0 | 0 | 0 | 0 | 0 | 0 | 0 | 0 | 0 | 0 | 0 | 0 | 0 | 0
eline Design - Hourly Results. | SFM-wCZ15-v2015-rDXHP-t2-S17-MSRheat.pd2 | SFM-wCZ15-v2015-rDXHP-t2-S17-MSRheat - Baseline Design - Hourly Results.csv | 14730.4877 | 2125.7547 | 0 | 0 | 0 | 0 | 0 | 0 | 0 | SFM | wCZ15 | v2015 | rDXHP | t2 | S17 | MSRheat | Baseline Design | Hourly Results.csv | SFM-wCZ15-v2015-rDXHP-t2 | 2125.7547 | 0 | 0 | 0 | 0 | 0 | 0 | 0 | 0 | 0 | 0 | 0 | 0 | 0 | 0 | 0 | 0 | 0 | 0 | 0 | 0 | 0 | 0 | 0 | 0 | 0 | 0 | 0 | 0 | 0 | 0 | 0 | 0 | 0 | 0 | 0 | 0 | 0
eline Design - Hourly Results. | SFM-wCZ15-v2015-rDXHP-t3-S14-BSLboth.pd2 | SFM-wCZ15-v2015-rDXHP-t3-S14-BSLboth - Baseline Design - Hourly Results.csv | 18139.5838 | 3257.9692 | 0 | 0 | 0 | 51.8001 | 0 | 51.8001 | 0 | SFM | wCZ15 | v2015 | rDXHP | t3 | S14 | BSLboth | Baseline Design | Hourly Results.csv | SFM-wCZ15-v2015-rDXHP-t3-both | 0 | 18139.5838 | 3309.7693 | 21449.3531 | 0 | 0 | 0 | 0 | 0 | 0 | 0 | 0 | 0 | 0 | 0 | 0 | 0 | 0 | 0 | 0 | 0 | 0 | 0 | 0 | 0 | 0 | 0 | 0 | 0 | 0 | 0 | 0 | 0 | 0 | 0 | 0 | 0 | 0
eline Design - Hourly Results. | SFM-wCZ15-v2015-rDXHP-t3-S14-BSLcool.pd2 | SFM-wCZ15-v2015-rDXHP-t3-S14-BSLcool - Baseline Design - Hourly Results.csv | 18139.5838 | 3257.47 | 0 | 0 | 0 | 51.8001 | 0 | 51.8001 | 0 | SFM | wCZ15 | v2015 | rDXHP | t3 | S14 | BSLcool | Baseline Design | Hourly Results.csv | SFM-wCZ15-v2015-rDXHP-t3 | 18139.5838 | 0 | 0 | 0 | 0 | 0 | 0 | 0 | 0 | 0 | 0 | 0 | 0 | 0 | 0 | 0 | 0 | 0 | 0 | 0 | 0 | 0 | 0 | 0 | 0 | 0 | 0 | 0 | 0 | 0 | 0 | 0 | 0 | 0 | 0 | 0 | 0 | 0
eline Design - Hourly Results. | SFM-wCZ15-v2015-rDXHP-t3-S14-BSLheat.pd2 | SFM-wCZ15-v2015-rDXHP-t3-S14-BSLheat - Baseline Design - Hourly Results.csv | 15828.1456 | 3257.9692 | 0 | 0 | 0 | 51.8001 | 0 | 51.8001 | 0 | SFM | wCZ15 | v2015 | rDXHP | t3 | S14 | BSLheat | Baseline Design | Hourly Results.csv | SFM-wCZ15-v2015-rDXHP-t3 | 3309.7693 | 0 | 0 | 0 | 0 | 0 | 0 | 0 | 0 | 0 | 0 | 0 | 0 | 0 | 0 | 0 | 0 | 0 | 0 | 0 | 0 | 0 | 0 | 0 | 0 | 0 | 0 | 0 | 0 | 0 | 0 | 0 | 0 | 0 | 0 | 0 | 0 | 0
eline Design - Hourly Results. | SFM-wCZ15-v2015-rDXHP-t3-S15-MSRboth.pd2 | SFM-wCZ15-v2015-rDXHP-t3-S15-MSRboth - Baseline Design - Hourly Results.csv | 15188.6959 | 2728.7753 | 0 | 0 | 0 | 46.9794 | 0 | 46.9794 | 0 | SFM | wCZ15 | v2015 | rDXHP | t3 | S15 | MSRboth | Baseline Design | Hourly Results.csv | SFM-wCZ15-v2015-rDXHP-t3-both | 0 | 15188.6959 | 2775.7547 | 17964.4506 | 0 | 0 | 0 | 0 | 0 | 0 | 0 | 0 | 0 | 0 | 0 | 0 | 0 | 0 | 0 | 0 | 0 | 0 | 0 | 0 | 0 | 0 | 0 | 0 | 0 | 0 | 0 | 0 | 0 | 0 | 0 | 0 | 0 | 0
eline Design - Hourly Results. | SFM-wCZ15-v2015-rDXHP-t3-S15-MSRcool.pd2 | SFM-wCZ15-v2015-rDXHP-t3-S15-MSRcool - Baseline Design - Hourly Results.csv | 15188.6959 | 2885.2711 | 0 | 0 | 0 | 46.9794 | 0 | 46.9794 | 0 | SFM | wCZ15 | v2015 | rDXHP | t3 | S15 | MSRcool | Baseline Design | Hourly Results.csv | SFM-wCZ15-v2015-rDXHP-t3 | 15188.6959 | 0 | 0 | 0 | 0 | 0 | 0 | 0 | 0 | 0 | 0 | 0 | 0 | 0 | 0 | 0 | 0 | 0 | 0 | 0 | 0 | 0 | 0 | 0 | 0 | 0 | 0 | 0 | 0 | 0 | 0 | 0 | 0 | 0 | 0 | 0 | 0 | 0
eline Design - Hourly Results. | SFM-wCZ15-v2015-rDXHP-t3-S15-MSRheat.pd2 | SFM-wCZ15-v2015-rDXHP-t3-S15-MSRheat - Baseline Design - Hourly Results.csv | 13764.6836 | 2728.7753 | 0 | 0 | 0 | 46.9794 | 0 | 46.9794 | 0 | SFM | wCZ15 | v2015 | rDXHP | t3 | S15 | MSRheat | Baseline Design | Hourly Results.csv | SFM-wCZ15-v2015-rDXHP-t3 | 2775.7547 | 0 | 0 | 0 | 0 | 0 | 0 | 0 | 0 | 0 | 0 | 0 | 0 | 0 | 0 | 0 | 0 | 0 | 0 | 0 | 0 | 0 | 0 | 0 | 0 | 0 | 0 | 0 | 0 | 0 | 0 | 0 | 0 | 0 | 0 | 0 | 0 | 0
eline Design - Hourly Results. | SFM-wCZ15-v2015-rDXHP-t3-S16-MSRboth.pd2 | SFM-wCZ15-v2015-rDXHP-t3-S16-MSRboth - Baseline Design - Hourly Results.csv | 14941.7062 | 3017.5722 | 0 | 0 | 0 | 0 | 0 | 0 | 0 | SFM | wCZ15 | v2015 | rDXHP | t3 | S16 | MSRboth | Baseline Design | Hourly Results.csv | SFM-wCZ15-v2015-rDXHP-t3-both | 0 | 14941.7062 | 3017.5722 | 17959.2783 | 0 | 0 | 0 | 0 | 0 | 0 | 0 | 0 | 0 | 0 | 0 | 0 | 0 | 0 | 0 | 0 | 0 | 0 | 0 | 0 | 0 | 0 | 0 | 0 | 0 | 0 | 0 | 0 | 0 | 0 | 0 | 0 | 0 | 0
eline Design - Hourly Results. | SFM-wCZ15-v2015-rDXHP-t3-S16-MSRcool.pd2 | SFM-wCZ15-v2015-rDXHP-t3-S16-MSRcool - Baseline Design - Hourly Results.csv | 14941.7062 | 3206.5938 | 0 | 0 | 0 | 0 | 0 | 0 | 0 | SFM | wCZ15 | v2015 | rDXHP | t3 | S16 | MSRcool | Baseline Design | Hourly Results.csv | SFM-wCZ15-v2015-rDXHP-t3 | 14941.7062 | 0 | 0 | 0 | 0 | 0 | 0 | 0 | 0 | 0 | 0 | 0 | 0 | 0 | 0 | 0 | 0 | 0 | 0 | 0 | 0 | 0 | 0 | 0 | 0 | 0 | 0 | 0 | 0 | 0 | 0 | 0 | 0 | 0 | 0 | 0 | 0 | 0
eline Design - Hourly Results. | SFM-wCZ15-v2015-rDXHP-t3-S16-MSRheat.pd2 | SFM-wCZ15-v2015-rDXHP-t3-S16-MSRheat - Baseline Design - Hourly Results.csv | 13524.2036 | 3017.5722 | 0 | 0 | 0 | 0 | 0 | 0 | 0 | SFM | wCZ15 | v2015 | rDXHP | t3 | S16 | MSRheat | Baseline Design | Hourly Results.csv | SFM-wCZ15-v2015-rDXHP-t3 | 3017.5722 | 0 | 0 | 0 | 0 | 0 | 0 | 0 | 0 | 0 | 0 | 0 | 0 | 0 | 0 | 0 | 0 | 0 | 0 | 0 | 0 | 0 | 0 | 0 | 0 | 0 | 0 | 0 | 0 | 0 | 0 | 0 | 0 | 0 | 0 | 0 | 0 | 0
eline Design - Hourly Results. | SFM-wCZ15-v2015-rDXHP-t3-S17-MSRboth.pd2 | SFM-wCZ15-v2015-rDXHP-t3-S17-MSRboth - Baseline Design - Hourly Results.csv | 14033.0511 | 2912.2549 | 0 | 0 | 0 | 0 | 0 | 0 | 0 | SFM | wCZ15 | v2015 | rDXHP | t3 | S17 | MSRboth | Baseline Design | Hourly Results.csv | SFM-wCZ15-v2015-rDXHP-t3-both | 0 | 14033.0511 | 2912.2549 | 16945.306 | 0 | 0 | 0 | 0 | 0 | 0 | 0 | 0 | 0 | 0 | 0 | 0 | 0 | 0 | 0 | 0 | 0 | 0 | 0 | 0 | 0 | 0 | 0 | 0 | 0 | 0 | 0 | 0 | 0 | 0 | 0 | 0 | 0 | 0
eline Design - Hourly Results. | SFM-wCZ15-v2015-rDXHP-t3-S17-MSRcool.pd2 | SFM-wCZ15-v2015-rDXHP-t3-S17-MSRcool - Baseline Design - Hourly Results.csv | 14033.0511 | 3060.8436 | 0 | 0 | 0 | 0 | 0 | 0 | 0 | SFM | wCZ15 | v2015 | rDXHP | t3 | S17 | MSRcool | Baseline Design | Hourly Results.csv | SFM-wCZ15-v2015-rDXHP-t3 | 14033.0511 | 0 | 0 | 0 | 0 | 0 | 0 | 0 | 0 | 0 | 0 | 0 | 0 | 0 | 0 | 0 | 0 | 0 | 0 | 0 | 0 | 0 | 0 | 0 | 0 | 0 | 0 | 0 | 0 | 0 | 0 | 0 | 0 | 0 | 0 | 0 | 0 | 0
eline Design - Hourly Results. | SFM-wCZ15-v2015-rDXHP-t3-S17-MSRheat.pd2 | SFM-wCZ15-v2015-rDXHP-t3-S17-MSRheat - Baseline Design - Hourly Results.csv | 12635.9923 | 2912.2549 | 0 | 0 | 0 | 0 | 0 | 0 | 0 | SFM | wCZ15 | v2015 | rDXHP | t3 | S17 | MSRheat | Baseline Design | Hourly Results.csv | SFM-wCZ15-v2015-rDXHP-t3 | 2912.2549 | 0 | 0 | 0 | 0 | 0 | 0 | 0 | 0 | 0 | 0 | 0 | 0 | 0 | 0 | 0 | 0 | 0 | 0 | 0 | 0 | 0 | 0 | 0 | 0 | 0 | 0 | 0 | 0 | 0 | 0 | 0 | 0 | 0 | 0 | 0 | 0 | 0
eline Design - Hourly Results. | SFM-wCZ15-v2015-rDXHP-t4-S14-BSLboth.pd2 | SFM-wCZ15-v2015-rDXHP-t4-S14-BSLboth - Baseline Design - Hourly Results.csv | 9108.6841 | 3071.8668 | 0 | 0 | 0 | 55.9776 | 0 | 55.9776 | 0 | SFM | wCZ15 | v2015 | rDXHP | t4 | S14 | BSLboth | Baseline Design | Hourly Results.csv | SFM-wCZ15-v2015-rDXHP-t4-both | 0 | 9108.6841 | 3127.8444 | 12236.5285 | 0 | 0 | 0 | 0 | 0 | 0 | 0 | 0 | 0 | 0 | 0 | 0 | 0 | 0 | 0 | 0 | 0 | 0 | 0 | 0 | 0 | 0 | 0 | 0 | 0 | 0 | 0 | 0 | 0 | 0 | 0 | 0 | 0 | 0
eline Design - Hourly Results. | SFM-wCZ15-v2015-rDXHP-t4-S14-BSLcool.pd2 | SFM-wCZ15-v2015-rDXHP-t4-S14-BSLcool - Baseline Design - Hourly Results.csv | 9108.6841 | 3071.3961 | 0 | 0 | 0 | 55.9776 | 0 | 55.9776 | 0 | SFM | wCZ15 | v2015 | rDXHP | t4 | S14 | BSLcool | Baseline Design | Hourly Results.csv | SFM-wCZ15-v2015-rDXHP-t4 | 9108.6841 | 0 | 0 | 0 | 0 | 0 | 0 | 0 | 0 | 0 | 0 | 0 | 0 | 0 | 0 | 0 | 0 | 0 | 0 | 0 | 0 | 0 | 0 | 0 | 0 | 0 | 0 | 0 | 0 | 0 | 0 | 0 | 0 | 0 | 0 | 0 | 0 | 0
eline Design - Hourly Results. | SFM-wCZ15-v2015-rDXHP-t4-S14-BSLheat.pd2 | SFM-wCZ15-v2015-rDXHP-t4-S14-BSLheat - Baseline Design - Hourly Results.csv | 7948.0096 | 3071.8668 | 0 | 0 | 0 | 55.9776 | 0 | 55.9776 | 0 | SFM | wCZ15 | v2015 | rDXHP | t4 | S14 | BSLheat | Baseline Design | Hourly Results.csv | SFM-wCZ15-v2015-rDXHP-t4 | 3127.8444 | 0 | 0 | 0 | 0 | 0 | 0 | 0 | 0 | 0 | 0 | 0 | 0 | 0 | 0 | 0 | 0 | 0 | 0 | 0 | 0 | 0 | 0 | 0 | 0 | 0 | 0 | 0 | 0 | 0 | 0 | 0 | 0 | 0 | 0 | 0 | 0 | 0
eline Design - Hourly Results. | SFM-wCZ15-v2015-rDXHP-t4-S15-MSRboth.pd2 | SFM-wCZ15-v2015-rDXHP-t4-S15-MSRboth - Baseline Design - Hourly Results.csv | 7637.7088 | 2574.7564 | 0 | 0 | 0 | 50.752 | 0 | 50.752 | 0 | SFM | wCZ15 | v2015 | rDXHP | t4 | S15 | MSRboth | Baseline Design | Hourly Results.csv | SFM-wCZ15-v2015-rDXHP-t4-both | 0 | 7637.7088 | 2625.5084 | 10263.2173 | 0 | 0 | 0 | 0 | 0 | 0 | 0 | 0 | 0 | 0 | 0 | 0 | 0 | 0 | 0 | 0 | 0 | 0 | 0 | 0 | 0 | 0 | 0 | 0 | 0 | 0 | 0 | 0 | 0 | 0 | 0 | 0 | 0 | 0
eline Design - Hourly Results. | SFM-wCZ15-v2015-rDXHP-t4-S15-MSRcool.pd2 | SFM-wCZ15-v2015-rDXHP-t4-S15-MSRcool - Baseline Design - Hourly Results.csv | 7637.7088 | 2722.419 | 0 | 0 | 0 | 50.752 | 0 | 50.752 | 0 | SFM | wCZ15 | v2015 | rDXHP | t4 | S15 | MSRcool | Baseline Design | Hourly Results.csv | SFM-wCZ15-v2015-rDXHP-t4 | 7637.7088 | 0 | 0 | 0 | 0 | 0 | 0 | 0 | 0 | 0 | 0 | 0 | 0 | 0 | 0 | 0 | 0 | 0 | 0 | 0 | 0 | 0 | 0 | 0 | 0 | 0 | 0 | 0 | 0 | 0 | 0 | 0 | 0 | 0 | 0 | 0 | 0 | 0
eline Design - Hourly Results. | SFM-wCZ15-v2015-rDXHP-t4-S15-MSRheat.pd2 | SFM-wCZ15-v2015-rDXHP-t4-S15-MSRheat - Baseline Design - Hourly Results.csv | 6921.6374 | 2574.7564 | 0 | 0 | 0 | 50.752 | 0 | 50.752 | 0 | SFM | wCZ15 | v2015 | rDXHP | t4 | S15 | MSRheat | Baseline Design | Hourly Results.csv | SFM-wCZ15-v2015-rDXHP-t4 | 2625.5084 | 0 | 0 | 0 | 0 | 0 | 0 | 0 | 0 | 0 | 0 | 0 | 0 | 0 | 0 | 0 | 0 | 0 | 0 | 0 | 0 | 0 | 0 | 0 | 0 | 0 | 0 | 0 | 0 | 0 | 0 | 0 | 0 | 0 | 0 | 0 | 0 | 0
eline Design - Hourly Results. | SFM-wCZ15-v2015-rDXHP-t4-S16-MSRboth.pd2 | SFM-wCZ15-v2015-rDXHP-t4-S16-MSRboth - Baseline Design - Hourly Results.csv | 7452.9825 | 2851.6491 | 0 | 0 | 0 | 0.15435 | 0 | 0.15435 | 0 | SFM | wCZ15 | v2015 | rDXHP | t4 | S16 | MSRboth | Baseline Design | Hourly Results.csv | SFM-wCZ15-v2015-rDXHP-t4-both | 0 | 7452.9825 | 2851.8035 | 10304.786 | 0 | 0 | 0 | 0 | 0 | 0 | 0 | 0 | 0 | 0 | 0 | 0 | 0 | 0 | 0 | 0 | 0 | 0 | 0 | 0 | 0 | 0 | 0 | 0 | 0 | 0 | 0 | 0 | 0 | 0 | 0 | 0 | 0 | 0
eline Design - Hourly Results. | SFM-wCZ15-v2015-rDXHP-t4-S16-MSRcool.pd2 | SFM-wCZ15-v2015-rDXHP-t4-S16-MSRcool - Baseline Design - Hourly Results.csv | 7452.9825 | 3030.2774 | 0 | 0 | 0 | 0.15435 | 0 | 0.15435 | 0 | SFM | wCZ15 | v2015 | rDXHP | t4 | S16 | MSRcool | Baseline Design | Hourly Results.csv | SFM-wCZ15-v2015-rDXHP-t4 | 7452.9825 | 0 | 0 | 0 | 0 | 0 | 0 | 0 | 0 | 0 | 0 | 0 | 0 | 0 | 0 | 0 | 0 | 0 | 0 | 0 | 0 | 0 | 0 | 0 | 0 | 0 | 0 | 0 | 0 | 0 | 0 | 0 | 0 | 0 | 0 | 0 | 0 | 0
eline Design - Hourly Results. | SFM-wCZ15-v2015-rDXHP-t4-S16-MSRheat.pd2 | SFM-wCZ15-v2015-rDXHP-t4-S16-MSRheat - Baseline Design - Hourly Results.csv | 6745.9261 | 2851.6491 | 0 | 0 | 0 | 0.15435 | 0 | 0.15435 | 0 | SFM | wCZ15 | v2015 | rDXHP | t4 | S16 | MSRheat | Baseline Design | Hourly Results.csv | SFM-wCZ15-v2015-rDXHP-t4 | 2851.8035 | 0 | 0 | 0 | 0 | 0 | 0 | 0 | 0 | 0 | 0 | 0 | 0 | 0 | 0 | 0 | 0 | 0 | 0 | 0 | 0 | 0 | 0 | 0 | 0 | 0 | 0 | 0 | 0 | 0 | 0 | 0 | 0 | 0 | 0 | 0 | 0 | 0
eline Design - Hourly Results. | SFM-wCZ15-v2015-rDXHP-t4-S17-MSRboth.pd2 | SFM-wCZ15-v2015-rDXHP-t4-S17-MSRboth - Baseline Design - Hourly Results.csv | 6999.7413 | 2752.1231 | 0 | 0 | 0 | 0.15435 | 0 | 0.15435 | 0 | SFM | wCZ15 | v2015 | rDXHP | t4 | S17 | MSRboth | Baseline Design | Hourly Results.csv | SFM-wCZ15-v2015-rDXHP-t4-both | 0 | 6999.7413 | 2752.2775 | 9752.0188 | 0 | 0 | 0 | 0 | 0 | 0 | 0 | 0 | 0 | 0 | 0 | 0 | 0 | 0 | 0 | 0 | 0 | 0 | 0 | 0 | 0 | 0 | 0 | 0 | 0 | 0 | 0 | 0 | 0 | 0 | 0 | 0 | 0 | 0
eline Design - Hourly Results. | SFM-wCZ15-v2015-rDXHP-t4-S17-MSRcool.pd2 | SFM-wCZ15-v2015-rDXHP-t4-S17-MSRcool - Baseline Design - Hourly Results.csv | 6999.7413 | 2892.5413 | 0 | 0 | 0 | 0.15435 | 0 | 0.15435 | 0 | SFM | wCZ15 | v2015 | rDXHP | t4 | S17 | MSRcool | Baseline Design | Hourly Results.csv | SFM-wCZ15-v2015-rDXHP-t4 | 6999.7413 | 0 | 0 | 0 | 0 | 0 | 0 | 0 | 0 | 0 | 0 | 0 | 0 | 0 | 0 | 0 | 0 | 0 | 0 | 0 | 0 | 0 | 0 | 0 | 0 | 0 | 0 | 0 | 0 | 0 | 0 | 0 | 0 | 0 | 0 | 0 | 0 | 0
eline Design - Hourly Results. | SFM-wCZ15-v2015-rDXHP-t4-S17-MSRheat.pd2 | SFM-wCZ15-v2015-rDXHP-t4-S17-MSRheat - Baseline Design - Hourly Results.csv | 6302.8833 | 2752.1231 | 0 | 0 | 0 | 0.15435 | 0 | 0.15435 | 0 | SFM | wCZ15 | v2015 | rDXHP | t4 | S17 | MSRheat | Baseline Design | Hourly Results.csv | SFM-wCZ15-v2015-rDXHP-t4 | 2752.2775 | 0 | 0 | 0 | 0 | 0 | 0 | 0 | 0 | 0 | 0 | 0 | 0 | 0 | 0 | 0 | 0 | 0 | 0 | 0 | 0 | 0 | 0 | 0 | 0 | 0 | 0 | 0 | 0 | 0 | 0 | 0 | 0 | 0 | 0 | 0 | 0 | 0
eline Design - Hourly Results. | SFM-wCZ15-v2015-rDXHP-t5-S14-BSLboth.pd2 | SFM-wCZ15-v2015-rDXHP-t5-S14-BSLboth - Baseline Design - Hourly Results.csv | 15290.5583 | 2950.1032 | 0 | 0 | 0 | 46.4849 | 0 | 46.4849 | 0 | SFM | wCZ15 | v2015 | rDXHP | t5 | S14 | BSLboth | Baseline Design | Hourly Results.csv | SFM-wCZ15-v2015-rDXHP-t5-both | 0 | 15290.5583 | 2996.5881 | 18287.1464 | 0 | 0 | 0 | 0 | 0 | 0 | 0 | 0 | 0 | 0 | 0 | 0 | 0 | 0 | 0 | 0 | 0 | 0 | 0 | 0 | 0 | 0 | 0 | 0 | 0 | 0 | 0 | 0 | 0 | 0 | 0 | 0 | 0 | 0
eline Design - Hourly Results. | SFM-wCZ15-v2015-rDXHP-t5-S14-BSLcool.pd2 | SFM-wCZ15-v2015-rDXHP-t5-S14-BSLcool - Baseline Design - Hourly Results.csv | 15290.5583 | 2949.6513 | 0 | 0 | 0 | 46.4849 | 0 | 46.4849 | 0 | SFM | wCZ15 | v2015 | rDXHP | t5 | S14 | BSLcool | Baseline Design | Hourly Results.csv | SFM-wCZ15-v2015-rDXHP-t5 | 15290.5583 | 0 | 0 | 0 | 0 | 0 | 0 | 0 | 0 | 0 | 0 | 0 | 0 | 0 | 0 | 0 | 0 | 0 | 0 | 0 | 0 | 0 | 0 | 0 | 0 | 0 | 0 | 0 | 0 | 0 | 0 | 0 | 0 | 0 | 0 | 0 | 0 | 0
eline Design - Hourly Results. | SFM-wCZ15-v2015-rDXHP-t5-S14-BSLheat.pd2 | SFM-wCZ15-v2015-rDXHP-t5-S14-BSLheat - Baseline Design - Hourly Results.csv | 13342.157 | 2950.1032 | 0 | 0 | 0 | 46.4849 | 0 | 46.4849 | 0 | SFM | wCZ15 | v2015 | rDXHP | t5 | S14 | BSLheat | Baseline Design | Hourly Results.csv | SFM-wCZ15-v2015-rDXHP-t5 | 2996.5881 | 0 | 0 | 0 | 0 | 0 | 0 | 0 | 0 | 0 | 0 | 0 | 0 | 0 | 0 | 0 | 0 | 0 | 0 | 0 | 0 | 0 | 0 | 0 | 0 | 0 | 0 | 0 | 0 | 0 | 0 | 0 | 0 | 0 | 0 | 0 | 0 | 0
eline Design - Hourly Results. | SFM-wCZ15-v2015-rDXHP-t5-S15-MSRboth.pd2 | SFM-wCZ15-v2015-rDXHP-t5-S15-MSRboth - Baseline Design - Hourly Results.csv | 12800.319 | 2473.4628 | 0 | 0 | 0 | 42.2603 | 0 | 42.2603 | 0 | SFM | wCZ15 | v2015 | rDXHP | t5 | S15 | MSRboth | Baseline Design | Hourly Results.csv | SFM-wCZ15-v2015-rDXHP-t5-both | 0 | 12800.319 | 2515.7231 | 15316.0421 | 0 | 0 | 0 | 0 | 0 | 0 | 0 | 0 | 0 | 0 | 0 | 0 | 0 | 0 | 0 | 0 | 0 | 0 | 0 | 0 | 0 | 0 | 0 | 0 | 0 | 0 | 0 | 0 | 0 | 0 | 0 | 0 | 0 | 0
eline Design - Hourly Results. | SFM-wCZ15-v2015-rDXHP-t5-S15-MSRcool.pd2 | SFM-wCZ15-v2015-rDXHP-t5-S15-MSRcool - Baseline Design - Hourly Results.csv | 12800.319 | 2615.3162 | 0 | 0 | 0 | 42.2603 | 0 | 42.2603 | 0 | SFM | wCZ15 | v2015 | rDXHP | t5 | S15 | MSRcool | Baseline Design | Hourly Results.csv | SFM-wCZ15-v2015-rDXHP-t5 | 12800.319 | 0 | 0 | 0 | 0 | 0 | 0 | 0 | 0 | 0 | 0 | 0 | 0 | 0 | 0 | 0 | 0 | 0 | 0 | 0 | 0 | 0 | 0 | 0 | 0 | 0 | 0 | 0 | 0 | 0 | 0 | 0 | 0 | 0 | 0 | 0 | 0 | 0
eline Design - Hourly Results. | SFM-wCZ15-v2015-rDXHP-t5-S15-MSRheat.pd2 | SFM-wCZ15-v2015-rDXHP-t5-S15-MSRheat - Baseline Design - Hourly Results.csv | 11600.2289 | 2473.4628 | 0 | 0 | 0 | 42.2603 | 0 | 42.2603 | 0 | SFM | wCZ15 | v2015 | rDXHP | t5 | S15 | MSRheat | Baseline Design | Hourly Results.csv | SFM-wCZ15-v2015-rDXHP-t5 | 2515.7231 | 0 | 0 | 0 | 0 | 0 | 0 | 0 | 0 | 0 | 0 | 0 | 0 | 0 | 0 | 0 | 0 | 0 | 0 | 0 | 0 | 0 | 0 | 0 | 0 | 0 | 0 | 0 | 0 | 0 | 0 | 0 | 0 | 0 | 0 | 0 | 0 | 0
eline Design - Hourly Results. | SFM-wCZ15-v2015-rDXHP-t5-S16-MSRboth.pd2 | SFM-wCZ15-v2015-rDXHP-t5-S16-MSRboth - Baseline Design - Hourly Results.csv | 12552.3076 | 2736.5573 | 0 | 0 | 0 | 0 | 0 | 0 | 0 | SFM | wCZ15 | v2015 | rDXHP | t5 | S16 | MSRboth | Baseline Design | Hourly Results.csv | SFM-wCZ15-v2015-rDXHP-t5-both | 0 | 12552.3076 | 2736.5573 | 15288.8649 | 0 | 0 | 0 | 0 | 0 | 0 | 0 | 0 | 0 | 0 | 0 | 0 | 0 | 0 | 0 | 0 | 0 | 0 | 0 | 0 | 0 | 0 | 0 | 0 | 0 | 0 | 0 | 0 | 0 | 0 | 0 | 0 | 0 | 0
eline Design - Hourly Results. | SFM-wCZ15-v2015-rDXHP-t5-S16-MSRcool.pd2 | SFM-wCZ15-v2015-rDXHP-t5-S16-MSRcool - Baseline Design - Hourly Results.csv | 12552.3076 | 2907.9766 | 0 | 0 | 0 | 0 | 0 | 0 | 0 | SFM | wCZ15 | v2015 | rDXHP | t5 | S16 | MSRcool | Baseline Design | Hourly Results.csv | SFM-wCZ15-v2015-rDXHP-t5 | 12552.3076 | 0 | 0 | 0 | 0 | 0 | 0 | 0 | 0 | 0 | 0 | 0 | 0 | 0 | 0 | 0 | 0 | 0 | 0 | 0 | 0 | 0 | 0 | 0 | 0 | 0 | 0 | 0 | 0 | 0 | 0 | 0 | 0 | 0 | 0 | 0 | 0 | 0
eline Design - Hourly Results. | SFM-wCZ15-v2015-rDXHP-t5-S16-MSRheat.pd2 | SFM-wCZ15-v2015-rDXHP-t5-S16-MSRheat - Baseline Design - Hourly Results.csv | 11361.4848 | 2736.5573 | 0 | 0 | 0 | 0 | 0 | 0 | 0 | SFM | wCZ15 | v2015 | rDXHP | t5 | S16 | MSRheat | Baseline Design | Hourly Results.csv | SFM-wCZ15-v2015-rDXHP-t5 | 2736.5573 | 0 | 0 | 0 | 0 | 0 | 0 | 0 | 0 | 0 | 0 | 0 | 0 | 0 | 0 | 0 | 0 | 0 | 0 | 0 | 0 | 0 | 0 | 0 | 0 | 0 | 0 | 0 | 0 | 0 | 0 | 0 | 0 | 0 | 0 | 0 | 0 | 0
eline Design - Hourly Results. | SFM-wCZ15-v2015-rDXHP-t5-S17-MSRboth.pd2 | SFM-wCZ15-v2015-rDXHP-t5-S17-MSRboth - Baseline Design - Hourly Results.csv | 11788.9606 | 2641.0482 | 0 | 0 | 0 | 0 | 0 | 0 | 0 | SFM | wCZ15 | v2015 | rDXHP | t5 | S17 | MSRboth | Baseline Design | Hourly Results.csv | SFM-wCZ15-v2015-rDXHP-t5-both | 0 | 11788.9606 | 2641.0482 | 14430.0088 | 0
eline Design - Hourly Results. | SFM-wCZ15-v2015-rDXHP-t5-S17-MSRcool.pd2 | SFM-wCZ15-v2015-rDXHP-t5-S17-MSRcool - Baseline Design - Hourly Results.csv | 11788.9606 | 2775.7992 | 0 | 0 | 0 | 0 | 0 | 0 | 0 | SFM | wCZ15 | v2015 | rDXHP | t5 | S17 | MSRcool | Baseline Design | Hourly Results.csv | SFM-wCZ15-v2015-rDXHP-t5 | 11788.9606 | 0 | 0 | 0 | 0
eline Design - Hourly Results. | SFM-wCZ15-v2015-rDXHP-t5-S17-MSRheat.pd2 | SFM-wCZ15-v2015-rDXHP-t5-S17-MSRheat - Baseline Design - Hourly Results.csv | 10615.3117 | 2641.0482 | 0 | 0 | 0 | 0 | 0 | 0 | 0 | SFM | wCZ15 | v2015 | rDXHP | t5 | S17 | MSRheat | Baseline Design | Hourly Results.csv | SFM-wCZ15-v2015-rDXHP-t5 | 2641.0482 | 0 | 0 | 0 | 0
eline Design - Hourly Results. | SFM-wCZ16-v2015-rDXHP-t1-S14-BSLboth.pd2 | SFM-wCZ16-v2015-rDXHP-t1-S14-BSLboth - Baseline Design - Hourly Results.csv | 228.2888 | 12366.0487 | 0 | 0 | 0 | 8059.8006 | 0 | 8059.8006 | 0 | SFM | wCZ16 | v2015 | rDXHP | t1 | S14 | BSLboth | Baseline Design | Hourly Results.csv | SFM-wCZ16-v2015-rDXHP-t1-both | 0 | 228.2888 | 20425.8494 | 20654.1382 | 0
eline Design - Hourly Results. | SFM-wCZ16-v2015-rDXHP-t1-S14-BSLcool.pd2 | SFM-wCZ16-v2015-rDXHP-t1-S14-BSLcool - Baseline Design - Hourly Results.csv | 228.2888 | 12364.1547 | 0 | 0 | 0 | 8059.8006 | 0 | 8059.8006 | 0 | SFM | wCZ16 | v2015 | rDXHP | t1 | S14 | BSLcool | Baseline Design | Hourly Results.csv | SFM-wCZ16-v2015-rDXHP-t1 | 228.2888 | 0 | 0 | 0 | 0
eline Design - Hourly Results. | SFM-wCZ16-v2015-rDXHP-t1-S14-BSLheat.pd2 | SFM-wCZ16-v2015-rDXHP-t1-S14-BSLheat - Baseline Design - Hourly Results.csv | 199.199 | 12366.0487 | 0 | 0 | 0 | 8059.8006 | 0 | 8059.8006 | 0 | SFM | wCZ16 | v2015 | rDXHP | t1 | S14 | BSLheat | Baseline Design | Hourly Results.csv | SFM-wCZ16-v2015-rDXHP-t1 | 20425.8494 | 0 | 0 | 0 | 0
eline Design - Hourly Results. | SFM-wCZ16-v2015-rDXHP-t1-S15-MSRboth.pd2 | SFM-wCZ16-v2015-rDXHP-t1-S15-MSRboth - Baseline Design - Hourly Results.csv | 192.1546 | 10214.3836 | 0 | 0 | 0 | 7191.9019 | 0 | 7191.9019 | 0 | SFM | wCZ16 | v2015 | rDXHP | t1 | S15 | MSRboth | Baseline Design | Hourly Results.csv | SFM-wCZ16-v2015-rDXHP-t1-both | 0 | 192.1546 | 17406.2855 | 17598.4401 | 0
eline Design - Hourly Results. | SFM-wCZ16-v2015-rDXHP-t1-S15-MSRcool.pd2 | SFM-wCZ16-v2015-rDXHP-t1-S15-MSRcool - Baseline Design - Hourly Results.csv | 192.1546 | 10800.1799 | 0 | 0 | 0 | 7191.9019 | 0 | 7191.9019 | 0 | SFM | wCZ16 | v2015 | rDXHP | t1 | S15 | MSRcool | Baseline Design | Hourly Results.csv | SFM-wCZ16-v2015-rDXHP-t1 | 192.1546 | 0 | 0 | 0 | 0
eline Design - Hourly Results. | SFM-wCZ16-v2015-rDXHP-t1-S15-MSRheat.pd2 | SFM-wCZ16-v2015-rDXHP-t1-S15-MSRheat - Baseline Design - Hourly Results.csv | 174.1392 | 10214.3836 | 0 | 0 | 0 | 7191.9019 | 0 | 7191.9019 | 0 | SFM | wCZ16 | v2015 | rDXHP | t1 | S15 | MSRheat | Baseline Design | Hourly Results.csv | SFM-wCZ16-v2015-rDXHP-t1 | 17406.2855 | 0 | 0 | 0 | 0
eline Design - Hourly Results. | SFM-wCZ16-v2015-rDXHP-t1-S16-MSRboth.pd2 | SFM-wCZ16-v2015-rDXHP-t1-S16-MSRboth - Baseline Design - Hourly Results.csv | 193.9075 | 12764.1041 | 0 | 0 | 0 | 1910.1545 | 0 | 1910.1545 | 0 | SFM | wCZ16 | v2015 | rDXHP | t1 | S16 | MSRboth | Baseline Design | Hourly Results.csv | SFM-wCZ16-v2015-rDXHP-t1-both | 0 | 193.9075 | 14674.2585 | 14868.166 | 0
eline Design - Hourly Results. | SFM-wCZ16-v2015-rDXHP-t1-S16-MSRcool.pd2 | SFM-wCZ16-v2015-rDXHP-t1-S16-MSRcool - Baseline Design - Hourly Results.csv | 193.9075 | 13563.6524 | 0 | 0 | 0 | 1910.1545 | 0 | 1910.1545 | 0 | SFM | wCZ16 | v2015 | rDXHP | t1 | S16 | MSRcool | Baseline Design | Hourly Results.csv | SFM-wCZ16-v2015-rDXHP-t1 | 193.9075 | 0 | 0 | 0 | 0
eline Design - Hourly Results. | SFM-wCZ16-v2015-rDXHP-t1-S16-MSRheat.pd2 | SFM-wCZ16-v2015-rDXHP-t1-S16-MSRheat - Baseline Design - Hourly Results.csv | 175.5117 | 12764.1041 | 0 | 0 | 0 | 1910.1545 | 0 | 1910.1545 | 0 | SFM | wCZ16 | v2015 | rDXHP | t1 | S16 | MSRheat | Baseline Design | Hourly Results.csv | SFM-wCZ16-v2015-rDXHP-t1 | 14674.2585 | 0 | 0 | 0 | 0
eline Design - Hourly Results. | SFM-wCZ16-v2015-rDXHP-t1-S17-MSRboth.pd2 | SFM-wCZ16-v2015-rDXHP-t1-S17-MSRboth - Baseline Design - Hourly Results.csv | 182.1153 | 12318.6198 | 0 | 0 | 0 | 1910.1545 | 0 | 1910.1545 | 0 | SFM | wCZ16 | v2015 | rDXHP | t1 | S17 | MSRboth | Baseline Design | Hourly Results.csv | SFM-wCZ16-v2015-rDXHP-t1-both | 0 | 182.1153 | 14228.7742 | 14410.8895 | 0
eline Design - Hourly Results. | SFM-wCZ16-v2015-rDXHP-t1-S17-MSRcool.pd2 | SFM-wCZ16-v2015-rDXHP-t1-S17-MSRcool - Baseline Design - Hourly Results.csv | 182.1153 | 12947.1381 | 0 | 0 | 0 | 1910.1545 | 0 | 1910.1545 | 0 | SFM | wCZ16 | v2015 | rDXHP | t1 | S17 | MSRcool | Baseline Design | Hourly Results.csv | SFM-wCZ16-v2015-rDXHP-t1 | 182.1153 | 0 | 0 | 0 | 0
eline Design - Hourly Results. | SFM-wCZ16-v2015-rDXHP-t1-S17-MSRheat.pd2 | SFM-wCZ16-v2015-rDXHP-t1-S17-MSRheat - Baseline Design - Hourly Results.csv | 163.9848 | 12318.6198 | 0 | 0 | 0 | 1910.1545 | 0 | 1910.1545 | 0 | SFM | wCZ16 | v2015 | rDXHP | t1 | S17 | MSRheat | Baseline Design | Hourly Results.csv | SFM-wCZ16-v2015-rDXHP-t1 | 14228.7742 | 0 | 0 | 0 | 0
eline Design - Hourly Results. | SFM-wCZ16-v2015-rDXHP-t2-S14-BSLboth.pd2 | SFM-wCZ16-v2015-rDXHP-t2-S14-BSLboth - Baseline Design - Hourly Results.csv | 454.3612 | 6527.9763 | 0 | 0 | 0 | 4916.8057 | 0 | 4916.8057 | 0 | SFM | wCZ16 | v2015 | rDXHP | t2 | S14 | BSLboth | Baseline Design | Hourly Results.csv | SFM-wCZ16-v2015-rDXHP-t2-both | 0 | 454.3612 | 11444.782 | 11899.1431 | 0
eline Design - Hourly Results. | SFM-wCZ16-v2015-rDXHP-t2-S14-BSLcool.pd2 | SFM-wCZ16-v2015-rDXHP-t2-S14-BSLcool - Baseline Design - Hourly Results.csv | 454.3612 | 6526.9762 | 0 | 0 | 0 | 4916.8057 | 0 | 4916.8057 | 0 | SFM | wCZ16 | v2015 | rDXHP | t2 | S14 | BSLcool | Baseline Design | Hourly Results.csv | SFM-wCZ16-v2015-rDXHP-t2 | 454.3612 | 0 | 0 | 0 | 0
eline Design - Hourly Results. | SFM-wCZ16-v2015-rDXHP-t2-S14-BSLheat.pd2 | SFM-wCZ16-v2015-rDXHP-t2-S14-BSLheat - Baseline Design - Hourly Results.csv | 396.4642 | 6527.9763 | 0 | 0 | 0 | 4916.8057 | 0 | 4916.8057 | 0 | SFM | wCZ16 | v2015 | rDXHP | t2 | S14 | BSLheat | Baseline Design | Hourly Results.csv | SFM-wCZ16-v2015-rDXHP-t2 | 11444.782 | 0 | 0 | 0 | 0
eline Design - Hourly Results. | SFM-wCZ16-v2015-rDXHP-t2-S15-MSRboth.pd2 | SFM-wCZ16-v2015-rDXHP-t2-S15-MSRboth - Baseline Design - Hourly Results.csv | 383.6935 | 5442.7233 | 0 | 0 | 0 | 4424.2364 | 0 | 4424.2364 | 0 | SFM | wCZ16 | v2015 | rDXHP | t2 | S15 | MSRboth | Baseline Design | Hourly Results.csv | SFM-wCZ16-v2015-rDXHP-t2-both | 0 | 383.6935 | 9866.9597 | 10250.6532 | 0
eline Design - Hourly Results. | SFM-wCZ16-v2015-rDXHP-t2-S15-MSRcool.pd2 | SFM-wCZ16-v2015-rDXHP-t2-S15-MSRcool - Baseline Design - Hourly Results.csv | 383.6935 | 5754.8642 | 0 | 0 | 0 | 4424.2364 | 0 | 4424.2364 | 0 | SFM | wCZ16 | v2015 | rDXHP | t2 | S15 | MSRcool | Baseline Design | Hourly Results.csv | SFM-wCZ16-v2015-rDXHP-t2 | 383.6935 | 0 | 0 | 0 | 0
eline Design - Hourly Results. | SFM-wCZ16-v2015-rDXHP-t2-S15-MSRheat.pd2 | SFM-wCZ16-v2015-rDXHP-t2-S15-MSRheat - Baseline Design - Hourly Results.csv | 347.7205 | 5442.7233 | 0 | 0 | 0 | 4424.2364 | 0 | 4424.2364 | 0 | SFM | wCZ16 | v2015 | rDXHP | t2 | S15 | MSRheat | Baseline Design | Hourly Results.csv | SFM-wCZ16-v2015-rDXHP-t2 | 9866.9597 | 0 | 0 | 0 | 0
eline Design - Hourly Results. | SFM-wCZ16-v2015-rDXHP-t2-S16-MSRboth.pd2 | SFM-wCZ16-v2015-rDXHP-t2-S16-MSRboth - Baseline Design - Hourly Results.csv | 383.706 | 6808.2211 | 0 | 0 | 0 | 1440.2489 | 0 | 1440.2489 | 0 | SFM | wCZ16 | v2015 | rDXHP | t2 | S16 | MSRboth | Baseline Design | Hourly Results.csv | SFM-wCZ16-v2015-rDXHP-t2-both | 0 | 383.706 | 8248.47 | 8632.176 | 0
eline Design - Hourly Results. | SFM-wCZ16-v2015-rDXHP-t2-S16-MSRcool.pd2 | SFM-wCZ16-v2015-rDXHP-t2-S16-MSRcool - Baseline Design - Hourly Results.csv | 383.706 | 7234.6912 | 0 | 0 | 0 | 1440.2489 | 0 | 1440.2489 | 0 | SFM | wCZ16 | v2015 | rDXHP | t2 | S16 | MSRcool | Baseline Design | Hourly Results.csv | SFM-wCZ16-v2015-rDXHP-t2 | 383.706 | 0 | 0 | 0 | 0
eline Design - Hourly Results. | SFM-wCZ16-v2015-rDXHP-t2-S16-MSRheat.pd2 | SFM-wCZ16-v2015-rDXHP-t2-S16-MSRheat - Baseline Design - Hourly Results.csv | 347.3044 | 6808.2211 | 0 | 0 | 0 | 1440.2489 | 0 | 1440.2489 | 0 | SFM | wCZ16 | v2015 | rDXHP | t2 | S16 | MSRheat | Baseline Design | Hourly Results.csv | SFM-wCZ16-v2015-rDXHP-t2 | 8248.47 | 0 | 0 | 0 | 0
eline Design - Hourly Results. | SFM-wCZ16-v2015-rDXHP-t2-S17-MSRboth.pd2 | SFM-wCZ16-v2015-rDXHP-t2-S17-MSRboth - Baseline Design - Hourly Results.csv | 360.3717 | 6570.6054 | 0 | 0 | 0 | 1440.2489 | 0 | 1440.2489 | 0 | SFM | wCZ16 | v2015 | rDXHP | t2 | S17 | MSRboth | Baseline Design | Hourly Results.csv | SFM-wCZ16-v2015-rDXHP-t2-both | 0 | 360.3717 | 8010.8543 | 8371.2259 | 0
eline Design - Hourly Results. | SFM-wCZ16-v2015-rDXHP-t2-S17-MSRcool.pd2 | SFM-wCZ16-v2015-rDXHP-t2-S17-MSRcool - Baseline Design - Hourly Results.csv | 360.3717 | 6905.8493 | 0 | 0 | 0 | 1440.2489 | 0 | 1440.2489 | 0 | SFM | wCZ16 | v2015 | rDXHP | t2 | S17 | MSRcool | Baseline Design | Hourly Results.csv | SFM-wCZ16-v2015-rDXHP-t2 | 360.3717 | 0 | 0 | 0 | 0
eline Design - Hourly Results. | SFM-wCZ16-v2015-rDXHP-t2-S17-MSRheat.pd2 | SFM-wCZ16-v2015-rDXHP-t2-S17-MSRheat - Baseline Design - Hourly Results.csv | 324.4949 | 6570.6054 | 0 | 0 | 0 | 1440.2489 | 0 | 1440.2489 | 0 | SFM | wCZ16 | v2015 | rDXHP | t2 | S17 | MSRheat | Baseline Design | Hourly Results.csv | SFM-wCZ16-v2015-rDXHP-t2 | 8010.8543 | 0 | 0 | 0 | 0
eline Design - Hourly Results. | SFM-wCZ16-v2015-rDXHP-t3-S14-BSLboth.pd2 | SFM-wCZ16-v2015-rDXHP-t3-S14-BSLboth - Baseline Design - Hourly Results.csv | 411.8726 | 4692.0758 | 0 | 0 | 0 | 3828.3877 | 0 | 3828.3877 | 0 | SFM | wCZ16 | v2015 | rDXHP | t3 | S14 | BSLboth | Baseline Design | Hourly Results.csv | SFM-wCZ16-v2015-rDXHP-t3-both | 0 | 411.8726 | 8520.4635 | 8932.3361 | 0
eline Design - Hourly Results. | SFM-wCZ16-v2015-rDXHP-t3-S14-BSLcool.pd2 | SFM-wCZ16-v2015-rDXHP-t3-S14-BSLcool - Baseline Design - Hourly Results.csv | 411.8726 | 4691.3573 | 0 | 0 | 0 | 3828.3877 | 0 | 3828.3877 | 0 | SFM | wCZ16 | v2015 | rDXHP | t3 | S14 | BSLcool | Baseline Design | Hourly Results.csv | SFM-wCZ16-v2015-rDXHP-t3 | 411.8726 | 0 | 0 | 0 | 0
eline Design - Hourly Results. | SFM-wCZ16-v2015-rDXHP-t3-S14-BSLheat.pd2 | SFM-wCZ16-v2015-rDXHP-t3-S14-BSLheat - Baseline Design - Hourly Results.csv | 359.3897 | 4692.0758 | 0 | 0 | 0 | 3828.3877 | 0 | 3828.3877 | 0 | SFM | wCZ16 | v2015 | rDXHP | t3 | S14 | BSLheat | Baseline Design | Hourly Results.csv | SFM-wCZ16-v2015-rDXHP-t3 | 8520.4635 | 0 | 0 | 0 | 0
eline Design - Hourly Results. | SFM-wCZ16-v2015-rDXHP-t3-S15-MSRboth.pd2 | SFM-wCZ16-v2015-rDXHP-t3-S15-MSRboth - Baseline Design - Hourly Results.csv | 346.5616 | 3864.6745 | 0 | 0 | 0 | 3498.5298 | 0 | 3498.5298 | 0 | SFM | wCZ16 | v2015 | rDXHP | t3 | S15 | MSRboth | Baseline Design | Hourly Results.csv | SFM-wCZ16-v2015-rDXHP-t3-both | 0 | 346.5616 | 7363.2043 | 7709.766 | 0
eline Design - Hourly Results. | SFM-wCZ16-v2015-rDXHP-t3-S15-MSRcool.pd2 | SFM-wCZ16-v2015-rDXHP-t3-S15-MSRcool - Baseline Design - Hourly Results.csv | 346.5616 | 4086.3144 | 0 | 0 | 0 | 3498.5298 | 0 | 3498.5298 | 0 | SFM | wCZ16 | v2015 | rDXHP | t3 | S15 | MSRcool | Baseline Design | Hourly Results.csv | SFM-wCZ16-v2015-rDXHP-t3 | 346.5616 | 0 | 0 | 0 | 0
eline Design - Hourly Results. | SFM-wCZ16-v2015-rDXHP-t3-S15-MSRheat.pd2 | SFM-wCZ16-v2015-rDXHP-t3-S15-MSRheat - Baseline Design - Hourly Results.csv | 314.0698 | 3864.6745 | 0 | 0 | 0 | 3498.5298 | 0 | 3498.5298 | 0 | SFM | wCZ16 | v2015 | rDXHP | t3 | S15 | MSRheat | Baseline Design | Hourly Results.csv | SFM-wCZ16-v2015-rDXHP-t3 | 7363.2043 | 0 | 0 | 0 | 0
eline Design - Hourly Results. | SFM-wCZ16-v2015-rDXHP-t3-S16-MSRboth.pd2 | SFM-wCZ16-v2015-rDXHP-t3-S16-MSRboth - Baseline Design - Hourly Results.csv | 346.0507 | 5310.9871 | 0 | 0 | 0 | 193.1898 | 0 | 193.1898 | 0 | SFM | wCZ16 | v2015 | rDXHP | t3 | S16 | MSRboth | Baseline Design | Hourly Results.csv | SFM-wCZ16-v2015-rDXHP-t3-both | 0 | 346.0507 | 5504.1769 | 5850.2276 | 0
eline Design - Hourly Results. | SFM-wCZ16-v2015-rDXHP-t3-S16-MSRcool.pd2 | SFM-wCZ16-v2015-rDXHP-t3-S16-MSRcool - Baseline Design - Hourly Results.csv | 346.0507 | 5643.6698 | 0 | 0 | 0 | 193.1898 | 0 | 193.1898 | 0 | SFM | wCZ16 | v2015 | rDXHP | t3 | S16 | MSRcool | Baseline Design | Hourly Results.csv | SFM-wCZ16-v2015-rDXHP-t3 | 346.0507 | 0 | 0 | 0 | 0
eline Design - Hourly Results. | SFM-wCZ16-v2015-rDXHP-t3-S16-MSRheat.pd2 | SFM-wCZ16-v2015-rDXHP-t3-S16-MSRheat - Baseline Design - Hourly Results.csv | 313.2213 | 5310.9871 | 0 | 0 | 0 | 193.1898 | 0 | 193.1898 | 0 | SFM | wCZ16 | v2015 | rDXHP | t3 | S16 | MSRheat | Baseline Design | Hourly Results.csv | SFM-wCZ16-v2015-rDXHP-t3 | 5504.1769 | 0 | 0 | 0 | 0
eline Design - Hourly Results. | SFM-wCZ16-v2015-rDXHP-t3-S17-MSRboth.pd2 | SFM-wCZ16-v2015-rDXHP-t3-S17-MSRboth - Baseline Design - Hourly Results.csv | 325.0062 | 5125.6268 | 0 | 0 | 0 | 193.1898 | 0 | 193.1898 | 0 | SFM | wCZ16 | v2015 | rDXHP | t3 | S17 | MSRboth | Baseline Design | Hourly Results.csv | SFM-wCZ16-v2015-rDXHP-t3-both | 0 | 325.0062 | 5318.8166 | 5643.8228 | 0
eline Design - Hourly Results. | SFM-wCZ16-v2015-rDXHP-t3-S17-MSRcool.pd2 | SFM-wCZ16-v2015-rDXHP-t3-S17-MSRcool - Baseline Design - Hourly Results.csv | 325.0062 | 5387.1454 | 0 | 0 | 0 | 193.1898 | 0 | 193.1898 | 0 | SFM | wCZ16 | v2015 | rDXHP | t3 | S17 | MSRcool | Baseline Design | Hourly Results.csv | SFM-wCZ16-v2015-rDXHP-t3 | 325.0062 | 0 | 0 | 0 | 0
eline Design - Hourly Results. | SFM-wCZ16-v2015-rDXHP-t3-S17-MSRheat.pd2 | SFM-wCZ16-v2015-rDXHP-t3-S17-MSRheat - Baseline Design - Hourly Results.csv | 292.6502 | 5125.6268 | 0 | 0 | 0 | 193.1898 | 0 | 193.1898 | 0 | SFM | wCZ16 | v2015 | rDXHP | t3 | S17 | MSRheat | Baseline Design | Hourly Results.csv | SFM-wCZ16-v2015-rDXHP-t3 | 5318.8166 | 0 | 0 | 0 | 0
eline Design - Hourly Results. | SFM-wCZ16-v2015-rDXHP-t4-S14-BSLboth.pd2 | SFM-wCZ16-v2015-rDXHP-t4-S14-BSLboth - Baseline Design - Hourly Results.csv | 311.128 | 8966.8115 | 0 | 0 | 0 | 6531.6049 | 0 | 6531.6049 | 0 | SFM | wCZ16 | v2015 | rDXHP | t4 | S14 | BSLboth | Baseline Design | Hourly Results.csv | SFM-wCZ16-v2015-rDXHP-t4-both | 0 | 311.128 | 15498.4164 | 15809.5444 | 0
eline Design - Hourly Results. | SFM-wCZ16-v2015-rDXHP-t4-S14-BSLcool.pd2 | SFM-wCZ16-v2015-rDXHP-t4-S14-BSLcool - Baseline Design - Hourly Results.csv | 311.128 | 8965.4384 | 0 | 0 | 0 | 6531.6049 | 0 | 6531.6049 | 0 | SFM | wCZ16 | v2015 | rDXHP | t4 | S14 | BSLcool | Baseline Design | Hourly Results.csv | SFM-wCZ16-v2015-rDXHP-t4 | 311.128 | 0 | 0 | 0 | 0
eline Design - Hourly Results. | SFM-wCZ16-v2015-rDXHP-t4-S14-BSLheat.pd2 | SFM-wCZ16-v2015-rDXHP-t4-S14-BSLheat - Baseline Design - Hourly Results.csv | 271.4824 | 8966.8115 | 0 | 0 | 0 | 6531.6049 | 0 | 6531.6049 | 0 | SFM | wCZ16 | v2015 | rDXHP | t4 | S14 | BSLheat | Baseline Design | Hourly Results.csv | SFM-wCZ16-v2015-rDXHP-t4 | 15498.4164 | 0 | 0 | 0 | 0
eline Design - Hourly Results. | SFM-wCZ16-v2015-rDXHP-t4-S15-MSRboth.pd2 | SFM-wCZ16-v2015-rDXHP-t4-S15-MSRboth - Baseline Design - Hourly Results.csv | 264.7066 | 7369.2766 | 0 | 0 | 0 | 5922.9208 | 0 | 5922.9208 | 0 | SFM | wCZ16 | v2015 | rDXHP | t4 | S15 | MSRboth | Baseline Design | Hourly Results.csv | SFM-wCZ16-v2015-rDXHP-t4-both | 0 | 264.7066 | 13292.1974 | 13556.904 | 0
eline Design - Hourly Results. | SFM-wCZ16-v2015-rDXHP-t4-S15-MSRcool.pd2 | SFM-wCZ16-v2015-rDXHP-t4-S15-MSRcool - Baseline Design - Hourly Results.csv | 264.7066 | 7791.9057 | 0 | 0 | 0 | 5922.9208 | 0 | 5922.9208 | 0 | SFM | wCZ16 | v2015 | rDXHP | t4 | S15 | MSRcool | Baseline Design | Hourly Results.csv | SFM-wCZ16-v2015-rDXHP-t4 | 264.7066 | 0 | 0 | 0 | 0
eline Design - Hourly Results. | SFM-wCZ16-v2015-rDXHP-t4-S15-MSRheat.pd2 | SFM-wCZ16-v2015-rDXHP-t4-S15-MSRheat - Baseline Design - Hourly Results.csv | 239.8891 | 7369.2766 | 0 | 0 | 0 | 5922.9208 | 0 | 5922.9208 | 0 | SFM | wCZ16 | v2015 | rDXHP | t4 | S15 | MSRheat | Baseline Design | Hourly Results.csv | SFM-wCZ16-v2015-rDXHP-t4 | 13292.1974 | 0 | 0 | 0 | 0
eline Design - Hourly Results. | SFM-wCZ16-v2015-rDXHP-t4-S16-MSRboth.pd2 | SFM-wCZ16-v2015-rDXHP-t4-S16-MSRboth - Baseline Design - Hourly Results.csv | 264.9743 | 9813.8543 | 0 | 0 | 0 | 584.7562 | 0 | 584.7562 | 0 | SFM | wCZ16 | v2015 | rDXHP | t4 | S16 | MSRboth | Baseline Design | Hourly Results.csv | SFM-wCZ16-v2015-rDXHP-t4-both | 0 | 264.9743 | 10398.6105 | 10663.5847 | 0
eline Design - Hourly Results. | SFM-wCZ16-v2015-rDXHP-t4-S16-MSRcool.pd2 | SFM-wCZ16-v2015-rDXHP-t4-S16-MSRcool - Baseline Design - Hourly Results.csv | 264.9743 | 10428.5983 | 0 | 0 | 0 | 584.7562 | 0 | 584.7562 | 0 | SFM | wCZ16 | v2015 | rDXHP | t4 | S16 | MSRcool | Baseline Design | Hourly Results.csv | SFM-wCZ16-v2015-rDXHP-t4 | 264.9743 | 0 | 0 | 0 | 0
eline Design - Hourly Results. | SFM-wCZ16-v2015-rDXHP-t4-S16-MSRheat.pd2 | SFM-wCZ16-v2015-rDXHP-t4-S16-MSRheat - Baseline Design - Hourly Results.csv | 239.8365 | 9813.8543 | 0 | 0 | 0 | 584.7562 | 0 | 584.7562 | 0 | SFM | wCZ16 | v2015 | rDXHP | t4 | S16 | MSRheat | Baseline Design | Hourly Results.csv | SFM-wCZ16-v2015-rDXHP-t4 | 10398.6105 | 0 | 0 | 0 | 0
eline Design - Hourly Results. | SFM-wCZ16-v2015-rDXHP-t4-S17-MSRboth.pd2 | SFM-wCZ16-v2015-rDXHP-t4-S17-MSRboth - Baseline Design - Hourly Results.csv | 248.8604 | 9471.3376 | 0 | 0 | 0 | 584.7562 | 0 | 584.7562 | 0 | SFM | wCZ16 | v2015 | rDXHP | t4 | S17 | MSRboth | Baseline Design | Hourly Results.csv | SFM-wCZ16-v2015-rDXHP-t4-both | 0 | 248.8604 | 10056.0938 | 10304.9541 | 0
eline Design - Hourly Results. | SFM-wCZ16-v2015-rDXHP-t4-S17-MSRcool.pd2 | SFM-wCZ16-v2015-rDXHP-t4-S17-MSRcool - Baseline Design - Hourly Results.csv | 248.8604 | 9954.5828 | 0 | 0 | 0 | 584.7562 | 0 | 584.7562 | 0 | SFM | wCZ16 | v2015 | rDXHP | t4 | S17 | MSRcool | Baseline Design | Hourly Results.csv | SFM-wCZ16-v2015-rDXHP-t4 | 248.8604 | 0 | 0 | 0 | 0
eline Design - Hourly Results. | SFM-wCZ16-v2015-rDXHP-t4-S17-MSRheat.pd2 | SFM-wCZ16-v2015-rDXHP-t4-S17-MSRheat - Baseline Design - Hourly Results.csv | 224.0851 | 9471.3376 | 0 | 0 | 0 | 584.7562 | 0 | 584.7562 | 0 | SFM | wCZ16 | v2015 | rDXHP | t4 | S17 | MSRheat | Baseline Design | Hourly Results.csv | SFM-wCZ16-v2015-rDXHP-t4 | 10056.0938 | 0 | 0 | 0 | 0
eline Design - Hourly Results. | SFM-wCZ16-v2015-rDXHP-t5-S14-BSLboth.pd2 | SFM-wCZ16-v2015-rDXHP-t5-S14-BSLboth - Baseline Design - Hourly Results.csv | 32.7712 | 8147.9482 | 0 | 0 | 0 | 6164.7247 | 0 | 6164.7247 | 0 | SFM | wCZ16 | v2015 | rDXHP | t5 | S14 | BSLboth | Baseline Design | Hourly Results.csv | SFM-wCZ16-v2015-rDXHP-t5-both | 0 | 32.7712 | 14312.6729 | 14345.4441 | 0
eline Design - Hourly Results. | SFM-wCZ16-v2015-rDXHP-t5-S14-BSLcool.pd2 | SFM-wCZ16-v2015-rDXHP-t5-S14-BSLcool - Baseline Design - Hourly Results.csv | 32.7712 | 8146.7004 | 0 | 0 | 0 | 6164.7247 | 0 | 6164.7247 | 0 | SFM | wCZ16 | v2015 | rDXHP | t5 | S14 | BSLcool | Baseline Design | Hourly Results.csv | SFM-wCZ16-v2015-rDXHP-t5 | 32.7712 | 0 | 0 | 0 | 0
eline Design - Hourly Results. | SFM-wCZ16-v2015-rDXHP-t5-S14-BSLheat.pd2 | SFM-wCZ16-v2015-rDXHP-t5-S14-BSLheat - Baseline Design - Hourly Results.csv | 28.5953 | 8147.9482 | 0 | 0 | 0 | 6164.7247 | 0 | 6164.7247 | 0 | SFM | wCZ16 | v2015 | rDXHP | t5 | S14 | BSLheat | Baseline Design | Hourly Results.csv | SFM-wCZ16-v2015-rDXHP-t5 | 14312.6729 | 0 | 0 | 0 | 0
eline Design - Hourly Results. | SFM-wCZ16-v2015-rDXHP-t5-S15-MSRboth.pd2 | SFM-wCZ16-v2015-rDXHP-t5-S15-MSRboth - Baseline Design - Hourly Results.csv | 27.8836 | 6766.2179 | 0 | 0 | 0 | 5528.2141 | 0 | 5528.2141 | 0 | SFM | wCZ16 | v2015 | rDXHP | t5 | S15 | MSRboth | Baseline Design | Hourly Results.csv | SFM-wCZ16-v2015-rDXHP-t5-both | 0 | 27.8836 | 12294.432 | 12322.3156 | 0
eline Design - Hourly Results. | SFM-wCZ16-v2015-rDXHP-t5-S15-MSRcool.pd2 | SFM-wCZ16-v2015-rDXHP-t5-S15-MSRcool - Baseline Design - Hourly Results.csv | 27.8836 | 7154.2615 | 0 | 0 | 0 | 5528.2141 | 0 | 5528.2141 | 0 | SFM | wCZ16 | v2015 | rDXHP | t5 | S15 | MSRcool | Baseline Design | Hourly Results.csv | SFM-wCZ16-v2015-rDXHP-t5 | 27.8836 | 0 | 0 | 0 | 0
eline Design - Hourly Results. | SFM-wCZ16-v2015-rDXHP-t5-S15-MSRheat.pd2 | SFM-wCZ16-v2015-rDXHP-t5-S15-MSRheat - Baseline Design - Hourly Results.csv | 25.2694 | 6766.2179 | 0 | 0 | 0 | 5528.2141 | 0 | 5528.2141 | 0 | SFM | wCZ16 | v2015 | rDXHP | t5 | S15 | MSRheat | Baseline Design | Hourly Results.csv | SFM-wCZ16-v2015-rDXHP-t5 | 12294.432 | 0 | 0 | 0 | 0
eline Design - Hourly Results. | SFM-wCZ16-v2015-rDXHP-t5-S16-MSRboth.pd2 | SFM-wCZ16-v2015-rDXHP-t5-S16-MSRboth - Baseline Design - Hourly Results.csv | 28.6465 | 8519.2468 | 0 | 0 | 0 | 1587.3341 | 0 | 1587.3341 | 0 | SFM | wCZ16 | v2015 | rDXHP | t5 | S16 | MSRboth | Baseline Design | Hourly Results.csv | SFM-wCZ16-v2015-rDXHP-t5-both | 0 | 28.6465 | 10106.5809 | 10135.2274 | 0
eline Design - Hourly Results. | SFM-wCZ16-v2015-rDXHP-t5-S16-MSRcool.pd2 | SFM-wCZ16-v2015-rDXHP-t5-S16-MSRcool - Baseline Design - Hourly Results.csv | 28.6465 | 9052.8967 | 0 | 0 | 0 | 1587.3341 | 0 | 1587.3341 | 0 | SFM | wCZ16 | v2015 | rDXHP | t5 | S16 | MSRcool | Baseline Design | Hourly Results.csv | SFM-wCZ16-v2015-rDXHP-t5 | 28.6465 | 0 | 0 | 0 | 0
eline Design - Hourly Results. | SFM-wCZ16-v2015-rDXHP-t5-S16-MSRheat.pd2 | SFM-wCZ16-v2015-rDXHP-t5-S16-MSRheat - Baseline Design - Hourly Results.csv | 25.9288 | 8519.2468 | 0 | 0 | 0 | 1587.3341 | 0 | 1587.3341 | 0 | SFM | wCZ16 | v2015 | rDXHP | t5 | S16 | MSRheat | Baseline Design | Hourly Results.csv | SFM-wCZ16-v2015-rDXHP-t5 | 10106.5809 | 0 | 0 | 0 | 0
eline Design - Hourly Results. | SFM-wCZ16-v2015-rDXHP-t5-S17-MSRboth.pd2 | SFM-wCZ16-v2015-rDXHP-t5-S17-MSRboth - Baseline Design - Hourly Results.csv | 26.9044 | 8221.914 | 0 | 0 | 0 | 1587.3341 | 0 | 1587.3341 | 0 | SFM | wCZ16 | v2015 | rDXHP | t5 | S17 | MSRboth | Baseline Design | Hourly Results.csv | SFM-wCZ16-v2015-rDXHP-t5-both | 0 | 26.9044 | 9809.248 | 9836.1524 | 0
eline Design - Hourly Results. | SFM-wCZ16-v2015-rDXHP-t5-S17-MSRcool.pd2 | SFM-wCZ16-v2015-rDXHP-t5-S17-MSRcool - Baseline Design - Hourly Results.csv | 26.9044 | 8641.4113 | 0 | 0 | 0 | 1587.3341 | 0 | 1587.3341 | 0 | SFM | wCZ16 | v2015 | rDXHP | t5 | S17 | MSRcool | Baseline Design | Hourly Results.csv | SFM-wCZ16-v2015-rDXHP-t5 | 26.9044 | 0 | 0 | 0 | 0
eline Design - Hourly Results. | SFM-wCZ16-v2015-rDXHP-t5-S17-MSRheat.pd2 | SFM-wCZ16-v2015-rDXHP-t5-S17-MSRheat - Baseline Design - Hourly Results.csv | 24.2259 | 8221.914 | 0 | 0 | 0 | 1587.3341 | 0 | 1587.3341 | 0 | SFM | wCZ16 | v2015 | rDXHP | t5 | S17 | MSRheat | Baseline Design | Hourly Results.csv | SFM-wCZ16-v2015-rDXHP-t5 | 9809.248 | 0 | 0 | 0 | 0

## Lists
for dropdown lists, do not delete: | [5 empty] | Thermostat Weightings |  |  |  |  | CZ | tonnage | T-stat weightings from: C:\Users\cfulton.CLEARESULT\Desktop\SCE\ResQI\DEER2017-SingleFamily_Tstat-Weights-2016-07-20.xlsm
CZ01 | DXGF | cool mods cooling kWh savings | t1 | MSRheat | CZ | t1 | t2 | t3 | t4 | t5 | CZ01 | 8.2267 | CZ01 | 1 | CZ01t1 | 0.44268
CZ02 | DXHP | heat mods heating kWh savings | t2 | MSRcool | CZ01 | 44.27% | 11.64% | 22.14% | 11.35% | 10.6% | CZ02 | 9.4635 | CZ01 | 2 | CZ01t2 | 0.11645
CZ03 |  | c+h tot kWh savings | t3 | MSRboth | CZ02 | 39.85% | 24.05% | 9.933% | 9.234% | 16.93% | CZ03 | 11.405 | CZ01 | 3 | CZ01t3 | 0.22137
CZ04 |  | tot NG therm savings | t4 | BSLheat | CZ03 | 9.091% | 27.31% | 29.5% | 13.53% | 20.57% | CZ04 | 11.172 | CZ01 | 4 | CZ01t4 | 0.11347
CZ05 |  | c+h tot kWh/ton | t5 | BSLcool | CZ04 | 38.94% | 15.03% | 20.53% | 21.33% | 4.168% | CZ05 | 12.5137 | CZ01 | 5 | CZ01t5 | 0.10603
CZ06 |  | both tot kWh/ton | tw | BSLboth | CZ05 | 3.541% | 21.52% | 2% | 70.07% | 2.86% | CZ06 | 13.3682 | CZ02 | 1 | CZ02t1 | 0.39851
CZ07 |  | tot NG therm/ton |  |  | CZ06 | 20.56% | 36.95% | 2% | 2% | 38.5% | CZ07 | 10.7022 | CZ02 | 2 | CZ02t2 | 0.24047
CZ08 |  | kW savings |  |  | CZ07 | 64.17% | 29.83% | 2% | 2% | 2% | CZ08 | 12.5705 | CZ02 | 3 | CZ02t3 | 0.099332
CZ09 |  | kW savings/ ton |  |  | CZ08 | 63.28% | 2% | 11.01% | 12.18% | 11.52% | CZ09 | 11.2175 | CZ02 | 4 | CZ02t4 | 0.09234
CZ10 |  | 0 |  |  | CZ09 | 2% | 83.42% | 2% | 2% | 10.58% | CZ10 | 10.836 | CZ02 | 5 | CZ02t5 | 0.16934
CZ11 |  | 0 |  |  | CZ10 | 32.04% | 19.02% | 15.89% | 24.69% | 8.369% | CZ11 | 11.413 | CZ03 | 1 | CZ03t1 | 0.090905
CZ12 |  | 0 |  |  | CZ11 | 56.16% | 2.78% | 22.99% | 3.853% | 14.22% | CZ12 | 10.567 | CZ03 | 2 | CZ03t2 | 0.27313
CZ13 |  | 0 |  |  | CZ12 | 9.882% | 19.35% | 31.4% | 21.23% | 18.14% | CZ13 | 10.948 | CZ03 | 3 | CZ03t3 | 0.29497
CZ14 |  | 0 |  | S14 | CZ13 | 20.84% | 5.091% | 23.58% | 5.165% | 45.32% | CZ14 | 15.8253 | CZ03 | 4 | CZ03t4 | 0.13532
CZ15 |  | 0 |  | S15 | CZ14 | 44.24% | 2% | 2% | 2% | 49.76% | CZ15 | 16.9803 | CZ03 | 5 | CZ03t5 | 0.20568
CZ16 |  |  |  | S16 | CZ15 | 44.14% | 20.49% | 20.14% | 2% | 13.23% | CZ16 | 12.7435 | CZ04 | 1 | CZ04t1 | 0.38943
| Tot Area |  |  | S17 | CZ16 | 2.165% | 39.46% | 52.51% | 3.867% | 2% |  |  | CZ04 | 2 | CZ04t2 | 0.15027
| 8102 | [11 empty] | CZ04 | 3 | CZ04t3 | 0.20534
[13 empty] | CZ04 | 4 | CZ04t4 | 0.21329
[13 empty] | CZ04 | 5 | CZ04t5 | 0.041677
[13 empty] | CZ05 | 1 | CZ05t1 | 0.035409
[13 empty] | CZ05 | 2 | CZ05t2 | 0.21525
[13 empty] | CZ05 | 3 | CZ05t3 | 0.02
[13 empty] | CZ05 | 4 | CZ05t4 | 0.70074
[13 empty] | CZ05 | 5 | CZ05t5 | 0.028601
[13 empty] | CZ06 | 1 | CZ06t1 | 0.20556
[13 empty] | CZ06 | 2 | CZ06t2 | 0.36947
[13 empty] | CZ06 | 3 | CZ06t3 | 0.02
[13 empty] | CZ06 | 4 | CZ06t4 | 0.02
[13 empty] | CZ06 | 5 | CZ06t5 | 0.38497
[13 empty] | CZ07 | 1 | CZ07t1 | 0.64168
[13 empty] | CZ07 | 2 | CZ07t2 | 0.29832
[13 empty] | CZ07 | 3 | CZ07t3 | 0.02
[13 empty] | CZ07 | 4 | CZ07t4 | 0.02
[13 empty] | CZ07 | 5 | CZ07t5 | 0.02
[13 empty] | CZ08 | 1 | CZ08t1 | 0.6328
[13 empty] | CZ08 | 2 | CZ08t2 | 0.02
[13 empty] | CZ08 | 3 | CZ08t3 | 0.11015
[13 empty] | CZ08 | 4 | CZ08t4 | 0.12184
[13 empty] | CZ08 | 5 | CZ08t5 | 0.11521
[13 empty] | CZ09 | 1 | CZ09t1 | 0.02
[13 empty] | CZ09 | 2 | CZ09t2 | 0.83416
[13 empty] | CZ09 | 3 | CZ09t3 | 0.02
[13 empty] | CZ09 | 4 | CZ09t4 | 0.02
[13 empty] | CZ09 | 5 | CZ09t5 | 0.10584
[13 empty] | CZ10 | 1 | CZ10t1 | 0.32036
[13 empty] | CZ10 | 2 | CZ10t2 | 0.19016
[13 empty] | CZ10 | 3 | CZ10t3 | 0.15892
[13 empty] | CZ10 | 4 | CZ10t4 | 0.24688
[13 empty] | CZ10 | 5 | CZ10t5 | 0.083689
[13 empty] | CZ11 | 1 | CZ11t1 | 0.56162
[13 empty] | CZ11 | 2 | CZ11t2 | 0.027796
[13 empty] | CZ11 | 3 | CZ11t3 | 0.2299
[13 empty] | CZ11 | 4 | CZ11t4 | 0.038534
[13 empty] | CZ11 | 5 | CZ11t5 | 0.14215
[13 empty] | CZ12 | 1 | CZ12t1 | 0.098817
[13 empty] | CZ12 | 2 | CZ12t2 | 0.19355
[13 empty] | CZ12 | 3 | CZ12t3 | 0.31395
[13 empty] | CZ12 | 4 | CZ12t4 | 0.2123
[13 empty] | CZ12 | 5 | CZ12t5 | 0.18139
[13 empty] | CZ13 | 1 | CZ13t1 | 0.20844
[13 empty] | CZ13 | 2 | CZ13t2 | 0.050912
[13 empty] | CZ13 | 3 | CZ13t3 | 0.23575
[13 empty] | CZ13 | 4 | CZ13t4 | 0.051652
[13 empty] | CZ13 | 5 | CZ13t5 | 0.45324
[13 empty] | CZ14 | 1 | CZ14t1 | 0.44239
[13 empty] | CZ14 | 2 | CZ14t2 | 0.02
[13 empty] | CZ14 | 3 | CZ14t3 | 0.02
[13 empty] | CZ14 | 4 | CZ14t4 | 0.02
[13 empty] | CZ14 | 5 | CZ14t5 | 0.49761
[13 empty] | CZ15 | 1 | CZ15t1 | 0.44139
[13 empty] | CZ15 | 2 | CZ15t2 | 0.20493
[13 empty] | CZ15 | 3 | CZ15t3 | 0.20143
[13 empty] | CZ15 | 4 | CZ15t4 | 0.020002
[13 empty] | CZ15 | 5 | CZ15t5 | 0.13226
[13 empty] | CZ16 | 1 | CZ16t1 | 0.021652
[13 empty] | CZ16 | 2 | CZ16t2 | 0.39459
[13 empty] | CZ16 | 3 | CZ16t3 | 0.52509
[13 empty] | CZ16 | 4 | CZ16t4 | 0.038672
[13 empty] | CZ16 | 5 | CZ16t5 | 0.02

## T-Weight EU savings
| CZ | SEER | Syst. Type | Measure name sans Thermostat | t1 | t2 | t3 | t4 | t5 | both tot kWh savings | tot NG therm savings | c+h tot kWh/ton | both tot kWh/ton | tot NG therm/ton | kW savings | kW savings/ ton
0 | CZ01 | S15 | DXGF | SFM-wCZ01-v2015-rDXGF-tw-S15 | 44.27% | 11.64% | 22.14% | 11.35% | 10.6% | 0 | 39.2085 | 7.3104 | 0 | 4.766 | 0 | 0
0 | CZ02 | S15 | DXGF | SFM-wCZ02-v2015-rDXGF-tw-S15 | 39.85% | 24.05% | 9.933% | 9.234% | 16.93% | 0 | 49.8779 | 32.3177 | 0 | 5.2706 | 0.9355 | 0.098853
0 | CZ03 | S15 | DXGF | SFM-wCZ03-v2015-rDXGF-tw-S15 | 9.091% | 27.31% | 29.5% | 13.53% | 20.57% | 0 | 29.1873 | 10.2509 | 0 | 2.5592 | 0.4259 | 0.037344
0 | CZ04 | S15 | DXGF | SFM-wCZ04-v2015-rDXGF-tw-S15 | 38.94% | 15.03% | 20.53% | 21.33% | 4.168% | 0 | 37.3195 | 30.9226 | 0 | 3.3404 | 0.90937 | 0.081398
0 | CZ05 | S15 | DXGF | SFM-wCZ05-v2015-rDXGF-tw-S15 | 3.541% | 21.52% | 2% | 70.07% | 2.86% | 0 | 33.2526 | 8.028 | 0 | 2.6573 | 0.4643 | 0.037103
0 | CZ06 | S15 | DXGF | SFM-wCZ06-v2015-rDXGF-tw-S15 | 20.56% | 36.95% | 2% | 2% | 38.5% | 0 | 27.397 | 14.9266 | 0 | 2.0494 | 0.64658 | 0.048367
0 | CZ07 | S15 | DXGF | SFM-wCZ07-v2015-rDXGF-tw-S15 | 64.17% | 29.83% | 2% | 2% | 2% | 0 | 9.5184 | 27.3893 | 0 | 0.88939 | 0.6276 | 0.058643
0 | CZ08 | S15 | DXGF | SFM-wCZ08-v2015-rDXGF-tw-S15 | 63.28% | 2% | 11.01% | 12.18% | 11.52% | 0 | 14.4048 | 34.624 | 0 | 1.1459 | 0.94888 | 0.075485
0 | CZ09 | S15 | DXGF | SFM-wCZ09-v2015-rDXGF-tw-S15 | 2% | 83.42% | 2% | 2% | 10.58% | 0 | 25.1161 | 36.3664 | 0 | 2.239 | 1.4195 | 0.12654
0 | CZ10 | S15 | DXGF | SFM-wCZ10-v2015-rDXGF-tw-S15 | 32.04% | 19.02% | 15.89% | 24.69% | 8.369% | 0 | 33.0341 | 58.7464 | 0 | 3.0485 | 1.4503 | 0.13384
0 | CZ11 | S15 | DXGF | SFM-wCZ11-v2015-rDXGF-tw-S15 | 56.16% | 2.78% | 22.99% | 3.853% | 14.22% | 0 | 34.3882 | 65.8449 | 0 | 3.0131 | 1.1904 | 0.1043
0 | CZ12 | S15 | DXGF | SFM-wCZ12-v2015-rDXGF-tw-S15 | 9.882% | 19.35% | 31.4% | 21.23% | 18.14% | 0 | 41.6178 | 35.6176 | 0 | 3.9385 | 0.78705 | 0.074482
0 | CZ13 | S15 | DXGF | SFM-wCZ13-v2015-rDXGF-tw-S15 | 20.84% | 5.091% | 23.58% | 5.165% | 45.32% | 0 | 37.6237 | 78.5869 | 0 | 3.4366 | 0.93859 | 0.085732
0 | CZ14 | S15 | DXGF | SFM-wCZ14-v2015-rDXGF-tw-S15 | 44.24% | 2% | 2% | 2% | 49.76% | 0 | 53.7351 | 118.5951 | 0 | 3.3955 | 1.9254 | 0.12167
0 | CZ15 | S15 | DXGF | SFM-wCZ15-v2015-rDXGF-tw-S15 | 44.14% | 20.49% | 20.14% | 2% | 13.23% | 0 | 23.2622 | 145.8708 | 0 | 1.3699 | 1.5588 | 0.091799
0 | CZ16 | S15 | DXGF | SFM-wCZ16-v2015-rDXGF-tw-S15 | 2.165% | 39.46% | 52.51% | 3.867% | 2% | 0 | 50.0167 | 11.7818 | 0 | 3.9249 | 0.28278 | 0.02219
0 | CZ01 | S16 | DXGF | SFM-wCZ01-v2015-rDXGF-tw-S16 | 44.27% | 11.64% | 22.14% | 11.35% | 10.6% | 0 | 23.128 | 33.6753 | 0 | 2.8114 | 0 | 0
0 | CZ02 | S16 | DXGF | SFM-wCZ02-v2015-rDXGF-tw-S16 | 39.85% | 24.05% | 9.933% | 9.234% | 16.93% | 0 | 31.7811 | 57.3447 | 0 | 3.3583 | 0.62876 | 0.06644
0 | CZ03 | S16 | DXGF | SFM-wCZ03-v2015-rDXGF-tw-S16 | 9.091% | 27.31% | 29.5% | 13.53% | 20.57% | 0 | 19.4074 | 23.6779 | 0 | 1.7017 | 0.33064 | 0.028991
0 | CZ04 | S16 | DXGF | SFM-wCZ04-v2015-rDXGF-tw-S16 | 38.94% | 15.03% | 20.53% | 21.33% | 4.168% | 0 | 26.5774 | 45.2309 | 0 | 2.3789 | 0.7324 | 0.065557
0 | CZ05 | S16 | DXGF | SFM-wCZ05-v2015-rDXGF-tw-S16 | 3.541% | 21.52% | 2% | 70.07% | 2.86% | 0 | 24.0894 | 22.2566 | 0 | 1.925 | 0.40923 | 0.032703
0 | CZ06 | S16 | DXGF | SFM-wCZ06-v2015-rDXGF-tw-S16 | 20.56% | 36.95% | 2% | 2% | 38.5% | 0 | 18.3039 | 23.5321 | 0 | 1.3692 | 0.52918 | 0.039585
0 | CZ07 | S16 | DXGF | SFM-wCZ07-v2015-rDXGF-tw-S16 | 64.17% | 29.83% | 2% | 2% | 2% | 0 | 5.1551 | 23.379 | 0 | 0.48169 | 0.43482 | 0.040629
0 | CZ08 | S16 | DXGF | SFM-wCZ08-v2015-rDXGF-tw-S16 | 63.28% | 2% | 11.01% | 12.18% | 11.52% | 0 | 9.3713 | 33.9897 | 0 | 0.7455 | 0.69535 | 0.055316
0 | CZ09 | S16 | DXGF | SFM-wCZ09-v2015-rDXGF-tw-S16 | 2% | 83.42% | 2% | 2% | 10.58% | 0 | 18.3348 | 45.9939 | 0 | 1.6345 | 1.0976 | 0.097849
0 | CZ10 | S16 | DXGF | SFM-wCZ10-v2015-rDXGF-tw-S16 | 32.04% | 19.02% | 15.89% | 24.69% | 8.369% | 0 | 23.6123 | 68.0381 | 0 | 2.1791 | 1.0311 | 0.095156
0 | CZ11 | S16 | DXGF | SFM-wCZ11-v2015-rDXGF-tw-S16 | 56.16% | 2.78% | 22.99% | 3.853% | 14.22% | 0 | 23.0554 | 78.1376 | 0 | 2.0201 | 1.0063 | 0.088172
0 | CZ12 | S16 | DXGF | SFM-wCZ12-v2015-rDXGF-tw-S16 | 9.882% | 19.35% | 31.4% | 21.23% | 18.14% | 0 | 29.4249 | 52.5185 | 0 | 2.7846 | 0.58332 | 0.055202
0 | CZ13 | S16 | DXGF | SFM-wCZ13-v2015-rDXGF-tw-S16 | 20.84% | 5.091% | 23.58% | 5.165% | 45.32% | 0 | 27.1234 | 87.4441 | 0 | 2.4775 | 0.73621 | 0.067246
0 | CZ14 | S16 | DXGF | SFM-wCZ14-v2015-rDXGF-tw-S16 | 44.24% | 2% | 2% | 2% | 49.76% | 0 | 45.8007 | 145.308 | 0 | 2.8941 | 1.8313 | 0.11572
0 | CZ15 | S16 | DXGF | SFM-wCZ15-v2015-rDXGF-tw-S16 | 44.14% | 20.49% | 20.14% | 2% | 13.23% | 0 | 19.563 | 167.1891 | 0 | 1.1521 | 1.462 | 0.086102
0 | CZ16 | S16 | DXGF | SFM-wCZ16-v2015-rDXGF-tw-S16 | 2.165% | 39.46% | 52.51% | 3.867% | 2% | 0 | 43.0568 | 37.7216 | 0 | 3.3787 | 0.25852 | 0.020287
0 | CZ01 | S17 | DXGF | SFM-wCZ01-v2015-rDXGF-tw-S17 | 44.27% | 11.64% | 22.14% | 11.35% | 10.6% | 0 | 23.128 | 33.6753 | 0 | 2.8114 | 0 | 0
0 | CZ02 | S17 | DXGF | SFM-wCZ02-v2015-rDXGF-tw-S17 | 39.85% | 24.05% | 9.933% | 9.234% | 16.93% | 0 | 31.7811 | 66.1567 | 0 | 3.3583 | 0.94005 | 0.099335
0 | CZ03 | S17 | DXGF | SFM-wCZ03-v2015-rDXGF-tw-S17 | 9.091% | 27.31% | 29.5% | 13.53% | 20.57% | 0 | 19.4074 | 26.2215 | 0 | 1.7017 | 0.49473 | 0.043378
0 | CZ04 | S17 | DXGF | SFM-wCZ04-v2015-rDXGF-tw-S17 | 38.94% | 15.03% | 20.53% | 21.33% | 4.168% | 0 | 26.5774 | 54.8919 | 0 | 2.3789 | 1.0413 | 0.093211
0 | CZ05 | S17 | DXGF | SFM-wCZ05-v2015-rDXGF-tw-S17 | 3.541% | 21.52% | 2% | 70.07% | 2.86% | 0 | 24.0894 | 24.0027 | 0 | 1.925 | 0.59035 | 0.047176
0 | CZ06 | S17 | DXGF | SFM-wCZ06-v2015-rDXGF-tw-S17 | 20.56% | 36.95% | 2% | 2% | 38.5% | 0 | 18.3039 | 28.5428 | 0 | 1.3692 | 0.7685 | 0.057488
0 | CZ07 | S17 | DXGF | SFM-wCZ07-v2015-rDXGF-tw-S17 | 64.17% | 29.83% | 2% | 2% | 2% | 0 | 5.1551 | 34.9164 | 0 | 0.48169 | 0.67208 | 0.062798
0 | CZ08 | S17 | DXGF | SFM-wCZ08-v2015-rDXGF-tw-S17 | 63.28% | 2% | 11.01% | 12.18% | 11.52% | 0 | 9.3713 | 47.1932 | 0 | 0.7455 | 1.0187 | 0.081038
0 | CZ09 | S17 | DXGF | SFM-wCZ09-v2015-rDXGF-tw-S17 | 2% | 83.42% | 2% | 2% | 10.58% | 0 | 18.3348 | 58.9698 | 0 | 1.6345 | 1.6012 | 0.14274
0 | CZ10 | S17 | DXGF | SFM-wCZ10-v2015-rDXGF-tw-S17 | 32.04% | 19.02% | 15.89% | 24.69% | 8.369% | 0 | 23.6123 | 87.8051 | 0 | 2.1791 | 1.5072 | 0.13909
0 | CZ11 | S17 | DXGF | SFM-wCZ11-v2015-rDXGF-tw-S17 | 56.16% | 2.78% | 22.99% | 3.853% | 14.22% | 0 | 23.0554 | 99.8474 | 0 | 2.0201 | 1.4238 | 0.12476
0 | CZ12 | S17 | DXGF | SFM-wCZ12-v2015-rDXGF-tw-S17 | 9.882% | 19.35% | 31.4% | 21.23% | 18.14% | 0 | 29.4249 | 63.2662 | 0 | 2.7846 | 0.85756 | 0.081155
0 | CZ13 | S17 | DXGF | SFM-wCZ13-v2015-rDXGF-tw-S17 | 20.84% | 5.091% | 23.58% | 5.165% | 45.32% | 0 | 27.1234 | 113.2023 | 0 | 2.4775 | 1.0558 | 0.096441
0 | CZ14 | S17 | DXGF | SFM-wCZ14-v2015-rDXGF-tw-S17 | 44.24% | 2% | 2% | 2% | 49.76% | 0 | 45.8007 | 186.0196 | 0 | 2.8941 | 2.4655 | 0.15579
0 | CZ15 | S17 | DXGF | SFM-wCZ15-v2015-rDXGF-tw-S17 | 44.14% | 20.49% | 20.14% | 2% | 13.23% | 0 | 19.563 | 219.8985 | 0 | 1.1521 | 2.0332 | 0.11974
0 | CZ16 | S17 | DXGF | SFM-wCZ16-v2015-rDXGF-tw-S17 | 2.165% | 39.46% | 52.51% | 3.867% | 2% | 0 | 43.0568 | 39.7187 | 0 | 3.3787 | 0.36146 | 0.028365
0 | CZ01 | S15 | DXHP | SFM-wCZ01-v2015-rDXHP-tw-S15 | 44.27% | 11.64% | 22.14% | 11.35% | 10.6% | 861.4728 | 0 | 104.7171 | 104.7171 | 0 | 0 | 0
0 | CZ02 | S15 | DXHP | SFM-wCZ02-v2015-rDXHP-tw-S15 | 39.85% | 24.05% | 9.933% | 9.234% | 16.93% | 1404.0673 | 0 | 148.3666 | 148.3666 | 0 | 0.86844 | 0.091767
0 | CZ03 | S15 | DXHP | SFM-wCZ03-v2015-rDXHP-tw-S15 | 9.091% | 27.31% | 29.5% | 13.53% | 20.57% | 653.2324 | 0 | 57.276 | 57.276 | 0 | 0.41962 | 0.036792
0 | CZ04 | S15 | DXHP | SFM-wCZ04-v2015-rDXHP-tw-S15 | 38.94% | 15.03% | 20.53% | 21.33% | 4.168% | 1186.2371 | 0 | 106.1795 | 106.1795 | 0 | 0.87461 | 0.078286
0 | CZ05 | S15 | DXHP | SFM-wCZ05-v2015-rDXHP-tw-S15 | 3.541% | 21.52% | 2% | 70.07% | 2.86% | 759.8892 | 0 | 60.7247 | 60.7247 | 0 | 0.46048 | 0.036798
0 | CZ06 | S15 | DXHP | SFM-wCZ06-v2015-rDXHP-tw-S15 | 20.56% | 36.95% | 2% | 2% | 38.5% | 740.7715 | 0 | 55.4131 | 55.4131 | 0 | 0.69539 | 0.052018
0 | CZ07 | S15 | DXHP | SFM-wCZ07-v2015-rDXHP-tw-S15 | 64.17% | 29.83% | 2% | 2% | 2% | 502.1798 | 0 | 46.9232 | 46.9232 | 0 | 0.66762 | 0.062382
0 | CZ08 | S15 | DXHP | SFM-wCZ08-v2015-rDXHP-tw-S15 | 63.28% | 2% | 11.01% | 12.18% | 11.52% | 794.7224 | 0 | 63.2212 | 63.2212 | 0 | 0.98354 | 0.078242
0 | CZ09 | S15 | DXHP | SFM-wCZ09-v2015-rDXHP-tw-S15 | 2% | 83.42% | 2% | 2% | 10.58% | 965.4374 | 0 | 86.0653 | 86.0653 | 0 | 1.4692 | 0.13097
0 | CZ10 | S15 | DXHP | SFM-wCZ10-v2015-rDXHP-tw-S15 | 32.04% | 19.02% | 15.89% | 24.69% | 8.369% | 1387.917 | 0 | 128.0839 | 128.0839 | 0 | 1.4337 | 0.1323
0 | CZ11 | S15 | DXHP | SFM-wCZ11-v2015-rDXHP-tw-S15 | 56.16% | 2.78% | 22.99% | 3.853% | 14.22% | 1552.8199 | 0 | 136.0571 | 136.0571 | 0 | 1.1708 | 0.10259
0 | CZ12 | S15 | DXHP | SFM-wCZ12-v2015-rDXHP-tw-S15 | 9.882% | 19.35% | 31.4% | 21.23% | 18.14% | 1321.1406 | 0 | 125.0251 | 125.0251 | 0 | 0.80403 | 0.076089
0 | CZ13 | S15 | DXHP | SFM-wCZ13-v2015-rDXHP-tw-S15 | 20.84% | 5.091% | 23.58% | 5.165% | 45.32% | 1823.5304 | 0 | 166.5629 | 166.5629 | 0 | 0.99094 | 0.090513
0 | CZ14 | S15 | DXHP | SFM-wCZ14-v2015-rDXHP-tw-S15 | 44.24% | 2% | 2% | 2% | 49.76% | 3303.8647 | 0 | 208.7706 | 208.7706 | 0 | 1.8634 | 0.11775
0 | CZ15 | S15 | DXHP | SFM-wCZ15-v2015-rDXHP-tw-S15 | 44.14% | 20.49% | 20.14% | 2% | 13.23% | 3499.7471 | 0 | 206.1059 | 206.1059 | 0 | 1.7822 | 0.10496
0 | CZ16 | S15 | DXHP | SFM-wCZ16-v2015-rDXHP-tw-S15 | 2.165% | 39.46% | 52.51% | 3.867% | 2% | 1486.171 | 0 | 116.6219 | 116.6219 | 0 | 0.28518 | 0.022379
0 | CZ01 | S16 | DXHP | SFM-wCZ01-v2015-rDXHP-tw-S16 | 44.27% | 11.64% | 22.14% | 11.35% | 10.6% | 962.235 | 0 | 116.9654 | 116.9654 | 0 | 0 | 0
0 | CZ02 | S16 | DXHP | SFM-wCZ02-v2015-rDXHP-tw-S16 | 39.85% | 24.05% | 9.933% | 9.234% | 16.93% | 1569.6787 | 0 | 165.8666 | 165.8666 | 0 | 0.58014 | 0.061302
0 | CZ03 | S16 | DXHP | SFM-wCZ03-v2015-rDXHP-tw-S16 | 9.091% | 27.31% | 29.5% | 13.53% | 20.57% | 536.1957 | 0 | 47.0141 | 47.0141 | 0 | 0.33521 | 0.029391
0 | CZ04 | S16 | DXHP | SFM-wCZ04-v2015-rDXHP-tw-S16 | 38.94% | 15.03% | 20.53% | 21.33% | 4.168% | 1474.598 | 0 | 131.9905 | 131.9905 | 0 | 0.70573 | 0.06317
0 | CZ05 | S16 | DXHP | SFM-wCZ05-v2015-rDXHP-tw-S16 | 3.541% | 21.52% | 2% | 70.07% | 2.86% | 909.302 | 0 | 72.6647 | 72.6647 | 0 | 0.40688 | 0.032515
0 | CZ06 | S16 | DXHP | SFM-wCZ06-v2015-rDXHP-tw-S16 | 20.56% | 36.95% | 2% | 2% | 38.5% | 577.4175 | 0 | 43.1935 | 43.1935 | 0 | 0.5927 | 0.044336
0 | CZ07 | S16 | DXHP | SFM-wCZ07-v2015-rDXHP-tw-S16 | 64.17% | 29.83% | 2% | 2% | 2% | 305.9433 | 0 | 28.587 | 28.587 | 0 | 0.49297 | 0.046062
0 | CZ08 | S16 | DXHP | SFM-wCZ08-v2015-rDXHP-tw-S16 | 63.28% | 2% | 11.01% | 12.18% | 11.52% | 568.4002 | 0 | 45.217 | 45.217 | 0 | 0.74688 | 0.059415
0 | CZ09 | S16 | DXHP | SFM-wCZ09-v2015-rDXHP-tw-S16 | 2% | 83.42% | 2% | 2% | 10.58% | 728.0243 | 0 | 64.9008 | 64.9008 | 0 | 1.1569 | 0.10313
0 | CZ10 | S16 | DXHP | SFM-wCZ10-v2015-rDXHP-tw-S16 | 32.04% | 19.02% | 15.89% | 24.69% | 8.369% | 1204.4898 | 0 | 111.1563 | 111.1563 | 0 | 0.97679 | 0.090143
0 | CZ11 | S16 | DXHP | SFM-wCZ11-v2015-rDXHP-tw-S16 | 56.16% | 2.78% | 22.99% | 3.853% | 14.22% | 1613.7316 | 0 | 141.3942 | 141.3942 | 0 | 1.0268 | 0.08997
0 | CZ12 | S16 | DXHP | SFM-wCZ12-v2015-rDXHP-tw-S16 | 9.882% | 19.35% | 31.4% | 21.23% | 18.14% | 1430.3616 | 0 | 135.3612 | 135.3612 | 0 | 0.59598 | 0.0564
0 | CZ13 | S16 | DXHP | SFM-wCZ13-v2015-rDXHP-tw-S16 | 20.84% | 5.091% | 23.58% | 5.165% | 45.32% | 1935.2515 | 0 | 176.7676 | 176.7676 | 0 | 0.77522 | 0.07081
0 | CZ14 | S16 | DXHP | SFM-wCZ14-v2015-rDXHP-tw-S16 | 44.24% | 2% | 2% | 2% | 49.76% | 3949.7855 | 0 | 249.5862 | 249.5862 | 0 | 1.8465 | 0.11668
0 | CZ15 | S16 | DXHP | SFM-wCZ15-v2015-rDXHP-tw-S16 | 44.14% | 20.49% | 20.14% | 2% | 13.23% | 3497.9497 | 0 | 206.0001 | 206.0001 | 0 | 1.6843 | 0.099192
0 | CZ16 | S16 | DXHP | SFM-wCZ16-v2015-rDXHP-tw-S16 | 2.165% | 39.46% | 52.51% | 3.867% | 2% | 3315.9738 | 0 | 260.209 | 260.209 | 0 | 0.26172 | 0.020538
0 | CZ01 | S17 | DXHP | SFM-wCZ01-v2015-rDXHP-tw-S17 | 44.27% | 11.64% | 22.14% | 11.35% | 10.6% | 1114.6341 | 0 | 135.4904 | 135.4904 | 0 | 0 | 0
0 | CZ02 | S17 | DXHP | SFM-wCZ02-v2015-rDXHP-tw-S17 | 39.85% | 24.05% | 9.933% | 9.234% | 16.93% | 1855.6739 | 0 | 196.0875 | 196.0875 | 0 | 0.87918 | 0.092903
0 | CZ03 | S17 | DXHP | SFM-wCZ03-v2015-rDXHP-tw-S17 | 9.091% | 27.31% | 29.5% | 13.53% | 20.57% | 674.7241 | 0 | 59.1604 | 59.1604 | 0 | 0.47599 | 0.041735
0 | CZ04 | S17 | DXHP | SFM-wCZ04-v2015-rDXHP-tw-S17 | 38.94% | 15.03% | 20.53% | 21.33% | 4.168% | 1727.8672 | 0 | 154.6605 | 154.6605 | 0 | 0.99868 | 0.089391
0 | CZ05 | S17 | DXHP | SFM-wCZ05-v2015-rDXHP-tw-S17 | 3.541% | 21.52% | 2% | 70.07% | 2.86% | 1059.9664 | 0 | 84.7047 | 84.7047 | 0 | 0.56349 | 0.04503
0 | CZ06 | S17 | DXHP | SFM-wCZ06-v2015-rDXHP-tw-S17 | 20.56% | 36.95% | 2% | 2% | 38.5% | 744.7899 | 0 | 55.7137 | 55.7137 | 0 | 0.81691 | 0.061109
0 | CZ07 | S17 | DXHP | SFM-wCZ07-v2015-rDXHP-tw-S17 | 64.17% | 29.83% | 2% | 2% | 2% | 450.4763 | 0 | 42.0921 | 42.0921 | 0 | 0.71787 | 0.067077
0 | CZ08 | S17 | DXHP | SFM-wCZ08-v2015-rDXHP-tw-S17 | 63.28% | 2% | 11.01% | 12.18% | 11.52% | 791.8754 | 0 | 62.9947 | 62.9947 | 0 | 1.0743 | 0.085464
0 | CZ09 | S17 | DXHP | SFM-wCZ09-v2015-rDXHP-tw-S17 | 2% | 83.42% | 2% | 2% | 10.58% | 976.4295 | 0 | 87.0452 | 87.0452 | 0 | 1.6679 | 0.14869
0 | CZ10 | S17 | DXHP | SFM-wCZ10-v2015-rDXHP-tw-S17 | 32.04% | 19.02% | 15.89% | 24.69% | 8.369% | 1562.7643 | 0 | 144.2197 | 144.2197 | 0 | 1.4707 | 0.13573
0 | CZ11 | S17 | DXHP | SFM-wCZ11-v2015-rDXHP-tw-S17 | 56.16% | 2.78% | 22.99% | 3.853% | 14.22% | 2016.4443 | 0 | 176.6796 | 176.6796 | 0 | 1.4536 | 0.12737
0 | CZ12 | S17 | DXHP | SFM-wCZ12-v2015-rDXHP-tw-S17 | 9.882% | 19.35% | 31.4% | 21.23% | 18.14% | 1719.2548 | 0 | 162.7004 | 162.7004 | 0 | 0.86951 | 0.082286
0 | CZ13 | S17 | DXHP | SFM-wCZ13-v2015-rDXHP-tw-S17 | 20.84% | 5.091% | 23.58% | 5.165% | 45.32% | 2392.4466 | 0 | 218.5282 | 218.5282 | 0 | 1.1063 | 0.10105
0 | CZ14 | S17 | DXHP | SFM-wCZ14-v2015-rDXHP-tw-S17 | 44.24% | 2% | 2% | 2% | 49.76% | 4824.34 | 0 | 304.8492 | 304.8492 | 0 | 2.4836 | 0.15694
0 | CZ15 | S17 | DXHP | SFM-wCZ15-v2015-rDXHP-tw-S17 | 44.14% | 20.49% | 20.14% | 2% | 13.23% | 4524.3429 | 0 | 266.4461 | 266.4461 | 0 | 2.2807 | 0.13431
0 | CZ16 | S17 | DXHP | SFM-wCZ16-v2015-rDXHP-tw-S17 | 2.165% | 39.46% | 52.51% | 3.867% | 2% | 3557.0739 | 0 | 279.1285 | 279.1285 | 0 | 0.35441 | 0.027811

## Model Run Sumry 1-HP
|  |  | eQuest Keyword | [5 empty] | eQuest energy end uses summed for annual modeled HVAC energy use
|  |  | COOLING-EIR | HEATING-EIR | SUPPLY-DELTA-T | SUPPLY-KW/FLOW | DUCT-AIR-LOSS | SUPPLY-FLOW | kWh | Therms
GF | Baseline | "cool" | BSL | NA | 0 | 0 | BSL | Pr | Sp cooling | na
|  | "heat" | Pr | NA | Pr | BSL | BSL | Pr | Vent/fan* | Sp heating
| Measure | "cool" | MSR | NA | 0 | 0 | MSR | MSR | Sp cooling | na
|  | "heat" | Pr | NA | Pr | MSR | MSR | MSR | Vent/fan* | Sp heating
HP | Baseline | "both" | BSL | BSL | 0 | 0 | BSL | Pr | Space cooling, Space heating, Supp. HP heat | na
| Measure | "both" | MSR | MSR | 0 | 0 | MSR | MSR | Space cooling, Space heating, Supp. HP heat | na
*kWh for Vent/fan energy only during periods of demand for heating.

## Demand
raw data from: D:\2016_ResQI Workpaper\4_Measure Batch Processing\1_Results 20170227 All\eQBX_DEERkW_v7.1_ResQI_CAF2.xlsb
| Raw demand data (9 rows per model) | [6 empty] | Averaged demand data | [7 empty] | Demand savings
| FileName | Month | Day | Hour | DayType | EM1-Cooling end-use energy | EM2-Cooling end-use energy | CZ | Syst Type | T | SEER | Model Name | EM1-Cooling end-use energy | EM2-Cooling end-use energy | total Cooling end-use energy, kW | Model name for savings | kW savings
| SFM-wCZ01-v2015-rDXGF-t1-S14-BSLcool - Baseline Design - Hourly Results.csv | 9 | 16 | 15 | 3 | 0 | 0 | CZ01 | rDXHP | t1 | S14 | SFM-wCZ01-v2015-rDXHP-t1-S14-BSLboth - Baseline Design - Hourly Results.csv | 0 | 0 | 0 | SFM-wCZ01-v2015-rDXGF-t1-S15 | 0
| SFM-wCZ01-v2015-rDXGF-t1-S14-BSLcool - Baseline Design - Hourly Results.csv | 9 | 16 | 16 | 3 | 0 | 0 | CZ01 | rDXHP | t1 | S15 | SFM-wCZ01-v2015-rDXHP-t1-S15-MSRboth - Baseline Design - Hourly Results.csv | 0 | 0 | 0 | SFM-wCZ01-v2015-rDXGF-t1-S16 | 0
| SFM-wCZ01-v2015-rDXGF-t1-S14-BSLcool - Baseline Design - Hourly Results.csv | 9 | 16 | 17 | 3 | 0 | 0 | CZ01 | rDXHP | t1 | S16 | SFM-wCZ01-v2015-rDXHP-t1-S16-MSRboth - Baseline Design - Hourly Results.csv | 0 | 0 | 0 | SFM-wCZ01-v2015-rDXGF-t1-S17 | 0
| SFM-wCZ01-v2015-rDXGF-t1-S14-BSLcool - Baseline Design - Hourly Results.csv | 9 | 17 | 15 | 4 | 0 | 0 | CZ01 | rDXHP | t1 | S17 | SFM-wCZ01-v2015-rDXHP-t1-S17-MSRboth - Baseline Design - Hourly Results.csv | 0 | 0 | 0 | SFM-wCZ01-v2015-rDXHP-t1-S15 | 0
| SFM-wCZ01-v2015-rDXGF-t1-S14-BSLcool - Baseline Design - Hourly Results.csv | 9 | 17 | 16 | 4 | 0 | 0 | CZ01 | rDXHP | t2 | S14 | SFM-wCZ01-v2015-rDXHP-t2-S14-BSLboth - Baseline Design - Hourly Results.csv | 0 | 0 | 0 | SFM-wCZ01-v2015-rDXHP-t1-S16 | 0
| SFM-wCZ01-v2015-rDXGF-t1-S14-BSLcool - Baseline Design - Hourly Results.csv | 9 | 17 | 17 | 4 | 0 | 0 | CZ01 | rDXHP | t2 | S15 | SFM-wCZ01-v2015-rDXHP-t2-S15-MSRboth - Baseline Design - Hourly Results.csv | 0 | 0 | 0 | SFM-wCZ01-v2015-rDXHP-t1-S17 | 0
| SFM-wCZ01-v2015-rDXGF-t1-S14-BSLcool - Baseline Design - Hourly Results.csv | 9 | 18 | 15 | 5 | 0 | 0 | CZ01 | rDXHP | t2 | S16 | SFM-wCZ01-v2015-rDXHP-t2-S16-MSRboth - Baseline Design - Hourly Results.csv | 0 | 0 | 0 | SFM-wCZ01-v2015-rDXGF-t2-S15 | 0
| SFM-wCZ01-v2015-rDXGF-t1-S14-BSLcool - Baseline Design - Hourly Results.csv | 9 | 18 | 16 | 5 | 0 | 0 | CZ01 | rDXHP | t2 | S17 | SFM-wCZ01-v2015-rDXHP-t2-S17-MSRboth - Baseline Design - Hourly Results.csv | 0 | 0 | 0 | SFM-wCZ01-v2015-rDXGF-t2-S16 | 0
| SFM-wCZ01-v2015-rDXGF-t1-S14-BSLcool - Baseline Design - Hourly Results.csv | 9 | 18 | 17 | 5 | 0 | 0 | CZ01 | rDXHP | t3 | S14 | SFM-wCZ01-v2015-rDXHP-t3-S14-BSLboth - Baseline Design - Hourly Results.csv | 0 | 0 | 0 | SFM-wCZ01-v2015-rDXGF-t2-S17 | 0
| SFM-wCZ01-v2015-rDXGF-t1-S14-BSLheat - Baseline Design - Hourly Results.csv | 9 | 16 | 15 | 3 | 0 | 0 | CZ01 | rDXHP | t3 | S15 | SFM-wCZ01-v2015-rDXHP-t3-S15-MSRboth - Baseline Design - Hourly Results.csv | 0 | 0 | 0 | SFM-wCZ01-v2015-rDXHP-t2-S15 | 0
| SFM-wCZ01-v2015-rDXGF-t1-S14-BSLheat - Baseline Design - Hourly Results.csv | 9 | 16 | 16 | 3 | 0 | 0 | CZ01 | rDXHP | t3 | S16 | SFM-wCZ01-v2015-rDXHP-t3-S16-MSRboth - Baseline Design - Hourly Results.csv | 0 | 0 | 0 | SFM-wCZ01-v2015-rDXHP-t2-S16 | 0
| SFM-wCZ01-v2015-rDXGF-t1-S14-BSLheat - Baseline Design - Hourly Results.csv | 9 | 16 | 17 | 3 | 0 | 0 | CZ01 | rDXHP | t3 | S17 | SFM-wCZ01-v2015-rDXHP-t3-S17-MSRboth - Baseline Design - Hourly Results.csv | 0 | 0 | 0 | SFM-wCZ01-v2015-rDXHP-t2-S17 | 0
| SFM-wCZ01-v2015-rDXGF-t1-S14-BSLheat - Baseline Design - Hourly Results.csv | 9 | 17 | 15 | 4 | 0 | 0 | CZ01 | rDXHP | t4 | S14 | SFM-wCZ01-v2015-rDXHP-t4-S14-BSLboth - Baseline Design - Hourly Results.csv | 0 | 0 | 0 | SFM-wCZ01-v2015-rDXGF-t3-S15 | 0
| SFM-wCZ01-v2015-rDXGF-t1-S14-BSLheat - Baseline Design - Hourly Results.csv | 9 | 17 | 16 | 4 | 0 | 0 | CZ01 | rDXHP | t4 | S15 | SFM-wCZ01-v2015-rDXHP-t4-S15-MSRboth - Baseline Design - Hourly Results.csv | 0 | 0 | 0 | SFM-wCZ01-v2015-rDXGF-t3-S16 | 0
| SFM-wCZ01-v2015-rDXGF-t1-S14-BSLheat - Baseline Design - Hourly Results.csv | 9 | 17 | 17 | 4 | 0 | 0 | CZ01 | rDXHP | t4 | S16 | SFM-wCZ01-v2015-rDXHP-t4-S16-MSRboth - Baseline Design - Hourly Results.csv | 0 | 0 | 0 | SFM-wCZ01-v2015-rDXGF-t3-S17 | 0
| SFM-wCZ01-v2015-rDXGF-t1-S14-BSLheat - Baseline Design - Hourly Results.csv | 9 | 18 | 15 | 5 | 0 | 0 | CZ01 | rDXHP | t4 | S17 | SFM-wCZ01-v2015-rDXHP-t4-S17-MSRboth - Baseline Design - Hourly Results.csv | 0 | 0 | 0 | SFM-wCZ01-v2015-rDXHP-t3-S15 | 0
| SFM-wCZ01-v2015-rDXGF-t1-S14-BSLheat - Baseline Design - Hourly Results.csv | 9 | 18 | 16 | 5 | 0 | 0 | CZ01 | rDXHP | t5 | S14 | SFM-wCZ01-v2015-rDXHP-t5-S14-BSLboth - Baseline Design - Hourly Results.csv | 0 | 0 | 0 | SFM-wCZ01-v2015-rDXHP-t3-S16 | 0
| SFM-wCZ01-v2015-rDXGF-t1-S14-BSLheat - Baseline Design - Hourly Results.csv | 9 | 18 | 17 | 5 | 0 | 0 | CZ01 | rDXHP | t5 | S15 | SFM-wCZ01-v2015-rDXHP-t5-S15-MSRboth - Baseline Design - Hourly Results.csv | 0 | 0 | 0 | SFM-wCZ01-v2015-rDXHP-t3-S17 | 0
| SFM-wCZ01-v2015-rDXGF-t1-S15-MSRcool - Baseline Design - Hourly Results.csv | 9 | 16 | 15 | 3 | 0 | 0 | CZ01 | rDXHP | t5 | S16 | SFM-wCZ01-v2015-rDXHP-t5-S16-MSRboth - Baseline Design - Hourly Results.csv | 0 | 0 | 0 | SFM-wCZ01-v2015-rDXGF-t4-S15 | 0
| SFM-wCZ01-v2015-rDXGF-t1-S15-MSRcool - Baseline Design - Hourly Results.csv | 9 | 16 | 16 | 3 | 0 | 0 | CZ01 | rDXHP | t5 | S17 | SFM-wCZ01-v2015-rDXHP-t5-S17-MSRboth - Baseline Design - Hourly Results.csv | 0 | 0 | 0 | SFM-wCZ01-v2015-rDXGF-t4-S16 | 0
| SFM-wCZ01-v2015-rDXGF-t1-S15-MSRcool - Baseline Design - Hourly Results.csv | 9 | 16 | 17 | 3 | 0 | 0 | CZ01 | rDXGF | t1 | S14 | SFM-wCZ01-v2015-rDXGF-t1-S14-BSLcool - Baseline Design - Hourly Results.csv | 0 | 0 | 0 | SFM-wCZ01-v2015-rDXGF-t4-S17 | 0
| SFM-wCZ01-v2015-rDXGF-t1-S15-MSRcool - Baseline Design - Hourly Results.csv | 9 | 17 | 15 | 4 | 0 | 0 | CZ01 | rDXGF | t1 | S15 | SFM-wCZ01-v2015-rDXGF-t1-S15-MSRcool - Baseline Design - Hourly Results.csv | 0 | 0 | 0 | SFM-wCZ01-v2015-rDXHP-t4-S15 | 0
| SFM-wCZ01-v2015-rDXGF-t1-S15-MSRcool - Baseline Design - Hourly Results.csv | 9 | 17 | 16 | 4 | 0 | 0 | CZ01 | rDXGF | t1 | S16 | SFM-wCZ01-v2015-rDXGF-t1-S16-MSRcool - Baseline Design - Hourly Results.csv | 0 | 0 | 0 | SFM-wCZ01-v2015-rDXHP-t4-S16 | 0
| SFM-wCZ01-v2015-rDXGF-t1-S15-MSRcool - Baseline Design - Hourly Results.csv | 9 | 17 | 17 | 4 | 0 | 0 | CZ01 | rDXGF | t1 | S17 | SFM-wCZ01-v2015-rDXGF-t1-S17-MSRcool - Baseline Design - Hourly Results.csv | 0 | 0 | 0 | SFM-wCZ01-v2015-rDXHP-t4-S17 | 0
| SFM-wCZ01-v2015-rDXGF-t1-S15-MSRcool - Baseline Design - Hourly Results.csv | 9 | 18 | 15 | 5 | 0 | 0 | CZ01 | rDXGF | t2 | S14 | SFM-wCZ01-v2015-rDXGF-t2-S14-BSLcool - Baseline Design - Hourly Results.csv | 0 | 0 | 0 | SFM-wCZ01-v2015-rDXGF-t5-S15 | 0
| SFM-wCZ01-v2015-rDXGF-t1-S15-MSRcool - Baseline Design - Hourly Results.csv | 9 | 18 | 16 | 5 | 0 | 0 | CZ01 | rDXGF | t2 | S15 | SFM-wCZ01-v2015-rDXGF-t2-S15-MSRcool - Baseline Design - Hourly Results.csv | 0 | 0 | 0 | SFM-wCZ01-v2015-rDXGF-t5-S16 | 0
| SFM-wCZ01-v2015-rDXGF-t1-S15-MSRcool - Baseline Design - Hourly Results.csv | 9 | 18 | 17 | 5 | 0 | 0 | CZ01 | rDXGF | t2 | S16 | SFM-wCZ01-v2015-rDXGF-t2-S16-MSRcool - Baseline Design - Hourly Results.csv | 0 | 0 | 0 | SFM-wCZ01-v2015-rDXGF-t5-S17 | 0
| SFM-wCZ01-v2015-rDXGF-t1-S15-MSRheat - Baseline Design - Hourly Results.csv | 9 | 16 | 15 | 3 | 0 | 0 | CZ01 | rDXGF | t2 | S17 | SFM-wCZ01-v2015-rDXGF-t2-S17-MSRcool - Baseline Design - Hourly Results.csv | 0 | 0 | 0 | SFM-wCZ01-v2015-rDXHP-t5-S15 | 0
| SFM-wCZ01-v2015-rDXGF-t1-S15-MSRheat - Baseline Design - Hourly Results.csv | 9 | 16 | 16 | 3 | 0 | 0 | CZ01 | rDXGF | t3 | S14 | SFM-wCZ01-v2015-rDXGF-t3-S14-BSLcool - Baseline Design - Hourly Results.csv | 0 | 0 | 0 | SFM-wCZ01-v2015-rDXHP-t5-S16 | 0
| SFM-wCZ01-v2015-rDXGF-t1-S15-MSRheat - Baseline Design - Hourly Results.csv | 9 | 16 | 17 | 3 | 0 | 0 | CZ01 | rDXGF | t3 | S15 | SFM-wCZ01-v2015-rDXGF-t3-S15-MSRcool - Baseline Design - Hourly Results.csv | 0 | 0 | 0 | SFM-wCZ01-v2015-rDXHP-t5-S17 | 0
| SFM-wCZ01-v2015-rDXGF-t1-S15-MSRheat - Baseline Design - Hourly Results.csv | 9 | 17 | 15 | 4 | 0 | 0 | CZ01 | rDXGF | t3 | S16 | SFM-wCZ01-v2015-rDXGF-t3-S16-MSRcool - Baseline Design - Hourly Results.csv | 0 | 0 | 0 | SFM-wCZ02-v2015-rDXGF-t1-S15 | 1.24
| SFM-wCZ01-v2015-rDXGF-t1-S15-MSRheat - Baseline Design - Hourly Results.csv | 9 | 17 | 16 | 4 | 0 | 0 | CZ01 | rDXGF | t3 | S17 | SFM-wCZ01-v2015-rDXGF-t3-S17-MSRcool - Baseline Design - Hourly Results.csv | 0 | 0 | 0 | SFM-wCZ02-v2015-rDXGF-t1-S16 | 0.79445
| SFM-wCZ01-v2015-rDXGF-t1-S15-MSRheat - Baseline Design - Hourly Results.csv | 9 | 17 | 17 | 4 | 0 | 0 | CZ01 | rDXGF | t4 | S14 | SFM-wCZ01-v2015-rDXGF-t4-S14-BSLcool - Baseline Design - Hourly Results.csv | 0 | 0 | 0 | SFM-wCZ02-v2015-rDXGF-t1-S17 | 1.192
| SFM-wCZ01-v2015-rDXGF-t1-S15-MSRheat - Baseline Design - Hourly Results.csv | 9 | 18 | 15 | 5 | 0 | 0 | CZ01 | rDXGF | t4 | S15 | SFM-wCZ01-v2015-rDXGF-t4-S15-MSRcool - Baseline Design - Hourly Results.csv | 0 | 0 | 0 | SFM-wCZ02-v2015-rDXHP-t1-S15 | 1.1016
| SFM-wCZ01-v2015-rDXGF-t1-S15-MSRheat - Baseline Design - Hourly Results.csv | 9 | 18 | 16 | 5 | 0 | 0 | CZ01 | rDXGF | t4 | S16 | SFM-wCZ01-v2015-rDXGF-t4-S16-MSRcool - Baseline Design - Hourly Results.csv | 0 | 0 | 0 | SFM-wCZ02-v2015-rDXHP-t1-S16 | 0.67309
| SFM-wCZ01-v2015-rDXGF-t1-S15-MSRheat - Baseline Design - Hourly Results.csv | 9 | 18 | 17 | 5 | 0 | 0 | CZ01 | rDXGF | t4 | S17 | SFM-wCZ01-v2015-rDXGF-t4-S17-MSRcool - Baseline Design - Hourly Results.csv | 0 | 0 | 0 | SFM-wCZ02-v2015-rDXHP-t1-S17 | 1.0616
| SFM-wCZ01-v2015-rDXGF-t1-S16-MSRcool - Baseline Design - Hourly Results.csv | 9 | 16 | 15 | 3 | 0 | 0 | CZ01 | rDXGF | t5 | S14 | SFM-wCZ01-v2015-rDXGF-t5-S14-BSLcool - Baseline Design - Hourly Results.csv | 0 | 0 | 0 | SFM-wCZ02-v2015-rDXGF-t2-S15 | 1.0298
| SFM-wCZ01-v2015-rDXGF-t1-S16-MSRcool - Baseline Design - Hourly Results.csv | 9 | 16 | 16 | 3 | 0 | 0 | CZ01 | rDXGF | t5 | S15 | SFM-wCZ01-v2015-rDXGF-t5-S15-MSRcool - Baseline Design - Hourly Results.csv | 0 | 0 | 0 | SFM-wCZ02-v2015-rDXGF-t2-S16 | 0.65604
| SFM-wCZ01-v2015-rDXGF-t1-S16-MSRcool - Baseline Design - Hourly Results.csv | 9 | 16 | 17 | 3 | 0 | 0 | CZ01 | rDXGF | t5 | S16 | SFM-wCZ01-v2015-rDXGF-t5-S16-MSRcool - Baseline Design - Hourly Results.csv | 0 | 0 | 0 | SFM-wCZ02-v2015-rDXGF-t2-S17 | 1.0037
| SFM-wCZ01-v2015-rDXGF-t1-S16-MSRcool - Baseline Design - Hourly Results.csv | 9 | 17 | 15 | 4 | 0 | 0 | CZ01 | rDXGF | t5 | S17 | SFM-wCZ01-v2015-rDXGF-t5-S17-MSRcool - Baseline Design - Hourly Results.csv | 0 | 0 | 0 | SFM-wCZ02-v2015-rDXHP-t2-S15 | 0.97014
| SFM-wCZ01-v2015-rDXGF-t1-S16-MSRcool - Baseline Design - Hourly Results.csv | 9 | 17 | 16 | 4 | 0 | 0 | CZ02 | rDXHP | t1 | S14 | SFM-wCZ02-v2015-rDXHP-t1-S14-BSLboth - Baseline Design - Hourly Results.csv | 2.7029 | 4.3595 | 7.0624 | SFM-wCZ02-v2015-rDXHP-t2-S16 | 0.63862
| SFM-wCZ01-v2015-rDXGF-t1-S16-MSRcool - Baseline Design - Hourly Results.csv | 9 | 17 | 17 | 4 | 0 | 0 | CZ02 | rDXHP | t1 | S15 | SFM-wCZ02-v2015-rDXHP-t1-S15-MSRboth - Baseline Design - Hourly Results.csv | 2.2708 | 3.69 | 5.9608 | SFM-wCZ02-v2015-rDXHP-t2-S17 | 0.97287
| SFM-wCZ01-v2015-rDXGF-t1-S16-MSRcool - Baseline Design - Hourly Results.csv | 9 | 18 | 15 | 5 | 0 | 0 | CZ02 | rDXHP | t1 | S16 | SFM-wCZ02-v2015-rDXHP-t1-S16-MSRboth - Baseline Design - Hourly Results.csv | 2.4269 | 3.9624 | 6.3893 | SFM-wCZ02-v2015-rDXGF-t3-S15 | 0.71063
| SFM-wCZ01-v2015-rDXGF-t1-S16-MSRcool - Baseline Design - Hourly Results.csv | 9 | 18 | 16 | 5 | 0 | 0 | CZ02 | rDXHP | t1 | S17 | SFM-wCZ02-v2015-rDXHP-t1-S17-MSRboth - Baseline Design - Hourly Results.csv | 2.2794 | 3.7214 | 6.0008 | SFM-wCZ02-v2015-rDXGF-t3-S16 | 0.53574
| SFM-wCZ01-v2015-rDXGF-t1-S16-MSRcool - Baseline Design - Hourly Results.csv | 9 | 18 | 17 | 5 | 0 | 0 | CZ02 | rDXHP | t2 | S14 | SFM-wCZ02-v2015-rDXHP-t2-S14-BSLboth - Baseline Design - Hourly Results.csv | 2.3676 | 3.7674 | 6.135 | SFM-wCZ02-v2015-rDXGF-t3-S17 | 0.78436
| SFM-wCZ01-v2015-rDXGF-t1-S16-MSRheat - Baseline Design - Hourly Results.csv | 9 | 16 | 15 | 3 | 0 | 0 | CZ02 | rDXHP | t2 | S15 | SFM-wCZ02-v2015-rDXHP-t2-S15-MSRboth - Baseline Design - Hourly Results.csv | 1.9837 | 3.1811 | 5.1648 | SFM-wCZ02-v2015-rDXHP-t3-S15 | 0.70784
| SFM-wCZ01-v2015-rDXGF-t1-S16-MSRheat - Baseline Design - Hourly Results.csv | 9 | 16 | 16 | 3 | 0 | 0 | CZ02 | rDXHP | t2 | S16 | SFM-wCZ02-v2015-rDXHP-t2-S16-MSRboth - Baseline Design - Hourly Results.csv | 2.1487 | 3.3476 | 5.4963 | SFM-wCZ02-v2015-rDXHP-t3-S16 | 0.53437
| SFM-wCZ01-v2015-rDXGF-t1-S16-MSRheat - Baseline Design - Hourly Results.csv | 9 | 16 | 17 | 3 | 0 | 0 | CZ02 | rDXHP | t2 | S17 | SFM-wCZ02-v2015-rDXHP-t2-S17-MSRboth - Baseline Design - Hourly Results.csv | 2.018 | 3.1441 | 5.1621 | SFM-wCZ02-v2015-rDXHP-t3-S17 | 0.76898
| SFM-wCZ01-v2015-rDXGF-t1-S16-MSRheat - Baseline Design - Hourly Results.csv | 9 | 17 | 15 | 4 | 0 | 0 | CZ02 | rDXHP | t3 | S14 | SFM-wCZ02-v2015-rDXHP-t3-S14-BSLboth - Baseline Design - Hourly Results.csv | 1.7554 | 2.6368 | 4.3922 | SFM-wCZ02-v2015-rDXGF-t4-S15 | 0.49107
| SFM-wCZ01-v2015-rDXGF-t1-S16-MSRheat - Baseline Design - Hourly Results.csv | 9 | 17 | 16 | 4 | 0 | 0 | CZ02 | rDXHP | t3 | S15 | SFM-wCZ02-v2015-rDXHP-t3-S15-MSRboth - Baseline Design - Hourly Results.csv | 1.4647 | 2.2196 | 3.6844 | SFM-wCZ02-v2015-rDXGF-t4-S16 | 0.40512
| SFM-wCZ01-v2015-rDXGF-t1-S16-MSRheat - Baseline Design - Hourly Results.csv | 9 | 17 | 17 | 4 | 0 | 0 | CZ02 | rDXHP | t3 | S16 | SFM-wCZ02-v2015-rDXHP-t3-S16-MSRboth - Baseline Design - Hourly Results.csv | 1.5607 | 2.2972 | 3.8579 | SFM-wCZ02-v2015-rDXGF-t4-S17 | 0.58324
| SFM-wCZ01-v2015-rDXGF-t1-S16-MSRheat - Baseline Design - Hourly Results.csv | 9 | 18 | 15 | 5 | 0 | 0 | CZ02 | rDXHP | t3 | S17 | SFM-wCZ02-v2015-rDXHP-t3-S17-MSRboth - Baseline Design - Hourly Results.csv | 1.4658 | 2.1575 | 3.6232 | SFM-wCZ02-v2015-rDXHP-t4-S15 | 0.49166
| SFM-wCZ01-v2015-rDXGF-t1-S16-MSRheat - Baseline Design - Hourly Results.csv | 9 | 18 | 16 | 5 | 0 | 0 | CZ02 | rDXHP | t4 | S14 | SFM-wCZ02-v2015-rDXHP-t4-S14-BSLboth - Baseline Design - Hourly Results.csv | 1.2145 | 1.8225 | 3.0371 | SFM-wCZ02-v2015-rDXHP-t4-S16 | 0.41146
| SFM-wCZ01-v2015-rDXGF-t1-S16-MSRheat - Baseline Design - Hourly Results.csv | 9 | 18 | 17 | 5 | 0 | 0 | CZ02 | rDXHP | t4 | S15 | SFM-wCZ02-v2015-rDXHP-t4-S15-MSRboth - Baseline Design - Hourly Results.csv | 1.0105 | 1.5349 | 2.5454 | SFM-wCZ02-v2015-rDXHP-t4-S17 | 0.57113
| SFM-wCZ01-v2015-rDXGF-t1-S17-MSRcool - Baseline Design - Hourly Results.csv | 9 | 16 | 15 | 3 | 0 | 0 | CZ02 | rDXHP | t4 | S16 | SFM-wCZ02-v2015-rDXHP-t4-S16-MSRboth - Baseline Design - Hourly Results.csv | 1.0584 | 1.5673 | 2.6256 | SFM-wCZ02-v2015-rDXGF-t5-S15 | 0.45914
| SFM-wCZ01-v2015-rDXGF-t1-S17-MSRcool - Baseline Design - Hourly Results.csv | 9 | 16 | 16 | 3 | 0 | 0 | CZ02 | rDXHP | t4 | S17 | SFM-wCZ02-v2015-rDXHP-t4-S17-MSRboth - Baseline Design - Hourly Results.csv | 0.99399 | 1.472 | 2.466 | SFM-wCZ02-v2015-rDXGF-t5-S16 | 0.37661
| SFM-wCZ01-v2015-rDXGF-t1-S17-MSRcool - Baseline Design - Hourly Results.csv | 9 | 16 | 17 | 3 | 0 | 0 | CZ02 | rDXHP | t5 | S14 | SFM-wCZ02-v2015-rDXHP-t5-S14-BSLboth - Baseline Design - Hourly Results.csv | 1.1585 | 1.7417 | 2.9001 | SFM-wCZ02-v2015-rDXGF-t5-S17 | 0.54251
| SFM-wCZ01-v2015-rDXGF-t1-S17-MSRcool - Baseline Design - Hourly Results.csv | 9 | 17 | 15 | 4 | 0 | 0 | CZ02 | rDXHP | t5 | S15 | SFM-wCZ02-v2015-rDXHP-t5-S15-MSRboth - Baseline Design - Hourly Results.csv | 0.96196 | 1.4633 | 2.4253 | SFM-wCZ02-v2015-rDXHP-t5-S15 | 0.47487
| SFM-wCZ01-v2015-rDXGF-t1-S17-MSRcool - Baseline Design - Hourly Results.csv | 9 | 17 | 16 | 4 | 0 | 0 | CZ02 | rDXHP | t5 | S16 | SFM-wCZ02-v2015-rDXHP-t5-S16-MSRboth - Baseline Design - Hourly Results.csv | 1.0079 | 1.495 | 2.503 | SFM-wCZ02-v2015-rDXHP-t5-S16 | 0.39717
| SFM-wCZ01-v2015-rDXGF-t1-S17-MSRcool - Baseline Design - Hourly Results.csv | 9 | 17 | 17 | 4 | 0 | 0 | CZ02 | rDXHP | t5 | S17 | SFM-wCZ02-v2015-rDXHP-t5-S17-MSRboth - Baseline Design - Hourly Results.csv | 0.94663 | 1.4041 | 2.3507 | SFM-wCZ02-v2015-rDXHP-t5-S17 | 0.54938
| SFM-wCZ01-v2015-rDXGF-t1-S17-MSRcool - Baseline Design - Hourly Results.csv | 9 | 18 | 15 | 5 | 0 | 0 | CZ02 | rDXGF | t1 | S14 | SFM-wCZ02-v2015-rDXGF-t1-S14-BSLcool - Baseline Design - Hourly Results.csv | 2.726 | 4.6062 | 7.3323 | SFM-wCZ03-v2015-rDXGF-t1-S15 | 0.60311
| SFM-wCZ01-v2015-rDXGF-t1-S17-MSRcool - Baseline Design - Hourly Results.csv | 9 | 18 | 16 | 5 | 0 | 0 | CZ02 | rDXGF | t1 | S15 | SFM-wCZ02-v2015-rDXGF-t1-S15-MSRcool - Baseline Design - Hourly Results.csv | 2.2455 | 3.8468 | 6.0922 | SFM-wCZ03-v2015-rDXGF-t1-S16 | 0.47337
| SFM-wCZ01-v2015-rDXGF-t1-S17-MSRcool - Baseline Design - Hourly Results.csv | 9 | 18 | 17 | 5 | 0 | 0 | CZ02 | rDXGF | t1 | S16 | SFM-wCZ02-v2015-rDXGF-t1-S16-MSRcool - Baseline Design - Hourly Results.csv | 2.4074 | 4.1304 | 6.5378 | SFM-wCZ03-v2015-rDXGF-t1-S17 | 0.70167
| SFM-wCZ01-v2015-rDXGF-t1-S17-MSRheat - Baseline Design - Hourly Results.csv | 9 | 16 | 15 | 3 | 0 | 0 | CZ02 | rDXGF | t1 | S17 | SFM-wCZ02-v2015-rDXGF-t1-S17-MSRcool - Baseline Design - Hourly Results.csv | 2.261 | 3.8793 | 6.1402 | SFM-wCZ03-v2015-rDXHP-t1-S15 | 0.59529
| SFM-wCZ01-v2015-rDXGF-t1-S17-MSRheat - Baseline Design - Hourly Results.csv | 9 | 16 | 16 | 3 | 0 | 0 | CZ02 | rDXGF | t2 | S14 | SFM-wCZ02-v2015-rDXGF-t2-S14-BSLcool - Baseline Design - Hourly Results.csv | 2.386 | 3.9876 | 6.3736 | SFM-wCZ03-v2015-rDXHP-t1-S16 | 0.47184
| SFM-wCZ01-v2015-rDXGF-t1-S17-MSRheat - Baseline Design - Hourly Results.csv | 9 | 16 | 17 | 3 | 0 | 0 | CZ02 | rDXGF | t2 | S15 | SFM-wCZ02-v2015-rDXGF-t2-S15-MSRcool - Baseline Design - Hourly Results.csv | 1.9818 | 3.362 | 5.3438 | SFM-wCZ03-v2015-rDXHP-t1-S17 | 0.67382
| SFM-wCZ01-v2015-rDXGF-t1-S17-MSRheat - Baseline Design - Hourly Results.csv | 9 | 17 | 15 | 4 | 0 | 0 | CZ02 | rDXGF | t2 | S16 | SFM-wCZ02-v2015-rDXGF-t2-S16-MSRcool - Baseline Design - Hourly Results.csv | 2.1446 | 3.573 | 5.7176 | SFM-wCZ03-v2015-rDXGF-t2-S15 | 0.40188
| SFM-wCZ01-v2015-rDXGF-t1-S17-MSRheat - Baseline Design - Hourly Results.csv | 9 | 17 | 16 | 4 | 0 | 0 | CZ02 | rDXGF | t2 | S17 | SFM-wCZ02-v2015-rDXGF-t2-S17-MSRcool - Baseline Design - Hourly Results.csv | 2.0142 | 3.3557 | 5.3699 | SFM-wCZ03-v2015-rDXGF-t2-S16 | 0.31093
| SFM-wCZ01-v2015-rDXGF-t1-S17-MSRheat - Baseline Design - Hourly Results.csv | 9 | 17 | 17 | 4 | 0 | 0 | CZ02 | rDXGF | t3 | S14 | SFM-wCZ02-v2015-rDXGF-t3-S14-BSLcool - Baseline Design - Hourly Results.csv | 1.815 | 2.809 | 4.624 | SFM-wCZ03-v2015-rDXGF-t2-S17 | 0.46631
| SFM-wCZ01-v2015-rDXGF-t1-S17-MSRheat - Baseline Design - Hourly Results.csv | 9 | 18 | 15 | 5 | 0 | 0 | CZ02 | rDXGF | t3 | S15 | SFM-wCZ02-v2015-rDXGF-t3-S15-MSRcool - Baseline Design - Hourly Results.csv | 1.5218 | 2.3916 | 3.9134 | SFM-wCZ03-v2015-rDXHP-t2-S15 | 0.39794
| SFM-wCZ01-v2015-rDXGF-t1-S17-MSRheat - Baseline Design - Hourly Results.csv | 9 | 18 | 16 | 5 | 0 | 0 | CZ02 | rDXGF | t3 | S16 | SFM-wCZ02-v2015-rDXGF-t3-S16-MSRcool - Baseline Design - Hourly Results.csv | 1.6159 | 2.4723 | 4.0882 | SFM-wCZ03-v2015-rDXHP-t2-S16 | 0.31819
| SFM-wCZ01-v2015-rDXGF-t1-S17-MSRheat - Baseline Design - Hourly Results.csv | 9 | 18 | 17 | 5 | 0 | 0 | CZ02 | rDXGF | t3 | S17 | SFM-wCZ02-v2015-rDXGF-t3-S17-MSRcool - Baseline Design - Hourly Results.csv | 1.5177 | 2.322 | 3.8396 | SFM-wCZ03-v2015-rDXHP-t2-S17 | 0.45119
| SFM-wCZ01-v2015-rDXGF-t2-S14-BSLcool - Baseline Design - Hourly Results.csv | 9 | 16 | 15 | 3 | 0 | 0 | CZ02 | rDXGF | t4 | S14 | SFM-wCZ02-v2015-rDXGF-t4-S14-BSLcool - Baseline Design - Hourly Results.csv | 1.3089 | 2.0251 | 3.334 | SFM-wCZ03-v2015-rDXGF-t3-S15 | 0.30281
| SFM-wCZ01-v2015-rDXGF-t2-S14-BSLcool - Baseline Design - Hourly Results.csv | 9 | 16 | 16 | 3 | 0 | 0 | CZ02 | rDXGF | t4 | S15 | SFM-wCZ02-v2015-rDXGF-t4-S15-MSRcool - Baseline Design - Hourly Results.csv | 1.1048 | 1.7382 | 2.843 | SFM-wCZ03-v2015-rDXGF-t3-S16 | 0.23699
| SFM-wCZ01-v2015-rDXGF-t2-S14-BSLcool - Baseline Design - Hourly Results.csv | 9 | 16 | 17 | 3 | 0 | 0 | CZ02 | rDXGF | t4 | S16 | SFM-wCZ02-v2015-rDXGF-t4-S16-MSRcool - Baseline Design - Hourly Results.csv | 1.1531 | 1.7758 | 2.9289 | SFM-wCZ03-v2015-rDXGF-t3-S17 | 0.35772
| SFM-wCZ01-v2015-rDXGF-t2-S14-BSLcool - Baseline Design - Hourly Results.csv | 9 | 17 | 15 | 4 | 0 | 0 | CZ02 | rDXGF | t4 | S17 | SFM-wCZ02-v2015-rDXGF-t4-S17-MSRcool - Baseline Design - Hourly Results.csv | 1.083 | 1.6678 | 2.7508 | SFM-wCZ03-v2015-rDXHP-t3-S15 | 0.30495
| SFM-wCZ01-v2015-rDXGF-t2-S14-BSLcool - Baseline Design - Hourly Results.csv | 9 | 17 | 16 | 4 | 0 | 0 | CZ02 | rDXGF | t5 | S14 | SFM-wCZ02-v2015-rDXGF-t5-S14-BSLcool - Baseline Design - Hourly Results.csv | 1.2448 | 1.8599 | 3.1046 | SFM-wCZ03-v2015-rDXHP-t3-S16 | 0.24845
| SFM-wCZ01-v2015-rDXGF-t2-S14-BSLcool - Baseline Design - Hourly Results.csv | 9 | 17 | 17 | 4 | 0 | 0 | CZ02 | rDXGF | t5 | S15 | SFM-wCZ02-v2015-rDXGF-t5-S15-MSRcool - Baseline Design - Hourly Results.csv | 1.0509 | 1.5946 | 2.6455 | SFM-wCZ03-v2015-rDXHP-t3-S17 | 0.3493
| SFM-wCZ01-v2015-rDXGF-t2-S14-BSLcool - Baseline Design - Hourly Results.csv | 9 | 18 | 15 | 5 | 0 | 0 | CZ02 | rDXGF | t5 | S16 | SFM-wCZ02-v2015-rDXGF-t5-S16-MSRcool - Baseline Design - Hourly Results.csv | 1.0974 | 1.6306 | 2.728 | SFM-wCZ03-v2015-rDXGF-t4-S15 | 0.51248
| SFM-wCZ01-v2015-rDXGF-t2-S14-BSLcool - Baseline Design - Hourly Results.csv | 9 | 18 | 16 | 5 | 0 | 0 | CZ02 | rDXGF | t5 | S17 | SFM-wCZ02-v2015-rDXGF-t5-S17-MSRcool - Baseline Design - Hourly Results.csv | 1.0307 | 1.5314 | 2.5621 | SFM-wCZ03-v2015-rDXGF-t4-S16 | 0.3965
| SFM-wCZ01-v2015-rDXGF-t2-S14-BSLcool - Baseline Design - Hourly Results.csv | 9 | 18 | 17 | 5 | 0 | 0 | CZ03 | rDXHP | t1 | S14 | SFM-wCZ03-v2015-rDXHP-t1-S14-BSLboth - Baseline Design - Hourly Results.csv | 1.2415 | 2.5517 | 3.7932 | SFM-wCZ03-v2015-rDXGF-t4-S17 | 0.59039
| SFM-wCZ01-v2015-rDXGF-t2-S14-BSLheat - Baseline Design - Hourly Results.csv | 9 | 16 | 15 | 3 | 0 | 0 | CZ03 | rDXHP | t1 | S15 | SFM-wCZ03-v2015-rDXHP-t1-S15-MSRboth - Baseline Design - Hourly Results.csv | 1.0371 | 2.1608 | 3.1979 | SFM-wCZ03-v2015-rDXHP-t4-S15 | 0.4963
| SFM-wCZ01-v2015-rDXGF-t2-S14-BSLheat - Baseline Design - Hourly Results.csv | 9 | 16 | 16 | 3 | 0 | 0 | CZ03 | rDXHP | t1 | S16 | SFM-wCZ03-v2015-rDXHP-t1-S16-MSRboth - Baseline Design - Hourly Results.csv | 1.076 | 2.2453 | 3.3214 | SFM-wCZ03-v2015-rDXHP-t4-S16 | 0.39297
| SFM-wCZ01-v2015-rDXGF-t2-S14-BSLheat - Baseline Design - Hourly Results.csv | 9 | 16 | 17 | 3 | 0 | 0 | CZ03 | rDXHP | t1 | S17 | SFM-wCZ03-v2015-rDXHP-t1-S17-MSRboth - Baseline Design - Hourly Results.csv | 1.0106 | 2.1088 | 3.1194 | SFM-wCZ03-v2015-rDXHP-t4-S17 | 0.55971
| SFM-wCZ01-v2015-rDXGF-t2-S14-BSLheat - Baseline Design - Hourly Results.csv | 9 | 17 | 15 | 4 | 0 | 0 | CZ03 | rDXHP | t2 | S14 | SFM-wCZ03-v2015-rDXHP-t2-S14-BSLboth - Baseline Design - Hourly Results.csv | 0.77989 | 1.7254 | 2.5053 | SFM-wCZ03-v2015-rDXGF-t5-S15 | 0.49906
| SFM-wCZ01-v2015-rDXGF-t2-S14-BSLheat - Baseline Design - Hourly Results.csv | 9 | 17 | 16 | 4 | 0 | 0 | CZ03 | rDXHP | t2 | S15 | SFM-wCZ03-v2015-rDXHP-t2-S15-MSRboth - Baseline Design - Hourly Results.csv | 0.64973 | 1.4577 | 2.1074 | SFM-wCZ03-v2015-rDXGF-t5-S16 | 0.38471
| SFM-wCZ01-v2015-rDXGF-t2-S14-BSLheat - Baseline Design - Hourly Results.csv | 9 | 17 | 17 | 4 | 0 | 0 | CZ03 | rDXHP | t2 | S16 | SFM-wCZ03-v2015-rDXHP-t2-S16-MSRboth - Baseline Design - Hourly Results.csv | 0.67805 | 1.5091 | 2.1872 | SFM-wCZ03-v2015-rDXGF-t5-S17 | 0.57456
| SFM-wCZ01-v2015-rDXGF-t2-S14-BSLheat - Baseline Design - Hourly Results.csv | 9 | 18 | 15 | 5 | 0 | 0 | CZ03 | rDXHP | t2 | S17 | SFM-wCZ03-v2015-rDXHP-t2-S17-MSRboth - Baseline Design - Hourly Results.csv | 0.63682 | 1.4173 | 2.0541 | SFM-wCZ03-v2015-rDXHP-t5-S15 | 0.48476
| SFM-wCZ01-v2015-rDXGF-t2-S14-BSLheat - Baseline Design - Hourly Results.csv | 9 | 18 | 16 | 5 | 0 | 0 | CZ03 | rDXHP | t3 | S14 | SFM-wCZ03-v2015-rDXHP-t3-S14-BSLboth - Baseline Design - Hourly Results.csv | 0.57237 | 1.3344 | 1.9067 | SFM-wCZ03-v2015-rDXHP-t5-S16 | 0.38384
| SFM-wCZ01-v2015-rDXGF-t2-S14-BSLheat - Baseline Design - Hourly Results.csv | 9 | 18 | 17 | 5 | 0 | 0 | CZ03 | rDXHP | t3 | S15 | SFM-wCZ03-v2015-rDXHP-t3-S15-MSRboth - Baseline Design - Hourly Results.csv | 0.47615 | 1.1256 | 1.6018 | SFM-wCZ03-v2015-rDXHP-t5-S17 | 0.5481
| SFM-wCZ01-v2015-rDXGF-t2-S15-MSRcool - Baseline Design - Hourly Results.csv | 9 | 16 | 15 | 3 | 0 | 0 | CZ03 | rDXHP | t3 | S16 | SFM-wCZ03-v2015-rDXHP-t3-S16-MSRboth - Baseline Design - Hourly Results.csv | 0.49599 | 1.1623 | 1.6583 | SFM-wCZ04-v2015-rDXGF-t1-S15 | 1.1837
| SFM-wCZ01-v2015-rDXGF-t2-S15-MSRcool - Baseline Design - Hourly Results.csv | 9 | 16 | 16 | 3 | 0 | 0 | CZ03 | rDXHP | t3 | S17 | SFM-wCZ03-v2015-rDXHP-t3-S17-MSRboth - Baseline Design - Hourly Results.csv | 0.46583 | 1.0916 | 1.5574 | SFM-wCZ04-v2015-rDXGF-t1-S16 | 0.9138
| SFM-wCZ01-v2015-rDXGF-t2-S15-MSRcool - Baseline Design - Hourly Results.csv | 9 | 16 | 17 | 3 | 0 | 0 | CZ03 | rDXHP | t4 | S14 | SFM-wCZ03-v2015-rDXHP-t4-S14-BSLboth - Baseline Design - Hourly Results.csv | 1.0034 | 2.1315 | 3.1349 | SFM-wCZ04-v2015-rDXGF-t1-S17 | 1.2975
| SFM-wCZ01-v2015-rDXGF-t2-S15-MSRcool - Baseline Design - Hourly Results.csv | 9 | 17 | 15 | 4 | 0 | 0 | CZ03 | rDXHP | t4 | S15 | SFM-wCZ03-v2015-rDXHP-t4-S15-MSRboth - Baseline Design - Hourly Results.csv | 0.83687 | 1.8017 | 2.6386 | SFM-wCZ04-v2015-rDXHP-t1-S15 | 1.0958
| SFM-wCZ01-v2015-rDXGF-t2-S15-MSRcool - Baseline Design - Hourly Results.csv | 9 | 17 | 16 | 4 | 0 | 0 | CZ03 | rDXHP | t4 | S16 | SFM-wCZ03-v2015-rDXHP-t4-S16-MSRboth - Baseline Design - Hourly Results.csv | 0.87298 | 1.8689 | 2.7419 | SFM-wCZ04-v2015-rDXHP-t1-S16 | 0.8322
| SFM-wCZ01-v2015-rDXGF-t2-S15-MSRcool - Baseline Design - Hourly Results.csv | 9 | 17 | 17 | 4 | 0 | 0 | CZ03 | rDXHP | t4 | S17 | SFM-wCZ03-v2015-rDXHP-t4-S17-MSRboth - Baseline Design - Hourly Results.csv | 0.81989 | 1.7553 | 2.5752 | SFM-wCZ04-v2015-rDXHP-t1-S17 | 1.2018
| SFM-wCZ01-v2015-rDXGF-t2-S15-MSRcool - Baseline Design - Hourly Results.csv | 9 | 18 | 15 | 5 | 0 | 0 | CZ03 | rDXHP | t5 | S14 | SFM-wCZ03-v2015-rDXHP-t5-S14-BSLboth - Baseline Design - Hourly Results.csv | 0.98881 | 2.0961 | 3.0849 | SFM-wCZ04-v2015-rDXGF-t2-S15 | 1.0507
| SFM-wCZ01-v2015-rDXGF-t2-S15-MSRcool - Baseline Design - Hourly Results.csv | 9 | 18 | 16 | 5 | 0 | 0 | CZ03 | rDXHP | t5 | S15 | SFM-wCZ03-v2015-rDXHP-t5-S15-MSRboth - Baseline Design - Hourly Results.csv | 0.82448 | 1.7757 | 2.6001 | SFM-wCZ04-v2015-rDXGF-t2-S16 | 0.82126
| SFM-wCZ01-v2015-rDXGF-t2-S15-MSRcool - Baseline Design - Hourly Results.csv | 9 | 18 | 17 | 5 | 0 | 0 | CZ03 | rDXHP | t5 | S16 | SFM-wCZ03-v2015-rDXHP-t5-S16-MSRboth - Baseline Design - Hourly Results.csv | 0.86004 | 1.841 | 2.7011 | SFM-wCZ04-v2015-rDXGF-t2-S17 | 1.1703
| SFM-wCZ01-v2015-rDXGF-t2-S15-MSRheat - Baseline Design - Hourly Results.csv | 9 | 16 | 15 | 3 | 0 | 0 | CZ03 | rDXHP | t5 | S17 | SFM-wCZ03-v2015-rDXHP-t5-S17-MSRboth - Baseline Design - Hourly Results.csv | 0.80774 | 1.7291 | 2.5368 | SFM-wCZ04-v2015-rDXHP-t2-S15 | 0.98895
| SFM-wCZ01-v2015-rDXGF-t2-S15-MSRheat - Baseline Design - Hourly Results.csv | 9 | 16 | 16 | 3 | 0 | 0 | CZ03 | rDXGF | t1 | S14 | SFM-wCZ03-v2015-rDXGF-t1-S14-BSLcool - Baseline Design - Hourly Results.csv | 1.3048 | 2.9228 | 4.2276 | SFM-wCZ04-v2015-rDXHP-t2-S16 | 0.7738
| SFM-wCZ01-v2015-rDXGF-t2-S15-MSRheat - Baseline Design - Hourly Results.csv | 9 | 16 | 17 | 3 | 0 | 0 | CZ03 | rDXGF | t1 | S15 | SFM-wCZ03-v2015-rDXGF-t1-S15-MSRcool - Baseline Design - Hourly Results.csv | 1.107 | 2.5174 | 3.6245 | SFM-wCZ04-v2015-rDXHP-t2-S17 | 1.1071
| SFM-wCZ01-v2015-rDXGF-t2-S15-MSRheat - Baseline Design - Hourly Results.csv | 9 | 17 | 15 | 4 | 0 | 0 | CZ03 | rDXGF | t1 | S16 | SFM-wCZ03-v2015-rDXGF-t1-S16-MSRcool - Baseline Design - Hourly Results.csv | 1.1513 | 2.6029 | 3.7542 | SFM-wCZ04-v2015-rDXGF-t3-S15 | 0.74848
| SFM-wCZ01-v2015-rDXGF-t2-S15-MSRheat - Baseline Design - Hourly Results.csv | 9 | 17 | 16 | 4 | 0 | 0 | CZ03 | rDXGF | t1 | S17 | SFM-wCZ03-v2015-rDXGF-t1-S17-MSRcool - Baseline Design - Hourly Results.csv | 1.0813 | 2.4446 | 3.5259 | SFM-wCZ04-v2015-rDXGF-t3-S16 | 0.62782
| SFM-wCZ01-v2015-rDXGF-t2-S15-MSRheat - Baseline Design - Hourly Results.csv | 9 | 17 | 17 | 4 | 0 | 0 | CZ03 | rDXGF | t2 | S14 | SFM-wCZ03-v2015-rDXGF-t2-S14-BSLcool - Baseline Design - Hourly Results.csv | 0.84817 | 2.0177 | 2.8659 | SFM-wCZ04-v2015-rDXGF-t3-S17 | 0.89939
| SFM-wCZ01-v2015-rDXGF-t2-S15-MSRheat - Baseline Design - Hourly Results.csv | 9 | 18 | 15 | 5 | 0 | 0 | CZ03 | rDXGF | t2 | S15 | SFM-wCZ03-v2015-rDXGF-t2-S15-MSRcool - Baseline Design - Hourly Results.csv | 0.72339 | 1.7406 | 2.464 | SFM-wCZ04-v2015-rDXHP-t3-S15 | 0.7681
| SFM-wCZ01-v2015-rDXGF-t2-S15-MSRheat - Baseline Design - Hourly Results.csv | 9 | 18 | 16 | 5 | 0 | 0 | CZ03 | rDXGF | t2 | S16 | SFM-wCZ03-v2015-rDXGF-t2-S16-MSRcool - Baseline Design - Hourly Results.csv | 0.75422 | 1.8008 | 2.555 | SFM-wCZ04-v2015-rDXHP-t3-S16 | 0.65619
| SFM-wCZ01-v2015-rDXGF-t2-S15-MSRheat - Baseline Design - Hourly Results.csv | 9 | 18 | 17 | 5 | 0 | 0 | CZ03 | rDXGF | t2 | S17 | SFM-wCZ03-v2015-rDXGF-t2-S17-MSRcool - Baseline Design - Hourly Results.csv | 0.70835 | 1.6913 | 2.3996 | SFM-wCZ04-v2015-rDXHP-t3-S17 | 0.91098
| SFM-wCZ01-v2015-rDXGF-t2-S16-MSRcool - Baseline Design - Hourly Results.csv | 9 | 16 | 15 | 3 | 0 | 0 | CZ03 | rDXGF | t3 | S14 | SFM-wCZ03-v2015-rDXGF-t3-S14-BSLcool - Baseline Design - Hourly Results.csv | 0.63553 | 1.5868 | 2.2223 | SFM-wCZ04-v2015-rDXGF-t4-S15 | 0.54196
| SFM-wCZ01-v2015-rDXGF-t2-S16-MSRcool - Baseline Design - Hourly Results.csv | 9 | 16 | 16 | 3 | 0 | 0 | CZ03 | rDXGF | t3 | S15 | SFM-wCZ03-v2015-rDXGF-t3-S15-MSRcool - Baseline Design - Hourly Results.csv | 0.54439 | 1.3751 | 1.9195 | SFM-wCZ04-v2015-rDXGF-t4-S16 | 0.49181
| SFM-wCZ01-v2015-rDXGF-t2-S16-MSRcool - Baseline Design - Hourly Results.csv | 9 | 16 | 17 | 3 | 0 | 0 | CZ03 | rDXGF | t3 | S16 | SFM-wCZ03-v2015-rDXGF-t3-S16-MSRcool - Baseline Design - Hourly Results.csv | 0.56637 | 1.419 | 1.9854 | SFM-wCZ04-v2015-rDXGF-t4-S17 | 0.69491
| SFM-wCZ01-v2015-rDXGF-t2-S16-MSRcool - Baseline Design - Hourly Results.csv | 9 | 17 | 15 | 4 | 0 | 0 | CZ03 | rDXGF | t3 | S17 | SFM-wCZ03-v2015-rDXGF-t3-S17-MSRcool - Baseline Design - Hourly Results.csv | 0.53192 | 1.3327 | 1.8646 | SFM-wCZ04-v2015-rDXHP-t4-S15 | 0.55966
| SFM-wCZ01-v2015-rDXGF-t2-S16-MSRcool - Baseline Design - Hourly Results.csv | 9 | 17 | 16 | 4 | 0 | 0 | CZ03 | rDXGF | t4 | S14 | SFM-wCZ03-v2015-rDXGF-t4-S14-BSLcool - Baseline Design - Hourly Results.csv | 1.0829 | 2.5018 | 3.5847 | SFM-wCZ04-v2015-rDXHP-t4-S16 | 0.51628
| SFM-wCZ01-v2015-rDXGF-t2-S16-MSRcool - Baseline Design - Hourly Results.csv | 9 | 17 | 17 | 4 | 0 | 0 | CZ03 | rDXGF | t4 | S15 | SFM-wCZ03-v2015-rDXGF-t4-S15-MSRcool - Baseline Design - Hourly Results.csv | 0.92058 | 2.1516 | 3.0722 | SFM-wCZ04-v2015-rDXHP-t4-S17 | 0.70084
| SFM-wCZ01-v2015-rDXGF-t2-S16-MSRcool - Baseline Design - Hourly Results.csv | 9 | 18 | 15 | 5 | 0 | 0 | CZ03 | rDXGF | t4 | S16 | SFM-wCZ03-v2015-rDXGF-t4-S16-MSRcool - Baseline Design - Hourly Results.csv | 0.96027 | 2.2279 | 3.1882 | SFM-wCZ04-v2015-rDXGF-t5-S15 | 0.50952
| SFM-wCZ01-v2015-rDXGF-t2-S16-MSRcool - Baseline Design - Hourly Results.csv | 9 | 18 | 16 | 5 | 0 | 0 | CZ03 | rDXGF | t4 | S17 | SFM-wCZ03-v2015-rDXGF-t4-S17-MSRcool - Baseline Design - Hourly Results.csv | 0.90188 | 2.0924 | 2.9943 | SFM-wCZ04-v2015-rDXGF-t5-S16 | 0.46359
| SFM-wCZ01-v2015-rDXGF-t2-S16-MSRcool - Baseline Design - Hourly Results.csv | 9 | 18 | 17 | 5 | 0 | 0 | CZ03 | rDXGF | t5 | S14 | SFM-wCZ03-v2015-rDXGF-t5-S14-BSLcool - Baseline Design - Hourly Results.csv | 1.0663 | 2.4403 | 3.5066 | SFM-wCZ04-v2015-rDXGF-t5-S17 | 0.65526
| SFM-wCZ01-v2015-rDXGF-t2-S16-MSRheat - Baseline Design - Hourly Results.csv | 9 | 16 | 15 | 3 | 0 | 0 | CZ03 | rDXGF | t5 | S15 | SFM-wCZ03-v2015-rDXGF-t5-S15-MSRcool - Baseline Design - Hourly Results.csv | 0.90697 | 2.1006 | 3.0075 | SFM-wCZ04-v2015-rDXHP-t5-S15 | 0.53187
| SFM-wCZ01-v2015-rDXGF-t2-S16-MSRheat - Baseline Design - Hourly Results.csv | 9 | 16 | 16 | 3 | 0 | 0 | CZ03 | rDXGF | t5 | S16 | SFM-wCZ03-v2015-rDXGF-t5-S16-MSRcool - Baseline Design - Hourly Results.csv | 0.94648 | 2.1754 | 3.1219 | SFM-wCZ04-v2015-rDXHP-t5-S16 | 0.49218
| SFM-wCZ01-v2015-rDXGF-t2-S16-MSRheat - Baseline Design - Hourly Results.csv | 9 | 16 | 17 | 3 | 0 | 0 | CZ03 | rDXGF | t5 | S17 | SFM-wCZ03-v2015-rDXGF-t5-S17-MSRcool - Baseline Design - Hourly Results.csv | 0.88892 | 2.0431 | 2.932 | SFM-wCZ04-v2015-rDXHP-t5-S17 | 0.6661
| SFM-wCZ01-v2015-rDXGF-t2-S16-MSRheat - Baseline Design - Hourly Results.csv | 9 | 17 | 15 | 4 | 0 | 0 | CZ04 | rDXHP | t1 | S14 | SFM-wCZ04-v2015-rDXHP-t1-S14-BSLboth - Baseline Design - Hourly Results.csv | 2.5572 | 4.3526 | 6.9098 | SFM-wCZ05-v2015-rDXGF-t1-S15 | 0.46992
| SFM-wCZ01-v2015-rDXGF-t2-S16-MSRheat - Baseline Design - Hourly Results.csv | 9 | 17 | 16 | 4 | 0 | 0 | CZ04 | rDXHP | t1 | S15 | SFM-wCZ04-v2015-rDXHP-t1-S15-MSRboth - Baseline Design - Hourly Results.csv | 2.1397 | 3.6743 | 5.8139 | SFM-wCZ05-v2015-rDXGF-t1-S16 | 0.41639
| SFM-wCZ01-v2015-rDXGF-t2-S16-MSRheat - Baseline Design - Hourly Results.csv | 9 | 17 | 17 | 4 | 0 | 0 | CZ04 | rDXHP | t1 | S16 | SFM-wCZ04-v2015-rDXHP-t1-S16-MSRboth - Baseline Design - Hourly Results.csv | 2.2793 | 3.7983 | 6.0776 | SFM-wCZ05-v2015-rDXGF-t1-S17 | 0.6002
| SFM-wCZ01-v2015-rDXGF-t2-S16-MSRheat - Baseline Design - Hourly Results.csv | 9 | 18 | 15 | 5 | 0 | 0 | CZ04 | rDXHP | t1 | S17 | SFM-wCZ04-v2015-rDXHP-t1-S17-MSRboth - Baseline Design - Hourly Results.csv | 2.1407 | 3.5673 | 5.708 | SFM-wCZ05-v2015-rDXHP-t1-S15 | 0.47926
| SFM-wCZ01-v2015-rDXGF-t2-S16-MSRheat - Baseline Design - Hourly Results.csv | 9 | 18 | 16 | 5 | 0 | 0 | CZ04 | rDXHP | t2 | S14 | SFM-wCZ04-v2015-rDXHP-t2-S14-BSLboth - Baseline Design - Hourly Results.csv | 2.3073 | 3.9472 | 6.2546 | SFM-wCZ05-v2015-rDXHP-t1-S16 | 0.4248
| SFM-wCZ01-v2015-rDXGF-t2-S16-MSRheat - Baseline Design - Hourly Results.csv | 9 | 18 | 17 | 5 | 0 | 0 | CZ04 | rDXHP | t2 | S15 | SFM-wCZ04-v2015-rDXHP-t2-S15-MSRboth - Baseline Design - Hourly Results.csv | 1.9325 | 3.3331 | 5.2656 | SFM-wCZ05-v2015-rDXHP-t1-S17 | 0.58774
| SFM-wCZ01-v2015-rDXGF-t2-S17-MSRcool - Baseline Design - Hourly Results.csv | 9 | 16 | 15 | 3 | 0 | 0 | CZ04 | rDXHP | t2 | S16 | SFM-wCZ04-v2015-rDXHP-t2-S16-MSRboth - Baseline Design - Hourly Results.csv | 2.0401 | 3.4406 | 5.4808 | SFM-wCZ05-v2015-rDXGF-t2-S15 | 0.44971
| SFM-wCZ01-v2015-rDXGF-t2-S17-MSRcool - Baseline Design - Hourly Results.csv | 9 | 16 | 16 | 3 | 0 | 0 | CZ04 | rDXHP | t2 | S17 | SFM-wCZ04-v2015-rDXHP-t2-S17-MSRboth - Baseline Design - Hourly Results.csv | 1.9161 | 3.2314 | 5.1475 | SFM-wCZ05-v2015-rDXGF-t2-S16 | 0.38944
| SFM-wCZ01-v2015-rDXGF-t2-S17-MSRcool - Baseline Design - Hourly Results.csv | 9 | 16 | 17 | 3 | 0 | 0 | CZ04 | rDXHP | t3 | S14 | SFM-wCZ04-v2015-rDXHP-t3-S14-BSLboth - Baseline Design - Hourly Results.csv | 1.8093 | 3.0366 | 4.8459 | SFM-wCZ05-v2015-rDXGF-t2-S17 | 0.56305
| SFM-wCZ01-v2015-rDXGF-t2-S17-MSRcool - Baseline Design - Hourly Results.csv | 9 | 17 | 15 | 4 | 0 | 0 | CZ04 | rDXHP | t3 | S15 | SFM-wCZ04-v2015-rDXHP-t3-S15-MSRboth - Baseline Design - Hourly Results.csv | 1.5085 | 2.5693 | 4.0778 | SFM-wCZ05-v2015-rDXHP-t2-S15 | 0.44452
| SFM-wCZ01-v2015-rDXGF-t2-S17-MSRcool - Baseline Design - Hourly Results.csv | 9 | 17 | 16 | 4 | 0 | 0 | CZ04 | rDXHP | t3 | S16 | SFM-wCZ04-v2015-rDXHP-t3-S16-MSRboth - Baseline Design - Hourly Results.csv | 1.5687 | 2.621 | 4.1897 | SFM-wCZ05-v2015-rDXHP-t2-S16 | 0.38335
| SFM-wCZ01-v2015-rDXGF-t2-S17-MSRcool - Baseline Design - Hourly Results.csv | 9 | 17 | 17 | 4 | 0 | 0 | CZ04 | rDXHP | t3 | S17 | SFM-wCZ04-v2015-rDXHP-t3-S17-MSRboth - Baseline Design - Hourly Results.csv | 1.4733 | 2.4616 | 3.9349 | SFM-wCZ05-v2015-rDXHP-t2-S17 | 0.53528
| SFM-wCZ01-v2015-rDXGF-t2-S17-MSRcool - Baseline Design - Hourly Results.csv | 9 | 18 | 15 | 5 | 0 | 0 | CZ04 | rDXHP | t4 | S14 | SFM-wCZ04-v2015-rDXHP-t4-S14-BSLboth - Baseline Design - Hourly Results.csv | 1.3845 | 2.1665 | 3.551 | SFM-wCZ05-v2015-rDXGF-t3-S15 | 0.40224
| SFM-wCZ01-v2015-rDXGF-t2-S17-MSRcool - Baseline Design - Hourly Results.csv | 9 | 18 | 16 | 5 | 0 | 0 | CZ04 | rDXHP | t4 | S15 | SFM-wCZ04-v2015-rDXHP-t4-S15-MSRboth - Baseline Design - Hourly Results.csv | 1.1547 | 1.8367 | 2.9914 | SFM-wCZ05-v2015-rDXGF-t3-S16 | 0.35175
| SFM-wCZ01-v2015-rDXGF-t2-S17-MSRcool - Baseline Design - Hourly Results.csv | 9 | 18 | 17 | 5 | 0 | 0 | CZ04 | rDXHP | t4 | S16 | SFM-wCZ04-v2015-rDXHP-t4-S16-MSRboth - Baseline Design - Hourly Results.csv | 1.1876 | 1.8471 | 3.0347 | SFM-wCZ05-v2015-rDXGF-t3-S17 | 0.50366
| SFM-wCZ01-v2015-rDXGF-t2-S17-MSRheat - Baseline Design - Hourly Results.csv | 9 | 16 | 15 | 3 | 0 | 0 | CZ04 | rDXHP | t4 | S17 | SFM-wCZ04-v2015-rDXHP-t4-S17-MSRboth - Baseline Design - Hourly Results.csv | 1.1154 | 1.7348 | 2.8502 | SFM-wCZ05-v2015-rDXHP-t3-S15 | 0.39828
| SFM-wCZ01-v2015-rDXGF-t2-S17-MSRheat - Baseline Design - Hourly Results.csv | 9 | 16 | 16 | 3 | 0 | 0 | CZ04 | rDXHP | t5 | S14 | SFM-wCZ04-v2015-rDXHP-t5-S14-BSLboth - Baseline Design - Hourly Results.csv | 1.3212 | 2.0308 | 3.352 | SFM-wCZ05-v2015-rDXHP-t3-S16 | 0.34455
| SFM-wCZ01-v2015-rDXGF-t2-S17-MSRheat - Baseline Design - Hourly Results.csv | 9 | 16 | 17 | 3 | 0 | 0 | CZ04 | rDXHP | t5 | S15 | SFM-wCZ04-v2015-rDXHP-t5-S15-MSRboth - Baseline Design - Hourly Results.csv | 1.1004 | 1.7197 | 2.8201 | SFM-wCZ05-v2015-rDXHP-t3-S17 | 0.47795
| SFM-wCZ01-v2015-rDXGF-t2-S17-MSRheat - Baseline Design - Hourly Results.csv | 9 | 17 | 15 | 4 | 0 | 0 | CZ04 | rDXHP | t5 | S16 | SFM-wCZ04-v2015-rDXHP-t5-S16-MSRboth - Baseline Design - Hourly Results.csv | 1.1323 | 1.7275 | 2.8598 | SFM-wCZ05-v2015-rDXGF-t4-S15 | 0.47003
| SFM-wCZ01-v2015-rDXGF-t2-S17-MSRheat - Baseline Design - Hourly Results.csv | 9 | 17 | 16 | 4 | 0 | 0 | CZ04 | rDXHP | t5 | S17 | SFM-wCZ04-v2015-rDXHP-t5-S17-MSRboth - Baseline Design - Hourly Results.csv | 1.0634 | 1.6225 | 2.6859 | SFM-wCZ05-v2015-rDXGF-t4-S16 | 0.4163
| SFM-wCZ01-v2015-rDXGF-t2-S17-MSRheat - Baseline Design - Hourly Results.csv | 9 | 17 | 17 | 4 | 0 | 0 | CZ04 | rDXGF | t1 | S14 | SFM-wCZ04-v2015-rDXGF-t1-S14-BSLcool - Baseline Design - Hourly Results.csv | 2.7041 | 4.5192 | 7.2233 | SFM-wCZ05-v2015-rDXGF-t4-S17 | 0.60031
| SFM-wCZ01-v2015-rDXGF-t2-S17-MSRheat - Baseline Design - Hourly Results.csv | 9 | 18 | 15 | 5 | 0 | 0 | CZ04 | rDXGF | t1 | S15 | SFM-wCZ04-v2015-rDXGF-t1-S15-MSRcool - Baseline Design - Hourly Results.csv | 2.2432 | 3.7964 | 6.0396 | SFM-wCZ05-v2015-rDXHP-t4-S15 | 0.46543
| SFM-wCZ01-v2015-rDXGF-t2-S17-MSRheat - Baseline Design - Hourly Results.csv | 9 | 18 | 16 | 5 | 0 | 0 | CZ04 | rDXGF | t1 | S16 | SFM-wCZ04-v2015-rDXGF-t1-S16-MSRcool - Baseline Design - Hourly Results.csv | 2.3767 | 3.9328 | 6.3095 | SFM-wCZ05-v2015-rDXHP-t4-S16 | 0.41425
| SFM-wCZ01-v2015-rDXGF-t2-S17-MSRheat - Baseline Design - Hourly Results.csv | 9 | 18 | 17 | 5 | 0 | 0 | CZ04 | rDXGF | t1 | S17 | SFM-wCZ04-v2015-rDXGF-t1-S17-MSRcool - Baseline Design - Hourly Results.csv | 2.2322 | 3.6936 | 5.9258 | SFM-wCZ05-v2015-rDXHP-t4-S17 | 0.57238
| SFM-wCZ01-v2015-rDXGF-t3-S14-BSLcool - Baseline Design - Hourly Results.csv | 9 | 16 | 15 | 3 | 0 | 0 | CZ04 | rDXGF | t2 | S14 | SFM-wCZ04-v2015-rDXGF-t2-S14-BSLcool - Baseline Design - Hourly Results.csv | 2.4465 | 4.1141 | 6.5606 | SFM-wCZ05-v2015-rDXGF-t5-S15 | 0.46992
| SFM-wCZ01-v2015-rDXGF-t3-S14-BSLcool - Baseline Design - Hourly Results.csv | 9 | 16 | 16 | 3 | 0 | 0 | CZ04 | rDXGF | t2 | S15 | SFM-wCZ04-v2015-rDXGF-t2-S15-MSRcool - Baseline Design - Hourly Results.csv | 2.0344 | 3.4755 | 5.5099 | SFM-wCZ05-v2015-rDXGF-t5-S16 | 0.41639
| SFM-wCZ01-v2015-rDXGF-t3-S14-BSLcool - Baseline Design - Hourly Results.csv | 9 | 16 | 17 | 3 | 0 | 0 | CZ04 | rDXGF | t2 | S16 | SFM-wCZ04-v2015-rDXGF-t2-S16-MSRcool - Baseline Design - Hourly Results.csv | 2.1533 | 3.586 | 5.7394 | SFM-wCZ05-v2015-rDXGF-t5-S17 | 0.6002
| SFM-wCZ01-v2015-rDXGF-t3-S14-BSLcool - Baseline Design - Hourly Results.csv | 9 | 17 | 15 | 4 | 0 | 0 | CZ04 | rDXGF | t2 | S17 | SFM-wCZ04-v2015-rDXGF-t2-S17-MSRcool - Baseline Design - Hourly Results.csv | 2.0224 | 3.368 | 5.3903 | SFM-wCZ05-v2015-rDXHP-t5-S15 | 0.47926
| SFM-wCZ01-v2015-rDXGF-t3-S14-BSLcool - Baseline Design - Hourly Results.csv | 9 | 17 | 16 | 4 | 0 | 0 | CZ04 | rDXGF | t3 | S14 | SFM-wCZ04-v2015-rDXGF-t3-S14-BSLcool - Baseline Design - Hourly Results.csv | 1.9475 | 3.146 | 5.0936 | SFM-wCZ05-v2015-rDXHP-t5-S16 | 0.4248
| SFM-wCZ01-v2015-rDXGF-t3-S14-BSLcool - Baseline Design - Hourly Results.csv | 9 | 17 | 17 | 4 | 0 | 0 | CZ04 | rDXGF | t3 | S15 | SFM-wCZ04-v2015-rDXGF-t3-S15-MSRcool - Baseline Design - Hourly Results.csv | 1.64 | 2.7051 | 4.3451 | SFM-wCZ05-v2015-rDXHP-t5-S17 | 0.58774
| SFM-wCZ01-v2015-rDXGF-t3-S14-BSLcool - Baseline Design - Hourly Results.csv | 9 | 18 | 15 | 5 | 0 | 0 | CZ04 | rDXGF | t3 | S16 | SFM-wCZ04-v2015-rDXGF-t3-S16-MSRcool - Baseline Design - Hourly Results.csv | 1.7021 | 2.7637 | 4.4657 | SFM-wCZ06-v2015-rDXGF-t1-S15 | 0.85833
| SFM-wCZ01-v2015-rDXGF-t3-S14-BSLcool - Baseline Design - Hourly Results.csv | 9 | 18 | 16 | 5 | 0 | 0 | CZ04 | rDXGF | t3 | S17 | SFM-wCZ04-v2015-rDXGF-t3-S17-MSRcool - Baseline Design - Hourly Results.csv | 1.5986 | 2.5956 | 4.1942 | SFM-wCZ06-v2015-rDXGF-t1-S16 | 0.69757
| SFM-wCZ01-v2015-rDXGF-t3-S14-BSLcool - Baseline Design - Hourly Results.csv | 9 | 18 | 17 | 5 | 0 | 0 | CZ04 | rDXGF | t4 | S14 | SFM-wCZ04-v2015-rDXGF-t4-S14-BSLcool - Baseline Design - Hourly Results.csv | 1.5391 | 2.2925 | 3.8316 | SFM-wCZ06-v2015-rDXGF-t1-S17 | 1.0072
| SFM-wCZ01-v2015-rDXGF-t3-S14-BSLheat - Baseline Design - Hourly Results.csv | 9 | 16 | 15 | 3 | 0 | 0 | CZ04 | rDXGF | t4 | S15 | SFM-wCZ04-v2015-rDXGF-t4-S15-MSRcool - Baseline Design - Hourly Results.csv | 1.3036 | 1.986 | 3.2896 | SFM-wCZ06-v2015-rDXHP-t1-S15 | 0.89274
| SFM-wCZ01-v2015-rDXGF-t3-S14-BSLheat - Baseline Design - Hourly Results.csv | 9 | 16 | 16 | 3 | 0 | 0 | CZ04 | rDXGF | t4 | S16 | SFM-wCZ04-v2015-rDXGF-t4-S16-MSRcool - Baseline Design - Hourly Results.csv | 1.3405 | 1.9993 | 3.3398 | SFM-wCZ06-v2015-rDXHP-t1-S16 | 0.75684
| SFM-wCZ01-v2015-rDXGF-t3-S14-BSLheat - Baseline Design - Hourly Results.csv | 9 | 16 | 17 | 3 | 0 | 0 | CZ04 | rDXGF | t4 | S17 | SFM-wCZ04-v2015-rDXGF-t4-S17-MSRcool - Baseline Design - Hourly Results.csv | 1.259 | 1.8777 | 3.1367 | SFM-wCZ06-v2015-rDXHP-t1-S17 | 1.0534
| SFM-wCZ01-v2015-rDXGF-t3-S14-BSLheat - Baseline Design - Hourly Results.csv | 9 | 17 | 15 | 4 | 0 | 0 | CZ04 | rDXGF | t5 | S14 | SFM-wCZ04-v2015-rDXGF-t5-S14-BSLcool - Baseline Design - Hourly Results.csv | 1.4574 | 2.158 | 3.6153 | SFM-wCZ06-v2015-rDXGF-t2-S15 | 0.78823
| SFM-wCZ01-v2015-rDXGF-t3-S14-BSLheat - Baseline Design - Hourly Results.csv | 9 | 17 | 16 | 4 | 0 | 0 | CZ04 | rDXGF | t5 | S15 | SFM-wCZ04-v2015-rDXGF-t5-S15-MSRcool - Baseline Design - Hourly Results.csv | 1.235 | 1.8709 | 3.1058 | SFM-wCZ06-v2015-rDXGF-t2-S16 | 0.63396
| SFM-wCZ01-v2015-rDXGF-t3-S14-BSLheat - Baseline Design - Hourly Results.csv | 9 | 17 | 17 | 4 | 0 | 0 | CZ04 | rDXGF | t5 | S16 | SFM-wCZ04-v2015-rDXGF-t5-S16-MSRcool - Baseline Design - Hourly Results.csv | 1.2699 | 1.8819 | 3.1518 | SFM-wCZ06-v2015-rDXGF-t2-S17 | 0.91718
| SFM-wCZ01-v2015-rDXGF-t3-S14-BSLheat - Baseline Design - Hourly Results.csv | 9 | 18 | 15 | 5 | 0 | 0 | CZ04 | rDXGF | t5 | S17 | SFM-wCZ04-v2015-rDXGF-t5-S17-MSRcool - Baseline Design - Hourly Results.csv | 1.1927 | 1.7674 | 2.9601 | SFM-wCZ06-v2015-rDXHP-t2-S15 | 0.82536
| SFM-wCZ01-v2015-rDXGF-t3-S14-BSLheat - Baseline Design - Hourly Results.csv | 9 | 18 | 16 | 5 | 0 | 0 | CZ05 | rDXHP | t1 | S14 | SFM-wCZ05-v2015-rDXHP-t1-S14-BSLboth - Baseline Design - Hourly Results.csv | 0.91006 | 2.1942 | 3.1042 | SFM-wCZ06-v2015-rDXHP-t2-S16 | 0.6863
| SFM-wCZ01-v2015-rDXGF-t3-S14-BSLheat - Baseline Design - Hourly Results.csv | 9 | 18 | 17 | 5 | 0 | 0 | CZ05 | rDXHP | t1 | S15 | SFM-wCZ05-v2015-rDXHP-t1-S15-MSRboth - Baseline Design - Hourly Results.csv | 0.76023 | 1.8648 | 2.625 | SFM-wCZ06-v2015-rDXHP-t2-S17 | 0.95644
| SFM-wCZ01-v2015-rDXGF-t3-S15-MSRcool - Baseline Design - Hourly Results.csv | 9 | 16 | 15 | 3 | 0 | 0 | CZ05 | rDXHP | t1 | S16 | SFM-wCZ05-v2015-rDXHP-t1-S16-MSRboth - Baseline Design - Hourly Results.csv | 0.77872 | 1.9007 | 2.6794 | SFM-wCZ06-v2015-rDXGF-t3-S15 | 0.61547
| SFM-wCZ01-v2015-rDXGF-t3-S15-MSRcool - Baseline Design - Hourly Results.csv | 9 | 16 | 16 | 3 | 0 | 0 | CZ05 | rDXHP | t1 | S17 | SFM-wCZ05-v2015-rDXHP-t1-S17-MSRboth - Baseline Design - Hourly Results.csv | 0.73137 | 1.7851 | 2.5165 | SFM-wCZ06-v2015-rDXGF-t3-S16 | 0.50441
| SFM-wCZ01-v2015-rDXGF-t3-S15-MSRcool - Baseline Design - Hourly Results.csv | 9 | 16 | 17 | 3 | 0 | 0 | CZ05 | rDXHP | t2 | S14 | SFM-wCZ05-v2015-rDXHP-t2-S14-BSLboth - Baseline Design - Hourly Results.csv | 0.85244 | 2.0291 | 2.8816 | SFM-wCZ06-v2015-rDXGF-t3-S17 | 0.72826
| SFM-wCZ01-v2015-rDXGF-t3-S15-MSRcool - Baseline Design - Hourly Results.csv | 9 | 17 | 15 | 4 | 0 | 0 | CZ05 | rDXHP | t2 | S15 | SFM-wCZ05-v2015-rDXHP-t2-S15-MSRboth - Baseline Design - Hourly Results.csv | 0.71327 | 1.7238 | 2.4371 | SFM-wCZ06-v2015-rDXHP-t3-S15 | 0.64563
| SFM-wCZ01-v2015-rDXGF-t3-S15-MSRcool - Baseline Design - Hourly Results.csv | 9 | 17 | 16 | 4 | 0 | 0 | CZ05 | rDXHP | t2 | S16 | SFM-wCZ05-v2015-rDXHP-t2-S16-MSRboth - Baseline Design - Hourly Results.csv | 0.73285 | 1.7654 | 2.4982 | SFM-wCZ06-v2015-rDXHP-t3-S16 | 0.54703
| SFM-wCZ01-v2015-rDXGF-t3-S15-MSRcool - Baseline Design - Hourly Results.csv | 9 | 17 | 17 | 4 | 0 | 0 | CZ05 | rDXHP | t2 | S17 | SFM-wCZ05-v2015-rDXHP-t2-S17-MSRboth - Baseline Design - Hourly Results.csv | 0.68828 | 1.658 | 2.3463 | SFM-wCZ06-v2015-rDXHP-t3-S17 | 0.75624
| SFM-wCZ01-v2015-rDXGF-t3-S15-MSRcool - Baseline Design - Hourly Results.csv | 9 | 18 | 15 | 5 | 0 | 0 | CZ05 | rDXHP | t3 | S14 | SFM-wCZ05-v2015-rDXHP-t3-S14-BSLboth - Baseline Design - Hourly Results.csv | 0.76234 | 1.7757 | 2.538 | SFM-wCZ06-v2015-rDXGF-t4-S15 | 0.43176
| SFM-wCZ01-v2015-rDXGF-t3-S15-MSRcool - Baseline Design - Hourly Results.csv | 9 | 18 | 16 | 5 | 0 | 0 | CZ05 | rDXHP | t3 | S15 | SFM-wCZ05-v2015-rDXHP-t3-S15-MSRboth - Baseline Design - Hourly Results.csv | 0.63596 | 1.5038 | 2.1398 | SFM-wCZ06-v2015-rDXGF-t4-S16 | 0.36668
| SFM-wCZ01-v2015-rDXGF-t3-S15-MSRcool - Baseline Design - Hourly Results.csv | 9 | 18 | 17 | 5 | 0 | 0 | CZ05 | rDXHP | t3 | S16 | SFM-wCZ05-v2015-rDXHP-t3-S16-MSRboth - Baseline Design - Hourly Results.csv | 0.6534 | 1.5401 | 2.1935 | SFM-wCZ06-v2015-rDXGF-t4-S17 | 0.53867
| SFM-wCZ01-v2015-rDXGF-t3-S15-MSRheat - Baseline Design - Hourly Results.csv | 9 | 16 | 15 | 3 | 0 | 0 | CZ05 | rDXHP | t3 | S17 | SFM-wCZ05-v2015-rDXHP-t3-S17-MSRboth - Baseline Design - Hourly Results.csv | 0.61367 | 1.4464 | 2.0601 | SFM-wCZ06-v2015-rDXHP-t4-S15 | 0.47835
| SFM-wCZ01-v2015-rDXGF-t3-S15-MSRheat - Baseline Design - Hourly Results.csv | 9 | 16 | 16 | 3 | 0 | 0 | CZ05 | rDXHP | t4 | S14 | SFM-wCZ05-v2015-rDXHP-t4-S14-BSLboth - Baseline Design - Hourly Results.csv | 0.91017 | 2.1044 | 3.0145 | SFM-wCZ06-v2015-rDXHP-t4-S16 | 0.42211
| SFM-wCZ01-v2015-rDXGF-t3-S15-MSRheat - Baseline Design - Hourly Results.csv | 9 | 16 | 17 | 3 | 0 | 0 | CZ05 | rDXHP | t4 | S15 | SFM-wCZ05-v2015-rDXHP-t4-S15-MSRboth - Baseline Design - Hourly Results.csv | 0.76054 | 1.7886 | 2.5491 | SFM-wCZ06-v2015-rDXHP-t4-S17 | 0.57409
| SFM-wCZ01-v2015-rDXGF-t3-S15-MSRheat - Baseline Design - Hourly Results.csv | 9 | 17 | 15 | 4 | 0 | 0 | CZ05 | rDXHP | t4 | S16 | SFM-wCZ05-v2015-rDXHP-t4-S16-MSRboth - Baseline Design - Hourly Results.csv | 0.77886 | 1.8214 | 2.6003 | SFM-wCZ06-v2015-rDXGF-t5-S15 | 0.41035
| SFM-wCZ01-v2015-rDXGF-t3-S15-MSRheat - Baseline Design - Hourly Results.csv | 9 | 17 | 16 | 4 | 0 | 0 | CZ05 | rDXHP | t4 | S17 | SFM-wCZ05-v2015-rDXHP-t4-S17-MSRboth - Baseline Design - Hourly Results.csv | 0.73149 | 1.7107 | 2.4421 | SFM-wCZ06-v2015-rDXGF-t5-S16 | 0.34843
| SFM-wCZ01-v2015-rDXGF-t3-S15-MSRheat - Baseline Design - Hourly Results.csv | 9 | 17 | 17 | 4 | 0 | 0 | CZ05 | rDXHP | t5 | S14 | SFM-wCZ05-v2015-rDXHP-t5-S14-BSLboth - Baseline Design - Hourly Results.csv | 0.91006 | 2.1942 | 3.1042 | SFM-wCZ06-v2015-rDXGF-t5-S17 | 0.51242
| SFM-wCZ01-v2015-rDXGF-t3-S15-MSRheat - Baseline Design - Hourly Results.csv | 9 | 18 | 15 | 5 | 0 | 0 | CZ05 | rDXHP | t5 | S15 | SFM-wCZ05-v2015-rDXHP-t5-S15-MSRboth - Baseline Design - Hourly Results.csv | 0.76023 | 1.8648 | 2.625 | SFM-wCZ06-v2015-rDXHP-t5-S15 | 0.47914
| SFM-wCZ01-v2015-rDXGF-t3-S15-MSRheat - Baseline Design - Hourly Results.csv | 9 | 18 | 16 | 5 | 0 | 0 | CZ05 | rDXHP | t5 | S16 | SFM-wCZ05-v2015-rDXHP-t5-S16-MSRboth - Baseline Design - Hourly Results.csv | 0.77872 | 1.9007 | 2.6794 | SFM-wCZ06-v2015-rDXHP-t5-S16 | 0.42645
| SFM-wCZ01-v2015-rDXGF-t3-S15-MSRheat - Baseline Design - Hourly Results.csv | 9 | 18 | 17 | 5 | 0 | 0 | CZ05 | rDXHP | t5 | S17 | SFM-wCZ05-v2015-rDXHP-t5-S17-MSRboth - Baseline Design - Hourly Results.csv | 0.73137 | 1.7851 | 2.5165 | SFM-wCZ06-v2015-rDXHP-t5-S17 | 0.57248
| SFM-wCZ01-v2015-rDXGF-t3-S16-MSRcool - Baseline Design - Hourly Results.csv | 9 | 16 | 15 | 3 | 0 | 0 | CZ05 | rDXGF | t1 | S14 | SFM-wCZ05-v2015-rDXGF-t1-S14-BSLcool - Baseline Design - Hourly Results.csv | 1.0344 | 2.4045 | 3.4389 | SFM-wCZ07-v2015-rDXGF-t1-S15 | 0.65488
| SFM-wCZ01-v2015-rDXGF-t3-S16-MSRcool - Baseline Design - Hourly Results.csv | 9 | 16 | 16 | 3 | 0 | 0 | CZ05 | rDXGF | t1 | S15 | SFM-wCZ05-v2015-rDXGF-t1-S15-MSRcool - Baseline Design - Hourly Results.csv | 0.88427 | 2.0847 | 2.969 | SFM-wCZ07-v2015-rDXGF-t1-S16 | 0.45067
| SFM-wCZ01-v2015-rDXGF-t3-S16-MSRcool - Baseline Design - Hourly Results.csv | 9 | 16 | 17 | 3 | 0 | 0 | CZ05 | rDXGF | t1 | S16 | SFM-wCZ05-v2015-rDXGF-t1-S16-MSRcool - Baseline Design - Hourly Results.csv | 0.90351 | 2.119 | 3.0225 | SFM-wCZ07-v2015-rDXGF-t1-S17 | 0.69734
| SFM-wCZ01-v2015-rDXGF-t3-S16-MSRcool - Baseline Design - Hourly Results.csv | 9 | 17 | 15 | 4 | 0 | 0 | CZ05 | rDXGF | t1 | S17 | SFM-wCZ05-v2015-rDXGF-t1-S17-MSRcool - Baseline Design - Hourly Results.csv | 0.84857 | 1.9901 | 2.8387 | SFM-wCZ07-v2015-rDXHP-t1-S15 | 0.69297
| SFM-wCZ01-v2015-rDXGF-t3-S16-MSRcool - Baseline Design - Hourly Results.csv | 9 | 17 | 16 | 4 | 0 | 0 | CZ05 | rDXGF | t2 | S14 | SFM-wCZ05-v2015-rDXGF-t2-S14-BSLcool - Baseline Design - Hourly Results.csv | 0.98539 | 2.2588 | 3.2442 | SFM-wCZ07-v2015-rDXHP-t1-S16 | 0.51132
| SFM-wCZ01-v2015-rDXGF-t3-S16-MSRcool - Baseline Design - Hourly Results.csv | 9 | 17 | 17 | 4 | 0 | 0 | CZ05 | rDXGF | t2 | S15 | SFM-wCZ05-v2015-rDXGF-t2-S15-MSRcool - Baseline Design - Hourly Results.csv | 0.84223 | 1.9523 | 2.7945 | SFM-wCZ07-v2015-rDXHP-t1-S17 | 0.74591
| SFM-wCZ01-v2015-rDXGF-t3-S16-MSRcool - Baseline Design - Hourly Results.csv | 9 | 18 | 15 | 5 | 0 | 0 | CZ05 | rDXGF | t2 | S16 | SFM-wCZ05-v2015-rDXGF-t2-S16-MSRcool - Baseline Design - Hourly Results.csv | 0.86307 | 1.9917 | 2.8548 | SFM-wCZ07-v2015-rDXGF-t2-S15 | 0.56958
| SFM-wCZ01-v2015-rDXGF-t3-S16-MSRcool - Baseline Design - Hourly Results.csv | 9 | 18 | 16 | 5 | 0 | 0 | CZ05 | rDXGF | t2 | S17 | SFM-wCZ05-v2015-rDXGF-t2-S17-MSRcool - Baseline Design - Hourly Results.csv | 0.81059 | 1.8706 | 2.6811 | SFM-wCZ07-v2015-rDXGF-t2-S16 | 0.40082
| SFM-wCZ01-v2015-rDXGF-t3-S16-MSRcool - Baseline Design - Hourly Results.csv | 9 | 18 | 17 | 5 | 0 | 0 | CZ05 | rDXGF | t3 | S14 | SFM-wCZ05-v2015-rDXGF-t3-S14-BSLcool - Baseline Design - Hourly Results.csv | 0.87055 | 1.9791 | 2.8497 | SFM-wCZ07-v2015-rDXGF-t2-S17 | 0.61811
| SFM-wCZ01-v2015-rDXGF-t3-S16-MSRheat - Baseline Design - Hourly Results.csv | 9 | 16 | 15 | 3 | 0 | 0 | CZ05 | rDXGF | t3 | S15 | SFM-wCZ05-v2015-rDXGF-t3-S15-MSRcool - Baseline Design - Hourly Results.csv | 0.7423 | 1.7051 | 2.4474 | SFM-wCZ07-v2015-rDXHP-t2-S15 | 0.61346
| SFM-wCZ01-v2015-rDXGF-t3-S16-MSRheat - Baseline Design - Hourly Results.csv | 9 | 16 | 16 | 3 | 0 | 0 | CZ05 | rDXGF | t3 | S16 | SFM-wCZ05-v2015-rDXGF-t3-S16-MSRcool - Baseline Design - Hourly Results.csv | 0.76044 | 1.7375 | 2.4979 | SFM-wCZ07-v2015-rDXHP-t2-S16 | 0.45398
| SFM-wCZ01-v2015-rDXGF-t3-S16-MSRheat - Baseline Design - Hourly Results.csv | 9 | 16 | 17 | 3 | 0 | 0 | CZ05 | rDXGF | t3 | S17 | SFM-wCZ05-v2015-rDXGF-t3-S17-MSRcool - Baseline Design - Hourly Results.csv | 0.71419 | 1.6318 | 2.346 | SFM-wCZ07-v2015-rDXHP-t2-S17 | 0.65837
| SFM-wCZ01-v2015-rDXGF-t3-S16-MSRheat - Baseline Design - Hourly Results.csv | 9 | 17 | 15 | 4 | 0 | 0 | CZ05 | rDXGF | t4 | S14 | SFM-wCZ05-v2015-rDXGF-t4-S14-BSLcool - Baseline Design - Hourly Results.csv | 1.0359 | 2.4061 | 3.4421 | SFM-wCZ07-v2015-rDXGF-t3-S15 | 0.57277
| SFM-wCZ01-v2015-rDXGF-t3-S16-MSRheat - Baseline Design - Hourly Results.csv | 9 | 17 | 16 | 4 | 0 | 0 | CZ05 | rDXGF | t4 | S15 | SFM-wCZ05-v2015-rDXGF-t4-S15-MSRcool - Baseline Design - Hourly Results.csv | 0.88506 | 2.087 | 2.972 | SFM-wCZ07-v2015-rDXGF-t3-S16 | 0.40225
| SFM-wCZ01-v2015-rDXGF-t3-S16-MSRheat - Baseline Design - Hourly Results.csv | 9 | 17 | 17 | 4 | 0 | 0 | CZ05 | rDXGF | t4 | S16 | SFM-wCZ05-v2015-rDXGF-t4-S16-MSRcool - Baseline Design - Hourly Results.csv | 0.90447 | 2.1213 | 3.0258 | SFM-wCZ07-v2015-rDXGF-t3-S17 | 0.6213
| SFM-wCZ01-v2015-rDXGF-t3-S16-MSRheat - Baseline Design - Hourly Results.csv | 9 | 18 | 15 | 5 | 0 | 0 | CZ05 | rDXGF | t4 | S17 | SFM-wCZ05-v2015-rDXGF-t4-S17-MSRcool - Baseline Design - Hourly Results.csv | 0.84947 | 1.9923 | 2.8418 | SFM-wCZ07-v2015-rDXHP-t3-S15 | 0.61982
| SFM-wCZ01-v2015-rDXGF-t3-S16-MSRheat - Baseline Design - Hourly Results.csv | 9 | 18 | 16 | 5 | 0 | 0 | CZ05 | rDXGF | t5 | S14 | SFM-wCZ05-v2015-rDXGF-t5-S14-BSLcool - Baseline Design - Hourly Results.csv | 1.0344 | 2.4045 | 3.4389 | SFM-wCZ07-v2015-rDXHP-t3-S16 | 0.45895
| SFM-wCZ01-v2015-rDXGF-t3-S16-MSRheat - Baseline Design - Hourly Results.csv | 9 | 18 | 17 | 5 | 0 | 0 | CZ05 | rDXGF | t5 | S15 | SFM-wCZ05-v2015-rDXGF-t5-S15-MSRcool - Baseline Design - Hourly Results.csv | 0.88427 | 2.0847 | 2.969 | SFM-wCZ07-v2015-rDXHP-t3-S17 | 0.6648
| SFM-wCZ01-v2015-rDXGF-t3-S17-MSRcool - Baseline Design - Hourly Results.csv | 9 | 16 | 15 | 3 | 0 | 0 | CZ05 | rDXGF | t5 | S16 | SFM-wCZ05-v2015-rDXGF-t5-S16-MSRcool - Baseline Design - Hourly Results.csv | 0.90351 | 2.119 | 3.0225 | SFM-wCZ07-v2015-rDXGF-t4-S15 | 0.65392
| SFM-wCZ01-v2015-rDXGF-t3-S17-MSRcool - Baseline Design - Hourly Results.csv | 9 | 16 | 16 | 3 | 0 | 0 | CZ05 | rDXGF | t5 | S17 | SFM-wCZ05-v2015-rDXGF-t5-S17-MSRcool - Baseline Design - Hourly Results.csv | 0.84857 | 1.9901 | 2.8387 | SFM-wCZ07-v2015-rDXGF-t4-S16 | 0.44927
| SFM-wCZ01-v2015-rDXGF-t3-S17-MSRcool - Baseline Design - Hourly Results.csv | 9 | 16 | 17 | 3 | 0 | 0 | CZ06 | rDXHP | t1 | S14 | SFM-wCZ06-v2015-rDXHP-t1-S14-BSLboth - Baseline Design - Hourly Results.csv | 2.1019 | 3.532 | 5.6339 | SFM-wCZ07-v2015-rDXGF-t4-S17 | 0.69595
| SFM-wCZ01-v2015-rDXGF-t3-S17-MSRcool - Baseline Design - Hourly Results.csv | 9 | 17 | 15 | 4 | 0 | 0 | CZ06 | rDXHP | t1 | S15 | SFM-wCZ06-v2015-rDXHP-t1-S15-MSRboth - Baseline Design - Hourly Results.csv | 1.7572 | 2.984 | 4.7412 | SFM-wCZ07-v2015-rDXHP-t4-S15 | 0.69368
| SFM-wCZ01-v2015-rDXGF-t3-S17-MSRcool - Baseline Design - Hourly Results.csv | 9 | 17 | 16 | 4 | 0 | 0 | CZ06 | rDXHP | t1 | S16 | SFM-wCZ06-v2015-rDXHP-t1-S16-MSRboth - Baseline Design - Hourly Results.csv | 1.8202 | 3.0569 | 4.8771 | SFM-wCZ07-v2015-rDXHP-t4-S16 | 0.51143
| SFM-wCZ01-v2015-rDXGF-t3-S17-MSRcool - Baseline Design - Hourly Results.csv | 9 | 17 | 17 | 4 | 0 | 0 | CZ06 | rDXHP | t1 | S17 | SFM-wCZ06-v2015-rDXHP-t1-S17-MSRboth - Baseline Design - Hourly Results.csv | 1.7095 | 2.871 | 4.5805 | SFM-wCZ07-v2015-rDXHP-t4-S17 | 0.746
| SFM-wCZ01-v2015-rDXGF-t3-S17-MSRcool - Baseline Design - Hourly Results.csv | 9 | 18 | 15 | 5 | 0 | 0 | CZ06 | rDXHP | t2 | S14 | SFM-wCZ06-v2015-rDXHP-t2-S14-BSLboth - Baseline Design - Hourly Results.csv | 1.9042 | 3.2242 | 5.1284 | SFM-wCZ07-v2015-rDXGF-t5-S15 | 0.64628
| SFM-wCZ01-v2015-rDXGF-t3-S17-MSRcool - Baseline Design - Hourly Results.csv | 9 | 18 | 16 | 5 | 0 | 0 | CZ06 | rDXHP | t2 | S15 | SFM-wCZ06-v2015-rDXHP-t2-S15-MSRboth - Baseline Design - Hourly Results.csv | 1.5866 | 2.7165 | 4.303 | SFM-wCZ07-v2015-rDXGF-t5-S16 | 0.4514
| SFM-wCZ01-v2015-rDXGF-t3-S17-MSRcool - Baseline Design - Hourly Results.csv | 9 | 18 | 17 | 5 | 0 | 0 | CZ06 | rDXHP | t2 | S16 | SFM-wCZ06-v2015-rDXHP-t2-S16-MSRboth - Baseline Design - Hourly Results.csv | 1.6486 | 2.7935 | 4.4421 | SFM-wCZ07-v2015-rDXGF-t5-S17 | 0.69345
| SFM-wCZ01-v2015-rDXGF-t3-S17-MSRheat - Baseline Design - Hourly Results.csv | 9 | 16 | 15 | 3 | 0 | 0 | CZ06 | rDXHP | t2 | S17 | SFM-wCZ06-v2015-rDXHP-t2-S17-MSRboth - Baseline Design - Hourly Results.csv | 1.5484 | 2.6236 | 4.172 | SFM-wCZ07-v2015-rDXHP-t5-S15 | 0.68373
| SFM-wCZ01-v2015-rDXGF-t3-S17-MSRheat - Baseline Design - Hourly Results.csv | 9 | 16 | 16 | 3 | 0 | 0 | CZ06 | rDXHP | t3 | S14 | SFM-wCZ06-v2015-rDXHP-t3-S14-BSLboth - Baseline Design - Hourly Results.csv | 1.5004 | 2.4868 | 3.9872 | SFM-wCZ07-v2015-rDXHP-t5-S16 | 0.50134
| SFM-wCZ01-v2015-rDXGF-t3-S17-MSRheat - Baseline Design - Hourly Results.csv | 9 | 16 | 17 | 3 | 0 | 0 | CZ06 | rDXHP | t3 | S15 | SFM-wCZ06-v2015-rDXHP-t3-S15-MSRboth - Baseline Design - Hourly Results.csv | 1.2463 | 2.0953 | 3.3416 | SFM-wCZ07-v2015-rDXHP-t5-S17 | 0.73067
| SFM-wCZ01-v2015-rDXGF-t3-S17-MSRheat - Baseline Design - Hourly Results.csv | 9 | 17 | 15 | 4 | 0 | 0 | CZ06 | rDXHP | t3 | S16 | SFM-wCZ06-v2015-rDXHP-t3-S16-MSRboth - Baseline Design - Hourly Results.csv | 1.2977 | 2.1425 | 3.4402 | SFM-wCZ08-v2015-rDXGF-t1-S15 | 1.1077
| SFM-wCZ01-v2015-rDXGF-t3-S17-MSRheat - Baseline Design - Hourly Results.csv | 9 | 17 | 16 | 4 | 0 | 0 | CZ06 | rDXHP | t3 | S17 | SFM-wCZ06-v2015-rDXHP-t3-S17-MSRboth - Baseline Design - Hourly Results.csv | 1.2188 | 2.0122 | 3.231 | SFM-wCZ08-v2015-rDXGF-t1-S16 | 0.79962
| SFM-wCZ01-v2015-rDXGF-t3-S17-MSRheat - Baseline Design - Hourly Results.csv | 9 | 17 | 17 | 4 | 0 | 0 | CZ06 | rDXHP | t4 | S14 | SFM-wCZ06-v2015-rDXHP-t4-S14-BSLboth - Baseline Design - Hourly Results.csv | 1.1377 | 1.7834 | 2.9211 | SFM-wCZ08-v2015-rDXGF-t1-S17 | 1.167
| SFM-wCZ01-v2015-rDXGF-t3-S17-MSRheat - Baseline Design - Hourly Results.csv | 9 | 18 | 15 | 5 | 0 | 0 | CZ06 | rDXHP | t4 | S15 | SFM-wCZ06-v2015-rDXHP-t4-S15-MSRboth - Baseline Design - Hourly Results.csv | 0.94342 | 1.4993 | 2.4428 | SFM-wCZ08-v2015-rDXHP-t1-S15 | 1.112
| SFM-wCZ01-v2015-rDXGF-t3-S17-MSRheat - Baseline Design - Hourly Results.csv | 9 | 18 | 16 | 5 | 0 | 0 | CZ06 | rDXHP | t4 | S16 | SFM-wCZ06-v2015-rDXHP-t4-S16-MSRboth - Baseline Design - Hourly Results.csv | 0.97586 | 1.5231 | 2.499 | SFM-wCZ08-v2015-rDXHP-t1-S16 | 0.83454
| SFM-wCZ01-v2015-rDXGF-t3-S17-MSRheat - Baseline Design - Hourly Results.csv | 9 | 18 | 17 | 5 | 0 | 0 | CZ06 | rDXHP | t4 | S17 | SFM-wCZ06-v2015-rDXHP-t4-S17-MSRboth - Baseline Design - Hourly Results.csv | 0.91652 | 1.4305 | 2.347 | SFM-wCZ08-v2015-rDXHP-t1-S17 | 1.2071
| SFM-wCZ01-v2015-rDXGF-t4-S14-BSLcool - Baseline Design - Hourly Results.csv | 9 | 16 | 15 | 3 | 0 | 0 | CZ06 | rDXHP | t5 | S14 | SFM-wCZ06-v2015-rDXHP-t5-S14-BSLboth - Baseline Design - Hourly Results.csv | 1.0971 | 1.7306 | 2.8277 | SFM-wCZ08-v2015-rDXGF-t2-S15 | 0.90622
| SFM-wCZ01-v2015-rDXGF-t4-S14-BSLcool - Baseline Design - Hourly Results.csv | 9 | 16 | 16 | 3 | 0 | 0 | CZ06 | rDXHP | t5 | S15 | SFM-wCZ06-v2015-rDXHP-t5-S15-MSRboth - Baseline Design - Hourly Results.csv | 0.9087 | 1.4398 | 2.3485 | SFM-wCZ08-v2015-rDXGF-t2-S16 | 0.67502
| SFM-wCZ01-v2015-rDXGF-t4-S14-BSLcool - Baseline Design - Hourly Results.csv | 9 | 16 | 17 | 3 | 0 | 0 | CZ06 | rDXHP | t5 | S16 | SFM-wCZ06-v2015-rDXHP-t5-S16-MSRboth - Baseline Design - Hourly Results.csv | 0.93964 | 1.4616 | 2.4012 | SFM-wCZ08-v2015-rDXGF-t2-S17 | 0.99223
| SFM-wCZ01-v2015-rDXGF-t4-S14-BSLcool - Baseline Design - Hourly Results.csv | 9 | 17 | 15 | 4 | 0 | 0 | CZ06 | rDXHP | t5 | S17 | SFM-wCZ06-v2015-rDXHP-t5-S17-MSRboth - Baseline Design - Hourly Results.csv | 0.8825 | 1.3727 | 2.2552 | SFM-wCZ08-v2015-rDXHP-t2-S15 | 0.97262
| SFM-wCZ01-v2015-rDXGF-t4-S14-BSLcool - Baseline Design - Hourly Results.csv | 9 | 17 | 16 | 4 | 0 | 0 | CZ06 | rDXGF | t1 | S14 | SFM-wCZ06-v2015-rDXGF-t1-S14-BSLcool - Baseline Design - Hourly Results.csv | 2.1905 | 3.5977 | 5.7882 | SFM-wCZ08-v2015-rDXHP-t2-S16 | 0.71514
| SFM-wCZ01-v2015-rDXGF-t4-S14-BSLcool - Baseline Design - Hourly Results.csv | 9 | 17 | 17 | 4 | 0 | 0 | CZ06 | rDXGF | t1 | S15 | SFM-wCZ06-v2015-rDXGF-t1-S15-MSRcool - Baseline Design - Hourly Results.csv | 1.8485 | 3.0814 | 4.9299 | SFM-wCZ08-v2015-rDXHP-t2-S17 | 1.0389
| SFM-wCZ01-v2015-rDXGF-t4-S14-BSLcool - Baseline Design - Hourly Results.csv | 9 | 18 | 15 | 5 | 0 | 0 | CZ06 | rDXGF | t1 | S16 | SFM-wCZ06-v2015-rDXGF-t1-S16-MSRcool - Baseline Design - Hourly Results.csv | 1.927 | 3.1636 | 5.0907 | SFM-wCZ08-v2015-rDXGF-t3-S15 | 0.65662
| SFM-wCZ01-v2015-rDXGF-t4-S14-BSLcool - Baseline Design - Hourly Results.csv | 9 | 18 | 16 | 5 | 0 | 0 | CZ06 | rDXGF | t1 | S17 | SFM-wCZ06-v2015-rDXGF-t1-S17-MSRcool - Baseline Design - Hourly Results.csv | 1.8098 | 2.9712 | 4.7811 | SFM-wCZ08-v2015-rDXGF-t3-S16 | 0.5022
| SFM-wCZ01-v2015-rDXGF-t4-S14-BSLcool - Baseline Design - Hourly Results.csv | 9 | 18 | 17 | 5 | 0 | 0 | CZ06 | rDXGF | t2 | S14 | SFM-wCZ06-v2015-rDXGF-t2-S14-BSLcool - Baseline Design - Hourly Results.csv | 1.9924 | 3.2988 | 5.2912 | SFM-wCZ08-v2015-rDXGF-t3-S17 | 0.74384
| SFM-wCZ01-v2015-rDXGF-t4-S14-BSLheat - Baseline Design - Hourly Results.csv | 9 | 16 | 15 | 3 | 0 | 0 | CZ06 | rDXGF | t2 | S15 | SFM-wCZ06-v2015-rDXGF-t2-S15-MSRcool - Baseline Design - Hourly Results.csv | 1.6795 | 2.8234 | 4.503 | SFM-wCZ08-v2015-rDXHP-t3-S15 | 0.73872
| SFM-wCZ01-v2015-rDXGF-t4-S14-BSLheat - Baseline Design - Hourly Results.csv | 9 | 16 | 16 | 3 | 0 | 0 | CZ06 | rDXGF | t2 | S16 | SFM-wCZ06-v2015-rDXGF-t2-S16-MSRcool - Baseline Design - Hourly Results.csv | 1.7508 | 2.9065 | 4.6572 | SFM-wCZ08-v2015-rDXHP-t3-S16 | 0.57909
| SFM-wCZ01-v2015-rDXGF-t4-S14-BSLheat - Baseline Design - Hourly Results.csv | 9 | 16 | 17 | 3 | 0 | 0 | CZ06 | rDXGF | t2 | S17 | SFM-wCZ06-v2015-rDXGF-t2-S17-MSRcool - Baseline Design - Hourly Results.csv | 1.6443 | 2.7297 | 4.374 | SFM-wCZ08-v2015-rDXHP-t3-S17 | 0.82272
| SFM-wCZ01-v2015-rDXGF-t4-S14-BSLheat - Baseline Design - Hourly Results.csv | 9 | 17 | 15 | 4 | 0 | 0 | CZ06 | rDXGF | t3 | S14 | SFM-wCZ06-v2015-rDXGF-t3-S14-BSLcool - Baseline Design - Hourly Results.csv | 1.6045 | 2.5808 | 4.1854 | SFM-wCZ08-v2015-rDXGF-t4-S15 | 0.67172
| SFM-wCZ01-v2015-rDXGF-t4-S14-BSLheat - Baseline Design - Hourly Results.csv | 9 | 17 | 16 | 4 | 0 | 0 | CZ06 | rDXGF | t3 | S15 | SFM-wCZ06-v2015-rDXGF-t3-S15-MSRcool - Baseline Design - Hourly Results.csv | 1.3581 | 2.2119 | 3.5699 | SFM-wCZ08-v2015-rDXGF-t4-S16 | 0.5147
| SFM-wCZ01-v2015-rDXGF-t4-S14-BSLheat - Baseline Design - Hourly Results.csv | 9 | 17 | 17 | 4 | 0 | 0 | CZ06 | rDXGF | t3 | S16 | SFM-wCZ06-v2015-rDXGF-t3-S16-MSRcool - Baseline Design - Hourly Results.csv | 1.4182 | 2.2628 | 3.681 | SFM-wCZ08-v2015-rDXGF-t4-S17 | 0.76167
| SFM-wCZ01-v2015-rDXGF-t4-S14-BSLheat - Baseline Design - Hourly Results.csv | 9 | 18 | 15 | 5 | 0 | 0 | CZ06 | rDXGF | t3 | S17 | SFM-wCZ06-v2015-rDXGF-t3-S17-MSRcool - Baseline Design - Hourly Results.csv | 1.332 | 2.1251 | 3.4571 | SFM-wCZ08-v2015-rDXHP-t4-S15 | 0.77114
| SFM-wCZ01-v2015-rDXGF-t4-S14-BSLheat - Baseline Design - Hourly Results.csv | 9 | 18 | 16 | 5 | 0 | 0 | CZ06 | rDXGF | t4 | S14 | SFM-wCZ06-v2015-rDXGF-t4-S14-BSLcool - Baseline Design - Hourly Results.csv | 1.2628 | 1.9321 | 3.1949 | SFM-wCZ08-v2015-rDXHP-t4-S16 | 0.60722
| SFM-wCZ01-v2015-rDXGF-t4-S14-BSLheat - Baseline Design - Hourly Results.csv | 9 | 18 | 17 | 5 | 0 | 0 | CZ06 | rDXGF | t4 | S15 | SFM-wCZ06-v2015-rDXGF-t4-S15-MSRcool - Baseline Design - Hourly Results.csv | 1.0784 | 1.6848 | 2.7632 | SFM-wCZ08-v2015-rDXHP-t4-S17 | 0.85596
| SFM-wCZ01-v2015-rDXGF-t4-S15-MSRcool - Baseline Design - Hourly Results.csv | 9 | 16 | 15 | 3 | 0 | 0 | CZ06 | rDXGF | t4 | S16 | SFM-wCZ06-v2015-rDXGF-t4-S16-MSRcool - Baseline Design - Hourly Results.csv | 1.1169 | 1.7114 | 2.8283 | SFM-wCZ08-v2015-rDXGF-t5-S15 | 0.65626
| SFM-wCZ01-v2015-rDXGF-t4-S15-MSRcool - Baseline Design - Hourly Results.csv | 9 | 16 | 16 | 3 | 0 | 0 | CZ06 | rDXGF | t4 | S17 | SFM-wCZ06-v2015-rDXGF-t4-S17-MSRcool - Baseline Design - Hourly Results.csv | 1.049 | 1.6073 | 2.6563 | SFM-wCZ08-v2015-rDXGF-t5-S16 | 0.50189
| SFM-wCZ01-v2015-rDXGF-t4-S15-MSRcool - Baseline Design - Hourly Results.csv | 9 | 16 | 17 | 3 | 0 | 0 | CZ06 | rDXGF | t5 | S14 | SFM-wCZ06-v2015-rDXGF-t5-S14-BSLcool - Baseline Design - Hourly Results.csv | 1.2199 | 1.8251 | 3.045 | SFM-wCZ08-v2015-rDXGF-t5-S17 | 0.74353
| SFM-wCZ01-v2015-rDXGF-t4-S15-MSRcool - Baseline Design - Hourly Results.csv | 9 | 17 | 15 | 4 | 0 | 0 | CZ06 | rDXGF | t5 | S15 | SFM-wCZ06-v2015-rDXGF-t5-S15-MSRcool - Baseline Design - Hourly Results.csv | 1.0419 | 1.5928 | 2.6346 | SFM-wCZ08-v2015-rDXHP-t5-S15 | 0.7386
| SFM-wCZ01-v2015-rDXGF-t4-S15-MSRcool - Baseline Design - Hourly Results.csv | 9 | 17 | 16 | 4 | 0 | 0 | CZ06 | rDXGF | t5 | S16 | SFM-wCZ06-v2015-rDXGF-t5-S16-MSRcool - Baseline Design - Hourly Results.csv | 1.0794 | 1.6171 | 2.6965 | SFM-wCZ08-v2015-rDXHP-t5-S16 | 0.57898
| SFM-wCZ01-v2015-rDXGF-t4-S15-MSRcool - Baseline Design - Hourly Results.csv | 9 | 17 | 17 | 4 | 0 | 0 | CZ06 | rDXGF | t5 | S17 | SFM-wCZ06-v2015-rDXGF-t5-S17-MSRcool - Baseline Design - Hourly Results.csv | 1.0138 | 1.5188 | 2.5326 | SFM-wCZ08-v2015-rDXHP-t5-S17 | 0.8226
| SFM-wCZ01-v2015-rDXGF-t4-S15-MSRcool - Baseline Design - Hourly Results.csv | 9 | 18 | 15 | 5 | 0 | 0 | CZ07 | rDXHP | t1 | S14 | SFM-wCZ07-v2015-rDXHP-t1-S14-BSLboth - Baseline Design - Hourly Results.csv | 1.6388 | 2.7301 | 4.3689 | SFM-wCZ09-v2015-rDXGF-t1-S15 | 1.3934
| SFM-wCZ01-v2015-rDXGF-t4-S15-MSRcool - Baseline Design - Hourly Results.csv | 9 | 18 | 16 | 5 | 0 | 0 | CZ07 | rDXHP | t1 | S15 | SFM-wCZ07-v2015-rDXHP-t1-S15-MSRboth - Baseline Design - Hourly Results.csv | 1.3709 | 2.305 | 3.6759 | SFM-wCZ09-v2015-rDXGF-t1-S16 | 1.0615
| SFM-wCZ01-v2015-rDXGF-t4-S15-MSRcool - Baseline Design - Hourly Results.csv | 9 | 18 | 17 | 5 | 0 | 0 | CZ07 | rDXHP | t1 | S16 | SFM-wCZ07-v2015-rDXHP-t1-S16-MSRboth - Baseline Design - Hourly Results.csv | 1.4475 | 2.41 | 3.8576 | SFM-wCZ09-v2015-rDXGF-t1-S17 | 1.57
| SFM-wCZ01-v2015-rDXGF-t4-S15-MSRheat - Baseline Design - Hourly Results.csv | 9 | 16 | 15 | 3 | 0 | 0 | CZ07 | rDXHP | t1 | S17 | SFM-wCZ07-v2015-rDXHP-t1-S17-MSRboth - Baseline Design - Hourly Results.csv | 1.3595 | 2.2635 | 3.623 | SFM-wCZ09-v2015-rDXHP-t1-S15 | 1.4791
| SFM-wCZ01-v2015-rDXGF-t4-S15-MSRheat - Baseline Design - Hourly Results.csv | 9 | 16 | 16 | 3 | 0 | 0 | CZ07 | rDXHP | t2 | S14 | SFM-wCZ07-v2015-rDXHP-t2-S14-BSLboth - Baseline Design - Hourly Results.csv | 1.4282 | 2.3867 | 3.8149 | SFM-wCZ09-v2015-rDXHP-t1-S16 | 1.1456
| SFM-wCZ01-v2015-rDXGF-t4-S15-MSRheat - Baseline Design - Hourly Results.csv | 9 | 16 | 17 | 3 | 0 | 0 | CZ07 | rDXHP | t2 | S15 | SFM-wCZ07-v2015-rDXHP-t2-S15-MSRboth - Baseline Design - Hourly Results.csv | 1.1897 | 2.0117 | 3.2014 | SFM-wCZ09-v2015-rDXHP-t1-S17 | 1.6625
| SFM-wCZ01-v2015-rDXGF-t4-S15-MSRheat - Baseline Design - Hourly Results.csv | 9 | 17 | 15 | 4 | 0 | 0 | CZ07 | rDXHP | t2 | S16 | SFM-wCZ07-v2015-rDXHP-t2-S16-MSRboth - Baseline Design - Hourly Results.csv | 1.2603 | 2.1006 | 3.3609 | SFM-wCZ09-v2015-rDXGF-t2-S15 | 1.4829
| SFM-wCZ01-v2015-rDXGF-t4-S15-MSRheat - Baseline Design - Hourly Results.csv | 9 | 17 | 16 | 4 | 0 | 0 | CZ07 | rDXHP | t2 | S17 | SFM-wCZ07-v2015-rDXHP-t2-S17-MSRboth - Baseline Design - Hourly Results.csv | 1.1836 | 1.9729 | 3.1565 | SFM-wCZ09-v2015-rDXGF-t2-S16 | 1.1187
| SFM-wCZ01-v2015-rDXGF-t4-S15-MSRheat - Baseline Design - Hourly Results.csv | 9 | 17 | 17 | 4 | 0 | 0 | CZ07 | rDXHP | t3 | S14 | SFM-wCZ07-v2015-rDXHP-t3-S14-BSLboth - Baseline Design - Hourly Results.csv | 1.4399 | 2.404 | 3.844 | SFM-wCZ09-v2015-rDXGF-t2-S17 | 1.6427
| SFM-wCZ01-v2015-rDXGF-t4-S15-MSRheat - Baseline Design - Hourly Results.csv | 9 | 18 | 15 | 5 | 0 | 0 | CZ07 | rDXHP | t3 | S15 | SFM-wCZ07-v2015-rDXHP-t3-S15-MSRboth - Baseline Design - Hourly Results.csv | 1.1987 | 2.0255 | 3.2241 | SFM-wCZ09-v2015-rDXHP-t2-S15 | 1.5157
| SFM-wCZ01-v2015-rDXGF-t4-S15-MSRheat - Baseline Design - Hourly Results.csv | 9 | 18 | 16 | 5 | 0 | 0 | CZ07 | rDXHP | t3 | S16 | SFM-wCZ07-v2015-rDXHP-t3-S16-MSRboth - Baseline Design - Hourly Results.csv | 1.2697 | 2.1154 | 3.385 | SFM-wCZ09-v2015-rDXHP-t2-S16 | 1.1671
| SFM-wCZ01-v2015-rDXGF-t4-S15-MSRheat - Baseline Design - Hourly Results.csv | 9 | 18 | 17 | 5 | 0 | 0 | CZ07 | rDXHP | t3 | S17 | SFM-wCZ07-v2015-rDXHP-t3-S17-MSRboth - Baseline Design - Hourly Results.csv | 1.1924 | 1.9867 | 3.1792 | SFM-wCZ09-v2015-rDXHP-t2-S17 | 1.6987
| SFM-wCZ01-v2015-rDXGF-t4-S16-MSRcool - Baseline Design - Hourly Results.csv | 9 | 16 | 15 | 3 | 0 | 0 | CZ07 | rDXHP | t4 | S14 | SFM-wCZ07-v2015-rDXHP-t4-S14-BSLboth - Baseline Design - Hourly Results.csv | 1.6387 | 2.7299 | 4.3686 | SFM-wCZ09-v2015-rDXGF-t3-S15 | 1.2054
| SFM-wCZ01-v2015-rDXGF-t4-S16-MSRcool - Baseline Design - Hourly Results.csv | 9 | 16 | 16 | 3 | 0 | 0 | CZ07 | rDXHP | t4 | S15 | SFM-wCZ07-v2015-rDXHP-t4-S15-MSRboth - Baseline Design - Hourly Results.csv | 1.3706 | 2.3043 | 3.6749 | SFM-wCZ09-v2015-rDXGF-t3-S16 | 1.0072
| SFM-wCZ01-v2015-rDXGF-t4-S16-MSRcool - Baseline Design - Hourly Results.csv | 9 | 16 | 17 | 3 | 0 | 0 | CZ07 | rDXHP | t4 | S16 | SFM-wCZ07-v2015-rDXHP-t4-S16-MSRboth - Baseline Design - Hourly Results.csv | 1.4471 | 2.41 | 3.8572 | SFM-wCZ09-v2015-rDXGF-t3-S17 | 1.442
| SFM-wCZ01-v2015-rDXGF-t4-S16-MSRcool - Baseline Design - Hourly Results.csv | 9 | 17 | 15 | 4 | 0 | 0 | CZ07 | rDXHP | t4 | S17 | SFM-wCZ07-v2015-rDXHP-t4-S17-MSRboth - Baseline Design - Hourly Results.csv | 1.3591 | 2.2635 | 3.6226 | SFM-wCZ09-v2015-rDXHP-t3-S15 | 1.3213
| SFM-wCZ01-v2015-rDXGF-t4-S16-MSRcool - Baseline Design - Hourly Results.csv | 9 | 17 | 16 | 4 | 0 | 0 | CZ07 | rDXHP | t5 | S14 | SFM-wCZ07-v2015-rDXHP-t5-S14-BSLboth - Baseline Design - Hourly Results.csv | 1.586 | 2.6864 | 4.2724 | SFM-wCZ09-v2015-rDXHP-t3-S16 | 1.1121
| SFM-wCZ01-v2015-rDXGF-t4-S16-MSRcool - Baseline Design - Hourly Results.csv | 9 | 17 | 17 | 4 | 0 | 0 | CZ07 | rDXHP | t5 | S15 | SFM-wCZ07-v2015-rDXHP-t5-S15-MSRboth - Baseline Design - Hourly Results.csv | 1.3242 | 2.2645 | 3.5887 | SFM-wCZ09-v2015-rDXHP-t3-S17 | 1.552
| SFM-wCZ01-v2015-rDXGF-t4-S16-MSRcool - Baseline Design - Hourly Results.csv | 9 | 18 | 15 | 5 | 0 | 0 | CZ07 | rDXHP | t5 | S16 | SFM-wCZ07-v2015-rDXHP-t5-S16-MSRboth - Baseline Design - Hourly Results.csv | 1.4016 | 2.3694 | 3.771 | SFM-wCZ09-v2015-rDXGF-t4-S15 | 1.2707
| SFM-wCZ01-v2015-rDXGF-t4-S16-MSRcool - Baseline Design - Hourly Results.csv | 9 | 18 | 16 | 5 | 0 | 0 | CZ07 | rDXHP | t5 | S17 | SFM-wCZ07-v2015-rDXHP-t5-S17-MSRboth - Baseline Design - Hourly Results.csv | 1.3164 | 2.2253 | 3.5417 | SFM-wCZ09-v2015-rDXGF-t4-S16 | 1.0188
| SFM-wCZ01-v2015-rDXGF-t4-S16-MSRcool - Baseline Design - Hourly Results.csv | 9 | 18 | 17 | 5 | 0 | 0 | CZ07 | rDXGF | t1 | S14 | SFM-wCZ07-v2015-rDXGF-t1-S14-BSLcool - Baseline Design - Hourly Results.csv | 1.7461 | 2.7608 | 4.5069 | SFM-wCZ09-v2015-rDXGF-t4-S17 | 1.4769
| SFM-wCZ01-v2015-rDXGF-t4-S16-MSRheat - Baseline Design - Hourly Results.csv | 9 | 16 | 15 | 3 | 0 | 0 | CZ07 | rDXGF | t1 | S15 | SFM-wCZ07-v2015-rDXGF-t1-S15-MSRcool - Baseline Design - Hourly Results.csv | 1.4773 | 2.3747 | 3.852 | SFM-wCZ09-v2015-rDXHP-t4-S15 | 1.3832
| SFM-wCZ01-v2015-rDXGF-t4-S16-MSRheat - Baseline Design - Hourly Results.csv | 9 | 16 | 16 | 3 | 0 | 0 | CZ07 | rDXGF | t1 | S16 | SFM-wCZ07-v2015-rDXGF-t1-S16-MSRcool - Baseline Design - Hourly Results.csv | 1.5727 | 2.4834 | 4.0562 | SFM-wCZ09-v2015-rDXHP-t4-S16 | 1.11
| SFM-wCZ01-v2015-rDXGF-t4-S16-MSRheat - Baseline Design - Hourly Results.csv | 9 | 16 | 17 | 3 | 0 | 0 | CZ07 | rDXGF | t1 | S17 | SFM-wCZ07-v2015-rDXGF-t1-S17-MSRcool - Baseline Design - Hourly Results.csv | 1.4771 | 2.3324 | 3.8095 | SFM-wCZ09-v2015-rDXHP-t4-S17 | 1.5755
| SFM-wCZ01-v2015-rDXGF-t4-S16-MSRheat - Baseline Design - Hourly Results.csv | 9 | 17 | 15 | 4 | 0 | 0 | CZ07 | rDXGF | t2 | S14 | SFM-wCZ07-v2015-rDXGF-t2-S14-BSLcool - Baseline Design - Hourly Results.csv | 1.5414 | 2.4324 | 3.9739 | SFM-wCZ09-v2015-rDXGF-t5-S15 | 0.99284
| SFM-wCZ01-v2015-rDXGF-t4-S16-MSRheat - Baseline Design - Hourly Results.csv | 9 | 17 | 16 | 4 | 0 | 0 | CZ07 | rDXGF | t2 | S15 | SFM-wCZ07-v2015-rDXGF-t2-S15-MSRcool - Baseline Design - Hourly Results.csv | 1.3023 | 2.102 | 3.4043 | SFM-wCZ09-v2015-rDXGF-t5-S16 | 0.97063
| SFM-wCZ01-v2015-rDXGF-t4-S16-MSRheat - Baseline Design - Hourly Results.csv | 9 | 17 | 17 | 4 | 0 | 0 | CZ07 | rDXGF | t2 | S16 | SFM-wCZ07-v2015-rDXGF-t2-S16-MSRcool - Baseline Design - Hourly Results.csv | 1.3783 | 2.1948 | 3.5731 | SFM-wCZ09-v2015-rDXGF-t5-S17 | 1.3336
| SFM-wCZ01-v2015-rDXGF-t4-S16-MSRheat - Baseline Design - Hourly Results.csv | 9 | 18 | 15 | 5 | 0 | 0 | CZ07 | rDXGF | t2 | S17 | SFM-wCZ07-v2015-rDXGF-t2-S17-MSRcool - Baseline Design - Hourly Results.csv | 1.2945 | 2.0613 | 3.3558 | SFM-wCZ09-v2015-rDXHP-t5-S15 | 1.1449
| SFM-wCZ01-v2015-rDXGF-t4-S16-MSRheat - Baseline Design - Hourly Results.csv | 9 | 18 | 16 | 5 | 0 | 0 | CZ07 | rDXGF | t3 | S14 | SFM-wCZ07-v2015-rDXGF-t3-S14-BSLcool - Baseline Design - Hourly Results.csv | 1.5512 | 2.4531 | 4.0043 | SFM-wCZ09-v2015-rDXHP-t5-S16 | 1.0953
| SFM-wCZ01-v2015-rDXGF-t4-S16-MSRheat - Baseline Design - Hourly Results.csv | 9 | 18 | 17 | 5 | 0 | 0 | CZ07 | rDXGF | t3 | S15 | SFM-wCZ07-v2015-rDXGF-t3-S15-MSRcool - Baseline Design - Hourly Results.csv | 1.313 | 2.1185 | 3.4315 | SFM-wCZ09-v2015-rDXHP-t5-S17 | 1.4656
| SFM-wCZ01-v2015-rDXGF-t4-S17-MSRcool - Baseline Design - Hourly Results.csv | 9 | 16 | 15 | 3 | 0 | 0 | CZ07 | rDXGF | t3 | S16 | SFM-wCZ07-v2015-rDXGF-t3-S16-MSRcool - Baseline Design - Hourly Results.csv | 1.3897 | 2.2124 | 3.602 | SFM-wCZ10-v2015-rDXGF-t1-S15 | 1.6024
| SFM-wCZ01-v2015-rDXGF-t4-S17-MSRcool - Baseline Design - Hourly Results.csv | 9 | 16 | 16 | 3 | 0 | 0 | CZ07 | rDXGF | t3 | S17 | SFM-wCZ07-v2015-rDXGF-t3-S17-MSRcool - Baseline Design - Hourly Results.csv | 1.3052 | 2.0778 | 3.383 | SFM-wCZ10-v2015-rDXGF-t1-S16 | 1.0775
| SFM-wCZ01-v2015-rDXGF-t4-S17-MSRcool - Baseline Design - Hourly Results.csv | 9 | 16 | 17 | 3 | 0 | 0 | CZ07 | rDXGF | t4 | S14 | SFM-wCZ07-v2015-rDXGF-t4-S14-BSLcool - Baseline Design - Hourly Results.csv | 1.7455 | 2.7602 | 4.5057 | SFM-wCZ10-v2015-rDXGF-t1-S17 | 1.5931
| SFM-wCZ01-v2015-rDXGF-t4-S17-MSRcool - Baseline Design - Hourly Results.csv | 9 | 17 | 15 | 4 | 0 | 0 | CZ07 | rDXGF | t4 | S15 | SFM-wCZ07-v2015-rDXGF-t4-S15-MSRcool - Baseline Design - Hourly Results.csv | 1.4776 | 2.3741 | 3.8517 | SFM-wCZ10-v2015-rDXHP-t1-S15 | 1.4947
| SFM-wCZ01-v2015-rDXGF-t4-S17-MSRcool - Baseline Design - Hourly Results.csv | 9 | 17 | 16 | 4 | 0 | 0 | CZ07 | rDXGF | t4 | S16 | SFM-wCZ07-v2015-rDXGF-t4-S16-MSRcool - Baseline Design - Hourly Results.csv | 1.5728 | 2.4837 | 4.0564 | SFM-wCZ10-v2015-rDXHP-t1-S16 | 0.99788
| SFM-wCZ01-v2015-rDXGF-t4-S17-MSRcool - Baseline Design - Hourly Results.csv | 9 | 17 | 17 | 4 | 0 | 0 | CZ07 | rDXGF | t4 | S17 | SFM-wCZ07-v2015-rDXGF-t4-S17-MSRcool - Baseline Design - Hourly Results.csv | 1.4771 | 2.3326 | 3.8097 | SFM-wCZ10-v2015-rDXHP-t1-S17 | 1.5285
| SFM-wCZ01-v2015-rDXGF-t4-S17-MSRcool - Baseline Design - Hourly Results.csv | 9 | 18 | 15 | 5 | 0 | 0 | CZ07 | rDXGF | t5 | S14 | SFM-wCZ07-v2015-rDXGF-t5-S14-BSLcool - Baseline Design - Hourly Results.csv | 1.7061 | 2.7255 | 4.4316 | SFM-wCZ10-v2015-rDXGF-t2-S15 | 1.3983
| SFM-wCZ01-v2015-rDXGF-t4-S17-MSRcool - Baseline Design - Hourly Results.csv | 9 | 18 | 16 | 5 | 0 | 0 | CZ07 | rDXGF | t5 | S15 | SFM-wCZ07-v2015-rDXGF-t5-S15-MSRcool - Baseline Design - Hourly Results.csv | 1.4422 | 2.3432 | 3.7853 | SFM-wCZ10-v2015-rDXGF-t2-S16 | 1.0042
| SFM-wCZ01-v2015-rDXGF-t4-S17-MSRcool - Baseline Design - Hourly Results.csv | 9 | 18 | 17 | 5 | 0 | 0 | CZ07 | rDXGF | t5 | S16 | SFM-wCZ07-v2015-rDXGF-t5-S16-MSRcool - Baseline Design - Hourly Results.csv | 1.5291 | 2.4511 | 3.9802 | SFM-wCZ10-v2015-rDXGF-t2-S17 | 1.4685
| SFM-wCZ01-v2015-rDXGF-t4-S17-MSRheat - Baseline Design - Hourly Results.csv | 9 | 16 | 15 | 3 | 0 | 0 | CZ07 | rDXGF | t5 | S17 | SFM-wCZ07-v2015-rDXGF-t5-S17-MSRcool - Baseline Design - Hourly Results.csv | 1.4361 | 2.302 | 3.7381 | SFM-wCZ10-v2015-rDXHP-t2-S15 | 1.4214
| SFM-wCZ01-v2015-rDXGF-t4-S17-MSRheat - Baseline Design - Hourly Results.csv | 9 | 16 | 16 | 3 | 0 | 0 | CZ08 | rDXHP | t1 | S14 | SFM-wCZ08-v2015-rDXHP-t1-S14-BSLboth - Baseline Design - Hourly Results.csv | 2.6477 | 4.3133 | 6.961 | SFM-wCZ10-v2015-rDXHP-t2-S16 | 0.95309
| SFM-wCZ01-v2015-rDXGF-t4-S17-MSRheat - Baseline Design - Hourly Results.csv | 9 | 16 | 17 | 3 | 0 | 0 | CZ08 | rDXHP | t1 | S15 | SFM-wCZ08-v2015-rDXHP-t1-S15-MSRboth - Baseline Design - Hourly Results.csv | 2.211 | 3.638 | 5.849 | SFM-wCZ10-v2015-rDXHP-t2-S17 | 1.4361
| SFM-wCZ01-v2015-rDXGF-t4-S17-MSRheat - Baseline Design - Hourly Results.csv | 9 | 17 | 15 | 4 | 0 | 0 | CZ08 | rDXHP | t1 | S16 | SFM-wCZ08-v2015-rDXHP-t1-S16-MSRboth - Baseline Design - Hourly Results.csv | 2.3368 | 3.7897 | 6.1265 | SFM-wCZ10-v2015-rDXGF-t3-S15 | 1.3707
| SFM-wCZ01-v2015-rDXGF-t4-S17-MSRheat - Baseline Design - Hourly Results.csv | 9 | 17 | 16 | 4 | 0 | 0 | CZ08 | rDXHP | t1 | S17 | SFM-wCZ08-v2015-rDXHP-t1-S17-MSRboth - Baseline Design - Hourly Results.csv | 2.1947 | 3.5592 | 5.7539 | SFM-wCZ10-v2015-rDXGF-t3-S16 | 1.0309
| SFM-wCZ01-v2015-rDXGF-t4-S17-MSRheat - Baseline Design - Hourly Results.csv | 9 | 17 | 17 | 4 | 0 | 0 | CZ08 | rDXHP | t2 | S14 | SFM-wCZ08-v2015-rDXHP-t2-S14-BSLboth - Baseline Design - Hourly Results.csv | 2.3183 | 3.7211 | 6.0394 | SFM-wCZ10-v2015-rDXGF-t3-S17 | 1.4821
| SFM-wCZ01-v2015-rDXGF-t4-S17-MSRheat - Baseline Design - Hourly Results.csv | 9 | 18 | 15 | 5 | 0 | 0 | CZ08 | rDXHP | t2 | S15 | SFM-wCZ08-v2015-rDXHP-t2-S15-MSRboth - Baseline Design - Hourly Results.csv | 1.9329 | 3.1339 | 5.0667 | SFM-wCZ10-v2015-rDXHP-t3-S15 | 1.3853
| SFM-wCZ01-v2015-rDXGF-t4-S17-MSRheat - Baseline Design - Hourly Results.csv | 9 | 18 | 16 | 5 | 0 | 0 | CZ08 | rDXHP | t2 | S16 | SFM-wCZ08-v2015-rDXHP-t2-S16-MSRboth - Baseline Design - Hourly Results.csv | 2.0624 | 3.2618 | 5.3242 | SFM-wCZ10-v2015-rDXHP-t3-S16 | 0.95858
| SFM-wCZ01-v2015-rDXGF-t4-S17-MSRheat - Baseline Design - Hourly Results.csv | 9 | 18 | 17 | 5 | 0 | 0 | CZ08 | rDXHP | t2 | S17 | SFM-wCZ08-v2015-rDXHP-t2-S17-MSRboth - Baseline Design - Hourly Results.csv | 1.937 | 3.0634 | 5.0004 | SFM-wCZ10-v2015-rDXHP-t3-S17 | 1.431
| SFM-wCZ01-v2015-rDXGF-t5-S14-BSLcool - Baseline Design - Hourly Results.csv | 9 | 16 | 15 | 3 | 0 | 0 | CZ08 | rDXHP | t3 | S14 | SFM-wCZ08-v2015-rDXHP-t3-S14-BSLboth - Baseline Design - Hourly Results.csv | 1.8298 | 2.7553 | 4.5852 | SFM-wCZ10-v2015-rDXGF-t4-S15 | 1.3862
| SFM-wCZ01-v2015-rDXGF-t5-S14-BSLcool - Baseline Design - Hourly Results.csv | 9 | 16 | 16 | 3 | 0 | 0 | CZ08 | rDXHP | t3 | S15 | SFM-wCZ08-v2015-rDXHP-t3-S15-MSRboth - Baseline Design - Hourly Results.csv | 1.5364 | 2.31 | 3.8464 | SFM-wCZ10-v2015-rDXGF-t4-S16 | 0.99244
| SFM-wCZ01-v2015-rDXGF-t5-S14-BSLcool - Baseline Design - Hourly Results.csv | 9 | 16 | 17 | 3 | 0 | 0 | CZ08 | rDXHP | t3 | S16 | SFM-wCZ08-v2015-rDXHP-t3-S16-MSRboth - Baseline Design - Hourly Results.csv | 1.6161 | 2.39 | 4.0061 | SFM-wCZ10-v2015-rDXGF-t4-S17 | 1.4551
| SFM-wCZ01-v2015-rDXGF-t5-S14-BSLcool - Baseline Design - Hourly Results.csv | 9 | 17 | 15 | 4 | 0 | 0 | CZ08 | rDXHP | t3 | S17 | SFM-wCZ08-v2015-rDXHP-t3-S17-MSRboth - Baseline Design - Hourly Results.csv | 1.5178 | 2.2446 | 3.7624 | SFM-wCZ10-v2015-rDXHP-t4-S15 | 1.4176
| SFM-wCZ01-v2015-rDXGF-t5-S14-BSLcool - Baseline Design - Hourly Results.csv | 9 | 17 | 16 | 4 | 0 | 0 | CZ08 | rDXHP | t4 | S14 | SFM-wCZ08-v2015-rDXHP-t4-S14-BSLboth - Baseline Design - Hourly Results.csv | 1.8688 | 2.8286 | 4.6974 | SFM-wCZ10-v2015-rDXHP-t4-S16 | 0.96667
| SFM-wCZ01-v2015-rDXGF-t5-S14-BSLcool - Baseline Design - Hourly Results.csv | 9 | 17 | 17 | 4 | 0 | 0 | CZ08 | rDXHP | t4 | S15 | SFM-wCZ08-v2015-rDXHP-t4-S15-MSRboth - Baseline Design - Hourly Results.csv | 1.5555 | 2.3707 | 3.9262 | SFM-wCZ10-v2015-rDXHP-t4-S17 | 1.4482
| SFM-wCZ01-v2015-rDXGF-t5-S14-BSLcool - Baseline Design - Hourly Results.csv | 9 | 18 | 15 | 5 | 0 | 0 | CZ08 | rDXHP | t4 | S16 | SFM-wCZ08-v2015-rDXHP-t4-S16-MSRboth - Baseline Design - Hourly Results.csv | 1.6361 | 2.4541 | 4.0901 | SFM-wCZ10-v2015-rDXGF-t5-S15 | 1.3269
| SFM-wCZ01-v2015-rDXGF-t5-S14-BSLcool - Baseline Design - Hourly Results.csv | 9 | 18 | 16 | 5 | 0 | 0 | CZ08 | rDXHP | t4 | S17 | SFM-wCZ08-v2015-rDXHP-t4-S17-MSRboth - Baseline Design - Hourly Results.csv | 1.5366 | 2.3048 | 3.8414 | SFM-wCZ10-v2015-rDXGF-t5-S16 | 1.029
| SFM-wCZ01-v2015-rDXGF-t5-S14-BSLcool - Baseline Design - Hourly Results.csv | 9 | 18 | 17 | 5 | 0 | 0 | CZ08 | rDXHP | t5 | S14 | SFM-wCZ08-v2015-rDXHP-t5-S14-BSLboth - Baseline Design - Hourly Results.csv | 1.8297 | 2.7553 | 4.585 | SFM-wCZ10-v2015-rDXGF-t5-S17 | 1.4682
| SFM-wCZ01-v2015-rDXGF-t5-S14-BSLheat - Baseline Design - Hourly Results.csv | 9 | 16 | 15 | 3 | 0 | 0 | CZ08 | rDXHP | t5 | S15 | SFM-wCZ08-v2015-rDXHP-t5-S15-MSRboth - Baseline Design - Hourly Results.csv | 1.5364 | 2.31 | 3.8464 | SFM-wCZ10-v2015-rDXHP-t5-S15 | 1.3672
| SFM-wCZ01-v2015-rDXGF-t5-S14-BSLheat - Baseline Design - Hourly Results.csv | 9 | 16 | 16 | 3 | 0 | 0 | CZ08 | rDXHP | t5 | S16 | SFM-wCZ08-v2015-rDXHP-t5-S16-MSRboth - Baseline Design - Hourly Results.csv | 1.6161 | 2.39 | 4.0061 | SFM-wCZ10-v2015-rDXHP-t5-S16 | 1.0143
| SFM-wCZ01-v2015-rDXGF-t5-S14-BSLheat - Baseline Design - Hourly Results.csv | 9 | 16 | 17 | 3 | 0 | 0 | CZ08 | rDXHP | t5 | S17 | SFM-wCZ08-v2015-rDXHP-t5-S17-MSRboth - Baseline Design - Hourly Results.csv | 1.5178 | 2.2446 | 3.7624 | SFM-wCZ10-v2015-rDXHP-t5-S17 | 1.4703
| SFM-wCZ01-v2015-rDXGF-t5-S14-BSLheat - Baseline Design - Hourly Results.csv | 9 | 17 | 15 | 4 | 0 | 0 | CZ08 | rDXGF | t1 | S14 | SFM-wCZ08-v2015-rDXGF-t1-S14-BSLcool - Baseline Design - Hourly Results.csv | 2.5413 | 4.2987 | 6.84 | SFM-wCZ11-v2015-rDXGF-t1-S15 | 1.3534
| SFM-wCZ01-v2015-rDXGF-t5-S14-BSLheat - Baseline Design - Hourly Results.csv | 9 | 17 | 16 | 4 | 0 | 0 | CZ08 | rDXGF | t1 | S15 | SFM-wCZ08-v2015-rDXGF-t1-S15-MSRcool - Baseline Design - Hourly Results.csv | 2.113 | 3.6192 | 5.7323 | SFM-wCZ11-v2015-rDXGF-t1-S16 | 1.1712
| SFM-wCZ01-v2015-rDXGF-t5-S14-BSLheat - Baseline Design - Hourly Results.csv | 9 | 17 | 17 | 4 | 0 | 0 | CZ08 | rDXGF | t1 | S16 | SFM-wCZ08-v2015-rDXGF-t1-S16-MSRcool - Baseline Design - Hourly Results.csv | 2.2617 | 3.7787 | 6.0404 | SFM-wCZ11-v2015-rDXGF-t1-S17 | 1.6436
| SFM-wCZ01-v2015-rDXGF-t5-S14-BSLheat - Baseline Design - Hourly Results.csv | 9 | 18 | 15 | 5 | 0 | 0 | CZ08 | rDXGF | t1 | S17 | SFM-wCZ08-v2015-rDXGF-t1-S17-MSRcool - Baseline Design - Hourly Results.csv | 2.1241 | 3.5489 | 5.6731 | SFM-wCZ11-v2015-rDXHP-t1-S15 | 1.3033
| SFM-wCZ01-v2015-rDXGF-t5-S14-BSLheat - Baseline Design - Hourly Results.csv | 9 | 18 | 16 | 5 | 0 | 0 | CZ08 | rDXGF | t2 | S14 | SFM-wCZ08-v2015-rDXGF-t2-S14-BSLcool - Baseline Design - Hourly Results.csv | 2.2161 | 3.6751 | 5.8911 | SFM-wCZ11-v2015-rDXHP-t1-S16 | 1.1864
| SFM-wCZ01-v2015-rDXGF-t5-S14-BSLheat - Baseline Design - Hourly Results.csv | 9 | 18 | 17 | 5 | 0 | 0 | CZ08 | rDXGF | t2 | S15 | SFM-wCZ08-v2015-rDXGF-t2-S15-MSRcool - Baseline Design - Hourly Results.csv | 1.856 | 3.1289 | 4.9849 | SFM-wCZ11-v2015-rDXHP-t1-S17 | 1.6693
| SFM-wCZ01-v2015-rDXGF-t5-S15-MSRcool - Baseline Design - Hourly Results.csv | 9 | 16 | 15 | 3 | 0 | 0 | CZ08 | rDXGF | t2 | S16 | SFM-wCZ08-v2015-rDXGF-t2-S16-MSRcool - Baseline Design - Hourly Results.csv | 1.9617 | 3.2544 | 5.2161 | SFM-wCZ11-v2015-rDXGF-t2-S15 | 0.32743
| SFM-wCZ01-v2015-rDXGF-t5-S15-MSRcool - Baseline Design - Hourly Results.csv | 9 | 16 | 16 | 3 | 0 | 0 | CZ08 | rDXGF | t2 | S17 | SFM-wCZ08-v2015-rDXGF-t2-S17-MSRcool - Baseline Design - Hourly Results.csv | 1.8424 | 3.0565 | 4.8989 | SFM-wCZ11-v2015-rDXGF-t2-S16 | 0.23822
| SFM-wCZ01-v2015-rDXGF-t5-S15-MSRcool - Baseline Design - Hourly Results.csv | 9 | 16 | 17 | 3 | 0 | 0 | CZ08 | rDXGF | t3 | S14 | SFM-wCZ08-v2015-rDXGF-t3-S14-BSLcool - Baseline Design - Hourly Results.csv | 1.7474 | 2.7283 | 4.4757 | SFM-wCZ11-v2015-rDXGF-t2-S17 | 0.3557
| SFM-wCZ01-v2015-rDXGF-t5-S15-MSRcool - Baseline Design - Hourly Results.csv | 9 | 17 | 15 | 4 | 0 | 0 | CZ08 | rDXGF | t3 | S15 | SFM-wCZ08-v2015-rDXGF-t3-S15-MSRcool - Baseline Design - Hourly Results.csv | 1.4762 | 2.3429 | 3.8191 | SFM-wCZ11-v2015-rDXHP-t2-S15 | 0.36006
| SFM-wCZ01-v2015-rDXGF-t5-S15-MSRcool - Baseline Design - Hourly Results.csv | 9 | 17 | 16 | 4 | 0 | 0 | CZ08 | rDXGF | t3 | S16 | SFM-wCZ08-v2015-rDXGF-t3-S16-MSRcool - Baseline Design - Hourly Results.csv | 1.5513 | 2.4222 | 3.9735 | SFM-wCZ11-v2015-rDXHP-t2-S16 | 0.27669
| SFM-wCZ01-v2015-rDXGF-t5-S15-MSRcool - Baseline Design - Hourly Results.csv | 9 | 17 | 17 | 4 | 0 | 0 | CZ08 | rDXGF | t3 | S17 | SFM-wCZ08-v2015-rDXGF-t3-S17-MSRcool - Baseline Design - Hourly Results.csv | 1.457 | 2.2749 | 3.7319 | SFM-wCZ11-v2015-rDXHP-t2-S17 | 0.38715
| SFM-wCZ01-v2015-rDXGF-t5-S15-MSRcool - Baseline Design - Hourly Results.csv | 9 | 18 | 15 | 5 | 0 | 0 | CZ08 | rDXGF | t4 | S14 | SFM-wCZ08-v2015-rDXGF-t4-S14-BSLcool - Baseline Design - Hourly Results.csv | 1.7823 | 2.7936 | 4.576 | SFM-wCZ11-v2015-rDXGF-t3-S15 | 1.0825
| SFM-wCZ01-v2015-rDXGF-t5-S15-MSRcool - Baseline Design - Hourly Results.csv | 9 | 18 | 16 | 5 | 0 | 0 | CZ08 | rDXGF | t4 | S15 | SFM-wCZ08-v2015-rDXGF-t4-S15-MSRcool - Baseline Design - Hourly Results.csv | 1.5063 | 2.3979 | 3.9042 | SFM-wCZ11-v2015-rDXGF-t3-S16 | 0.89617
| SFM-wCZ01-v2015-rDXGF-t5-S15-MSRcool - Baseline Design - Hourly Results.csv | 9 | 18 | 17 | 5 | 0 | 0 | CZ08 | rDXGF | t4 | S16 | SFM-wCZ08-v2015-rDXGF-t4-S16-MSRcool - Baseline Design - Hourly Results.csv | 1.5822 | 2.479 | 4.0613 | SFM-wCZ11-v2015-rDXGF-t3-S17 | 1.2773
| SFM-wCZ01-v2015-rDXGF-t5-S15-MSRheat - Baseline Design - Hourly Results.csv | 9 | 16 | 15 | 3 | 0 | 0 | CZ08 | rDXGF | t4 | S17 | SFM-wCZ08-v2015-rDXGF-t4-S17-MSRcool - Baseline Design - Hourly Results.csv | 1.486 | 2.3283 | 3.8143 | SFM-wCZ11-v2015-rDXHP-t3-S15 | 1.1009
| SFM-wCZ01-v2015-rDXGF-t5-S15-MSRheat - Baseline Design - Hourly Results.csv | 9 | 16 | 16 | 3 | 0 | 0 | CZ08 | rDXGF | t5 | S14 | SFM-wCZ08-v2015-rDXGF-t5-S14-BSLcool - Baseline Design - Hourly Results.csv | 1.7475 | 2.7279 | 4.4753 | SFM-wCZ11-v2015-rDXHP-t3-S16 | 0.91228
| SFM-wCZ01-v2015-rDXGF-t5-S15-MSRheat - Baseline Design - Hourly Results.csv | 9 | 16 | 17 | 3 | 0 | 0 | CZ08 | rDXGF | t5 | S15 | SFM-wCZ08-v2015-rDXGF-t5-S15-MSRcool - Baseline Design - Hourly Results.csv | 1.4762 | 2.3429 | 3.8191 | SFM-wCZ11-v2015-rDXHP-t3-S17 | 1.3044
| SFM-wCZ01-v2015-rDXGF-t5-S15-MSRheat - Baseline Design - Hourly Results.csv | 9 | 17 | 15 | 4 | 0 | 0 | CZ08 | rDXGF | t5 | S16 | SFM-wCZ08-v2015-rDXGF-t5-S16-MSRcool - Baseline Design - Hourly Results.csv | 1.5513 | 2.4222 | 3.9734 | SFM-wCZ11-v2015-rDXGF-t4-S15 | 0.90378
| SFM-wCZ01-v2015-rDXGF-t5-S15-MSRheat - Baseline Design - Hourly Results.csv | 9 | 17 | 16 | 4 | 0 | 0 | CZ08 | rDXGF | t5 | S17 | SFM-wCZ08-v2015-rDXGF-t5-S17-MSRcool - Baseline Design - Hourly Results.csv | 1.4569 | 2.2749 | 3.7318 | SFM-wCZ11-v2015-rDXGF-t4-S16 | 0.71603
| SFM-wCZ01-v2015-rDXGF-t5-S15-MSRheat - Baseline Design - Hourly Results.csv | 9 | 17 | 17 | 4 | 0 | 0 | CZ09 | rDXHP | t1 | S14 | SFM-wCZ09-v2015-rDXHP-t1-S14-BSLboth - Baseline Design - Hourly Results.csv | 3.5475 | 6.097 | 9.6445 | SFM-wCZ11-v2015-rDXGF-t4-S17 | 1.0389
| SFM-wCZ01-v2015-rDXGF-t5-S15-MSRheat - Baseline Design - Hourly Results.csv | 9 | 18 | 15 | 5 | 0 | 0 | CZ09 | rDXHP | t1 | S15 | SFM-wCZ09-v2015-rDXHP-t1-S15-MSRboth - Baseline Design - Hourly Results.csv | 3.0071 | 5.1583 | 8.1654 | SFM-wCZ11-v2015-rDXHP-t4-S15 | 0.92223
| SFM-wCZ01-v2015-rDXGF-t5-S15-MSRheat - Baseline Design - Hourly Results.csv | 9 | 18 | 16 | 5 | 0 | 0 | CZ09 | rDXHP | t1 | S16 | SFM-wCZ09-v2015-rDXHP-t1-S16-MSRboth - Baseline Design - Hourly Results.csv | 3.1509 | 5.348 | 8.4989 | SFM-wCZ11-v2015-rDXHP-t4-S16 | 0.75983
| SFM-wCZ01-v2015-rDXGF-t5-S15-MSRheat - Baseline Design - Hourly Results.csv | 9 | 18 | 17 | 5 | 0 | 0 | CZ09 | rDXHP | t1 | S17 | SFM-wCZ09-v2015-rDXHP-t1-S17-MSRboth - Baseline Design - Hourly Results.csv | 2.9593 | 5.0228 | 7.9821 | SFM-wCZ11-v2015-rDXHP-t4-S17 | 1.0874
| SFM-wCZ01-v2015-rDXGF-t5-S16-MSRcool - Baseline Design - Hourly Results.csv | 9 | 16 | 15 | 3 | 0 | 0 | CZ09 | rDXHP | t2 | S14 | SFM-wCZ09-v2015-rDXHP-t2-S14-BSLboth - Baseline Design - Hourly Results.csv | 3.644 | 6.2638 | 9.9077 | SFM-wCZ11-v2015-rDXGF-t5-S15 | 0.96743
| SFM-wCZ01-v2015-rDXGF-t5-S16-MSRcool - Baseline Design - Hourly Results.csv | 9 | 16 | 16 | 3 | 0 | 0 | CZ09 | rDXHP | t2 | S15 | SFM-wCZ09-v2015-rDXHP-t2-S15-MSRboth - Baseline Design - Hourly Results.csv | 3.0951 | 5.2969 | 8.392 | SFM-wCZ11-v2015-rDXGF-t5-S16 | 0.76194
| SFM-wCZ01-v2015-rDXGF-t5-S16-MSRcool - Baseline Design - Hourly Results.csv | 9 | 16 | 17 | 3 | 0 | 0 | CZ09 | rDXHP | t2 | S16 | SFM-wCZ09-v2015-rDXHP-t2-S16-MSRboth - Baseline Design - Hourly Results.csv | 3.2386 | 5.502 | 8.7406 | SFM-wCZ11-v2015-rDXGF-t5-S17 | 1.1058
| SFM-wCZ01-v2015-rDXGF-t5-S16-MSRcool - Baseline Design - Hourly Results.csv | 9 | 17 | 15 | 4 | 0 | 0 | CZ09 | rDXHP | t2 | S17 | SFM-wCZ09-v2015-rDXHP-t2-S17-MSRboth - Baseline Design - Hourly Results.csv | 3.0416 | 5.1674 | 8.209 | SFM-wCZ11-v2015-rDXHP-t5-S15 | 0.98643
| SFM-wCZ01-v2015-rDXGF-t5-S16-MSRcool - Baseline Design - Hourly Results.csv | 9 | 17 | 16 | 4 | 0 | 0 | CZ09 | rDXHP | t3 | S14 | SFM-wCZ09-v2015-rDXHP-t3-S14-BSLboth - Baseline Design - Hourly Results.csv | 3.1331 | 5.2128 | 8.3459 | SFM-wCZ11-v2015-rDXHP-t5-S16 | 0.80052
| SFM-wCZ01-v2015-rDXGF-t5-S16-MSRcool - Baseline Design - Hourly Results.csv | 9 | 17 | 17 | 4 | 0 | 0 | CZ09 | rDXHP | t3 | S15 | SFM-wCZ09-v2015-rDXHP-t3-S15-MSRboth - Baseline Design - Hourly Results.csv | 2.6218 | 4.4028 | 7.0246 | SFM-wCZ11-v2015-rDXHP-t5-S17 | 1.1507
| SFM-wCZ01-v2015-rDXGF-t5-S16-MSRcool - Baseline Design - Hourly Results.csv | 9 | 18 | 15 | 5 | 0 | 0 | CZ09 | rDXHP | t3 | S16 | SFM-wCZ09-v2015-rDXHP-t3-S16-MSRboth - Baseline Design - Hourly Results.csv | 2.7375 | 4.4963 | 7.2338 | SFM-wCZ12-v2015-rDXGF-t1-S15 | 1.3817
| SFM-wCZ01-v2015-rDXGF-t5-S16-MSRcool - Baseline Design - Hourly Results.csv | 9 | 18 | 16 | 5 | 0 | 0 | CZ09 | rDXHP | t3 | S17 | SFM-wCZ09-v2015-rDXHP-t3-S17-MSRboth - Baseline Design - Hourly Results.csv | 2.571 | 4.2229 | 6.7939 | SFM-wCZ12-v2015-rDXGF-t1-S16 | 1.0051
| SFM-wCZ01-v2015-rDXGF-t5-S16-MSRcool - Baseline Design - Hourly Results.csv | 9 | 18 | 17 | 5 | 0 | 0 | CZ09 | rDXHP | t4 | S14 | SFM-wCZ09-v2015-rDXHP-t4-S14-BSLboth - Baseline Design - Hourly Results.csv | 3.2892 | 5.4761 | 8.7653 | SFM-wCZ12-v2015-rDXGF-t1-S17 | 1.4694
| SFM-wCZ01-v2015-rDXGF-t5-S16-MSRheat - Baseline Design - Hourly Results.csv | 9 | 16 | 15 | 3 | 0 | 0 | CZ09 | rDXHP | t4 | S15 | SFM-wCZ09-v2015-rDXHP-t4-S15-MSRboth - Baseline Design - Hourly Results.csv | 2.7555 | 4.6266 | 7.3821 | SFM-wCZ12-v2015-rDXHP-t1-S15 | 1.2783
| SFM-wCZ01-v2015-rDXGF-t5-S16-MSRheat - Baseline Design - Hourly Results.csv | 9 | 16 | 16 | 3 | 0 | 0 | CZ09 | rDXHP | t4 | S16 | SFM-wCZ09-v2015-rDXHP-t4-S16-MSRboth - Baseline Design - Hourly Results.csv | 2.8671 | 4.7882 | 7.6553 | SFM-wCZ12-v2015-rDXHP-t1-S16 | 0.9187
| SFM-wCZ01-v2015-rDXGF-t5-S16-MSRheat - Baseline Design - Hourly Results.csv | 9 | 16 | 17 | 3 | 0 | 0 | CZ09 | rDXHP | t4 | S17 | SFM-wCZ09-v2015-rDXHP-t4-S17-MSRboth - Baseline Design - Hourly Results.csv | 2.6927 | 4.497 | 7.1898 | SFM-wCZ12-v2015-rDXHP-t1-S17 | 1.3867
| SFM-wCZ01-v2015-rDXGF-t5-S16-MSRheat - Baseline Design - Hourly Results.csv | 9 | 17 | 15 | 4 | 0 | 0 | CZ09 | rDXHP | t5 | S14 | SFM-wCZ09-v2015-rDXHP-t5-S14-BSLboth - Baseline Design - Hourly Results.csv | 2.7514 | 4.4335 | 7.185 | SFM-wCZ12-v2015-rDXGF-t2-S15 | 1.148
| SFM-wCZ01-v2015-rDXGF-t5-S16-MSRheat - Baseline Design - Hourly Results.csv | 9 | 17 | 16 | 4 | 0 | 0 | CZ09 | rDXHP | t5 | S15 | SFM-wCZ09-v2015-rDXHP-t5-S15-MSRboth - Baseline Design - Hourly Results.csv | 2.2998 | 3.7403 | 6.0401 | SFM-wCZ12-v2015-rDXGF-t2-S16 | 0.81781
| SFM-wCZ01-v2015-rDXGF-t5-S16-MSRheat - Baseline Design - Hourly Results.csv | 9 | 17 | 17 | 4 | 0 | 0 | CZ09 | rDXHP | t5 | S16 | SFM-wCZ09-v2015-rDXHP-t5-S16-MSRboth - Baseline Design - Hourly Results.csv | 2.3715 | 3.7181 | 6.0897 | SFM-wCZ12-v2015-rDXGF-t2-S17 | 1.2074
| SFM-wCZ01-v2015-rDXGF-t5-S16-MSRheat - Baseline Design - Hourly Results.csv | 9 | 18 | 15 | 5 | 0 | 0 | CZ09 | rDXHP | t5 | S17 | SFM-wCZ09-v2015-rDXHP-t5-S17-MSRboth - Baseline Design - Hourly Results.csv | 2.2273 | 3.492 | 5.7193 | SFM-wCZ12-v2015-rDXHP-t2-S15 | 1.119
| SFM-wCZ01-v2015-rDXGF-t5-S16-MSRheat - Baseline Design - Hourly Results.csv | 9 | 18 | 16 | 5 | 0 | 0 | CZ09 | rDXGF | t1 | S14 | SFM-wCZ09-v2015-rDXGF-t1-S14-BSLcool - Baseline Design - Hourly Results.csv | 3.4356 | 5.9876 | 9.4232 | SFM-wCZ12-v2015-rDXHP-t2-S16 | 0.78579
| SFM-wCZ01-v2015-rDXGF-t5-S16-MSRheat - Baseline Design - Hourly Results.csv | 9 | 18 | 17 | 5 | 0 | 0 | CZ09 | rDXGF | t1 | S15 | SFM-wCZ09-v2015-rDXGF-t1-S15-MSRcool - Baseline Design - Hourly Results.csv | 2.9026 | 5.1272 | 8.0298 | SFM-wCZ12-v2015-rDXHP-t2-S17 | 1.1804
| SFM-wCZ01-v2015-rDXGF-t5-S17-MSRcool - Baseline Design - Hourly Results.csv | 9 | 16 | 15 | 3 | 0 | 0 | CZ09 | rDXGF | t1 | S16 | SFM-wCZ09-v2015-rDXGF-t1-S16-MSRcool - Baseline Design - Hourly Results.csv | 3.0455 | 5.3162 | 8.3617 | SFM-wCZ12-v2015-rDXGF-t3-S15 | 0.78131
| SFM-wCZ01-v2015-rDXGF-t5-S17-MSRcool - Baseline Design - Hourly Results.csv | 9 | 16 | 16 | 3 | 0 | 0 | CZ09 | rDXGF | t1 | S17 | SFM-wCZ09-v2015-rDXGF-t1-S17-MSRcool - Baseline Design - Hourly Results.csv | 2.8603 | 4.9929 | 7.8532 | SFM-wCZ12-v2015-rDXGF-t3-S16 | 0.57998
| SFM-wCZ01-v2015-rDXGF-t5-S17-MSRcool - Baseline Design - Hourly Results.csv | 9 | 16 | 17 | 3 | 0 | 0 | CZ09 | rDXGF | t2 | S14 | SFM-wCZ09-v2015-rDXGF-t2-S14-BSLcool - Baseline Design - Hourly Results.csv | 3.5376 | 6.1985 | 9.7361 | SFM-wCZ12-v2015-rDXGF-t3-S17 | 0.85637
| SFM-wCZ01-v2015-rDXGF-t5-S17-MSRcool - Baseline Design - Hourly Results.csv | 9 | 17 | 15 | 4 | 0 | 0 | CZ09 | rDXGF | t2 | S15 | SFM-wCZ09-v2015-rDXGF-t2-S15-MSRcool - Baseline Design - Hourly Results.csv | 2.9848 | 5.2683 | 8.2531 | SFM-wCZ12-v2015-rDXHP-t3-S15 | 0.83423
| SFM-wCZ01-v2015-rDXGF-t5-S17-MSRcool - Baseline Design - Hourly Results.csv | 9 | 17 | 16 | 4 | 0 | 0 | CZ09 | rDXGF | t2 | S16 | SFM-wCZ09-v2015-rDXGF-t2-S16-MSRcool - Baseline Design - Hourly Results.csv | 3.1316 | 5.4858 | 8.6174 | SFM-wCZ12-v2015-rDXHP-t3-S16 | 0.61622
| SFM-wCZ01-v2015-rDXGF-t5-S17-MSRcool - Baseline Design - Hourly Results.csv | 9 | 17 | 17 | 4 | 0 | 0 | CZ09 | rDXGF | t2 | S17 | SFM-wCZ09-v2015-rDXGF-t2-S17-MSRcool - Baseline Design - Hourly Results.csv | 2.9412 | 5.1522 | 8.0934 | SFM-wCZ12-v2015-rDXHP-t3-S17 | 0.89359
| SFM-wCZ01-v2015-rDXGF-t5-S17-MSRcool - Baseline Design - Hourly Results.csv | 9 | 18 | 15 | 5 | 0 | 0 | CZ09 | rDXGF | t3 | S14 | SFM-wCZ09-v2015-rDXGF-t3-S14-BSLcool - Baseline Design - Hourly Results.csv | 2.9947 | 5.1626 | 8.1573 | SFM-wCZ12-v2015-rDXGF-t4-S15 | 0.47228
| SFM-wCZ01-v2015-rDXGF-t5-S17-MSRcool - Baseline Design - Hourly Results.csv | 9 | 18 | 16 | 5 | 0 | 0 | CZ09 | rDXGF | t3 | S15 | SFM-wCZ09-v2015-rDXGF-t3-S15-MSRcool - Baseline Design - Hourly Results.csv | 2.5282 | 4.4236 | 6.9519 | SFM-wCZ12-v2015-rDXGF-t4-S16 | 0.37187
| SFM-wCZ01-v2015-rDXGF-t5-S17-MSRcool - Baseline Design - Hourly Results.csv | 9 | 18 | 17 | 5 | 0 | 0 | CZ09 | rDXGF | t3 | S16 | SFM-wCZ09-v2015-rDXGF-t3-S16-MSRcool - Baseline Design - Hourly Results.csv | 2.6416 | 4.5085 | 7.1501 | SFM-wCZ12-v2015-rDXGF-t4-S17 | 0.54284
| SFM-wCZ01-v2015-rDXGF-t5-S17-MSRheat - Baseline Design - Hourly Results.csv | 9 | 16 | 15 | 3 | 0 | 0 | CZ09 | rDXGF | t3 | S17 | SFM-wCZ09-v2015-rDXGF-t3-S17-MSRcool - Baseline Design - Hourly Results.csv | 2.4809 | 4.2344 | 6.7153 | SFM-wCZ12-v2015-rDXHP-t4-S15 | 0.51494
| SFM-wCZ01-v2015-rDXGF-t5-S17-MSRheat - Baseline Design - Hourly Results.csv | 9 | 16 | 16 | 3 | 0 | 0 | CZ09 | rDXGF | t4 | S14 | SFM-wCZ09-v2015-rDXGF-t4-S14-BSLcool - Baseline Design - Hourly Results.csv | 3.1182 | 5.4346 | 8.5528 | SFM-wCZ12-v2015-rDXHP-t4-S16 | 0.41415
| SFM-wCZ01-v2015-rDXGF-t5-S17-MSRheat - Baseline Design - Hourly Results.csv | 9 | 16 | 17 | 3 | 0 | 0 | CZ09 | rDXGF | t4 | S15 | SFM-wCZ09-v2015-rDXGF-t4-S15-MSRcool - Baseline Design - Hourly Results.csv | 2.6327 | 4.6494 | 7.2821 | SFM-wCZ12-v2015-rDXHP-t4-S17 | 0.57975
| SFM-wCZ01-v2015-rDXGF-t5-S17-MSRheat - Baseline Design - Hourly Results.csv | 9 | 17 | 15 | 4 | 0 | 0 | CZ09 | rDXGF | t4 | S16 | SFM-wCZ09-v2015-rDXGF-t4-S16-MSRcool - Baseline Design - Hourly Results.csv | 2.7445 | 4.7895 | 7.534 | SFM-wCZ12-v2015-rDXGF-t5-S15 | 0.45636
| SFM-wCZ01-v2015-rDXGF-t5-S17-MSRheat - Baseline Design - Hourly Results.csv | 9 | 17 | 16 | 4 | 0 | 0 | CZ09 | rDXGF | t4 | S17 | SFM-wCZ09-v2015-rDXGF-t4-S17-MSRcool - Baseline Design - Hourly Results.csv | 2.5776 | 4.4982 | 7.0758 | SFM-wCZ12-v2015-rDXGF-t5-S16 | 0.35659
| SFM-wCZ01-v2015-rDXGF-t5-S17-MSRheat - Baseline Design - Hourly Results.csv | 9 | 17 | 17 | 4 | 0 | 0 | CZ09 | rDXGF | t5 | S14 | SFM-wCZ09-v2015-rDXGF-t5-S14-BSLcool - Baseline Design - Hourly Results.csv | 2.5954 | 4.3446 | 6.94 | SFM-wCZ12-v2015-rDXGF-t5-S17 | 0.52134
| SFM-wCZ01-v2015-rDXGF-t5-S17-MSRheat - Baseline Design - Hourly Results.csv | 9 | 18 | 15 | 5 | 0 | 0 | CZ09 | rDXGF | t5 | S15 | SFM-wCZ09-v2015-rDXGF-t5-S15-MSRcool - Baseline Design - Hourly Results.csv | 2.2026 | 3.7446 | 5.9471 | SFM-wCZ12-v2015-rDXHP-t5-S15 | 0.49562
| SFM-wCZ01-v2015-rDXGF-t5-S17-MSRheat - Baseline Design - Hourly Results.csv | 9 | 18 | 16 | 5 | 0 | 0 | CZ09 | rDXGF | t5 | S16 | SFM-wCZ09-v2015-rDXGF-t5-S16-MSRcool - Baseline Design - Hourly Results.csv | 2.2501 | 3.7193 | 5.9694 | SFM-wCZ12-v2015-rDXHP-t5-S16 | 0.39539
| SFM-wCZ01-v2015-rDXGF-t5-S17-MSRheat - Baseline Design - Hourly Results.csv | 9 | 18 | 17 | 5 | 0 | 0 | CZ09 | rDXGF | t5 | S17 | SFM-wCZ09-v2015-rDXGF-t5-S17-MSRcool - Baseline Design - Hourly Results.csv | 2.1132 | 3.4931 | 5.6063 | SFM-wCZ12-v2015-rDXHP-t5-S17 | 0.55355
| SFM-wCZ01-v2015-rDXHP-t1-S14-BSLboth - Baseline Design - Hourly Results.csv | 9 | 16 | 15 | 3 | 0 | 0 | CZ10 | rDXHP | t1 | S14 | SFM-wCZ10-v2015-rDXHP-t1-S14-BSLboth - Baseline Design - Hourly Results.csv | 3.7526 | 5.9703 | 9.7228 | SFM-wCZ13-v2015-rDXGF-t1-S15 | 1.4038
| SFM-wCZ01-v2015-rDXHP-t1-S14-BSLboth - Baseline Design - Hourly Results.csv | 9 | 16 | 16 | 3 | 0 | 0 | CZ10 | rDXHP | t1 | S15 | SFM-wCZ10-v2015-rDXHP-t1-S15-MSRboth - Baseline Design - Hourly Results.csv | 3.199 | 5.0291 | 8.2282 | SFM-wCZ13-v2015-rDXGF-t1-S16 | 0.98827
| SFM-wCZ01-v2015-rDXHP-t1-S14-BSLboth - Baseline Design - Hourly Results.csv | 9 | 16 | 17 | 3 | 0 | 0 | CZ10 | rDXHP | t1 | S16 | SFM-wCZ10-v2015-rDXHP-t1-S16-MSRboth - Baseline Design - Hourly Results.csv | 3.3568 | 5.3681 | 8.725 | SFM-wCZ13-v2015-rDXGF-t1-S17 | 1.4427
| SFM-wCZ01-v2015-rDXHP-t1-S14-BSLboth - Baseline Design - Hourly Results.csv | 9 | 17 | 15 | 4 | 0 | 0 | CZ10 | rDXHP | t1 | S17 | SFM-wCZ10-v2015-rDXHP-t1-S17-MSRboth - Baseline Design - Hourly Results.csv | 3.1527 | 5.0417 | 8.1944 | SFM-wCZ13-v2015-rDXHP-t1-S15 | 1.3408
| SFM-wCZ01-v2015-rDXHP-t1-S14-BSLboth - Baseline Design - Hourly Results.csv | 9 | 17 | 16 | 4 | 0 | 0 | CZ10 | rDXHP | t2 | S14 | SFM-wCZ10-v2015-rDXHP-t2-S14-BSLboth - Baseline Design - Hourly Results.csv | 3.4957 | 5.4 | 8.8957 | SFM-wCZ13-v2015-rDXHP-t1-S16 | 0.90722
| SFM-wCZ01-v2015-rDXHP-t1-S14-BSLboth - Baseline Design - Hourly Results.csv | 9 | 17 | 17 | 4 | 0 | 0 | CZ10 | rDXHP | t2 | S15 | SFM-wCZ10-v2015-rDXHP-t2-S15-MSRboth - Baseline Design - Hourly Results.csv | 2.9267 | 4.5476 | 7.4743 | SFM-wCZ13-v2015-rDXHP-t1-S17 | 1.3807
| SFM-wCZ01-v2015-rDXHP-t1-S14-BSLboth - Baseline Design - Hourly Results.csv | 9 | 18 | 15 | 5 | 0 | 0 | CZ10 | rDXHP | t2 | S16 | SFM-wCZ10-v2015-rDXHP-t2-S16-MSRboth - Baseline Design - Hourly Results.csv | 3.1135 | 4.8291 | 7.9426 | SFM-wCZ13-v2015-rDXGF-t2-S15 | 1.2733
| SFM-wCZ01-v2015-rDXHP-t1-S14-BSLboth - Baseline Design - Hourly Results.csv | 9 | 18 | 16 | 5 | 0 | 0 | CZ10 | rDXHP | t2 | S17 | SFM-wCZ10-v2015-rDXHP-t2-S17-MSRboth - Baseline Design - Hourly Results.csv | 2.9242 | 4.5354 | 7.4596 | SFM-wCZ13-v2015-rDXGF-t2-S16 | 0.92684
| SFM-wCZ01-v2015-rDXHP-t1-S14-BSLboth - Baseline Design - Hourly Results.csv | 9 | 18 | 17 | 5 | 0 | 0 | CZ10 | rDXHP | t3 | S14 | SFM-wCZ10-v2015-rDXHP-t3-S14-BSLboth - Baseline Design - Hourly Results.csv | 3.4331 | 5.2937 | 8.7268 | SFM-wCZ13-v2015-rDXGF-t2-S17 | 1.3515
| SFM-wCZ01-v2015-rDXHP-t1-S14-BSLcool - Baseline Design - Hourly Results.csv | 9 | 16 | 15 | 3 | 0 | 0 | CZ10 | rDXHP | t3 | S15 | SFM-wCZ10-v2015-rDXHP-t3-S15-MSRboth - Baseline Design - Hourly Results.csv | 2.8752 | 4.4663 | 7.3415 | SFM-wCZ13-v2015-rDXHP-t2-S15 | 1.2766
| SFM-wCZ01-v2015-rDXHP-t1-S14-BSLcool - Baseline Design - Hourly Results.csv | 9 | 16 | 16 | 3 | 0 | 0 | CZ10 | rDXHP | t3 | S16 | SFM-wCZ10-v2015-rDXHP-t3-S16-MSRboth - Baseline Design - Hourly Results.csv | 3.0676 | 4.7006 | 7.7682 | SFM-wCZ13-v2015-rDXHP-t2-S16 | 0.91347
| SFM-wCZ01-v2015-rDXHP-t1-S14-BSLcool - Baseline Design - Hourly Results.csv | 9 | 16 | 17 | 3 | 0 | 0 | CZ10 | rDXHP | t3 | S17 | SFM-wCZ10-v2015-rDXHP-t3-S17-MSRboth - Baseline Design - Hourly Results.csv | 2.8811 | 4.4147 | 7.2958 | SFM-wCZ13-v2015-rDXHP-t2-S17 | 1.3568
| SFM-wCZ01-v2015-rDXHP-t1-S14-BSLcool - Baseline Design - Hourly Results.csv | 9 | 17 | 15 | 4 | 0 | 0 | CZ10 | rDXHP | t4 | S14 | SFM-wCZ10-v2015-rDXHP-t4-S14-BSLboth - Baseline Design - Hourly Results.csv | 3.4783 | 5.4057 | 8.884 | SFM-wCZ13-v2015-rDXGF-t3-S15 | 0.93955
| SFM-wCZ01-v2015-rDXHP-t1-S14-BSLcool - Baseline Design - Hourly Results.csv | 9 | 17 | 16 | 4 | 0 | 0 | CZ10 | rDXHP | t4 | S15 | SFM-wCZ10-v2015-rDXHP-t4-S15-MSRboth - Baseline Design - Hourly Results.csv | 2.9131 | 4.5533 | 7.4664 | SFM-wCZ13-v2015-rDXGF-t3-S16 | 0.74154
| SFM-wCZ01-v2015-rDXHP-t1-S14-BSLcool - Baseline Design - Hourly Results.csv | 9 | 17 | 17 | 4 | 0 | 0 | CZ10 | rDXHP | t4 | S16 | SFM-wCZ10-v2015-rDXHP-t4-S16-MSRboth - Baseline Design - Hourly Results.csv | 3.1011 | 4.8163 | 7.9174 | SFM-wCZ13-v2015-rDXGF-t3-S17 | 1.0661
| SFM-wCZ01-v2015-rDXHP-t1-S14-BSLcool - Baseline Design - Hourly Results.csv | 9 | 18 | 15 | 5 | 0 | 0 | CZ10 | rDXHP | t4 | S17 | SFM-wCZ10-v2015-rDXHP-t4-S17-MSRboth - Baseline Design - Hourly Results.csv | 2.9125 | 4.5234 | 7.4359 | SFM-wCZ13-v2015-rDXHP-t3-S15 | 1.0172
| SFM-wCZ01-v2015-rDXHP-t1-S14-BSLcool - Baseline Design - Hourly Results.csv | 9 | 18 | 16 | 5 | 0 | 0 | CZ10 | rDXHP | t5 | S14 | SFM-wCZ10-v2015-rDXHP-t5-S14-BSLboth - Baseline Design - Hourly Results.csv | 3.3772 | 5.1345 | 8.5116 | SFM-wCZ13-v2015-rDXHP-t3-S16 | 0.81287
| SFM-wCZ01-v2015-rDXHP-t1-S14-BSLcool - Baseline Design - Hourly Results.csv | 9 | 18 | 17 | 5 | 0 | 0 | CZ10 | rDXHP | t5 | S15 | SFM-wCZ10-v2015-rDXHP-t5-S15-MSRboth - Baseline Design - Hourly Results.csv | 2.8225 | 4.322 | 7.1445 | SFM-wCZ13-v2015-rDXHP-t3-S17 | 1.1476
| SFM-wCZ01-v2015-rDXHP-t1-S14-BSLheat - Baseline Design - Hourly Results.csv | 9 | 16 | 15 | 3 | 0 | 0 | CZ10 | rDXHP | t5 | S16 | SFM-wCZ10-v2015-rDXHP-t5-S16-MSRboth - Baseline Design - Hourly Results.csv | 2.9982 | 4.4991 | 7.4973 | SFM-wCZ13-v2015-rDXGF-t4-S15 | 0.7417
| SFM-wCZ01-v2015-rDXHP-t1-S14-BSLheat - Baseline Design - Hourly Results.csv | 9 | 16 | 16 | 3 | 0 | 0 | CZ10 | rDXHP | t5 | S17 | SFM-wCZ10-v2015-rDXHP-t5-S17-MSRboth - Baseline Design - Hourly Results.csv | 2.8159 | 4.2255 | 7.0414 | SFM-wCZ13-v2015-rDXGF-t4-S16 | 0.63147
| SFM-wCZ01-v2015-rDXHP-t1-S14-BSLheat - Baseline Design - Hourly Results.csv | 9 | 16 | 17 | 3 | 0 | 0 | CZ10 | rDXGF | t1 | S14 | SFM-wCZ10-v2015-rDXGF-t1-S14-BSLcool - Baseline Design - Hourly Results.csv | 3.7221 | 5.8326 | 9.5547 | SFM-wCZ13-v2015-rDXGF-t4-S17 | 0.89304
| SFM-wCZ01-v2015-rDXHP-t1-S14-BSLheat - Baseline Design - Hourly Results.csv | 9 | 17 | 15 | 4 | 0 | 0 | CZ10 | rDXGF | t1 | S15 | SFM-wCZ10-v2015-rDXGF-t1-S15-MSRcool - Baseline Design - Hourly Results.csv | 3.0879 | 4.8644 | 7.9523 | SFM-wCZ13-v2015-rDXHP-t4-S15 | 0.84178
| SFM-wCZ01-v2015-rDXHP-t1-S14-BSLheat - Baseline Design - Hourly Results.csv | 9 | 17 | 16 | 4 | 0 | 0 | CZ10 | rDXGF | t1 | S16 | SFM-wCZ10-v2015-rDXGF-t1-S16-MSRcool - Baseline Design - Hourly Results.csv | 3.2634 | 5.2137 | 8.4771 | SFM-wCZ13-v2015-rDXHP-t4-S16 | 0.71389
| SFM-wCZ01-v2015-rDXHP-t1-S14-BSLheat - Baseline Design - Hourly Results.csv | 9 | 17 | 17 | 4 | 0 | 0 | CZ10 | rDXGF | t1 | S17 | SFM-wCZ10-v2015-rDXGF-t1-S17-MSRcool - Baseline Design - Hourly Results.csv | 3.065 | 4.8966 | 7.9616 | SFM-wCZ13-v2015-rDXHP-t4-S17 | 0.98438
| SFM-wCZ01-v2015-rDXHP-t1-S14-BSLheat - Baseline Design - Hourly Results.csv | 9 | 18 | 15 | 5 | 0 | 0 | CZ10 | rDXGF | t2 | S14 | SFM-wCZ10-v2015-rDXGF-t2-S14-BSLcool - Baseline Design - Hourly Results.csv | 3.4093 | 5.2299 | 8.6392 | SFM-wCZ13-v2015-rDXGF-t5-S15 | 0.70898
| SFM-wCZ01-v2015-rDXHP-t1-S14-BSLheat - Baseline Design - Hourly Results.csv | 9 | 18 | 16 | 5 | 0 | 0 | CZ10 | rDXGF | t2 | S15 | SFM-wCZ10-v2015-rDXGF-t2-S15-MSRcool - Baseline Design - Hourly Results.csv | 2.8338 | 4.4072 | 7.2409 | SFM-wCZ13-v2015-rDXGF-t5-S16 | 0.60804
| SFM-wCZ01-v2015-rDXHP-t1-S14-BSLheat - Baseline Design - Hourly Results.csv | 9 | 18 | 17 | 5 | 0 | 0 | CZ10 | rDXGF | t2 | S16 | SFM-wCZ10-v2015-rDXGF-t2-S16-MSRcool - Baseline Design - Hourly Results.csv | 3.0129 | 4.6221 | 7.635 | SFM-wCZ13-v2015-rDXGF-t5-S17 | 0.85795
| SFM-wCZ01-v2015-rDXHP-t1-S15-MSRboth - Baseline Design - Hourly Results.csv | 9 | 16 | 15 | 3 | 0 | 0 | CZ10 | rDXGF | t2 | S17 | SFM-wCZ10-v2015-rDXGF-t2-S17-MSRcool - Baseline Design - Hourly Results.csv | 2.8297 | 4.3411 | 7.1707 | SFM-wCZ13-v2015-rDXHP-t5-S15 | 0.80131
| SFM-wCZ01-v2015-rDXHP-t1-S15-MSRboth - Baseline Design - Hourly Results.csv | 9 | 16 | 16 | 3 | 0 | 0 | CZ10 | rDXGF | t3 | S14 | SFM-wCZ10-v2015-rDXGF-t3-S14-BSLcool - Baseline Design - Hourly Results.csv | 3.3463 | 5.1036 | 8.4499 | SFM-wCZ13-v2015-rDXHP-t5-S16 | 0.6864
| SFM-wCZ01-v2015-rDXHP-t1-S15-MSRboth - Baseline Design - Hourly Results.csv | 9 | 16 | 17 | 3 | 0 | 0 | CZ10 | rDXGF | t3 | S15 | SFM-wCZ10-v2015-rDXGF-t3-S15-MSRcool - Baseline Design - Hourly Results.csv | 2.7729 | 4.3063 | 7.0791 | SFM-wCZ13-v2015-rDXHP-t5-S17 | 0.94431
| SFM-wCZ01-v2015-rDXHP-t1-S15-MSRboth - Baseline Design - Hourly Results.csv | 9 | 17 | 15 | 4 | 0 | 0 | CZ10 | rDXGF | t3 | S16 | SFM-wCZ10-v2015-rDXGF-t3-S16-MSRcool - Baseline Design - Hourly Results.csv | 2.957 | 4.462 | 7.419 | SFM-wCZ14-v2015-rDXGF-t1-S15 | 1.8896
| SFM-wCZ01-v2015-rDXHP-t1-S15-MSRboth - Baseline Design - Hourly Results.csv | 9 | 17 | 16 | 4 | 0 | 0 | CZ10 | rDXGF | t3 | S17 | SFM-wCZ10-v2015-rDXGF-t3-S17-MSRcool - Baseline Design - Hourly Results.csv | 2.7771 | 4.1907 | 6.9678 | SFM-wCZ14-v2015-rDXGF-t1-S16 | 1.855
| SFM-wCZ01-v2015-rDXHP-t1-S15-MSRboth - Baseline Design - Hourly Results.csv | 9 | 17 | 17 | 4 | 0 | 0 | CZ10 | rDXGF | t4 | S14 | SFM-wCZ10-v2015-rDXGF-t4-S14-BSLcool - Baseline Design - Hourly Results.csv | 3.391 | 5.2085 | 8.5995 | SFM-wCZ14-v2015-rDXGF-t1-S17 | 2.4746
| SFM-wCZ01-v2015-rDXHP-t1-S15-MSRboth - Baseline Design - Hourly Results.csv | 9 | 18 | 15 | 5 | 0 | 0 | CZ10 | rDXGF | t4 | S15 | SFM-wCZ10-v2015-rDXGF-t4-S15-MSRcool - Baseline Design - Hourly Results.csv | 2.8203 | 4.393 | 7.2133 | SFM-wCZ14-v2015-rDXHP-t1-S15 | 1.8352
| SFM-wCZ01-v2015-rDXHP-t1-S15-MSRboth - Baseline Design - Hourly Results.csv | 9 | 18 | 16 | 5 | 0 | 0 | CZ10 | rDXGF | t4 | S16 | SFM-wCZ10-v2015-rDXGF-t4-S16-MSRcool - Baseline Design - Hourly Results.csv | 2.9994 | 4.6077 | 7.6071 | SFM-wCZ14-v2015-rDXHP-t1-S16 | 1.8593
| SFM-wCZ01-v2015-rDXHP-t1-S15-MSRboth - Baseline Design - Hourly Results.csv | 9 | 18 | 17 | 5 | 0 | 0 | CZ10 | rDXGF | t4 | S17 | SFM-wCZ10-v2015-rDXGF-t4-S17-MSRcool - Baseline Design - Hourly Results.csv | 2.817 | 4.3275 | 7.1445 | SFM-wCZ14-v2015-rDXHP-t1-S17 | 2.4824
| SFM-wCZ01-v2015-rDXHP-t1-S15-MSRcool - Baseline Design - Hourly Results.csv | 9 | 16 | 15 | 3 | 0 | 0 | CZ10 | rDXGF | t5 | S14 | SFM-wCZ10-v2015-rDXGF-t5-S14-BSLcool - Baseline Design - Hourly Results.csv | 3.2817 | 4.9697 | 8.2513 | SFM-wCZ14-v2015-rDXGF-t2-S15 | 1.8725
| SFM-wCZ01-v2015-rDXHP-t1-S15-MSRcool - Baseline Design - Hourly Results.csv | 9 | 16 | 16 | 3 | 0 | 0 | CZ10 | rDXGF | t5 | S15 | SFM-wCZ10-v2015-rDXGF-t5-S15-MSRcool - Baseline Design - Hourly Results.csv | 2.7308 | 4.1936 | 6.9244 | SFM-wCZ14-v2015-rDXGF-t2-S16 | 1.7627
| SFM-wCZ01-v2015-rDXHP-t1-S15-MSRcool - Baseline Design - Hourly Results.csv | 9 | 16 | 17 | 3 | 0 | 0 | CZ10 | rDXGF | t5 | S16 | SFM-wCZ10-v2015-rDXGF-t5-S16-MSRcool - Baseline Design - Hourly Results.csv | 2.89 | 4.3324 | 7.2223 | SFM-wCZ14-v2015-rDXGF-t2-S17 | 2.38
| SFM-wCZ01-v2015-rDXHP-t1-S15-MSRcool - Baseline Design - Hourly Results.csv | 9 | 17 | 15 | 4 | 0 | 0 | CZ10 | rDXGF | t5 | S17 | SFM-wCZ10-v2015-rDXGF-t5-S17-MSRcool - Baseline Design - Hourly Results.csv | 2.7142 | 4.0689 | 6.7831 | SFM-wCZ14-v2015-rDXHP-t2-S15 | 1.765
| SFM-wCZ01-v2015-rDXHP-t1-S15-MSRcool - Baseline Design - Hourly Results.csv | 9 | 17 | 16 | 4 | 0 | 0 | CZ11 | rDXHP | t1 | S14 | SFM-wCZ11-v2015-rDXHP-t1-S14-BSLboth - Baseline Design - Hourly Results.csv | 3.5506 | 5.5765 | 9.127 | SFM-wCZ14-v2015-rDXHP-t2-S16 | 1.7125
| SFM-wCZ01-v2015-rDXHP-t1-S15-MSRcool - Baseline Design - Hourly Results.csv | 9 | 17 | 17 | 4 | 0 | 0 | CZ11 | rDXHP | t1 | S15 | SFM-wCZ11-v2015-rDXHP-t1-S15-MSRboth - Baseline Design - Hourly Results.csv | 3.0676 | 4.7562 | 7.8238 | SFM-wCZ14-v2015-rDXHP-t2-S17 | 2.3342
| SFM-wCZ01-v2015-rDXHP-t1-S15-MSRcool - Baseline Design - Hourly Results.csv | 9 | 18 | 15 | 5 | 0 | 0 | CZ11 | rDXHP | t1 | S16 | SFM-wCZ11-v2015-rDXHP-t1-S16-MSRboth - Baseline Design - Hourly Results.csv | 3.1052 | 4.8354 | 7.9406 | SFM-wCZ14-v2015-rDXGF-t3-S15 | 1.9924
| SFM-wCZ01-v2015-rDXHP-t1-S15-MSRcool - Baseline Design - Hourly Results.csv | 9 | 18 | 16 | 5 | 0 | 0 | CZ11 | rDXHP | t1 | S17 | SFM-wCZ11-v2015-rDXHP-t1-S17-MSRboth - Baseline Design - Hourly Results.csv | 2.9164 | 4.5414 | 7.4577 | SFM-wCZ14-v2015-rDXGF-t3-S16 | 1.7983
| SFM-wCZ01-v2015-rDXHP-t1-S15-MSRcool - Baseline Design - Hourly Results.csv | 9 | 18 | 17 | 5 | 0 | 0 | CZ11 | rDXHP | t2 | S14 | SFM-wCZ11-v2015-rDXHP-t2-S14-BSLboth - Baseline Design - Hourly Results.csv | 1.2247 | 0.86843 | 2.0931 | SFM-wCZ14-v2015-rDXGF-t3-S17 | 2.463
| SFM-wCZ01-v2015-rDXHP-t1-S15-MSRheat - Baseline Design - Hourly Results.csv | 9 | 16 | 15 | 3 | 0 | 0 | CZ11 | rDXHP | t2 | S15 | SFM-wCZ11-v2015-rDXHP-t2-S15-MSRboth - Baseline Design - Hourly Results.csv | 1.0211 | 0.71196 | 1.733 | SFM-wCZ14-v2015-rDXHP-t3-S15 | 1.9321
| SFM-wCZ01-v2015-rDXHP-t1-S15-MSRheat - Baseline Design - Hourly Results.csv | 9 | 16 | 16 | 3 | 0 | 0 | CZ11 | rDXHP | t2 | S16 | SFM-wCZ11-v2015-rDXHP-t2-S16-MSRboth - Baseline Design - Hourly Results.csv | 1.0667 | 0.7497 | 1.8164 | SFM-wCZ14-v2015-rDXHP-t3-S16 | 1.7527
| SFM-wCZ01-v2015-rDXHP-t1-S15-MSRheat - Baseline Design - Hourly Results.csv | 9 | 16 | 17 | 3 | 0 | 0 | CZ11 | rDXHP | t2 | S17 | SFM-wCZ11-v2015-rDXHP-t2-S17-MSRboth - Baseline Design - Hourly Results.csv | 1.0018 | 0.70411 | 1.7059 | SFM-wCZ14-v2015-rDXHP-t3-S17 | 2.4249
| SFM-wCZ01-v2015-rDXHP-t1-S15-MSRheat - Baseline Design - Hourly Results.csv | 9 | 17 | 15 | 4 | 0 | 0 | CZ11 | rDXHP | t3 | S14 | SFM-wCZ11-v2015-rDXHP-t3-S14-BSLboth - Baseline Design - Hourly Results.csv | 3.0072 | 4.3523 | 7.3596 | SFM-wCZ14-v2015-rDXGF-t4-S15 | 2.0165
| SFM-wCZ01-v2015-rDXHP-t1-S15-MSRheat - Baseline Design - Hourly Results.csv | 9 | 17 | 16 | 4 | 0 | 0 | CZ11 | rDXHP | t3 | S15 | SFM-wCZ11-v2015-rDXHP-t3-S15-MSRboth - Baseline Design - Hourly Results.csv | 2.5441 | 3.7145 | 6.2586 | SFM-wCZ14-v2015-rDXGF-t4-S16 | 1.8388
| SFM-wCZ01-v2015-rDXHP-t1-S15-MSRheat - Baseline Design - Hourly Results.csv | 9 | 17 | 17 | 4 | 0 | 0 | CZ11 | rDXHP | t3 | S16 | SFM-wCZ11-v2015-rDXHP-t3-S16-MSRboth - Baseline Design - Hourly Results.csv | 2.6352 | 3.8121 | 6.4473 | SFM-wCZ14-v2015-rDXGF-t4-S17 | 2.5041
| SFM-wCZ01-v2015-rDXHP-t1-S15-MSRheat - Baseline Design - Hourly Results.csv | 9 | 18 | 15 | 5 | 0 | 0 | CZ11 | rDXHP | t3 | S17 | SFM-wCZ11-v2015-rDXHP-t3-S17-MSRboth - Baseline Design - Hourly Results.csv | 2.4749 | 3.5803 | 6.0552 | SFM-wCZ14-v2015-rDXHP-t4-S15 | 1.9228
| SFM-wCZ01-v2015-rDXHP-t1-S15-MSRheat - Baseline Design - Hourly Results.csv | 9 | 18 | 16 | 5 | 0 | 0 | CZ11 | rDXHP | t4 | S14 | SFM-wCZ11-v2015-rDXHP-t4-S14-BSLboth - Baseline Design - Hourly Results.csv | 2.624 | 3.5218 | 6.1458 | SFM-wCZ14-v2015-rDXHP-t4-S16 | 1.8075
| SFM-wCZ01-v2015-rDXHP-t1-S15-MSRheat - Baseline Design - Hourly Results.csv | 9 | 18 | 17 | 5 | 0 | 0 | CZ11 | rDXHP | t4 | S15 | SFM-wCZ11-v2015-rDXHP-t4-S15-MSRboth - Baseline Design - Hourly Results.csv | 2.2208 | 3.0028 | 5.2236 | SFM-wCZ14-v2015-rDXHP-t4-S17 | 2.4776
| SFM-wCZ01-v2015-rDXHP-t1-S16-MSRboth - Baseline Design - Hourly Results.csv | 9 | 16 | 15 | 3 | 0 | 0 | CZ11 | rDXHP | t4 | S16 | SFM-wCZ11-v2015-rDXHP-t4-S16-MSRboth - Baseline Design - Hourly Results.csv | 2.3073 | 3.0787 | 5.386 | SFM-wCZ14-v2015-rDXGF-t5-S15 | 1.953
| SFM-wCZ01-v2015-rDXHP-t1-S16-MSRboth - Baseline Design - Hourly Results.csv | 9 | 16 | 16 | 3 | 0 | 0 | CZ11 | rDXHP | t4 | S17 | SFM-wCZ11-v2015-rDXHP-t4-S17-MSRboth - Baseline Design - Hourly Results.csv | 2.167 | 2.8915 | 5.0585 | SFM-wCZ14-v2015-rDXGF-t5-S16 | 1.814
| SFM-wCZ01-v2015-rDXHP-t1-S16-MSRboth - Baseline Design - Hourly Results.csv | 9 | 16 | 17 | 3 | 0 | 0 | CZ11 | rDXHP | t5 | S14 | SFM-wCZ11-v2015-rDXHP-t5-S14-BSLboth - Baseline Design - Hourly Results.csv | 2.7579 | 3.8004 | 6.5583 | SFM-wCZ14-v2015-rDXGF-t5-S17 | 2.4593
| SFM-wCZ01-v2015-rDXHP-t1-S16-MSRboth - Baseline Design - Hourly Results.csv | 9 | 17 | 15 | 4 | 0 | 0 | CZ11 | rDXHP | t5 | S15 | SFM-wCZ11-v2015-rDXHP-t5-S15-MSRboth - Baseline Design - Hourly Results.csv | 2.3326 | 3.2393 | 5.5719 | SFM-wCZ14-v2015-rDXHP-t5-S15 | 1.8873
| SFM-wCZ01-v2015-rDXHP-t1-S16-MSRboth - Baseline Design - Hourly Results.csv | 9 | 17 | 16 | 4 | 0 | 0 | CZ11 | rDXHP | t5 | S16 | SFM-wCZ11-v2015-rDXHP-t5-S16-MSRboth - Baseline Design - Hourly Results.csv | 2.4163 | 3.3415 | 5.7578 | SFM-wCZ14-v2015-rDXHP-t5-S16 | 1.8458
| SFM-wCZ01-v2015-rDXHP-t1-S16-MSRboth - Baseline Design - Hourly Results.csv | 9 | 17 | 17 | 4 | 0 | 0 | CZ11 | rDXHP | t5 | S17 | SFM-wCZ11-v2015-rDXHP-t5-S17-MSRboth - Baseline Design - Hourly Results.csv | 2.2694 | 3.1382 | 5.4076 | SFM-wCZ14-v2015-rDXHP-t5-S17 | 2.4932
| SFM-wCZ01-v2015-rDXHP-t1-S16-MSRboth - Baseline Design - Hourly Results.csv | 9 | 18 | 15 | 5 | 0 | 0 | CZ11 | rDXGF | t1 | S14 | SFM-wCZ11-v2015-rDXGF-t1-S14-BSLcool - Baseline Design - Hourly Results.csv | 3.4329 | 5.5065 | 8.9394 | SFM-wCZ15-v2015-rDXGF-t1-S15 | 1.6943
| SFM-wCZ01-v2015-rDXHP-t1-S16-MSRboth - Baseline Design - Hourly Results.csv | 9 | 18 | 16 | 5 | 0 | 0 | CZ11 | rDXGF | t1 | S15 | SFM-wCZ11-v2015-rDXGF-t1-S15-MSRcool - Baseline Design - Hourly Results.csv | 2.9039 | 4.6822 | 7.586 | SFM-wCZ15-v2015-rDXGF-t1-S16 | 1.5904
| SFM-wCZ01-v2015-rDXHP-t1-S16-MSRboth - Baseline Design - Hourly Results.csv | 9 | 18 | 17 | 5 | 0 | 0 | CZ11 | rDXGF | t1 | S16 | SFM-wCZ11-v2015-rDXGF-t1-S16-MSRcool - Baseline Design - Hourly Results.csv | 2.9901 | 4.7781 | 7.7683 | SFM-wCZ15-v2015-rDXGF-t1-S17 | 2.1985
| SFM-wCZ01-v2015-rDXHP-t1-S16-MSRcool - Baseline Design - Hourly Results.csv | 9 | 16 | 15 | 3 | 0 | 0 | CZ11 | rDXGF | t1 | S17 | SFM-wCZ11-v2015-rDXGF-t1-S17-MSRcool - Baseline Design - Hourly Results.csv | 2.8083 | 4.4876 | 7.2958 | SFM-wCZ15-v2015-rDXHP-t1-S15 | 1.898
| SFM-wCZ01-v2015-rDXHP-t1-S16-MSRcool - Baseline Design - Hourly Results.csv | 9 | 16 | 16 | 3 | 0 | 0 | CZ11 | rDXGF | t2 | S14 | SFM-wCZ11-v2015-rDXGF-t2-S14-BSLcool - Baseline Design - Hourly Results.csv | 1.2211 | 0.94901 | 2.1701 | SFM-wCZ15-v2015-rDXHP-t1-S16 | 1.7618
| SFM-wCZ01-v2015-rDXHP-t1-S16-MSRcool - Baseline Design - Hourly Results.csv | 9 | 16 | 17 | 3 | 0 | 0 | CZ11 | rDXGF | t2 | S15 | SFM-wCZ11-v2015-rDXGF-t2-S15-MSRcool - Baseline Design - Hourly Results.csv | 1.0342 | 0.8085 | 1.8427 | SFM-wCZ15-v2015-rDXHP-t1-S17 | 2.3993
| SFM-wCZ01-v2015-rDXHP-t1-S16-MSRcool - Baseline Design - Hourly Results.csv | 9 | 17 | 15 | 4 | 0 | 0 | CZ11 | rDXGF | t2 | S16 | SFM-wCZ11-v2015-rDXGF-t2-S16-MSRcool - Baseline Design - Hourly Results.csv | 1.0836 | 0.84834 | 1.9319 | SFM-wCZ15-v2015-rDXGF-t2-S15 | 1.5137
| SFM-wCZ01-v2015-rDXHP-t1-S16-MSRcool - Baseline Design - Hourly Results.csv | 9 | 17 | 16 | 4 | 0 | 0 | CZ11 | rDXGF | t2 | S17 | SFM-wCZ11-v2015-rDXGF-t2-S17-MSRcool - Baseline Design - Hourly Results.csv | 1.0177 | 0.79675 | 1.8144 | SFM-wCZ15-v2015-rDXGF-t2-S16 | 1.4228
| SFM-wCZ01-v2015-rDXHP-t1-S16-MSRcool - Baseline Design - Hourly Results.csv | 9 | 17 | 17 | 4 | 0 | 0 | CZ11 | rDXGF | t3 | S14 | SFM-wCZ11-v2015-rDXGF-t3-S14-BSLcool - Baseline Design - Hourly Results.csv | 2.8612 | 4.3028 | 7.164 | SFM-wCZ15-v2015-rDXGF-t2-S17 | 1.972
| SFM-wCZ01-v2015-rDXHP-t1-S16-MSRcool - Baseline Design - Hourly Results.csv | 9 | 18 | 15 | 5 | 0 | 0 | CZ11 | rDXGF | t3 | S15 | SFM-wCZ11-v2015-rDXGF-t3-S15-MSRcool - Baseline Design - Hourly Results.csv | 2.4062 | 3.6753 | 6.0815 | SFM-wCZ15-v2015-rDXHP-t2-S15 | 1.722
| SFM-wCZ01-v2015-rDXHP-t1-S16-MSRcool - Baseline Design - Hourly Results.csv | 9 | 18 | 16 | 5 | 0 | 0 | CZ11 | rDXGF | t3 | S16 | SFM-wCZ11-v2015-rDXGF-t3-S16-MSRcool - Baseline Design - Hourly Results.csv | 2.5065 | 3.7614 | 6.2678 | SFM-wCZ15-v2015-rDXHP-t2-S16 | 1.6643
| SFM-wCZ01-v2015-rDXHP-t1-S16-MSRcool - Baseline Design - Hourly Results.csv | 9 | 18 | 17 | 5 | 0 | 0 | CZ11 | rDXGF | t3 | S17 | SFM-wCZ11-v2015-rDXGF-t3-S17-MSRcool - Baseline Design - Hourly Results.csv | 2.354 | 3.5326 | 5.8867 | SFM-wCZ15-v2015-rDXHP-t2-S17 | 2.2341
| SFM-wCZ01-v2015-rDXHP-t1-S16-MSRheat - Baseline Design - Hourly Results.csv | 9 | 16 | 15 | 3 | 0 | 0 | CZ11 | rDXGF | t4 | S14 | SFM-wCZ11-v2015-rDXGF-t4-S14-BSLcool - Baseline Design - Hourly Results.csv | 2.5017 | 3.5231 | 6.0248 | SFM-wCZ15-v2015-rDXGF-t3-S15 | 1.5279
| SFM-wCZ01-v2015-rDXHP-t1-S16-MSRheat - Baseline Design - Hourly Results.csv | 9 | 16 | 16 | 3 | 0 | 0 | CZ11 | rDXGF | t4 | S15 | SFM-wCZ11-v2015-rDXGF-t4-S15-MSRcool - Baseline Design - Hourly Results.csv | 2.1134 | 3.0076 | 5.121 | SFM-wCZ15-v2015-rDXGF-t3-S16 | 1.4308
| SFM-wCZ01-v2015-rDXHP-t1-S16-MSRheat - Baseline Design - Hourly Results.csv | 9 | 16 | 17 | 3 | 0 | 0 | CZ11 | rDXGF | t4 | S16 | SFM-wCZ11-v2015-rDXGF-t4-S16-MSRcool - Baseline Design - Hourly Results.csv | 2.2209 | 3.0879 | 5.3088 | SFM-wCZ15-v2015-rDXGF-t3-S17 | 1.9955
| SFM-wCZ01-v2015-rDXHP-t1-S16-MSRheat - Baseline Design - Hourly Results.csv | 9 | 17 | 15 | 4 | 0 | 0 | CZ11 | rDXGF | t4 | S17 | SFM-wCZ11-v2015-rDXGF-t4-S17-MSRcool - Baseline Design - Hourly Results.csv | 2.0859 | 2.9001 | 4.9859 | SFM-wCZ15-v2015-rDXHP-t3-S15 | 1.7612
| SFM-wCZ01-v2015-rDXHP-t1-S16-MSRheat - Baseline Design - Hourly Results.csv | 9 | 17 | 16 | 4 | 0 | 0 | CZ11 | rDXGF | t5 | S14 | SFM-wCZ11-v2015-rDXGF-t5-S14-BSLcool - Baseline Design - Hourly Results.csv | 2.6337 | 3.7817 | 6.4154 | SFM-wCZ15-v2015-rDXHP-t3-S16 | 1.6889
| SFM-wCZ01-v2015-rDXHP-t1-S16-MSRheat - Baseline Design - Hourly Results.csv | 9 | 17 | 17 | 4 | 0 | 0 | CZ11 | rDXGF | t5 | S15 | SFM-wCZ11-v2015-rDXGF-t5-S15-MSRcool - Baseline Design - Hourly Results.csv | 2.2186 | 3.2294 | 5.448 | SFM-wCZ15-v2015-rDXHP-t3-S17 | 2.2768
| SFM-wCZ01-v2015-rDXHP-t1-S16-MSRheat - Baseline Design - Hourly Results.csv | 9 | 18 | 15 | 5 | 0 | 0 | CZ11 | rDXGF | t5 | S16 | SFM-wCZ11-v2015-rDXGF-t5-S16-MSRcool - Baseline Design - Hourly Results.csv | 2.3161 | 3.3374 | 5.6535 | SFM-wCZ15-v2015-rDXGF-t4-S15 | 0.88107
| SFM-wCZ01-v2015-rDXHP-t1-S16-MSRheat - Baseline Design - Hourly Results.csv | 9 | 18 | 16 | 5 | 0 | 0 | CZ11 | rDXGF | t5 | S17 | SFM-wCZ11-v2015-rDXGF-t5-S17-MSRcool - Baseline Design - Hourly Results.csv | 2.1752 | 3.1345 | 5.3097 | SFM-wCZ15-v2015-rDXGF-t4-S16 | 0.84411
| SFM-wCZ01-v2015-rDXHP-t1-S16-MSRheat - Baseline Design - Hourly Results.csv | 9 | 18 | 17 | 5 | 0 | 0 | CZ12 | rDXHP | t1 | S14 | SFM-wCZ12-v2015-rDXHP-t1-S14-BSLboth - Baseline Design - Hourly Results.csv | 3.2023 | 5.4113 | 8.6136 | SFM-wCZ15-v2015-rDXGF-t4-S17 | 1.245
| SFM-wCZ01-v2015-rDXHP-t1-S17-MSRboth - Baseline Design - Hourly Results.csv | 9 | 16 | 15 | 3 | 0 | 0 | CZ12 | rDXHP | t1 | S15 | SFM-wCZ12-v2015-rDXHP-t1-S15-MSRboth - Baseline Design - Hourly Results.csv | 2.7595 | 4.5759 | 7.3353 | SFM-wCZ15-v2015-rDXHP-t4-S15 | 1.2406
| SFM-wCZ01-v2015-rDXHP-t1-S17-MSRboth - Baseline Design - Hourly Results.csv | 9 | 16 | 16 | 3 | 0 | 0 | CZ12 | rDXHP | t1 | S16 | SFM-wCZ12-v2015-rDXHP-t1-S16-MSRboth - Baseline Design - Hourly Results.csv | 2.8581 | 4.8367 | 7.6949 | SFM-wCZ15-v2015-rDXHP-t4-S16 | 1.1954
| SFM-wCZ01-v2015-rDXHP-t1-S17-MSRboth - Baseline Design - Hourly Results.csv | 9 | 16 | 17 | 3 | 0 | 0 | CZ12 | rDXHP | t1 | S17 | SFM-wCZ12-v2015-rDXHP-t1-S17-MSRboth - Baseline Design - Hourly Results.csv | 2.6843 | 4.5426 | 7.2269 | SFM-wCZ15-v2015-rDXHP-t4-S17 | 1.6161
| SFM-wCZ01-v2015-rDXHP-t1-S17-MSRboth - Baseline Design - Hourly Results.csv | 9 | 17 | 15 | 4 | 0 | 0 | CZ12 | rDXHP | t2 | S14 | SFM-wCZ12-v2015-rDXHP-t2-S14-BSLboth - Baseline Design - Hourly Results.csv | 2.8244 | 4.4497 | 7.2741 | SFM-wCZ15-v2015-rDXGF-t5-S15 | 1.3258
| SFM-wCZ01-v2015-rDXHP-t1-S17-MSRboth - Baseline Design - Hourly Results.csv | 9 | 17 | 16 | 4 | 0 | 0 | CZ12 | rDXHP | t2 | S15 | SFM-wCZ12-v2015-rDXHP-t2-S15-MSRboth - Baseline Design - Hourly Results.csv | 2.395 | 3.76 | 6.155 | SFM-wCZ15-v2015-rDXGF-t5-S16 | 1.2356
| SFM-wCZ01-v2015-rDXHP-t1-S17-MSRboth - Baseline Design - Hourly Results.csv | 9 | 17 | 17 | 4 | 0 | 0 | CZ12 | rDXHP | t2 | S16 | SFM-wCZ12-v2015-rDXHP-t2-S16-MSRboth - Baseline Design - Hourly Results.csv | 2.5287 | 3.9596 | 6.4883 | SFM-wCZ15-v2015-rDXGF-t5-S17 | 1.7533
| SFM-wCZ01-v2015-rDXHP-t1-S17-MSRboth - Baseline Design - Hourly Results.csv | 9 | 18 | 15 | 5 | 0 | 0 | CZ12 | rDXHP | t2 | S17 | SFM-wCZ12-v2015-rDXHP-t2-S17-MSRboth - Baseline Design - Hourly Results.csv | 2.3749 | 3.7188 | 6.0937 | SFM-wCZ15-v2015-rDXHP-t5-S15 | 1.6032
| SFM-wCZ01-v2015-rDXHP-t1-S17-MSRboth - Baseline Design - Hourly Results.csv | 9 | 18 | 16 | 5 | 0 | 0 | CZ12 | rDXHP | t3 | S14 | SFM-wCZ12-v2015-rDXHP-t3-S14-BSLboth - Baseline Design - Hourly Results.csv | 2.1921 | 2.9852 | 5.1773 | SFM-wCZ15-v2015-rDXHP-t5-S16 | 1.5235
| SFM-wCZ01-v2015-rDXHP-t1-S17-MSRboth - Baseline Design - Hourly Results.csv | 9 | 18 | 17 | 5 | 0 | 0 | CZ12 | rDXHP | t3 | S15 | SFM-wCZ12-v2015-rDXHP-t3-S15-MSRboth - Baseline Design - Hourly Results.csv | 1.8335 | 2.5096 | 4.3431 | SFM-wCZ15-v2015-rDXHP-t5-S17 | 2.0636
| SFM-wCZ01-v2015-rDXHP-t1-S17-MSRcool - Baseline Design - Hourly Results.csv | 9 | 16 | 15 | 3 | 0 | 0 | CZ12 | rDXHP | t3 | S16 | SFM-wCZ12-v2015-rDXHP-t3-S16-MSRboth - Baseline Design - Hourly Results.csv | 1.95 | 2.6111 | 4.5611 | SFM-wCZ16-v2015-rDXGF-t1-S15 | 0.193
| SFM-wCZ01-v2015-rDXHP-t1-S17-MSRcool - Baseline Design - Hourly Results.csv | 9 | 16 | 16 | 3 | 0 | 0 | CZ12 | rDXHP | t3 | S17 | SFM-wCZ12-v2015-rDXHP-t3-S17-MSRboth - Baseline Design - Hourly Results.csv | 1.8314 | 2.4523 | 4.2837 | SFM-wCZ16-v2015-rDXGF-t1-S16 | 0.16462
| SFM-wCZ01-v2015-rDXHP-t1-S17-MSRcool - Baseline Design - Hourly Results.csv | 9 | 16 | 17 | 3 | 0 | 0 | CZ12 | rDXHP | t4 | S14 | SFM-wCZ12-v2015-rDXHP-t4-S14-BSLboth - Baseline Design - Hourly Results.csv | 1.4806 | 1.6566 | 3.1373 | SFM-wCZ16-v2015-rDXGF-t1-S17 | 0.23746
| SFM-wCZ01-v2015-rDXHP-t1-S17-MSRcool - Baseline Design - Hourly Results.csv | 9 | 17 | 15 | 4 | 0 | 0 | CZ12 | rDXHP | t4 | S15 | SFM-wCZ12-v2015-rDXHP-t4-S15-MSRboth - Baseline Design - Hourly Results.csv | 1.2353 | 1.387 | 2.6223 | SFM-wCZ16-v2015-rDXHP-t1-S15 | 0.18679
| SFM-wCZ01-v2015-rDXHP-t1-S17-MSRcool - Baseline Design - Hourly Results.csv | 9 | 17 | 16 | 4 | 0 | 0 | CZ12 | rDXHP | t4 | S16 | SFM-wCZ12-v2015-rDXHP-t4-S16-MSRboth - Baseline Design - Hourly Results.csv | 1.2998 | 1.4233 | 2.7231 | SFM-wCZ16-v2015-rDXHP-t1-S16 | 0.16045
| SFM-wCZ01-v2015-rDXHP-t1-S17-MSRcool - Baseline Design - Hourly Results.csv | 9 | 17 | 17 | 4 | 0 | 0 | CZ12 | rDXHP | t4 | S17 | SFM-wCZ12-v2015-rDXHP-t4-S17-MSRboth - Baseline Design - Hourly Results.csv | 1.2207 | 1.3368 | 2.5575 | SFM-wCZ16-v2015-rDXHP-t1-S17 | 0.22261
| SFM-wCZ01-v2015-rDXHP-t1-S17-MSRcool - Baseline Design - Hourly Results.csv | 9 | 18 | 15 | 5 | 0 | 0 | CZ12 | rDXHP | t5 | S14 | SFM-wCZ12-v2015-rDXHP-t5-S14-BSLboth - Baseline Design - Hourly Results.csv | 1.4337 | 1.5625 | 2.9962 | SFM-wCZ16-v2015-rDXGF-t2-S15 | 0.32857
| SFM-wCZ01-v2015-rDXHP-t1-S17-MSRcool - Baseline Design - Hourly Results.csv | 9 | 18 | 16 | 5 | 0 | 0 | CZ12 | rDXHP | t5 | S15 | SFM-wCZ12-v2015-rDXHP-t5-S15-MSRboth - Baseline Design - Hourly Results.csv | 1.1946 | 1.306 | 2.5006 | SFM-wCZ16-v2015-rDXGF-t2-S16 | 0.30185
| SFM-wCZ01-v2015-rDXHP-t1-S17-MSRcool - Baseline Design - Hourly Results.csv | 9 | 18 | 17 | 5 | 0 | 0 | CZ12 | rDXHP | t5 | S16 | SFM-wCZ12-v2015-rDXHP-t5-S16-MSRboth - Baseline Design - Hourly Results.csv | 1.2594 | 1.3414 | 2.6008 | SFM-wCZ16-v2015-rDXGF-t2-S17 | 0.42136
| SFM-wCZ01-v2015-rDXHP-t1-S17-MSRheat - Baseline Design - Hourly Results.csv | 9 | 16 | 15 | 3 | 0 | 0 | CZ12 | rDXHP | t5 | S17 | SFM-wCZ12-v2015-rDXHP-t5-S17-MSRboth - Baseline Design - Hourly Results.csv | 1.1828 | 1.2599 | 2.4426 | SFM-wCZ16-v2015-rDXHP-t2-S15 | 0.33169
| SFM-wCZ01-v2015-rDXHP-t1-S17-MSRheat - Baseline Design - Hourly Results.csv | 9 | 16 | 16 | 3 | 0 | 0 | CZ12 | rDXGF | t1 | S14 | SFM-wCZ12-v2015-rDXGF-t1-S14-BSLcool - Baseline Design - Hourly Results.csv | 3.0968 | 5.544 | 8.6408 | SFM-wCZ16-v2015-rDXHP-t2-S16 | 0.30569
| SFM-wCZ01-v2015-rDXHP-t1-S17-MSRheat - Baseline Design - Hourly Results.csv | 9 | 16 | 17 | 3 | 0 | 0 | CZ12 | rDXGF | t1 | S15 | SFM-wCZ12-v2015-rDXGF-t1-S15-MSRcool - Baseline Design - Hourly Results.csv | 2.6027 | 4.6564 | 7.2591 | SFM-wCZ16-v2015-rDXHP-t2-S17 | 0.41451
| SFM-wCZ01-v2015-rDXHP-t1-S17-MSRheat - Baseline Design - Hourly Results.csv | 9 | 17 | 15 | 4 | 0 | 0 | CZ12 | rDXGF | t1 | S16 | SFM-wCZ12-v2015-rDXGF-t1-S16-MSRcool - Baseline Design - Hourly Results.csv | 2.7382 | 4.8976 | 7.6357 | SFM-wCZ16-v2015-rDXGF-t3-S15 | 0.27219
| SFM-wCZ01-v2015-rDXHP-t1-S17-MSRheat - Baseline Design - Hourly Results.csv | 9 | 17 | 16 | 4 | 0 | 0 | CZ12 | rDXGF | t1 | S17 | SFM-wCZ12-v2015-rDXGF-t1-S17-MSRcool - Baseline Design - Hourly Results.csv | 2.5716 | 4.5997 | 7.1714 | SFM-wCZ16-v2015-rDXGF-t3-S16 | 0.24933
| SFM-wCZ01-v2015-rDXHP-t1-S17-MSRheat - Baseline Design - Hourly Results.csv | 9 | 17 | 17 | 4 | 0 | 0 | CZ12 | rDXGF | t2 | S14 | SFM-wCZ12-v2015-rDXGF-t2-S14-BSLcool - Baseline Design - Hourly Results.csv | 2.6892 | 4.5353 | 7.2245 | SFM-wCZ16-v2015-rDXGF-t3-S17 | 0.34799
| SFM-wCZ01-v2015-rDXHP-t1-S17-MSRheat - Baseline Design - Hourly Results.csv | 9 | 18 | 15 | 5 | 0 | 0 | CZ12 | rDXGF | t2 | S15 | SFM-wCZ12-v2015-rDXGF-t2-S15-MSRcool - Baseline Design - Hourly Results.csv | 2.2415 | 3.8351 | 6.0766 | SFM-wCZ16-v2015-rDXHP-t3-S15 | 0.27495
| SFM-wCZ01-v2015-rDXHP-t1-S17-MSRheat - Baseline Design - Hourly Results.csv | 9 | 18 | 16 | 5 | 0 | 0 | CZ12 | rDXGF | t2 | S16 | SFM-wCZ12-v2015-rDXGF-t2-S16-MSRcool - Baseline Design - Hourly Results.csv | 2.3765 | 4.0303 | 6.4067 | SFM-wCZ16-v2015-rDXHP-t3-S16 | 0.2527
| SFM-wCZ01-v2015-rDXHP-t1-S17-MSRheat - Baseline Design - Hourly Results.csv | 9 | 18 | 17 | 5 | 0 | 0 | CZ12 | rDXGF | t2 | S17 | SFM-wCZ12-v2015-rDXGF-t2-S17-MSRcool - Baseline Design - Hourly Results.csv | 2.2319 | 3.7852 | 6.0171 | SFM-wCZ16-v2015-rDXHP-t3-S17 | 0.34111
| SFM-wCZ01-v2015-rDXHP-t2-S14-BSLboth - Baseline Design - Hourly Results.csv | 9 | 16 | 15 | 3 | 0 | 0 | CZ12 | rDXGF | t3 | S14 | SFM-wCZ12-v2015-rDXGF-t3-S14-BSLcool - Baseline Design - Hourly Results.csv | 2.0667 | 3.0582 | 5.1249 | SFM-wCZ16-v2015-rDXGF-t4-S15 | 0.113
| SFM-wCZ01-v2015-rDXHP-t2-S14-BSLboth - Baseline Design - Hourly Results.csv | 9 | 16 | 16 | 3 | 0 | 0 | CZ12 | rDXGF | t3 | S15 | SFM-wCZ12-v2015-rDXGF-t3-S15-MSRcool - Baseline Design - Hourly Results.csv | 1.7366 | 2.607 | 4.3436 | SFM-wCZ16-v2015-rDXGF-t4-S16 | 0.094391
| SFM-wCZ01-v2015-rDXHP-t2-S14-BSLboth - Baseline Design - Hourly Results.csv | 9 | 16 | 17 | 3 | 0 | 0 | CZ12 | rDXGF | t3 | S16 | SFM-wCZ12-v2015-rDXGF-t3-S16-MSRcool - Baseline Design - Hourly Results.csv | 1.8396 | 2.7053 | 4.5449 | SFM-wCZ16-v2015-rDXGF-t4-S17 | 0.13859
| SFM-wCZ01-v2015-rDXHP-t2-S14-BSLboth - Baseline Design - Hourly Results.csv | 9 | 17 | 15 | 4 | 0 | 0 | CZ12 | rDXGF | t3 | S17 | SFM-wCZ12-v2015-rDXGF-t3-S17-MSRcool - Baseline Design - Hourly Results.csv | 1.7277 | 2.5408 | 4.2685 | SFM-wCZ16-v2015-rDXHP-t4-S15 | 0.11168
| SFM-wCZ01-v2015-rDXHP-t2-S14-BSLboth - Baseline Design - Hourly Results.csv | 9 | 17 | 16 | 4 | 0 | 0 | CZ12 | rDXGF | t4 | S14 | SFM-wCZ12-v2015-rDXGF-t4-S14-BSLcool - Baseline Design - Hourly Results.csv | 1.4613 | 1.722 | 3.1833 | SFM-wCZ16-v2015-rDXHP-t4-S16 | 0.094939
| SFM-wCZ01-v2015-rDXHP-t2-S14-BSLboth - Baseline Design - Hourly Results.csv | 9 | 17 | 17 | 4 | 0 | 0 | CZ12 | rDXGF | t4 | S15 | SFM-wCZ12-v2015-rDXGF-t4-S15-MSRcool - Baseline Design - Hourly Results.csv | 1.2347 | 1.4764 | 2.711 | SFM-wCZ16-v2015-rDXHP-t4-S17 | 0.1321
| SFM-wCZ01-v2015-rDXHP-t2-S14-BSLboth - Baseline Design - Hourly Results.csv | 9 | 18 | 15 | 5 | 0 | 0 | CZ12 | rDXGF | t4 | S16 | SFM-wCZ12-v2015-rDXGF-t4-S16-MSRcool - Baseline Design - Hourly Results.csv | 1.2995 | 1.512 | 2.8114 | SFM-wCZ16-v2015-rDXGF-t5-S15 | 0.082786
| SFM-wCZ01-v2015-rDXHP-t2-S14-BSLboth - Baseline Design - Hourly Results.csv | 9 | 18 | 16 | 5 | 0 | 0 | CZ12 | rDXGF | t4 | S17 | SFM-wCZ12-v2015-rDXGF-t4-S17-MSRcool - Baseline Design - Hourly Results.csv | 1.2205 | 1.42 | 2.6405 | SFM-wCZ16-v2015-rDXGF-t5-S16 | 0.064033
| SFM-wCZ01-v2015-rDXHP-t2-S14-BSLboth - Baseline Design - Hourly Results.csv | 9 | 18 | 17 | 5 | 0 | 0 | CZ12 | rDXGF | t5 | S14 | SFM-wCZ12-v2015-rDXGF-t5-S14-BSLcool - Baseline Design - Hourly Results.csv | 1.4163 | 1.6493 | 3.0656 | SFM-wCZ16-v2015-rDXGF-t5-S17 | 0.09869
| SFM-wCZ01-v2015-rDXHP-t2-S14-BSLcool - Baseline Design - Hourly Results.csv | 9 | 16 | 15 | 3 | 0 | 0 | CZ12 | rDXGF | t5 | S15 | SFM-wCZ12-v2015-rDXGF-t5-S15-MSRcool - Baseline Design - Hourly Results.csv | 1.1962 | 1.4131 | 2.6093 | SFM-wCZ16-v2015-rDXHP-t5-S15 | 0.078143
| SFM-wCZ01-v2015-rDXHP-t2-S14-BSLcool - Baseline Design - Hourly Results.csv | 9 | 16 | 16 | 3 | 0 | 0 | CZ12 | rDXGF | t5 | S16 | SFM-wCZ12-v2015-rDXGF-t5-S16-MSRcool - Baseline Design - Hourly Results.csv | 1.2613 | 1.4477 | 2.7091 | SFM-wCZ16-v2015-rDXHP-t5-S16 | 0.063216
| SFM-wCZ01-v2015-rDXHP-t2-S14-BSLcool - Baseline Design - Hourly Results.csv | 9 | 16 | 17 | 3 | 0 | 0 | CZ12 | rDXGF | t5 | S17 | SFM-wCZ12-v2015-rDXGF-t5-S17-MSRcool - Baseline Design - Hourly Results.csv | 1.1846 | 1.3597 | 2.5443 | SFM-wCZ16-v2015-rDXHP-t5-S17 | 0.090423
| SFM-wCZ01-v2015-rDXHP-t2-S14-BSLcool - Baseline Design - Hourly Results.csv | 9 | 17 | 15 | 4 | 0 | 0 | CZ13 | rDXHP | t1 | S14 | SFM-wCZ13-v2015-rDXHP-t1-S14-BSLboth - Baseline Design - Hourly Results.csv | 3.4138 | 5.2785 | 8.6923
| SFM-wCZ01-v2015-rDXHP-t2-S14-BSLcool - Baseline Design - Hourly Results.csv | 9 | 17 | 16 | 4 | 0 | 0 | CZ13 | rDXHP | t1 | S15 | SFM-wCZ13-v2015-rDXHP-t1-S15-MSRboth - Baseline Design - Hourly Results.csv | 2.9042 | 4.4473 | 7.3515
| SFM-wCZ01-v2015-rDXHP-t2-S14-BSLcool - Baseline Design - Hourly Results.csv | 9 | 17 | 17 | 4 | 0 | 0 | CZ13 | rDXHP | t1 | S16 | SFM-wCZ13-v2015-rDXHP-t1-S16-MSRboth - Baseline Design - Hourly Results.csv | 3.0446 | 4.7405 | 7.7851
| SFM-wCZ01-v2015-rDXHP-t2-S14-BSLcool - Baseline Design - Hourly Results.csv | 9 | 18 | 15 | 5 | 0 | 0 | CZ13 | rDXHP | t1 | S17 | SFM-wCZ13-v2015-rDXHP-t1-S17-MSRboth - Baseline Design - Hourly Results.csv | 2.8594 | 4.4522 | 7.3116
| SFM-wCZ01-v2015-rDXHP-t2-S14-BSLcool - Baseline Design - Hourly Results.csv | 9 | 18 | 16 | 5 | 0 | 0 | CZ13 | rDXHP | t2 | S14 | SFM-wCZ13-v2015-rDXHP-t2-S14-BSLboth - Baseline Design - Hourly Results.csv | 3.2466 | 4.9572 | 8.2038
| SFM-wCZ01-v2015-rDXHP-t2-S14-BSLcool - Baseline Design - Hourly Results.csv | 9 | 18 | 17 | 5 | 0 | 0 | CZ13 | rDXHP | t2 | S15 | SFM-wCZ13-v2015-rDXHP-t2-S15-MSRboth - Baseline Design - Hourly Results.csv | 2.7551 | 4.1721 | 6.9272
| SFM-wCZ01-v2015-rDXHP-t2-S14-BSLheat - Baseline Design - Hourly Results.csv | 9 | 16 | 15 | 3 | 0 | 0 | CZ13 | rDXHP | t2 | S16 | SFM-wCZ13-v2015-rDXHP-t2-S16-MSRboth - Baseline Design - Hourly Results.csv | 2.8868 | 4.4035 | 7.2903
| SFM-wCZ01-v2015-rDXHP-t2-S14-BSLheat - Baseline Design - Hourly Results.csv | 9 | 16 | 16 | 3 | 0 | 0 | CZ13 | rDXHP | t2 | S17 | SFM-wCZ13-v2015-rDXHP-t2-S17-MSRboth - Baseline Design - Hourly Results.csv | 2.7113 | 4.1357 | 6.847
| SFM-wCZ01-v2015-rDXHP-t2-S14-BSLheat - Baseline Design - Hourly Results.csv | 9 | 16 | 17 | 3 | 0 | 0 | CZ13 | rDXHP | t3 | S14 | SFM-wCZ13-v2015-rDXHP-t3-S14-BSLboth - Baseline Design - Hourly Results.csv | 2.658 | 3.6585 | 6.3164
| SFM-wCZ01-v2015-rDXHP-t2-S14-BSLheat - Baseline Design - Hourly Results.csv | 9 | 17 | 15 | 4 | 0 | 0 | CZ13 | rDXHP | t3 | S15 | SFM-wCZ13-v2015-rDXHP-t3-S15-MSRboth - Baseline Design - Hourly Results.csv | 2.2214 | 3.0778 | 5.2993
| SFM-wCZ01-v2015-rDXHP-t2-S14-BSLheat - Baseline Design - Hourly Results.csv | 9 | 17 | 16 | 4 | 0 | 0 | CZ13 | rDXHP | t3 | S16 | SFM-wCZ13-v2015-rDXHP-t3-S16-MSRboth - Baseline Design - Hourly Results.csv | 2.3573 | 3.1462 | 5.5036
| SFM-wCZ01-v2015-rDXHP-t2-S14-BSLheat - Baseline Design - Hourly Results.csv | 9 | 17 | 17 | 4 | 0 | 0 | CZ13 | rDXHP | t3 | S17 | SFM-wCZ13-v2015-rDXHP-t3-S17-MSRboth - Baseline Design - Hourly Results.csv | 2.214 | 2.9549 | 5.1689
| SFM-wCZ01-v2015-rDXHP-t2-S14-BSLheat - Baseline Design - Hourly Results.csv | 9 | 18 | 15 | 5 | 0 | 0 | CZ13 | rDXHP | t4 | S14 | SFM-wCZ13-v2015-rDXHP-t4-S14-BSLboth - Baseline Design - Hourly Results.csv | 2.257 | 2.9048 | 5.1618
| SFM-wCZ01-v2015-rDXHP-t2-S14-BSLheat - Baseline Design - Hourly Results.csv | 9 | 18 | 16 | 5 | 0 | 0 | CZ13 | rDXHP | t4 | S15 | SFM-wCZ13-v2015-rDXHP-t4-S15-MSRboth - Baseline Design - Hourly Results.csv | 1.8834 | 2.4366 | 4.32
| SFM-wCZ01-v2015-rDXHP-t2-S14-BSLheat - Baseline Design - Hourly Results.csv | 9 | 18 | 17 | 5 | 0 | 0 | CZ13 | rDXHP | t4 | S16 | SFM-wCZ13-v2015-rDXHP-t4-S16-MSRboth - Baseline Design - Hourly Results.csv | 1.977 | 2.4709 | 4.4479
| SFM-wCZ01-v2015-rDXHP-t2-S15-MSRboth - Baseline Design - Hourly Results.csv | 9 | 16 | 15 | 3 | 0 | 0 | CZ13 | rDXHP | t4 | S17 | SFM-wCZ13-v2015-rDXHP-t4-S17-MSRboth - Baseline Design - Hourly Results.csv | 1.8568 | 2.3206 | 4.1774
| SFM-wCZ01-v2015-rDXHP-t2-S15-MSRboth - Baseline Design - Hourly Results.csv | 9 | 16 | 16 | 3 | 0 | 0 | CZ13 | rDXHP | t5 | S14 | SFM-wCZ13-v2015-rDXHP-t5-S14-BSLboth - Baseline Design - Hourly Results.csv | 2.1523 | 2.7751 | 4.9274
| SFM-wCZ01-v2015-rDXHP-t2-S15-MSRboth - Baseline Design - Hourly Results.csv | 9 | 16 | 17 | 3 | 0 | 0 | CZ13 | rDXHP | t5 | S15 | SFM-wCZ13-v2015-rDXHP-t5-S15-MSRboth - Baseline Design - Hourly Results.csv | 1.7954 | 2.3307 | 4.1261
| SFM-wCZ01-v2015-rDXHP-t2-S15-MSRboth - Baseline Design - Hourly Results.csv | 9 | 17 | 15 | 4 | 0 | 0 | CZ13 | rDXHP | t5 | S16 | SFM-wCZ13-v2015-rDXHP-t5-S16-MSRboth - Baseline Design - Hourly Results.csv | 1.882 | 2.359 | 4.241
| SFM-wCZ01-v2015-rDXHP-t2-S15-MSRboth - Baseline Design - Hourly Results.csv | 9 | 17 | 16 | 4 | 0 | 0 | CZ13 | rDXHP | t5 | S17 | SFM-wCZ13-v2015-rDXHP-t5-S17-MSRboth - Baseline Design - Hourly Results.csv | 1.7675 | 2.2155 | 3.9831
| SFM-wCZ01-v2015-rDXHP-t2-S15-MSRboth - Baseline Design - Hourly Results.csv | 9 | 17 | 17 | 4 | 0 | 0 | CZ13 | rDXGF | t1 | S14 | SFM-wCZ13-v2015-rDXGF-t1-S14-BSLcool - Baseline Design - Hourly Results.csv | 3.284 | 5.1771 | 8.4611
| SFM-wCZ01-v2015-rDXHP-t2-S15-MSRboth - Baseline Design - Hourly Results.csv | 9 | 18 | 15 | 5 | 0 | 0 | CZ13 | rDXGF | t1 | S15 | SFM-wCZ13-v2015-rDXGF-t1-S15-MSRcool - Baseline Design - Hourly Results.csv | 2.7229 | 4.3343 | 7.0573
| SFM-wCZ01-v2015-rDXHP-t2-S15-MSRboth - Baseline Design - Hourly Results.csv | 9 | 18 | 16 | 5 | 0 | 0 | CZ13 | rDXGF | t1 | S16 | SFM-wCZ13-v2015-rDXGF-t1-S16-MSRcool - Baseline Design - Hourly Results.csv | 2.8706 | 4.6023 | 7.4728
| SFM-wCZ01-v2015-rDXHP-t2-S15-MSRboth - Baseline Design - Hourly Results.csv | 9 | 18 | 17 | 5 | 0 | 0 | CZ13 | rDXGF | t1 | S17 | SFM-wCZ13-v2015-rDXGF-t1-S17-MSRcool - Baseline Design - Hourly Results.csv | 2.696 | 4.3224 | 7.0184
| SFM-wCZ01-v2015-rDXHP-t2-S15-MSRcool - Baseline Design - Hourly Results.csv | 9 | 16 | 15 | 3 | 0 | 0 | CZ13 | rDXGF | t2 | S14 | SFM-wCZ13-v2015-rDXGF-t2-S14-BSLcool - Baseline Design - Hourly Results.csv | 3.085 | 4.8242 | 7.9092
| SFM-wCZ01-v2015-rDXHP-t2-S15-MSRcool - Baseline Design - Hourly Results.csv | 9 | 16 | 16 | 3 | 0 | 0 | CZ13 | rDXGF | t2 | S15 | SFM-wCZ13-v2015-rDXGF-t2-S15-MSRcool - Baseline Design - Hourly Results.csv | 2.5715 | 4.0643 | 6.6358
| SFM-wCZ01-v2015-rDXHP-t2-S15-MSRcool - Baseline Design - Hourly Results.csv | 9 | 16 | 17 | 3 | 0 | 0 | CZ13 | rDXGF | t2 | S16 | SFM-wCZ13-v2015-rDXGF-t2-S16-MSRcool - Baseline Design - Hourly Results.csv | 2.7167 | 4.2656 | 6.9823
| SFM-wCZ01-v2015-rDXHP-t2-S15-MSRcool - Baseline Design - Hourly Results.csv | 9 | 17 | 15 | 4 | 0 | 0 | CZ13 | rDXGF | t2 | S17 | SFM-wCZ13-v2015-rDXGF-t2-S17-MSRcool - Baseline Design - Hourly Results.csv | 2.5515 | 4.0062 | 6.5577
| SFM-wCZ01-v2015-rDXHP-t2-S15-MSRcool - Baseline Design - Hourly Results.csv | 9 | 17 | 16 | 4 | 0 | 0 | CZ13 | rDXGF | t3 | S14 | SFM-wCZ13-v2015-rDXGF-t3-S14-BSLcool - Baseline Design - Hourly Results.csv | 2.4898 | 3.5881 | 6.0779
| SFM-wCZ01-v2015-rDXHP-t2-S15-MSRcool - Baseline Design - Hourly Results.csv | 9 | 17 | 17 | 4 | 0 | 0 | CZ13 | rDXGF | t3 | S15 | SFM-wCZ13-v2015-rDXGF-t3-S15-MSRcool - Baseline Design - Hourly Results.csv | 2.0906 | 3.0478 | 5.1383
| SFM-wCZ01-v2015-rDXHP-t2-S15-MSRcool - Baseline Design - Hourly Results.csv | 9 | 18 | 15 | 5 | 0 | 0 | CZ13 | rDXGF | t3 | S16 | SFM-wCZ13-v2015-rDXGF-t3-S16-MSRcool - Baseline Design - Hourly Results.csv | 2.2181 | 3.1182 | 5.3363
| SFM-wCZ01-v2015-rDXHP-t2-S15-MSRcool - Baseline Design - Hourly Results.csv | 9 | 18 | 16 | 5 | 0 | 0 | CZ13 | rDXGF | t3 | S17 | SFM-wCZ13-v2015-rDXGF-t3-S17-MSRcool - Baseline Design - Hourly Results.csv | 2.0833 | 2.9286 | 5.0118
| SFM-wCZ01-v2015-rDXHP-t2-S15-MSRcool - Baseline Design - Hourly Results.csv | 9 | 18 | 17 | 5 | 0 | 0 | CZ13 | rDXGF | t4 | S14 | SFM-wCZ13-v2015-rDXGF-t4-S14-BSLcool - Baseline Design - Hourly Results.csv | 2.1195 | 2.8131 | 4.9326
| SFM-wCZ01-v2015-rDXHP-t2-S15-MSRheat - Baseline Design - Hourly Results.csv | 9 | 16 | 15 | 3 | 0 | 0 | CZ13 | rDXGF | t4 | S15 | SFM-wCZ13-v2015-rDXGF-t4-S15-MSRcool - Baseline Design - Hourly Results.csv | 1.7904 | 2.4005 | 4.1909
| SFM-wCZ01-v2015-rDXHP-t2-S15-MSRheat - Baseline Design - Hourly Results.csv | 9 | 16 | 16 | 3 | 0 | 0 | CZ13 | rDXGF | t4 | S16 | SFM-wCZ13-v2015-rDXGF-t4-S16-MSRcool - Baseline Design - Hourly Results.csv | 1.8685 | 2.4326 | 4.3011
| SFM-wCZ01-v2015-rDXHP-t2-S15-MSRheat - Baseline Design - Hourly Results.csv | 9 | 16 | 17 | 3 | 0 | 0 | CZ13 | rDXGF | t4 | S17 | SFM-wCZ13-v2015-rDXGF-t4-S17-MSRcool - Baseline Design - Hourly Results.csv | 1.7549 | 2.2847 | 4.0396
| SFM-wCZ01-v2015-rDXHP-t2-S15-MSRheat - Baseline Design - Hourly Results.csv | 9 | 17 | 15 | 4 | 0 | 0 | CZ13 | rDXGF | t5 | S14 | SFM-wCZ13-v2015-rDXGF-t5-S14-BSLcool - Baseline Design - Hourly Results.csv | 2.0292 | 2.6883 | 4.7176
| SFM-wCZ01-v2015-rDXHP-t2-S15-MSRheat - Baseline Design - Hourly Results.csv | 9 | 17 | 16 | 4 | 0 | 0 | CZ13 | rDXGF | t5 | S15 | SFM-wCZ13-v2015-rDXGF-t5-S15-MSRcool - Baseline Design - Hourly Results.csv | 1.7142 | 2.2944 | 4.0086
| SFM-wCZ01-v2015-rDXHP-t2-S15-MSRheat - Baseline Design - Hourly Results.csv | 9 | 17 | 17 | 4 | 0 | 0 | CZ13 | rDXGF | t5 | S16 | SFM-wCZ13-v2015-rDXGF-t5-S16-MSRcool - Baseline Design - Hourly Results.csv | 1.7843 | 2.3252 | 4.1095
| SFM-wCZ01-v2015-rDXHP-t2-S15-MSRheat - Baseline Design - Hourly Results.csv | 9 | 18 | 15 | 5 | 0 | 0 | CZ13 | rDXGF | t5 | S17 | SFM-wCZ13-v2015-rDXGF-t5-S17-MSRcool - Baseline Design - Hourly Results.csv | 1.6758 | 2.1838 | 3.8596
| SFM-wCZ01-v2015-rDXHP-t2-S15-MSRheat - Baseline Design - Hourly Results.csv | 9 | 18 | 16 | 5 | 0 | 0 | CZ14 | rDXHP | t1 | S14 | SFM-wCZ14-v2015-rDXHP-t1-S14-BSLboth - Baseline Design - Hourly Results.csv | 4.4966 | 7.6096 | 12.1061
| SFM-wCZ01-v2015-rDXHP-t2-S15-MSRheat - Baseline Design - Hourly Results.csv | 9 | 18 | 17 | 5 | 0 | 0 | CZ14 | rDXHP | t1 | S15 | SFM-wCZ14-v2015-rDXHP-t1-S15-MSRboth - Baseline Design - Hourly Results.csv | 3.7903 | 6.4806 | 10.2709
| SFM-wCZ01-v2015-rDXHP-t2-S16-MSRboth - Baseline Design - Hourly Results.csv | 9 | 16 | 15 | 3 | 0 | 0 | CZ14 | rDXHP | t1 | S16 | SFM-wCZ14-v2015-rDXHP-t1-S16-MSRboth - Baseline Design - Hourly Results.csv | 3.8816 | 6.3652 | 10.2469
| SFM-wCZ01-v2015-rDXHP-t2-S16-MSRboth - Baseline Design - Hourly Results.csv | 9 | 16 | 16 | 3 | 0 | 0 | CZ14 | rDXHP | t1 | S17 | SFM-wCZ14-v2015-rDXHP-t1-S17-MSRboth - Baseline Design - Hourly Results.csv | 3.6456 | 5.9781 | 9.6237
| SFM-wCZ01-v2015-rDXHP-t2-S16-MSRboth - Baseline Design - Hourly Results.csv | 9 | 16 | 17 | 3 | 0 | 0 | CZ14 | rDXHP | t2 | S14 | SFM-wCZ14-v2015-rDXHP-t2-S14-BSLboth - Baseline Design - Hourly Results.csv | 4.3983 | 7.5372 | 11.9355
| SFM-wCZ01-v2015-rDXHP-t2-S16-MSRboth - Baseline Design - Hourly Results.csv | 9 | 17 | 15 | 4 | 0 | 0 | CZ14 | rDXHP | t2 | S15 | SFM-wCZ14-v2015-rDXHP-t2-S15-MSRboth - Baseline Design - Hourly Results.csv | 3.7174 | 6.4531 | 10.1705
| SFM-wCZ01-v2015-rDXHP-t2-S16-MSRboth - Baseline Design - Hourly Results.csv | 9 | 17 | 16 | 4 | 0 | 0 | CZ14 | rDXHP | t2 | S16 | SFM-wCZ14-v2015-rDXHP-t2-S16-MSRboth - Baseline Design - Hourly Results.csv | 3.7381 | 6.4849 | 10.223
| SFM-wCZ01-v2015-rDXHP-t2-S16-MSRboth - Baseline Design - Hourly Results.csv | 9 | 17 | 17 | 4 | 0 | 0 | CZ14 | rDXHP | t2 | S17 | SFM-wCZ14-v2015-rDXHP-t2-S17-MSRboth - Baseline Design - Hourly Results.csv | 3.5108 | 6.0906 | 9.6013
| SFM-wCZ01-v2015-rDXHP-t2-S16-MSRboth - Baseline Design - Hourly Results.csv | 9 | 18 | 15 | 5 | 0 | 0 | CZ14 | rDXHP | t3 | S14 | SFM-wCZ14-v2015-rDXHP-t3-S14-BSLboth - Baseline Design - Hourly Results.csv | 4.7267 | 8.0802 | 12.8069
| SFM-wCZ01-v2015-rDXHP-t2-S16-MSRboth - Baseline Design - Hourly Results.csv | 9 | 18 | 16 | 5 | 0 | 0 | CZ14 | rDXHP | t3 | S15 | SFM-wCZ14-v2015-rDXHP-t3-S15-MSRboth - Baseline Design - Hourly Results.csv | 3.9883 | 6.8865 | 10.8748
| SFM-wCZ01-v2015-rDXHP-t2-S16-MSRboth - Baseline Design - Hourly Results.csv | 9 | 18 | 17 | 5 | 0 | 0 | CZ14 | rDXHP | t3 | S16 | SFM-wCZ14-v2015-rDXHP-t3-S16-MSRboth - Baseline Design - Hourly Results.csv | 4.1339 | 6.9203 | 11.0541
| SFM-wCZ01-v2015-rDXHP-t2-S16-MSRcool - Baseline Design - Hourly Results.csv | 9 | 16 | 15 | 3 | 0 | 0 | CZ14 | rDXHP | t3 | S17 | SFM-wCZ14-v2015-rDXHP-t3-S17-MSRboth - Baseline Design - Hourly Results.csv | 3.8825 | 6.4994 | 10.3819
| SFM-wCZ01-v2015-rDXHP-t2-S16-MSRcool - Baseline Design - Hourly Results.csv | 9 | 16 | 16 | 3 | 0 | 0 | CZ14 | rDXHP | t4 | S14 | SFM-wCZ14-v2015-rDXHP-t4-S14-BSLboth - Baseline Design - Hourly Results.csv | 4.731 | 8.0948 | 12.8257
| SFM-wCZ01-v2015-rDXHP-t2-S16-MSRcool - Baseline Design - Hourly Results.csv | 9 | 16 | 17 | 3 | 0 | 0 | CZ14 | rDXHP | t4 | S15 | SFM-wCZ14-v2015-rDXHP-t4-S15-MSRboth - Baseline Design - Hourly Results.csv | 3.998 | 6.905 | 10.903
| SFM-wCZ01-v2015-rDXHP-t2-S16-MSRcool - Baseline Design - Hourly Results.csv | 9 | 17 | 15 | 4 | 0 | 0 | CZ14 | rDXHP | t4 | S16 | SFM-wCZ14-v2015-rDXHP-t4-S16-MSRboth - Baseline Design - Hourly Results.csv | 4.0991 | 6.9191 | 11.0182
| SFM-wCZ01-v2015-rDXHP-t2-S16-MSRcool - Baseline Design - Hourly Results.csv | 9 | 17 | 16 | 4 | 0 | 0 | CZ14 | rDXHP | t4 | S17 | SFM-wCZ14-v2015-rDXHP-t4-S17-MSRboth - Baseline Design - Hourly Results.csv | 3.8498 | 6.4983 | 10.3481
| SFM-wCZ01-v2015-rDXHP-t2-S16-MSRcool - Baseline Design - Hourly Results.csv | 9 | 17 | 17 | 4 | 0 | 0 | CZ14 | rDXHP | t5 | S14 | SFM-wCZ14-v2015-rDXHP-t5-S14-BSLboth - Baseline Design - Hourly Results.csv | 4.6204 | 7.871 | 12.4914
| SFM-wCZ01-v2015-rDXHP-t2-S16-MSRcool - Baseline Design - Hourly Results.csv | 9 | 18 | 15 | 5 | 0 | 0 | CZ14 | rDXHP | t5 | S15 | SFM-wCZ14-v2015-rDXHP-t5-S15-MSRboth - Baseline Design - Hourly Results.csv | 3.8972 | 6.707 | 10.6042
| SFM-wCZ01-v2015-rDXHP-t2-S16-MSRcool - Baseline Design - Hourly Results.csv | 9 | 18 | 16 | 5 | 0 | 0 | CZ14 | rDXHP | t5 | S16 | SFM-wCZ14-v2015-rDXHP-t5-S16-MSRboth - Baseline Design - Hourly Results.csv | 4.0391 | 6.6065 | 10.6456
| SFM-wCZ01-v2015-rDXHP-t2-S16-MSRcool - Baseline Design - Hourly Results.csv | 9 | 18 | 17 | 5 | 0 | 0 | CZ14 | rDXHP | t5 | S17 | SFM-wCZ14-v2015-rDXHP-t5-S17-MSRboth - Baseline Design - Hourly Results.csv | 3.7934 | 6.2047 | 9.9982
| SFM-wCZ01-v2015-rDXHP-t2-S16-MSRheat - Baseline Design - Hourly Results.csv | 9 | 16 | 15 | 3 | 0 | 0 | CZ14 | rDXGF | t1 | S14 | SFM-wCZ14-v2015-rDXGF-t1-S14-BSLcool - Baseline Design - Hourly Results.csv | 4.3962 | 7.6476 | 12.0438
| SFM-wCZ01-v2015-rDXHP-t2-S16-MSRheat - Baseline Design - Hourly Results.csv | 9 | 16 | 16 | 3 | 0 | 0 | CZ14 | rDXGF | t1 | S15 | SFM-wCZ14-v2015-rDXGF-t1-S15-MSRcool - Baseline Design - Hourly Results.csv | 3.668 | 6.4861 | 10.1542
| SFM-wCZ01-v2015-rDXHP-t2-S16-MSRheat - Baseline Design - Hourly Results.csv | 9 | 16 | 17 | 3 | 0 | 0 | CZ14 | rDXGF | t1 | S16 | SFM-wCZ14-v2015-rDXGF-t1-S16-MSRcool - Baseline Design - Hourly Results.csv | 3.7952 | 6.3936 | 10.1888
| SFM-wCZ01-v2015-rDXHP-t2-S16-MSRheat - Baseline Design - Hourly Results.csv | 9 | 17 | 15 | 4 | 0 | 0 | CZ14 | rDXGF | t1 | S17 | SFM-wCZ14-v2015-rDXGF-t1-S17-MSRcool - Baseline Design - Hourly Results.csv | 3.5644 | 6.0047 | 9.5692
| SFM-wCZ01-v2015-rDXHP-t2-S16-MSRheat - Baseline Design - Hourly Results.csv | 9 | 17 | 16 | 4 | 0 | 0 | CZ14 | rDXGF | t2 | S14 | SFM-wCZ14-v2015-rDXGF-t2-S14-BSLcool - Baseline Design - Hourly Results.csv | 4.3076 | 7.6065 | 11.9141
| SFM-wCZ01-v2015-rDXHP-t2-S16-MSRheat - Baseline Design - Hourly Results.csv | 9 | 17 | 17 | 4 | 0 | 0 | CZ14 | rDXGF | t2 | S15 | SFM-wCZ14-v2015-rDXGF-t2-S15-MSRcool - Baseline Design - Hourly Results.csv | 3.5945 | 6.4471 | 10.0417
| SFM-wCZ01-v2015-rDXHP-t2-S16-MSRheat - Baseline Design - Hourly Results.csv | 9 | 18 | 15 | 5 | 0 | 0 | CZ14 | rDXGF | t2 | S16 | SFM-wCZ14-v2015-rDXGF-t2-S16-MSRcool - Baseline Design - Hourly Results.csv | 3.6485 | 6.503 | 10.1515
| SFM-wCZ01-v2015-rDXHP-t2-S16-MSRheat - Baseline Design - Hourly Results.csv | 9 | 18 | 16 | 5 | 0 | 0 | CZ14 | rDXGF | t2 | S17 | SFM-wCZ14-v2015-rDXGF-t2-S17-MSRcool - Baseline Design - Hourly Results.csv | 3.4266 | 6.1075 | 9.5341
| SFM-wCZ01-v2015-rDXHP-t2-S16-MSRheat - Baseline Design - Hourly Results.csv | 9 | 18 | 17 | 5 | 0 | 0 | CZ14 | rDXGF | t3 | S14 | SFM-wCZ14-v2015-rDXGF-t3-S14-BSLcool - Baseline Design - Hourly Results.csv | 4.6164 | 8.111 | 12.7273
| SFM-wCZ01-v2015-rDXHP-t2-S17-MSRboth - Baseline Design - Hourly Results.csv | 9 | 16 | 15 | 3 | 0 | 0 | CZ14 | rDXGF | t3 | S15 | SFM-wCZ14-v2015-rDXGF-t3-S15-MSRcool - Baseline Design - Hourly Results.csv | 3.8504 | 6.8845 | 10.7349
| SFM-wCZ01-v2015-rDXHP-t2-S17-MSRboth - Baseline Design - Hourly Results.csv | 9 | 16 | 16 | 3 | 0 | 0 | CZ14 | rDXGF | t3 | S16 | SFM-wCZ14-v2015-rDXGF-t3-S16-MSRcool - Baseline Design - Hourly Results.csv | 3.9868 | 6.9422 | 10.929
| SFM-wCZ01-v2015-rDXHP-t2-S17-MSRboth - Baseline Design - Hourly Results.csv | 9 | 16 | 17 | 3 | 0 | 0 | CZ14 | rDXGF | t3 | S17 | SFM-wCZ14-v2015-rDXGF-t3-S17-MSRcool - Baseline Design - Hourly Results.csv | 3.7443 | 6.52 | 10.2644
| SFM-wCZ01-v2015-rDXHP-t2-S17-MSRboth - Baseline Design - Hourly Results.csv | 9 | 17 | 15 | 4 | 0 | 0 | CZ14 | rDXGF | t4 | S14 | SFM-wCZ14-v2015-rDXGF-t4-S14-BSLcool - Baseline Design - Hourly Results.csv | 4.6267 | 8.1522 | 12.7789
| SFM-wCZ01-v2015-rDXHP-t2-S17-MSRboth - Baseline Design - Hourly Results.csv | 9 | 17 | 16 | 4 | 0 | 0 | CZ14 | rDXGF | t4 | S15 | SFM-wCZ14-v2015-rDXGF-t4-S15-MSRcool - Baseline Design - Hourly Results.csv | 3.8553 | 6.9071 | 10.7624
| SFM-wCZ01-v2015-rDXHP-t2-S17-MSRboth - Baseline Design - Hourly Results.csv | 9 | 17 | 17 | 4 | 0 | 0 | CZ14 | rDXGF | t4 | S16 | SFM-wCZ14-v2015-rDXGF-t4-S16-MSRcool - Baseline Design - Hourly Results.csv | 3.9937 | 6.9464 | 10.9401
| SFM-wCZ01-v2015-rDXHP-t2-S17-MSRboth - Baseline Design - Hourly Results.csv | 9 | 18 | 15 | 5 | 0 | 0 | CZ14 | rDXGF | t4 | S17 | SFM-wCZ14-v2015-rDXGF-t4-S17-MSRcool - Baseline Design - Hourly Results.csv | 3.7508 | 6.5239 | 10.2748
| SFM-wCZ01-v2015-rDXHP-t2-S17-MSRboth - Baseline Design - Hourly Results.csv | 9 | 18 | 16 | 5 | 0 | 0 | CZ14 | rDXGF | t5 | S14 | SFM-wCZ14-v2015-rDXGF-t5-S14-BSLcool - Baseline Design - Hourly Results.csv | 4.5158 | 7.9092 | 12.425
| SFM-wCZ01-v2015-rDXHP-t2-S17-MSRboth - Baseline Design - Hourly Results.csv | 9 | 18 | 17 | 5 | 0 | 0 | CZ14 | rDXGF | t5 | S15 | SFM-wCZ14-v2015-rDXGF-t5-S15-MSRcool - Baseline Design - Hourly Results.csv | 3.7659 | 6.7061 | 10.472
| SFM-wCZ01-v2015-rDXHP-t2-S17-MSRcool - Baseline Design - Hourly Results.csv | 9 | 16 | 15 | 3 | 0 | 0 | CZ14 | rDXGF | t5 | S16 | SFM-wCZ14-v2015-rDXGF-t5-S16-MSRcool - Baseline Design - Hourly Results.csv | 3.8843 | 6.7266 | 10.6109
| SFM-wCZ01-v2015-rDXHP-t2-S17-MSRcool - Baseline Design - Hourly Results.csv | 9 | 16 | 16 | 3 | 0 | 0 | CZ14 | rDXGF | t5 | S17 | SFM-wCZ14-v2015-rDXGF-t5-S17-MSRcool - Baseline Design - Hourly Results.csv | 3.6481 | 6.3175 | 9.9657
| SFM-wCZ01-v2015-rDXHP-t2-S17-MSRcool - Baseline Design - Hourly Results.csv | 9 | 16 | 17 | 3 | 0 | 0 | CZ15 | rDXHP | t1 | S14 | SFM-wCZ15-v2015-rDXHP-t1-S14-BSLboth - Baseline Design - Hourly Results.csv | 4.6894 | 7.5546 | 12.244
| SFM-wCZ01-v2015-rDXHP-t2-S17-MSRcool - Baseline Design - Hourly Results.csv | 9 | 17 | 15 | 4 | 0 | 0 | CZ15 | rDXHP | t1 | S15 | SFM-wCZ15-v2015-rDXHP-t1-S15-MSRboth - Baseline Design - Hourly Results.csv | 3.9455 | 6.4005 | 10.346
| SFM-wCZ01-v2015-rDXHP-t2-S17-MSRcool - Baseline Design - Hourly Results.csv | 9 | 17 | 16 | 4 | 0 | 0 | CZ15 | rDXHP | t1 | S16 | SFM-wCZ15-v2015-rDXHP-t1-S16-MSRboth - Baseline Design - Hourly Results.csv | 4.0649 | 6.4173 | 10.4821
| SFM-wCZ01-v2015-rDXHP-t2-S17-MSRcool - Baseline Design - Hourly Results.csv | 9 | 17 | 17 | 4 | 0 | 0 | CZ15 | rDXHP | t1 | S17 | SFM-wCZ15-v2015-rDXHP-t1-S17-MSRboth - Baseline Design - Hourly Results.csv | 3.8177 | 6.027 | 9.8447
| SFM-wCZ01-v2015-rDXHP-t2-S17-MSRcool - Baseline Design - Hourly Results.csv | 9 | 18 | 15 | 5 | 0 | 0 | CZ15 | rDXHP | t2 | S14 | SFM-wCZ15-v2015-rDXHP-t2-S14-BSLboth - Baseline Design - Hourly Results.csv | 4.3155 | 6.7184 | 11.034
| SFM-wCZ01-v2015-rDXHP-t2-S17-MSRcool - Baseline Design - Hourly Results.csv | 9 | 18 | 16 | 5 | 0 | 0 | CZ15 | rDXHP | t2 | S15 | SFM-wCZ15-v2015-rDXHP-t2-S15-MSRboth - Baseline Design - Hourly Results.csv | 3.6264 | 5.6856 | 9.312
| SFM-wCZ01-v2015-rDXHP-t2-S17-MSRcool - Baseline Design - Hourly Results.csv | 9 | 18 | 17 | 5 | 0 | 0 | CZ15 | rDXHP | t2 | S16 | SFM-wCZ15-v2015-rDXHP-t2-S16-MSRboth - Baseline Design - Hourly Results.csv | 3.6685 | 5.7012 | 9.3697
| SFM-wCZ01-v2015-rDXHP-t2-S17-MSRheat - Baseline Design - Hourly Results.csv | 9 | 16 | 15 | 3 | 0 | 0 | CZ15 | rDXHP | t2 | S17 | SFM-wCZ15-v2015-rDXHP-t2-S17-MSRboth - Baseline Design - Hourly Results.csv | 3.4454 | 5.3545 | 8.7998
| SFM-wCZ01-v2015-rDXHP-t2-S17-MSRheat - Baseline Design - Hourly Results.csv | 9 | 16 | 16 | 3 | 0 | 0 | CZ15 | rDXHP | t3 | S14 | SFM-wCZ15-v2015-rDXHP-t3-S14-BSLboth - Baseline Design - Hourly Results.csv | 4.3804 | 6.9756 | 11.356
| SFM-wCZ01-v2015-rDXHP-t2-S17-MSRheat - Baseline Design - Hourly Results.csv | 9 | 16 | 17 | 3 | 0 | 0 | CZ15 | rDXHP | t3 | S15 | SFM-wCZ15-v2015-rDXHP-t3-S15-MSRboth - Baseline Design - Hourly Results.csv | 3.6853 | 5.9095 | 9.5948
| SFM-wCZ01-v2015-rDXHP-t2-S17-MSRheat - Baseline Design - Hourly Results.csv | 9 | 17 | 15 | 4 | 0 | 0 | CZ15 | rDXHP | t3 | S16 | SFM-wCZ15-v2015-rDXHP-t3-S16-MSRboth - Baseline Design - Hourly Results.csv | 3.7351 | 5.9319 | 9.6671
| SFM-wCZ01-v2015-rDXHP-t2-S17-MSRheat - Baseline Design - Hourly Results.csv | 9 | 17 | 16 | 4 | 0 | 0 | CZ15 | rDXHP | t3 | S17 | SFM-wCZ15-v2015-rDXHP-t3-S17-MSRboth - Baseline Design - Hourly Results.csv | 3.508 | 5.5712 | 9.0792
| SFM-wCZ01-v2015-rDXHP-t2-S17-MSRheat - Baseline Design - Hourly Results.csv | 9 | 17 | 17 | 4 | 0 | 0 | CZ15 | rDXHP | t4 | S14 | SFM-wCZ15-v2015-rDXHP-t4-S14-BSLboth - Baseline Design - Hourly Results.csv | 3.16 | 4.9546 | 8.1146
| SFM-wCZ01-v2015-rDXHP-t2-S17-MSRheat - Baseline Design - Hourly Results.csv | 9 | 18 | 15 | 5 | 0 | 0 | CZ15 | rDXHP | t4 | S15 | SFM-wCZ15-v2015-rDXHP-t4-S15-MSRboth - Baseline Design - Hourly Results.csv | 2.664 | 4.2099 | 6.874
| SFM-wCZ01-v2015-rDXHP-t2-S17-MSRheat - Baseline Design - Hourly Results.csv | 9 | 18 | 16 | 5 | 0 | 0 | CZ15 | rDXHP | t4 | S16 | SFM-wCZ15-v2015-rDXHP-t4-S16-MSRboth - Baseline Design - Hourly Results.csv | 2.6951 | 4.2241 | 6.9192
| SFM-wCZ01-v2015-rDXHP-t2-S17-MSRheat - Baseline Design - Hourly Results.csv | 9 | 18 | 17 | 5 | 0 | 0 | CZ15 | rDXHP | t4 | S17 | SFM-wCZ15-v2015-rDXHP-t4-S17-MSRboth - Baseline Design - Hourly Results.csv | 2.5312 | 3.9672 | 6.4984
| SFM-wCZ01-v2015-rDXHP-t3-S14-BSLboth - Baseline Design - Hourly Results.csv | 9 | 16 | 15 | 3 | 0 | 0 | CZ15 | rDXHP | t5 | S14 | SFM-wCZ15-v2015-rDXHP-t5-S14-BSLboth - Baseline Design - Hourly Results.csv | 4.0207 | 6.384 | 10.4047
| SFM-wCZ01-v2015-rDXHP-t3-S14-BSLboth - Baseline Design - Hourly Results.csv | 9 | 16 | 16 | 3 | 0 | 0 | CZ15 | rDXHP | t5 | S15 | SFM-wCZ15-v2015-rDXHP-t5-S15-MSRboth - Baseline Design - Hourly Results.csv | 3.3862 | 5.4153 | 8.8015
| SFM-wCZ01-v2015-rDXHP-t3-S14-BSLboth - Baseline Design - Hourly Results.csv | 9 | 16 | 17 | 3 | 0 | 0 | CZ15 | rDXHP | t5 | S16 | SFM-wCZ15-v2015-rDXHP-t5-S16-MSRboth - Baseline Design - Hourly Results.csv | 3.434 | 5.4472 | 8.8812
| SFM-wCZ01-v2015-rDXHP-t3-S14-BSLboth - Baseline Design - Hourly Results.csv | 9 | 17 | 15 | 4 | 0 | 0 | CZ15 | rDXHP | t5 | S17 | SFM-wCZ15-v2015-rDXHP-t5-S17-MSRboth - Baseline Design - Hourly Results.csv | 3.2252 | 5.116 | 8.3412
| SFM-wCZ01-v2015-rDXHP-t3-S14-BSLboth - Baseline Design - Hourly Results.csv | 9 | 17 | 16 | 4 | 0 | 0 | CZ15 | rDXGF | t1 | S14 | SFM-wCZ15-v2015-rDXGF-t1-S14-BSLcool - Baseline Design - Hourly Results.csv | 4.4456 | 7.1445 | 11.5901
| SFM-wCZ01-v2015-rDXHP-t3-S14-BSLboth - Baseline Design - Hourly Results.csv | 9 | 17 | 17 | 4 | 0 | 0 | CZ15 | rDXGF | t1 | S15 | SFM-wCZ15-v2015-rDXGF-t1-S15-MSRcool - Baseline Design - Hourly Results.csv | 3.767 | 6.1288 | 9.8958
| SFM-wCZ01-v2015-rDXHP-t3-S14-BSLboth - Baseline Design - Hourly Results.csv | 9 | 18 | 15 | 5 | 0 | 0 | CZ15 | rDXGF | t1 | S16 | SFM-wCZ15-v2015-rDXGF-t1-S16-MSRcool - Baseline Design - Hourly Results.csv | 3.8317 | 6.168 | 9.9997
| SFM-wCZ01-v2015-rDXHP-t3-S14-BSLboth - Baseline Design - Hourly Results.csv | 9 | 18 | 16 | 5 | 0 | 0 | CZ15 | rDXGF | t1 | S17 | SFM-wCZ15-v2015-rDXGF-t1-S17-MSRcool - Baseline Design - Hourly Results.csv | 3.5987 | 5.7929 | 9.3916
| SFM-wCZ01-v2015-rDXHP-t3-S14-BSLboth - Baseline Design - Hourly Results.csv | 9 | 18 | 17 | 5 | 0 | 0 | CZ15 | rDXGF | t2 | S14 | SFM-wCZ15-v2015-rDXGF-t2-S14-BSLcool - Baseline Design - Hourly Results.csv | 4.097 | 6.3559 | 10.453
| SFM-wCZ01-v2015-rDXHP-t3-S14-BSLcool - Baseline Design - Hourly Results.csv | 9 | 16 | 15 | 3 | 0 | 0 | CZ15 | rDXGF | t2 | S15 | SFM-wCZ15-v2015-rDXGF-t2-S15-MSRcool - Baseline Design - Hourly Results.csv | 3.4763 | 5.4629 | 8.9393
| SFM-wCZ01-v2015-rDXHP-t3-S14-BSLcool - Baseline Design - Hourly Results.csv | 9 | 16 | 16 | 3 | 0 | 0 | CZ15 | rDXGF | t2 | S16 | SFM-wCZ15-v2015-rDXGF-t2-S16-MSRcool - Baseline Design - Hourly Results.csv | 3.5342 | 5.496 | 9.0302
| SFM-wCZ01-v2015-rDXHP-t3-S14-BSLcool - Baseline Design - Hourly Results.csv | 9 | 16 | 17 | 3 | 0 | 0 | CZ15 | rDXGF | t2 | S17 | SFM-wCZ15-v2015-rDXGF-t2-S17-MSRcool - Baseline Design - Hourly Results.csv | 3.3192 | 5.1618 | 8.481
| SFM-wCZ01-v2015-rDXHP-t3-S14-BSLcool - Baseline Design - Hourly Results.csv | 9 | 17 | 15 | 4 | 0 | 0 | CZ15 | rDXGF | t3 | S14 | SFM-wCZ15-v2015-rDXGF-t3-S14-BSLcool - Baseline Design - Hourly Results.csv | 4.1415 | 6.5749 | 10.7164
| SFM-wCZ01-v2015-rDXHP-t3-S14-BSLcool - Baseline Design - Hourly Results.csv | 9 | 17 | 16 | 4 | 0 | 0 | CZ15 | rDXGF | t3 | S15 | SFM-wCZ15-v2015-rDXGF-t3-S15-MSRcool - Baseline Design - Hourly Results.csv | 3.5241 | 5.6644 | 9.1885
| SFM-wCZ01-v2015-rDXHP-t3-S14-BSLcool - Baseline Design - Hourly Results.csv | 9 | 17 | 17 | 4 | 0 | 0 | CZ15 | rDXGF | t3 | S16 | SFM-wCZ15-v2015-rDXGF-t3-S16-MSRcool - Baseline Design - Hourly Results.csv | 3.584 | 5.7016 | 9.2856
| SFM-wCZ01-v2015-rDXHP-t3-S14-BSLcool - Baseline Design - Hourly Results.csv | 9 | 18 | 15 | 5 | 0 | 0 | CZ15 | rDXGF | t3 | S17 | SFM-wCZ15-v2015-rDXGF-t3-S17-MSRcool - Baseline Design - Hourly Results.csv | 3.3661 | 5.3549 | 8.7209
| SFM-wCZ01-v2015-rDXHP-t3-S14-BSLcool - Baseline Design - Hourly Results.csv | 9 | 18 | 16 | 5 | 0 | 0 | CZ15 | rDXGF | t4 | S14 | SFM-wCZ15-v2015-rDXGF-t4-S14-BSLcool - Baseline Design - Hourly Results.csv | 2.9076 | 4.5288 | 7.4364
| SFM-wCZ01-v2015-rDXHP-t3-S14-BSLcool - Baseline Design - Hourly Results.csv | 9 | 18 | 17 | 5 | 0 | 0 | CZ15 | rDXGF | t4 | S15 | SFM-wCZ15-v2015-rDXGF-t4-S15-MSRcool - Baseline Design - Hourly Results.csv | 2.5415 | 4.0138 | 6.5553
| SFM-wCZ01-v2015-rDXHP-t3-S14-BSLheat - Baseline Design - Hourly Results.csv | 9 | 16 | 15 | 3 | 0 | 0 | CZ15 | rDXGF | t4 | S16 | SFM-wCZ15-v2015-rDXGF-t4-S16-MSRcool - Baseline Design - Hourly Results.csv | 2.5679 | 4.0244 | 6.5923
| SFM-wCZ01-v2015-rDXHP-t3-S14-BSLheat - Baseline Design - Hourly Results.csv | 9 | 16 | 16 | 3 | 0 | 0 | CZ15 | rDXGF | t4 | S17 | SFM-wCZ15-v2015-rDXGF-t4-S17-MSRcool - Baseline Design - Hourly Results.csv | 2.4118 | 3.7796 | 6.1914
| SFM-wCZ01-v2015-rDXHP-t3-S14-BSLheat - Baseline Design - Hourly Results.csv | 9 | 16 | 17 | 3 | 0 | 0 | CZ15 | rDXGF | t5 | S14 | SFM-wCZ15-v2015-rDXGF-t5-S14-BSLcool - Baseline Design - Hourly Results.csv | 3.7745 | 5.9731 | 9.7476
| SFM-wCZ01-v2015-rDXHP-t3-S14-BSLheat - Baseline Design - Hourly Results.csv | 9 | 17 | 15 | 4 | 0 | 0 | CZ15 | rDXGF | t5 | S15 | SFM-wCZ15-v2015-rDXGF-t5-S15-MSRcool - Baseline Design - Hourly Results.csv | 3.2364 | 5.1853 | 8.4217
| SFM-wCZ01-v2015-rDXHP-t3-S14-BSLheat - Baseline Design - Hourly Results.csv | 9 | 17 | 16 | 4 | 0 | 0 | CZ15 | rDXGF | t5 | S16 | SFM-wCZ15-v2015-rDXGF-t5-S16-MSRcool - Baseline Design - Hourly Results.csv | 3.2889 | 5.223 | 8.5119
| SFM-wCZ01-v2015-rDXHP-t3-S14-BSLheat - Baseline Design - Hourly Results.csv | 9 | 17 | 17 | 4 | 0 | 0 | CZ15 | rDXGF | t5 | S17 | SFM-wCZ15-v2015-rDXGF-t5-S17-MSRcool - Baseline Design - Hourly Results.csv | 3.0889 | 4.9054 | 7.9943
| SFM-wCZ01-v2015-rDXHP-t3-S14-BSLheat - Baseline Design - Hourly Results.csv | 9 | 18 | 15 | 5 | 0 | 0 | CZ16 | rDXHP | t1 | S14 | SFM-wCZ16-v2015-rDXHP-t1-S14-BSLboth - Baseline Design - Hourly Results.csv | 0.43112 | 0.75154 | 1.1827
| SFM-wCZ01-v2015-rDXHP-t3-S14-BSLheat - Baseline Design - Hourly Results.csv | 9 | 18 | 16 | 5 | 0 | 0 | CZ16 | rDXHP | t1 | S15 | SFM-wCZ16-v2015-rDXHP-t1-S15-MSRboth - Baseline Design - Hourly Results.csv | 0.35846 | 0.6374 | 0.99586
| SFM-wCZ01-v2015-rDXHP-t3-S14-BSLheat - Baseline Design - Hourly Results.csv | 9 | 18 | 17 | 5 | 0 | 0 | CZ16 | rDXHP | t1 | S16 | SFM-wCZ16-v2015-rDXHP-t1-S16-MSRboth - Baseline Design - Hourly Results.csv | 0.3633 | 0.6589 | 1.0222
| SFM-wCZ01-v2015-rDXHP-t3-S15-MSRboth - Baseline Design - Hourly Results.csv | 9 | 16 | 15 | 3 | 0 | 0 | CZ16 | rDXHP | t1 | S17 | SFM-wCZ16-v2015-rDXHP-t1-S17-MSRboth - Baseline Design - Hourly Results.csv | 0.34121 | 0.61883 | 0.96004
| SFM-wCZ01-v2015-rDXHP-t3-S15-MSRboth - Baseline Design - Hourly Results.csv | 9 | 16 | 16 | 3 | 0 | 0 | CZ16 | rDXHP | t2 | S14 | SFM-wCZ16-v2015-rDXHP-t2-S14-BSLboth - Baseline Design - Hourly Results.csv | 0.76824 | 1.327 | 2.0952
| SFM-wCZ01-v2015-rDXHP-t3-S15-MSRboth - Baseline Design - Hourly Results.csv | 9 | 16 | 17 | 3 | 0 | 0 | CZ16 | rDXHP | t2 | S15 | SFM-wCZ16-v2015-rDXHP-t2-S15-MSRboth - Baseline Design - Hourly Results.csv | 0.63831 | 1.1252 | 1.7635
| SFM-wCZ01-v2015-rDXHP-t3-S15-MSRboth - Baseline Design - Hourly Results.csv | 9 | 17 | 15 | 4 | 0 | 0 | CZ16 | rDXHP | t2 | S16 | SFM-wCZ16-v2015-rDXHP-t2-S16-MSRboth - Baseline Design - Hourly Results.csv | 0.64013 | 1.1494 | 1.7895
| SFM-wCZ01-v2015-rDXHP-t3-S15-MSRboth - Baseline Design - Hourly Results.csv | 9 | 17 | 16 | 4 | 0 | 0 | CZ16 | rDXHP | t2 | S17 | SFM-wCZ16-v2015-rDXHP-t2-S17-MSRboth - Baseline Design - Hourly Results.csv | 0.6012 | 1.0795 | 1.6807
| SFM-wCZ01-v2015-rDXHP-t3-S15-MSRboth - Baseline Design - Hourly Results.csv | 9 | 17 | 17 | 4 | 0 | 0 | CZ16 | rDXHP | t3 | S14 | SFM-wCZ16-v2015-rDXHP-t3-S14-BSLboth - Baseline Design - Hourly Results.csv | 0.64832 | 1.0582 | 1.7065
| SFM-wCZ01-v2015-rDXHP-t3-S15-MSRboth - Baseline Design - Hourly Results.csv | 9 | 18 | 15 | 5 | 0 | 0 | CZ16 | rDXHP | t3 | S15 | SFM-wCZ16-v2015-rDXHP-t3-S15-MSRboth - Baseline Design - Hourly Results.csv | 0.53746 | 0.89407 | 1.4315
| SFM-wCZ01-v2015-rDXHP-t3-S15-MSRboth - Baseline Design - Hourly Results.csv | 9 | 18 | 16 | 5 | 0 | 0 | CZ16 | rDXHP | t3 | S16 | SFM-wCZ16-v2015-rDXHP-t3-S16-MSRboth - Baseline Design - Hourly Results.csv | 0.53929 | 0.91449 | 1.4538
| SFM-wCZ01-v2015-rDXHP-t3-S15-MSRboth - Baseline Design - Hourly Results.csv | 9 | 18 | 17 | 5 | 0 | 0 | CZ16 | rDXHP | t3 | S17 | SFM-wCZ16-v2015-rDXHP-t3-S17-MSRboth - Baseline Design - Hourly Results.csv | 0.5065 | 0.85888 | 1.3654
| SFM-wCZ01-v2015-rDXHP-t3-S15-MSRcool - Baseline Design - Hourly Results.csv | 9 | 16 | 15 | 3 | 0 | 0 | CZ16 | rDXHP | t4 | S14 | SFM-wCZ16-v2015-rDXHP-t4-S14-BSLboth - Baseline Design - Hourly Results.csv | 0.2686 | 0.43746 | 0.70607
| SFM-wCZ01-v2015-rDXHP-t3-S15-MSRcool - Baseline Design - Hourly Results.csv | 9 | 16 | 16 | 3 | 0 | 0 | CZ16 | rDXHP | t4 | S15 | SFM-wCZ16-v2015-rDXHP-t4-S15-MSRboth - Baseline Design - Hourly Results.csv | 0.22333 | 0.37105 | 0.59439
| SFM-wCZ01-v2015-rDXHP-t3-S15-MSRcool - Baseline Design - Hourly Results.csv | 9 | 16 | 17 | 3 | 0 | 0 | CZ16 | rDXHP | t4 | S16 | SFM-wCZ16-v2015-rDXHP-t4-S16-MSRboth - Baseline Design - Hourly Results.csv | 0.22718 | 0.38395 | 0.61113
| SFM-wCZ01-v2015-rDXHP-t3-S15-MSRcool - Baseline Design - Hourly Results.csv | 9 | 17 | 15 | 4 | 0 | 0 | CZ16 | rDXHP | t4 | S17 | SFM-wCZ16-v2015-rDXHP-t4-S17-MSRboth - Baseline Design - Hourly Results.csv | 0.21336 | 0.3606 | 0.57396
| SFM-wCZ01-v2015-rDXHP-t3-S15-MSRcool - Baseline Design - Hourly Results.csv | 9 | 17 | 16 | 4 | 0 | 0 | CZ16 | rDXHP | t5 | S14 | SFM-wCZ16-v2015-rDXHP-t5-S14-BSLboth - Baseline Design - Hourly Results.csv | 0.16563 | 0.34498 | 0.51061
| SFM-wCZ01-v2015-rDXHP-t3-S15-MSRcool - Baseline Design - Hourly Results.csv | 9 | 17 | 17 | 4 | 0 | 0 | CZ16 | rDXHP | t5 | S15 | SFM-wCZ16-v2015-rDXHP-t5-S15-MSRboth - Baseline Design - Hourly Results.csv | 0.13814 | 0.29433 | 0.43247
| SFM-wCZ01-v2015-rDXHP-t3-S15-MSRcool - Baseline Design - Hourly Results.csv | 9 | 18 | 15 | 5 | 0 | 0 | CZ16 | rDXHP | t5 | S16 | SFM-wCZ16-v2015-rDXHP-t5-S16-MSRboth - Baseline Design - Hourly Results.csv | 0.14148 | 0.30591 | 0.44739
| SFM-wCZ01-v2015-rDXHP-t3-S15-MSRcool - Baseline Design - Hourly Results.csv | 9 | 18 | 16 | 5 | 0 | 0 | CZ16 | rDXHP | t5 | S17 | SFM-wCZ16-v2015-rDXHP-t5-S17-MSRboth - Baseline Design - Hourly Results.csv | 0.13288 | 0.28731 | 0.42019
| SFM-wCZ01-v2015-rDXHP-t3-S15-MSRcool - Baseline Design - Hourly Results.csv | 9 | 18 | 17 | 5 | 0 | 0 | CZ16 | rDXGF | t1 | S14 | SFM-wCZ16-v2015-rDXGF-t1-S14-BSLcool - Baseline Design - Hourly Results.csv | 0.53283 | 0.82963 | 1.3625
| SFM-wCZ01-v2015-rDXHP-t3-S15-MSRheat - Baseline Design - Hourly Results.csv | 9 | 16 | 15 | 3 | 0 | 0 | CZ16 | rDXGF | t1 | S15 | SFM-wCZ16-v2015-rDXGF-t1-S15-MSRcool - Baseline Design - Hourly Results.csv | 0.45227 | 0.71719 | 1.1695
| SFM-wCZ01-v2015-rDXHP-t3-S15-MSRheat - Baseline Design - Hourly Results.csv | 9 | 16 | 16 | 3 | 0 | 0 | CZ16 | rDXGF | t1 | S16 | SFM-wCZ16-v2015-rDXGF-t1-S16-MSRcool - Baseline Design - Hourly Results.csv | 0.45736 | 0.74048 | 1.1978
| SFM-wCZ01-v2015-rDXHP-t3-S15-MSRheat - Baseline Design - Hourly Results.csv | 9 | 16 | 17 | 3 | 0 | 0 | CZ16 | rDXGF | t1 | S17 | SFM-wCZ16-v2015-rDXGF-t1-S17-MSRcool - Baseline Design - Hourly Results.csv | 0.42954 | 0.69545 | 1.125
| SFM-wCZ01-v2015-rDXHP-t3-S15-MSRheat - Baseline Design - Hourly Results.csv | 9 | 17 | 15 | 4 | 0 | 0 | CZ16 | rDXGF | t2 | S14 | SFM-wCZ16-v2015-rDXGF-t2-S14-BSLcool - Baseline Design - Hourly Results.csv | 0.85221 | 1.4149 | 2.2671
| SFM-wCZ01-v2015-rDXHP-t3-S15-MSRheat - Baseline Design - Hourly Results.csv | 9 | 17 | 16 | 4 | 0 | 0 | CZ16 | rDXGF | t2 | S15 | SFM-wCZ16-v2015-rDXGF-t2-S15-MSRcool - Baseline Design - Hourly Results.csv | 0.7217 | 1.2168 | 1.9385
| SFM-wCZ01-v2015-rDXHP-t3-S15-MSRheat - Baseline Design - Hourly Results.csv | 9 | 17 | 17 | 4 | 0 | 0 | CZ16 | rDXGF | t2 | S16 | SFM-wCZ16-v2015-rDXGF-t2-S16-MSRcool - Baseline Design - Hourly Results.csv | 0.72271 | 1.2425 | 1.9652
| SFM-wCZ01-v2015-rDXHP-t3-S15-MSRheat - Baseline Design - Hourly Results.csv | 9 | 18 | 15 | 5 | 0 | 0 | CZ16 | rDXGF | t2 | S17 | SFM-wCZ16-v2015-rDXGF-t2-S17-MSRcool - Baseline Design - Hourly Results.csv | 0.67876 | 1.167 | 1.8457
| SFM-wCZ01-v2015-rDXHP-t3-S15-MSRheat - Baseline Design - Hourly Results.csv | 9 | 18 | 16 | 5 | 0 | 0 | CZ16 | rDXGF | t3 | S14 | SFM-wCZ16-v2015-rDXGF-t3-S14-BSLcool - Baseline Design - Hourly Results.csv | 0.73058 | 1.1411 | 1.8717
| SFM-wCZ01-v2015-rDXHP-t3-S15-MSRheat - Baseline Design - Hourly Results.csv | 9 | 18 | 17 | 5 | 0 | 0 | CZ16 | rDXGF | t3 | S15 | SFM-wCZ16-v2015-rDXGF-t3-S15-MSRcool - Baseline Design - Hourly Results.csv | 0.61829 | 0.98119 | 1.5995
| SFM-wCZ01-v2015-rDXHP-t3-S16-MSRboth - Baseline Design - Hourly Results.csv | 9 | 16 | 15 | 3 | 0 | 0 | CZ16 | rDXGF | t3 | S16 | SFM-wCZ16-v2015-rDXGF-t3-S16-MSRcool - Baseline Design - Hourly Results.csv | 0.61978 | 1.0026 | 1.6223
| SFM-wCZ01-v2015-rDXHP-t3-S16-MSRboth - Baseline Design - Hourly Results.csv | 9 | 16 | 16 | 3 | 0 | 0 | CZ16 | rDXGF | t3 | S17 | SFM-wCZ16-v2015-rDXGF-t3-S17-MSRcool - Baseline Design - Hourly Results.csv | 0.58209 | 0.94159 | 1.5237
| SFM-wCZ01-v2015-rDXHP-t3-S16-MSRboth - Baseline Design - Hourly Results.csv | 9 | 16 | 17 | 3 | 0 | 0 | CZ16 | rDXGF | t4 | S14 | SFM-wCZ16-v2015-rDXGF-t4-S14-BSLcool - Baseline Design - Hourly Results.csv | 0.33345 | 0.48768 | 0.82113
| SFM-wCZ01-v2015-rDXHP-t3-S16-MSRboth - Baseline Design - Hourly Results.csv | 9 | 17 | 15 | 4 | 0 | 0 | CZ16 | rDXGF | t4 | S15 | SFM-wCZ16-v2015-rDXGF-t4-S15-MSRcool - Baseline Design - Hourly Results.csv | 0.28411 | 0.42403 | 0.70814
| SFM-wCZ01-v2015-rDXHP-t3-S16-MSRboth - Baseline Design - Hourly Results.csv | 9 | 17 | 16 | 4 | 0 | 0 | CZ16 | rDXGF | t4 | S16 | SFM-wCZ16-v2015-rDXGF-t4-S16-MSRcool - Baseline Design - Hourly Results.csv | 0.28828 | 0.43846 | 0.72674
| SFM-wCZ01-v2015-rDXHP-t3-S16-MSRboth - Baseline Design - Hourly Results.csv | 9 | 17 | 17 | 4 | 0 | 0 | CZ16 | rDXGF | t4 | S17 | SFM-wCZ16-v2015-rDXGF-t4-S17-MSRcool - Baseline Design - Hourly Results.csv | 0.27075 | 0.4118 | 0.68255
| SFM-wCZ01-v2015-rDXHP-t3-S16-MSRboth - Baseline Design - Hourly Results.csv | 9 | 18 | 15 | 5 | 0 | 0 | CZ16 | rDXGF | t5 | S14 | SFM-wCZ16-v2015-rDXGF-t5-S14-BSLcool - Baseline Design - Hourly Results.csv | 0.23195 | 0.40198 | 0.63393
| SFM-wCZ01-v2015-rDXHP-t3-S16-MSRboth - Baseline Design - Hourly Results.csv | 9 | 18 | 16 | 5 | 0 | 0 | CZ16 | rDXGF | t5 | S15 | SFM-wCZ16-v2015-rDXGF-t5-S15-MSRcool - Baseline Design - Hourly Results.csv | 0.1987 | 0.35245 | 0.55114
| SFM-wCZ01-v2015-rDXHP-t3-S16-MSRboth - Baseline Design - Hourly Results.csv | 9 | 18 | 17 | 5 | 0 | 0 | CZ16 | rDXGF | t5 | S16 | SFM-wCZ16-v2015-rDXGF-t5-S16-MSRcool - Baseline Design - Hourly Results.csv | 0.2035 | 0.3664 | 0.5699
| SFM-wCZ01-v2015-rDXHP-t3-S16-MSRcool - Baseline Design - Hourly Results.csv | 9 | 16 | 15 | 3 | 0 | 0 | CZ16 | rDXGF | t5 | S17 | SFM-wCZ16-v2015-rDXGF-t5-S17-MSRcool - Baseline Design - Hourly Results.csv | 0.19112 | 0.34412 | 0.53524
| SFM-wCZ01-v2015-rDXHP-t3-S16-MSRcool - Baseline Design - Hourly Results.csv | 9 | 16 | 16 | 3 | 0 | 0
| SFM-wCZ01-v2015-rDXHP-t3-S16-MSRcool - Baseline Design - Hourly Results.csv | 9 | 16 | 17 | 3 | 0 | 0
| SFM-wCZ01-v2015-rDXHP-t3-S16-MSRcool - Baseline Design - Hourly Results.csv | 9 | 17 | 15 | 4 | 0 | 0
| SFM-wCZ01-v2015-rDXHP-t3-S16-MSRcool - Baseline Design - Hourly Results.csv | 9 | 17 | 16 | 4 | 0 | 0
| SFM-wCZ01-v2015-rDXHP-t3-S16-MSRcool - Baseline Design - Hourly Results.csv | 9 | 17 | 17 | 4 | 0 | 0
| SFM-wCZ01-v2015-rDXHP-t3-S16-MSRcool - Baseline Design - Hourly Results.csv | 9 | 18 | 15 | 5 | 0 | 0
| SFM-wCZ01-v2015-rDXHP-t3-S16-MSRcool - Baseline Design - Hourly Results.csv | 9 | 18 | 16 | 5 | 0 | 0
| SFM-wCZ01-v2015-rDXHP-t3-S16-MSRcool - Baseline Design - Hourly Results.csv | 9 | 18 | 17 | 5 | 0 | 0
| SFM-wCZ01-v2015-rDXHP-t3-S16-MSRheat - Baseline Design - Hourly Results.csv | 9 | 16 | 15 | 3 | 0 | 0
| SFM-wCZ01-v2015-rDXHP-t3-S16-MSRheat - Baseline Design - Hourly Results.csv | 9 | 16 | 16 | 3 | 0 | 0
| SFM-wCZ01-v2015-rDXHP-t3-S16-MSRheat - Baseline Design - Hourly Results.csv | 9 | 16 | 17 | 3 | 0 | 0
| SFM-wCZ01-v2015-rDXHP-t3-S16-MSRheat - Baseline Design - Hourly Results.csv | 9 | 17 | 15 | 4 | 0 | 0
| SFM-wCZ01-v2015-rDXHP-t3-S16-MSRheat - Baseline Design - Hourly Results.csv | 9 | 17 | 16 | 4 | 0 | 0
| SFM-wCZ01-v2015-rDXHP-t3-S16-MSRheat - Baseline Design - Hourly Results.csv | 9 | 17 | 17 | 4 | 0 | 0
| SFM-wCZ01-v2015-rDXHP-t3-S16-MSRheat - Baseline Design - Hourly Results.csv | 9 | 18 | 15 | 5 | 0 | 0
| SFM-wCZ01-v2015-rDXHP-t3-S16-MSRheat - Baseline Design - Hourly Results.csv | 9 | 18 | 16 | 5 | 0 | 0
| SFM-wCZ01-v2015-rDXHP-t3-S16-MSRheat - Baseline Design - Hourly Results.csv | 9 | 18 | 17 | 5 | 0 | 0
| SFM-wCZ01-v2015-rDXHP-t3-S17-MSRboth - Baseline Design - Hourly Results.csv | 9 | 16 | 15 | 3 | 0 | 0
| SFM-wCZ01-v2015-rDXHP-t3-S17-MSRboth - Baseline Design - Hourly Results.csv | 9 | 16 | 16 | 3 | 0 | 0
| SFM-wCZ01-v2015-rDXHP-t3-S17-MSRboth - Baseline Design - Hourly Results.csv | 9 | 16 | 17 | 3 | 0 | 0
| SFM-wCZ01-v2015-rDXHP-t3-S17-MSRboth - Baseline Design - Hourly Results.csv | 9 | 17 | 15 | 4 | 0 | 0
| SFM-wCZ01-v2015-rDXHP-t3-S17-MSRboth - Baseline Design - Hourly Results.csv | 9 | 17 | 16 | 4 | 0 | 0
| SFM-wCZ01-v2015-rDXHP-t3-S17-MSRboth - Baseline Design - Hourly Results.csv | 9 | 17 | 17 | 4 | 0 | 0
| SFM-wCZ01-v2015-rDXHP-t3-S17-MSRboth - Baseline Design - Hourly Results.csv | 9 | 18 | 15 | 5 | 0 | 0
| SFM-wCZ01-v2015-rDXHP-t3-S17-MSRboth - Baseline Design - Hourly Results.csv | 9 | 18 | 16 | 5 | 0 | 0
| SFM-wCZ01-v2015-rDXHP-t3-S17-MSRboth - Baseline Design - Hourly Results.csv | 9 | 18 | 17 | 5 | 0 | 0
| SFM-wCZ01-v2015-rDXHP-t3-S17-MSRcool - Baseline Design - Hourly Results.csv | 9 | 16 | 15 | 3 | 0 | 0
| SFM-wCZ01-v2015-rDXHP-t3-S17-MSRcool - Baseline Design - Hourly Results.csv | 9 | 16 | 16 | 3 | 0 | 0
| SFM-wCZ01-v2015-rDXHP-t3-S17-MSRcool - Baseline Design - Hourly Results.csv | 9 | 16 | 17 | 3 | 0 | 0
| SFM-wCZ01-v2015-rDXHP-t3-S17-MSRcool - Baseline Design - Hourly Results.csv | 9 | 17 | 15 | 4 | 0 | 0
| SFM-wCZ01-v2015-rDXHP-t3-S17-MSRcool - Baseline Design - Hourly Results.csv | 9 | 17 | 16 | 4 | 0 | 0
| SFM-wCZ01-v2015-rDXHP-t3-S17-MSRcool - Baseline Design - Hourly Results.csv | 9 | 17 | 17 | 4 | 0 | 0
| SFM-wCZ01-v2015-rDXHP-t3-S17-MSRcool - Baseline Design - Hourly Results.csv | 9 | 18 | 15 | 5 | 0 | 0
| SFM-wCZ01-v2015-rDXHP-t3-S17-MSRcool - Baseline Design - Hourly Results.csv | 9 | 18 | 16 | 5 | 0 | 0
| SFM-wCZ01-v2015-rDXHP-t3-S17-MSRcool - Baseline Design - Hourly Results.csv | 9 | 18 | 17 | 5 | 0 | 0
| SFM-wCZ01-v2015-rDXHP-t3-S17-MSRheat - Baseline Design - Hourly Results.csv | 9 | 16 | 15 | 3 | 0 | 0
| SFM-wCZ01-v2015-rDXHP-t3-S17-MSRheat - Baseline Design - Hourly Results.csv | 9 | 16 | 16 | 3 | 0 | 0
| SFM-wCZ01-v2015-rDXHP-t3-S17-MSRheat - Baseline Design - Hourly Results.csv | 9 | 16 | 17 | 3 | 0 | 0
| SFM-wCZ01-v2015-rDXHP-t3-S17-MSRheat - Baseline Design - Hourly Results.csv | 9 | 17 | 15 | 4 | 0 | 0
| SFM-wCZ01-v2015-rDXHP-t3-S17-MSRheat - Baseline Design - Hourly Results.csv | 9 | 17 | 16 | 4 | 0 | 0
| SFM-wCZ01-v2015-rDXHP-t3-S17-MSRheat - Baseline Design - Hourly Results.csv | 9 | 17 | 17 | 4 | 0 | 0
| SFM-wCZ01-v2015-rDXHP-t3-S17-MSRheat - Baseline Design - Hourly Results.csv | 9 | 18 | 15 | 5 | 0 | 0
| SFM-wCZ01-v2015-rDXHP-t3-S17-MSRheat - Baseline Design - Hourly Results.csv | 9 | 18 | 16 | 5 | 0 | 0
| SFM-wCZ01-v2015-rDXHP-t3-S17-MSRheat - Baseline Design - Hourly Results.csv | 9 | 18 | 17 | 5 | 0 | 0
| SFM-wCZ01-v2015-rDXHP-t4-S14-BSLboth - Baseline Design - Hourly Results.csv | 9 | 16 | 15 | 3 | 0 | 0
| SFM-wCZ01-v2015-rDXHP-t4-S14-BSLboth - Baseline Design - Hourly Results.csv | 9 | 16 | 16 | 3 | 0 | 0
| SFM-wCZ01-v2015-rDXHP-t4-S14-BSLboth - Baseline Design - Hourly Results.csv | 9 | 16 | 17 | 3 | 0 | 0
| SFM-wCZ01-v2015-rDXHP-t4-S14-BSLboth - Baseline Design - Hourly Results.csv | 9 | 17 | 15 | 4 | 0 | 0
| SFM-wCZ01-v2015-rDXHP-t4-S14-BSLboth - Baseline Design - Hourly Results.csv | 9 | 17 | 16 | 4 | 0 | 0
| SFM-wCZ01-v2015-rDXHP-t4-S14-BSLboth - Baseline Design - Hourly Results.csv | 9 | 17 | 17 | 4 | 0 | 0
| SFM-wCZ01-v2015-rDXHP-t4-S14-BSLboth - Baseline Design - Hourly Results.csv | 9 | 18 | 15 | 5 | 0 | 0
| SFM-wCZ01-v2015-rDXHP-t4-S14-BSLboth - Baseline Design - Hourly Results.csv | 9 | 18 | 16 | 5 | 0 | 0
| SFM-wCZ01-v2015-rDXHP-t4-S14-BSLboth - Baseline Design - Hourly Results.csv | 9 | 18 | 17 | 5 | 0 | 0
| SFM-wCZ01-v2015-rDXHP-t4-S14-BSLcool - Baseline Design - Hourly Results.csv | 9 | 16 | 15 | 3 | 0 | 0
| SFM-wCZ01-v2015-rDXHP-t4-S14-BSLcool - Baseline Design - Hourly Results.csv | 9 | 16 | 16 | 3 | 0 | 0
| SFM-wCZ01-v2015-rDXHP-t4-S14-BSLcool - Baseline Design - Hourly Results.csv | 9 | 16 | 17 | 3 | 0 | 0
| SFM-wCZ01-v2015-rDXHP-t4-S14-BSLcool - Baseline Design - Hourly Results.csv | 9 | 17 | 15 | 4 | 0 | 0
| SFM-wCZ01-v2015-rDXHP-t4-S14-BSLcool - Baseline Design - Hourly Results.csv | 9 | 17 | 16 | 4 | 0 | 0
| SFM-wCZ01-v2015-rDXHP-t4-S14-BSLcool - Baseline Design - Hourly Results.csv | 9 | 17 | 17 | 4 | 0 | 0
| SFM-wCZ01-v2015-rDXHP-t4-S14-BSLcool - Baseline Design - Hourly Results.csv | 9 | 18 | 15 | 5 | 0 | 0
| SFM-wCZ01-v2015-rDXHP-t4-S14-BSLcool - Baseline Design - Hourly Results.csv | 9 | 18 | 16 | 5 | 0 | 0
| SFM-wCZ01-v2015-rDXHP-t4-S14-BSLcool - Baseline Design - Hourly Results.csv | 9 | 18 | 17 | 5 | 0 | 0
| SFM-wCZ01-v2015-rDXHP-t4-S14-BSLheat - Baseline Design - Hourly Results.csv | 9 | 16 | 15 | 3 | 0 | 0
| SFM-wCZ01-v2015-rDXHP-t4-S14-BSLheat - Baseline Design - Hourly Results.csv | 9 | 16 | 16 | 3 | 0 | 0
| SFM-wCZ01-v2015-rDXHP-t4-S14-BSLheat - Baseline Design - Hourly Results.csv | 9 | 16 | 17 | 3 | 0 | 0
| SFM-wCZ01-v2015-rDXHP-t4-S14-BSLheat - Baseline Design - Hourly Results.csv | 9 | 17 | 15 | 4 | 0 | 0
| SFM-wCZ01-v2015-rDXHP-t4-S14-BSLheat - Baseline Design - Hourly Results.csv | 9 | 17 | 16 | 4 | 0 | 0
| SFM-wCZ01-v2015-rDXHP-t4-S14-BSLheat - Baseline Design - Hourly Results.csv | 9 | 17 | 17 | 4 | 0 | 0
| SFM-wCZ01-v2015-rDXHP-t4-S14-BSLheat - Baseline Design - Hourly Results.csv | 9 | 18 | 15 | 5 | 0 | 0
| SFM-wCZ01-v2015-rDXHP-t4-S14-BSLheat - Baseline Design - Hourly Results.csv | 9 | 18 | 16 | 5 | 0 | 0
| SFM-wCZ01-v2015-rDXHP-t4-S14-BSLheat - Baseline Design - Hourly Results.csv | 9 | 18 | 17 | 5 | 0 | 0
| SFM-wCZ01-v2015-rDXHP-t4-S15-MSRboth - Baseline Design - Hourly Results.csv | 9 | 16 | 15 | 3 | 0 | 0
| SFM-wCZ01-v2015-rDXHP-t4-S15-MSRboth - Baseline Design - Hourly Results.csv | 9 | 16 | 16 | 3 | 0 | 0
| SFM-wCZ01-v2015-rDXHP-t4-S15-MSRboth - Baseline Design - Hourly Results.csv | 9 | 16 | 17 | 3 | 0 | 0
| SFM-wCZ01-v2015-rDXHP-t4-S15-MSRboth - Baseline Design - Hourly Results.csv | 9 | 17 | 15 | 4 | 0 | 0
| SFM-wCZ01-v2015-rDXHP-t4-S15-MSRboth - Baseline Design - Hourly Results.csv | 9 | 17 | 16 | 4 | 0 | 0
| SFM-wCZ01-v2015-rDXHP-t4-S15-MSRboth - Baseline Design - Hourly Results.csv | 9 | 17 | 17 | 4 | 0 | 0
| SFM-wCZ01-v2015-rDXHP-t4-S15-MSRboth - Baseline Design - Hourly Results.csv | 9 | 18 | 15 | 5 | 0 | 0
| SFM-wCZ01-v2015-rDXHP-t4-S15-MSRboth - Baseline Design - Hourly Results.csv | 9 | 18 | 16 | 5 | 0 | 0
| SFM-wCZ01-v2015-rDXHP-t4-S15-MSRboth - Baseline Design - Hourly Results.csv | 9 | 18 | 17 | 5 | 0 | 0
| SFM-wCZ01-v2015-rDXHP-t4-S15-MSRcool - Baseline Design - Hourly Results.csv | 9 | 16 | 15 | 3 | 0 | 0
| SFM-wCZ01-v2015-rDXHP-t4-S15-MSRcool - Baseline Design - Hourly Results.csv | 9 | 16 | 16 | 3 | 0 | 0
| SFM-wCZ01-v2015-rDXHP-t4-S15-MSRcool - Baseline Design - Hourly Results.csv | 9 | 16 | 17 | 3 | 0 | 0
| SFM-wCZ01-v2015-rDXHP-t4-S15-MSRcool - Baseline Design - Hourly Results.csv | 9 | 17 | 15 | 4 | 0 | 0
| SFM-wCZ01-v2015-rDXHP-t4-S15-MSRcool - Baseline Design - Hourly Results.csv | 9 | 17 | 16 | 4 | 0 | 0
| SFM-wCZ01-v2015-rDXHP-t4-S15-MSRcool - Baseline Design - Hourly Results.csv | 9 | 17 | 17 | 4 | 0 | 0
| SFM-wCZ01-v2015-rDXHP-t4-S15-MSRcool - Baseline Design - Hourly Results.csv | 9 | 18 | 15 | 5 | 0 | 0
| SFM-wCZ01-v2015-rDXHP-t4-S15-MSRcool - Baseline Design - Hourly Results.csv | 9 | 18 | 16 | 5 | 0 | 0
| SFM-wCZ01-v2015-rDXHP-t4-S15-MSRcool - Baseline Design - Hourly Results.csv | 9 | 18 | 17 | 5 | 0 | 0
| SFM-wCZ01-v2015-rDXHP-t4-S15-MSRheat - Baseline Design - Hourly Results.csv | 9 | 16 | 15 | 3 | 0 | 0
| SFM-wCZ01-v2015-rDXHP-t4-S15-MSRheat - Baseline Design - Hourly Results.csv | 9 | 16 | 16 | 3 | 0 | 0
| SFM-wCZ01-v2015-rDXHP-t4-S15-MSRheat - Baseline Design - Hourly Results.csv | 9 | 16 | 17 | 3 | 0 | 0
| SFM-wCZ01-v2015-rDXHP-t4-S15-MSRheat - Baseline Design - Hourly Results.csv | 9 | 17 | 15 | 4 | 0 | 0
| SFM-wCZ01-v2015-rDXHP-t4-S15-MSRheat - Baseline Design - Hourly Results.csv | 9 | 17 | 16 | 4 | 0 | 0
| SFM-wCZ01-v2015-rDXHP-t4-S15-MSRheat - Baseline Design - Hourly Results.csv | 9 | 17 | 17 | 4 | 0 | 0
| SFM-wCZ01-v2015-rDXHP-t4-S15-MSRheat - Baseline Design - Hourly Results.csv | 9 | 18 | 15 | 5 | 0 | 0
| SFM-wCZ01-v2015-rDXHP-t4-S15-MSRheat - Baseline Design - Hourly Results.csv | 9 | 18 | 16 | 5 | 0 | 0
| SFM-wCZ01-v2015-rDXHP-t4-S15-MSRheat - Baseline Design - Hourly Results.csv | 9 | 18 | 17 | 5 | 0 | 0
| SFM-wCZ01-v2015-rDXHP-t4-S16-MSRboth - Baseline Design - Hourly Results.csv | 9 | 16 | 15 | 3 | 0 | 0
| SFM-wCZ01-v2015-rDXHP-t4-S16-MSRboth - Baseline Design - Hourly Results.csv | 9 | 16 | 16 | 3 | 0 | 0
| SFM-wCZ01-v2015-rDXHP-t4-S16-MSRboth - Baseline Design - Hourly Results.csv | 9 | 16 | 17 | 3 | 0 | 0
| SFM-wCZ01-v2015-rDXHP-t4-S16-MSRboth - Baseline Design - Hourly Results.csv | 9 | 17 | 15 | 4 | 0 | 0
| SFM-wCZ01-v2015-rDXHP-t4-S16-MSRboth - Baseline Design - Hourly Results.csv | 9 | 17 | 16 | 4 | 0 | 0
| SFM-wCZ01-v2015-rDXHP-t4-S16-MSRboth - Baseline Design - Hourly Results.csv | 9 | 17 | 17 | 4 | 0 | 0
| SFM-wCZ01-v2015-rDXHP-t4-S16-MSRboth - Baseline Design - Hourly Results.csv | 9 | 18 | 15 | 5 | 0 | 0
| SFM-wCZ01-v2015-rDXHP-t4-S16-MSRboth - Baseline Design - Hourly Results.csv | 9 | 18 | 16 | 5 | 0 | 0
| SFM-wCZ01-v2015-rDXHP-t4-S16-MSRboth - Baseline Design - Hourly Results.csv | 9 | 18 | 17 | 5 | 0 | 0
| SFM-wCZ01-v2015-rDXHP-t4-S16-MSRcool - Baseline Design - Hourly Results.csv | 9 | 16 | 15 | 3 | 0 | 0
| SFM-wCZ01-v2015-rDXHP-t4-S16-MSRcool - Baseline Design - Hourly Results.csv | 9 | 16 | 16 | 3 | 0 | 0
| SFM-wCZ01-v2015-rDXHP-t4-S16-MSRcool - Baseline Design - Hourly Results.csv | 9 | 16 | 17 | 3 | 0 | 0
| SFM-wCZ01-v2015-rDXHP-t4-S16-MSRcool - Baseline Design - Hourly Results.csv | 9 | 17 | 15 | 4 | 0 | 0
| SFM-wCZ01-v2015-rDXHP-t4-S16-MSRcool - Baseline Design - Hourly Results.csv | 9 | 17 | 16 | 4 | 0 | 0
| SFM-wCZ01-v2015-rDXHP-t4-S16-MSRcool - Baseline Design - Hourly Results.csv | 9 | 17 | 17 | 4 | 0 | 0
| SFM-wCZ01-v2015-rDXHP-t4-S16-MSRcool - Baseline Design - Hourly Results.csv | 9 | 18 | 15 | 5 | 0 | 0
| SFM-wCZ01-v2015-rDXHP-t4-S16-MSRcool - Baseline Design - Hourly Results.csv | 9 | 18 | 16 | 5 | 0 | 0
| SFM-wCZ01-v2015-rDXHP-t4-S16-MSRcool - Baseline Design - Hourly Results.csv | 9 | 18 | 17 | 5 | 0 | 0
| SFM-wCZ01-v2015-rDXHP-t4-S16-MSRheat - Baseline Design - Hourly Results.csv | 9 | 16 | 15 | 3 | 0 | 0
| SFM-wCZ01-v2015-rDXHP-t4-S16-MSRheat - Baseline Design - Hourly Results.csv | 9 | 16 | 16 | 3 | 0 | 0
| SFM-wCZ01-v2015-rDXHP-t4-S16-MSRheat - Baseline Design - Hourly Results.csv | 9 | 16 | 17 | 3 | 0 | 0
| SFM-wCZ01-v2015-rDXHP-t4-S16-MSRheat - Baseline Design - Hourly Results.csv | 9 | 17 | 15 | 4 | 0 | 0
| SFM-wCZ01-v2015-rDXHP-t4-S16-MSRheat - Baseline Design - Hourly Results.csv | 9 | 17 | 16 | 4 | 0 | 0
| SFM-wCZ01-v2015-rDXHP-t4-S16-MSRheat - Baseline Design - Hourly Results.csv | 9 | 17 | 17 | 4 | 0 | 0
| SFM-wCZ01-v2015-rDXHP-t4-S16-MSRheat - Baseline Design - Hourly Results.csv | 9 | 18 | 15 | 5 | 0 | 0
| SFM-wCZ01-v2015-rDXHP-t4-S16-MSRheat - Baseline Design - Hourly Results.csv | 9 | 18 | 16 | 5 | 0 | 0
| SFM-wCZ01-v2015-rDXHP-t4-S16-MSRheat - Baseline Design - Hourly Results.csv | 9 | 18 | 17 | 5 | 0 | 0
| SFM-wCZ01-v2015-rDXHP-t4-S17-MSRboth - Baseline Design - Hourly Results.csv | 9 | 16 | 15 | 3 | 0 | 0
| SFM-wCZ01-v2015-rDXHP-t4-S17-MSRboth - Baseline Design - Hourly Results.csv | 9 | 16 | 16 | 3 | 0 | 0
| SFM-wCZ01-v2015-rDXHP-t4-S17-MSRboth - Baseline Design - Hourly Results.csv | 9 | 16 | 17 | 3 | 0 | 0
| SFM-wCZ01-v2015-rDXHP-t4-S17-MSRboth - Baseline Design - Hourly Results.csv | 9 | 17 | 15 | 4 | 0 | 0
| SFM-wCZ01-v2015-rDXHP-t4-S17-MSRboth - Baseline Design - Hourly Results.csv | 9 | 17 | 16 | 4 | 0 | 0
| SFM-wCZ01-v2015-rDXHP-t4-S17-MSRboth - Baseline Design - Hourly Results.csv | 9 | 17 | 17 | 4 | 0 | 0
| SFM-wCZ01-v2015-rDXHP-t4-S17-MSRboth - Baseline Design - Hourly Results.csv | 9 | 18 | 15 | 5 | 0 | 0
| SFM-wCZ01-v2015-rDXHP-t4-S17-MSRboth - Baseline Design - Hourly Results.csv | 9 | 18 | 16 | 5 | 0 | 0
| SFM-wCZ01-v2015-rDXHP-t4-S17-MSRboth - Baseline Design - Hourly Results.csv | 9 | 18 | 17 | 5 | 0 | 0
| SFM-wCZ01-v2015-rDXHP-t4-S17-MSRcool - Baseline Design - Hourly Results.csv | 9 | 16 | 15 | 3 | 0 | 0
| SFM-wCZ01-v2015-rDXHP-t4-S17-MSRcool - Baseline Design - Hourly Results.csv | 9 | 16 | 16 | 3 | 0 | 0
| SFM-wCZ01-v2015-rDXHP-t4-S17-MSRcool - Baseline Design - Hourly Results.csv | 9 | 16 | 17 | 3 | 0 | 0
| SFM-wCZ01-v2015-rDXHP-t4-S17-MSRcool - Baseline Design - Hourly Results.csv | 9 | 17 | 15 | 4 | 0 | 0
| SFM-wCZ01-v2015-rDXHP-t4-S17-MSRcool - Baseline Design - Hourly Results.csv | 9 | 17 | 16 | 4 | 0 | 0
| SFM-wCZ01-v2015-rDXHP-t4-S17-MSRcool - Baseline Design - Hourly Results.csv | 9 | 17 | 17 | 4 | 0 | 0
| SFM-wCZ01-v2015-rDXHP-t4-S17-MSRcool - Baseline Design - Hourly Results.csv | 9 | 18 | 15 | 5 | 0 | 0
| SFM-wCZ01-v2015-rDXHP-t4-S17-MSRcool - Baseline Design - Hourly Results.csv | 9 | 18 | 16 | 5 | 0 | 0
| SFM-wCZ01-v2015-rDXHP-t4-S17-MSRcool - Baseline Design - Hourly Results.csv | 9 | 18 | 17 | 5 | 0 | 0
| SFM-wCZ01-v2015-rDXHP-t4-S17-MSRheat - Baseline Design - Hourly Results.csv | 9 | 16 | 15 | 3 | 0 | 0
| SFM-wCZ01-v2015-rDXHP-t4-S17-MSRheat - Baseline Design - Hourly Results.csv | 9 | 16 | 16 | 3 | 0 | 0
| SFM-wCZ01-v2015-rDXHP-t4-S17-MSRheat - Baseline Design - Hourly Results.csv | 9 | 16 | 17 | 3 | 0 | 0
| SFM-wCZ01-v2015-rDXHP-t4-S17-MSRheat - Baseline Design - Hourly Results.csv | 9 | 17 | 15 | 4 | 0 | 0
| SFM-wCZ01-v2015-rDXHP-t4-S17-MSRheat - Baseline Design - Hourly Results.csv | 9 | 17 | 16 | 4 | 0 | 0
| SFM-wCZ01-v2015-rDXHP-t4-S17-MSRheat - Baseline Design - Hourly Results.csv | 9 | 17 | 17 | 4 | 0 | 0
| SFM-wCZ01-v2015-rDXHP-t4-S17-MSRheat - Baseline Design - Hourly Results.csv | 9 | 18 | 15 | 5 | 0 | 0
| SFM-wCZ01-v2015-rDXHP-t4-S17-MSRheat - Baseline Design - Hourly Results.csv | 9 | 18 | 16 | 5 | 0 | 0
| SFM-wCZ01-v2015-rDXHP-t4-S17-MSRheat - Baseline Design - Hourly Results.csv | 9 | 18 | 17 | 5 | 0 | 0
| SFM-wCZ01-v2015-rDXHP-t5-S14-BSLboth - Baseline Design - Hourly Results.csv | 9 | 16 | 15 | 3 | 0 | 0
| SFM-wCZ01-v2015-rDXHP-t5-S14-BSLboth - Baseline Design - Hourly Results.csv | 9 | 16 | 16 | 3 | 0 | 0
| SFM-wCZ01-v2015-rDXHP-t5-S14-BSLboth - Baseline Design - Hourly Results.csv | 9 | 16 | 17 | 3 | 0 | 0
| SFM-wCZ01-v2015-rDXHP-t5-S14-BSLboth - Baseline Design - Hourly Results.csv | 9 | 17 | 15 | 4 | 0 | 0
| SFM-wCZ01-v2015-rDXHP-t5-S14-BSLboth - Baseline Design - Hourly Results.csv | 9 | 17 | 16 | 4 | 0 | 0
| SFM-wCZ01-v2015-rDXHP-t5-S14-BSLboth - Baseline Design - Hourly Results.csv | 9 | 17 | 17 | 4 | 0 | 0
| SFM-wCZ01-v2015-rDXHP-t5-S14-BSLboth - Baseline Design - Hourly Results.csv | 9 | 18 | 15 | 5 | 0 | 0
| SFM-wCZ01-v2015-rDXHP-t5-S14-BSLboth - Baseline Design - Hourly Results.csv | 9 | 18 | 16 | 5 | 0 | 0
| SFM-wCZ01-v2015-rDXHP-t5-S14-BSLboth - Baseline Design - Hourly Results.csv | 9 | 18 | 17 | 5 | 0 | 0
| SFM-wCZ01-v2015-rDXHP-t5-S14-BSLcool - Baseline Design - Hourly Results.csv | 9 | 16 | 15 | 3 | 0 | 0
| SFM-wCZ01-v2015-rDXHP-t5-S14-BSLcool - Baseline Design - Hourly Results.csv | 9 | 16 | 16 | 3 | 0 | 0
| SFM-wCZ01-v2015-rDXHP-t5-S14-BSLcool - Baseline Design - Hourly Results.csv | 9 | 16 | 17 | 3 | 0 | 0
| SFM-wCZ01-v2015-rDXHP-t5-S14-BSLcool - Baseline Design - Hourly Results.csv | 9 | 17 | 15 | 4 | 0 | 0
| SFM-wCZ01-v2015-rDXHP-t5-S14-BSLcool - Baseline Design - Hourly Results.csv | 9 | 17 | 16 | 4 | 0 | 0
| SFM-wCZ01-v2015-rDXHP-t5-S14-BSLcool - Baseline Design - Hourly Results.csv | 9 | 17 | 17 | 4 | 0 | 0
| SFM-wCZ01-v2015-rDXHP-t5-S14-BSLcool - Baseline Design - Hourly Results.csv | 9 | 18 | 15 | 5 | 0 | 0
| SFM-wCZ01-v2015-rDXHP-t5-S14-BSLcool - Baseline Design - Hourly Results.csv | 9 | 18 | 16 | 5 | 0 | 0
| SFM-wCZ01-v2015-rDXHP-t5-S14-BSLcool - Baseline Design - Hourly Results.csv | 9 | 18 | 17 | 5 | 0 | 0
| SFM-wCZ01-v2015-rDXHP-t5-S14-BSLheat - Baseline Design - Hourly Results.csv | 9 | 16 | 15 | 3 | 0 | 0
| SFM-wCZ01-v2015-rDXHP-t5-S14-BSLheat - Baseline Design - Hourly Results.csv | 9 | 16 | 16 | 3 | 0 | 0
| SFM-wCZ01-v2015-rDXHP-t5-S14-BSLheat - Baseline Design - Hourly Results.csv | 9 | 16 | 17 | 3 | 0 | 0
| SFM-wCZ01-v2015-rDXHP-t5-S14-BSLheat - Baseline Design - Hourly Results.csv | 9 | 17 | 15 | 4 | 0 | 0
| SFM-wCZ01-v2015-rDXHP-t5-S14-BSLheat - Baseline Design - Hourly Results.csv | 9 | 17 | 16 | 4 | 0 | 0
| SFM-wCZ01-v2015-rDXHP-t5-S14-BSLheat - Baseline Design - Hourly Results.csv | 9 | 17 | 17 | 4 | 0 | 0
| SFM-wCZ01-v2015-rDXHP-t5-S14-BSLheat - Baseline Design - Hourly Results.csv | 9 | 18 | 15 | 5 | 0 | 0
| SFM-wCZ01-v2015-rDXHP-t5-S14-BSLheat - Baseline Design - Hourly Results.csv | 9 | 18 | 16 | 5 | 0 | 0
| SFM-wCZ01-v2015-rDXHP-t5-S14-BSLheat - Baseline Design - Hourly Results.csv | 9 | 18 | 17 | 5 | 0 | 0
| SFM-wCZ01-v2015-rDXHP-t5-S15-MSRboth - Baseline Design - Hourly Results.csv | 9 | 16 | 15 | 3 | 0 | 0
| SFM-wCZ01-v2015-rDXHP-t5-S15-MSRboth - Baseline Design - Hourly Results.csv | 9 | 16 | 16 | 3 | 0 | 0
| SFM-wCZ01-v2015-rDXHP-t5-S15-MSRboth - Baseline Design - Hourly Results.csv | 9 | 16 | 17 | 3 | 0 | 0
| SFM-wCZ01-v2015-rDXHP-t5-S15-MSRboth - Baseline Design - Hourly Results.csv | 9 | 17 | 15 | 4 | 0 | 0
| SFM-wCZ01-v2015-rDXHP-t5-S15-MSRboth - Baseline Design - Hourly Results.csv | 9 | 17 | 16 | 4 | 0 | 0
| SFM-wCZ01-v2015-rDXHP-t5-S15-MSRboth - Baseline Design - Hourly Results.csv | 9 | 17 | 17 | 4 | 0 | 0
| SFM-wCZ01-v2015-rDXHP-t5-S15-MSRboth - Baseline Design - Hourly Results.csv | 9 | 18 | 15 | 5 | 0 | 0
| SFM-wCZ01-v2015-rDXHP-t5-S15-MSRboth - Baseline Design - Hourly Results.csv | 9 | 18 | 16 | 5 | 0 | 0
| SFM-wCZ01-v2015-rDXHP-t5-S15-MSRboth - Baseline Design - Hourly Results.csv | 9 | 18 | 17 | 5 | 0 | 0
| SFM-wCZ01-v2015-rDXHP-t5-S15-MSRcool - Baseline Design - Hourly Results.csv | 9 | 16 | 15 | 3 | 0 | 0
| SFM-wCZ01-v2015-rDXHP-t5-S15-MSRcool - Baseline Design - Hourly Results.csv | 9 | 16 | 16 | 3 | 0 | 0
| SFM-wCZ01-v2015-rDXHP-t5-S15-MSRcool - Baseline Design - Hourly Results.csv | 9 | 16 | 17 | 3 | 0 | 0
| SFM-wCZ01-v2015-rDXHP-t5-S15-MSRcool - Baseline Design - Hourly Results.csv | 9 | 17 | 15 | 4 | 0 | 0
| SFM-wCZ01-v2015-rDXHP-t5-S15-MSRcool - Baseline Design - Hourly Results.csv | 9 | 17 | 16 | 4 | 0 | 0
| SFM-wCZ01-v2015-rDXHP-t5-S15-MSRcool - Baseline Design - Hourly Results.csv | 9 | 17 | 17 | 4 | 0 | 0
| SFM-wCZ01-v2015-rDXHP-t5-S15-MSRcool - Baseline Design - Hourly Results.csv | 9 | 18 | 15 | 5 | 0 | 0
| SFM-wCZ01-v2015-rDXHP-t5-S15-MSRcool - Baseline Design - Hourly Results.csv | 9 | 18 | 16 | 5 | 0 | 0
| SFM-wCZ01-v2015-rDXHP-t5-S15-MSRcool - Baseline Design - Hourly Results.csv | 9 | 18 | 17 | 5 | 0 | 0
| SFM-wCZ01-v2015-rDXHP-t5-S15-MSRheat - Baseline Design - Hourly Results.csv | 9 | 16 | 15 | 3 | 0 | 0
| SFM-wCZ01-v2015-rDXHP-t5-S15-MSRheat - Baseline Design - Hourly Results.csv | 9 | 16 | 16 | 3 | 0 | 0
| SFM-wCZ01-v2015-rDXHP-t5-S15-MSRheat - Baseline Design - Hourly Results.csv | 9 | 16 | 17 | 3 | 0 | 0
| SFM-wCZ01-v2015-rDXHP-t5-S15-MSRheat - Baseline Design - Hourly Results.csv | 9 | 17 | 15 | 4 | 0 | 0
| SFM-wCZ01-v2015-rDXHP-t5-S15-MSRheat - Baseline Design - Hourly Results.csv | 9 | 17 | 16 | 4 | 0 | 0
| SFM-wCZ01-v2015-rDXHP-t5-S15-MSRheat - Baseline Design - Hourly Results.csv | 9 | 17 | 17 | 4 | 0 | 0
| SFM-wCZ01-v2015-rDXHP-t5-S15-MSRheat - Baseline Design - Hourly Results.csv | 9 | 18 | 15 | 5 | 0 | 0
| SFM-wCZ01-v2015-rDXHP-t5-S15-MSRheat - Baseline Design - Hourly Results.csv | 9 | 18 | 16 | 5 | 0 | 0
| SFM-wCZ01-v2015-rDXHP-t5-S15-MSRheat - Baseline Design - Hourly Results.csv | 9 | 18 | 17 | 5 | 0 | 0
| SFM-wCZ01-v2015-rDXHP-t5-S16-MSRboth - Baseline Design - Hourly Results.csv | 9 | 16 | 15 | 3 | 0 | 0
| SFM-wCZ01-v2015-rDXHP-t5-S16-MSRboth - Baseline Design - Hourly Results.csv | 9 | 16 | 16 | 3 | 0 | 0
| SFM-wCZ01-v2015-rDXHP-t5-S16-MSRboth - Baseline Design - Hourly Results.csv | 9 | 16 | 17 | 3 | 0 | 0
| SFM-wCZ01-v2015-rDXHP-t5-S16-MSRboth - Baseline Design - Hourly Results.csv | 9 | 17 | 15 | 4 | 0 | 0
| SFM-wCZ01-v2015-rDXHP-t5-S16-MSRboth - Baseline Design - Hourly Results.csv | 9 | 17 | 16 | 4 | 0 | 0
| SFM-wCZ01-v2015-rDXHP-t5-S16-MSRboth - Baseline Design - Hourly Results.csv | 9 | 17 | 17 | 4 | 0 | 0
| SFM-wCZ01-v2015-rDXHP-t5-S16-MSRboth - Baseline Design - Hourly Results.csv | 9 | 18 | 15 | 5 | 0 | 0
| SFM-wCZ01-v2015-rDXHP-t5-S16-MSRboth - Baseline Design - Hourly Results.csv | 9 | 18 | 16 | 5 | 0 | 0
| SFM-wCZ01-v2015-rDXHP-t5-S16-MSRboth - Baseline Design - Hourly Results.csv | 9 | 18 | 17 | 5 | 0 | 0
| SFM-wCZ01-v2015-rDXHP-t5-S16-MSRcool - Baseline Design - Hourly Results.csv | 9 | 16 | 15 | 3 | 0 | 0
| SFM-wCZ01-v2015-rDXHP-t5-S16-MSRcool - Baseline Design - Hourly Results.csv | 9 | 16 | 16 | 3 | 0 | 0
| SFM-wCZ01-v2015-rDXHP-t5-S16-MSRcool - Baseline Design - Hourly Results.csv | 9 | 16 | 17 | 3 | 0 | 0
| SFM-wCZ01-v2015-rDXHP-t5-S16-MSRcool - Baseline Design - Hourly Results.csv | 9 | 17 | 15 | 4 | 0 | 0
| SFM-wCZ01-v2015-rDXHP-t5-S16-MSRcool - Baseline Design - Hourly Results.csv | 9 | 17 | 16 | 4 | 0 | 0
| SFM-wCZ01-v2015-rDXHP-t5-S16-MSRcool - Baseline Design - Hourly Results.csv | 9 | 17 | 17 | 4 | 0 | 0
| SFM-wCZ01-v2015-rDXHP-t5-S16-MSRcool - Baseline Design - Hourly Results.csv | 9 | 18 | 15 | 5 | 0 | 0
| SFM-wCZ01-v2015-rDXHP-t5-S16-MSRcool - Baseline Design - Hourly Results.csv | 9 | 18 | 16 | 5 | 0 | 0
| SFM-wCZ01-v2015-rDXHP-t5-S16-MSRcool - Baseline Design - Hourly Results.csv | 9 | 18 | 17 | 5 | 0 | 0
| SFM-wCZ01-v2015-rDXHP-t5-S16-MSRheat - Baseline Design - Hourly Results.csv | 9 | 16 | 15 | 3 | 0 | 0
| SFM-wCZ01-v2015-rDXHP-t5-S16-MSRheat - Baseline Design - Hourly Results.csv | 9 | 16 | 16 | 3 | 0 | 0
| SFM-wCZ01-v2015-rDXHP-t5-S16-MSRheat - Baseline Design - Hourly Results.csv | 9 | 16 | 17 | 3 | 0 | 0
| SFM-wCZ01-v2015-rDXHP-t5-S16-MSRheat - Baseline Design - Hourly Results.csv | 9 | 17 | 15 | 4 | 0 | 0
| SFM-wCZ01-v2015-rDXHP-t5-S16-MSRheat - Baseline Design - Hourly Results.csv | 9 | 17 | 16 | 4 | 0 | 0
| SFM-wCZ01-v2015-rDXHP-t5-S16-MSRheat - Baseline Design - Hourly Results.csv | 9 | 17 | 17 | 4 | 0 | 0
| SFM-wCZ01-v2015-rDXHP-t5-S16-MSRheat - Baseline Design - Hourly Results.csv | 9 | 18 | 15 | 5 | 0 | 0
| SFM-wCZ01-v2015-rDXHP-t5-S16-MSRheat - Baseline Design - Hourly Results.csv | 9 | 18 | 16 | 5 | 0 | 0
| SFM-wCZ01-v2015-rDXHP-t5-S16-MSRheat - Baseline Design - Hourly Results.csv | 9 | 18 | 17 | 5 | 0 | 0
| SFM-wCZ01-v2015-rDXHP-t5-S17-MSRboth - Baseline Design - Hourly Results.csv | 9 | 16 | 15 | 3 | 0 | 0
| SFM-wCZ01-v2015-rDXHP-t5-S17-MSRboth - Baseline Design - Hourly Results.csv | 9 | 16 | 16 | 3 | 0 | 0
| SFM-wCZ01-v2015-rDXHP-t5-S17-MSRboth - Baseline Design - Hourly Results.csv | 9 | 16 | 17 | 3 | 0 | 0
| SFM-wCZ01-v2015-rDXHP-t5-S17-MSRboth - Baseline Design - Hourly Results.csv | 9 | 17 | 15 | 4 | 0 | 0
| SFM-wCZ01-v2015-rDXHP-t5-S17-MSRboth - Baseline Design - Hourly Results.csv | 9 | 17 | 16 | 4 | 0 | 0
| SFM-wCZ01-v2015-rDXHP-t5-S17-MSRboth - Baseline Design - Hourly Results.csv | 9 | 17 | 17 | 4 | 0 | 0
| SFM-wCZ01-v2015-rDXHP-t5-S17-MSRboth - Baseline Design - Hourly Results.csv | 9 | 18 | 15 | 5 | 0 | 0
| SFM-wCZ01-v2015-rDXHP-t5-S17-MSRboth - Baseline Design - Hourly Results.csv | 9 | 18 | 16 | 5 | 0 | 0
| SFM-wCZ01-v2015-rDXHP-t5-S17-MSRboth - Baseline Design - Hourly Results.csv | 9 | 18 | 17 | 5 | 0 | 0
| SFM-wCZ01-v2015-rDXHP-t5-S17-MSRcool - Baseline Design - Hourly Results.csv | 9 | 16 | 15 | 3 | 0 | 0
| SFM-wCZ01-v2015-rDXHP-t5-S17-MSRcool - Baseline Design - Hourly Results.csv | 9 | 16 | 16 | 3 | 0 | 0
| SFM-wCZ01-v2015-rDXHP-t5-S17-MSRcool - Baseline Design - Hourly Results.csv | 9 | 16 | 17 | 3 | 0 | 0
| SFM-wCZ01-v2015-rDXHP-t5-S17-MSRcool - Baseline Design - Hourly Results.csv | 9 | 17 | 15 | 4 | 0 | 0
| SFM-wCZ01-v2015-rDXHP-t5-S17-MSRcool - Baseline Design - Hourly Results.csv | 9 | 17 | 16 | 4 | 0 | 0
| SFM-wCZ01-v2015-rDXHP-t5-S17-MSRcool - Baseline Design - Hourly Results.csv | 9 | 17 | 17 | 4 | 0 | 0
| SFM-wCZ01-v2015-rDXHP-t5-S17-MSRcool - Baseline Design - Hourly Results.csv | 9 | 18 | 15 | 5 | 0 | 0
| SFM-wCZ01-v2015-rDXHP-t5-S17-MSRcool - Baseline Design - Hourly Results.csv | 9 | 18 | 16 | 5 | 0 | 0
| SFM-wCZ01-v2015-rDXHP-t5-S17-MSRcool - Baseline Design - Hourly Results.csv | 9 | 18 | 17 | 5 | 0 | 0
| SFM-wCZ01-v2015-rDXHP-t5-S17-MSRheat - Baseline Design - Hourly Results.csv | 9 | 16 | 15 | 3 | 0 | 0
| SFM-wCZ01-v2015-rDXHP-t5-S17-MSRheat - Baseline Design - Hourly Results.csv | 9 | 16 | 16 | 3 | 0 | 0
| SFM-wCZ01-v2015-rDXHP-t5-S17-MSRheat - Baseline Design - Hourly Results.csv | 9 | 16 | 17 | 3 | 0 | 0
| SFM-wCZ01-v2015-rDXHP-t5-S17-MSRheat - Baseline Design - Hourly Results.csv | 9 | 17 | 15 | 4 | 0 | 0
| SFM-wCZ01-v2015-rDXHP-t5-S17-MSRheat - Baseline Design - Hourly Results.csv | 9 | 17 | 16 | 4 | 0 | 0
| SFM-wCZ01-v2015-rDXHP-t5-S17-MSRheat - Baseline Design - Hourly Results.csv | 9 | 17 | 17 | 4 | 0 | 0
| SFM-wCZ01-v2015-rDXHP-t5-S17-MSRheat - Baseline Design - Hourly Results.csv | 9 | 18 | 15 | 5 | 0 | 0
| SFM-wCZ01-v2015-rDXHP-t5-S17-MSRheat - Baseline Design - Hourly Results.csv | 9 | 18 | 16 | 5 | 0 | 0
| SFM-wCZ01-v2015-rDXHP-t5-S17-MSRheat - Baseline Design - Hourly Results.csv | 9 | 18 | 17 | 5 | 0 | 0
| SFM-wCZ02-v2015-rDXGF-t1-S14-BSLcool - Baseline Design - Hourly Results.csv | 7 | 8 | 15 | 3 | 1.9978 | 3.1802
| SFM-wCZ02-v2015-rDXGF-t1-S14-BSLcool - Baseline Design - Hourly Results.csv | 7 | 8 | 16 | 3 | 2.1718 | 3.4629
| SFM-wCZ02-v2015-rDXGF-t1-S14-BSLcool - Baseline Design - Hourly Results.csv | 7 | 8 | 17 | 3 | 2.4421 | 3.9953
| SFM-wCZ02-v2015-rDXGF-t1-S14-BSLcool - Baseline Design - Hourly Results.csv | 7 | 9 | 15 | 4 | 2.9637 | 5.1203
| SFM-wCZ02-v2015-rDXGF-t1-S14-BSLcool - Baseline Design - Hourly Results.csv | 7 | 9 | 16 | 4 | 3.219 | 5.5212
| SFM-wCZ02-v2015-rDXGF-t1-S14-BSLcool - Baseline Design - Hourly Results.csv | 7 | 9 | 17 | 4 | 3.3681 | 5.7677
| SFM-wCZ02-v2015-rDXGF-t1-S14-BSLcool - Baseline Design - Hourly Results.csv | 7 | 10 | 15 | 5 | 2.533 | 4.4048
| SFM-wCZ02-v2015-rDXGF-t1-S14-BSLcool - Baseline Design - Hourly Results.csv | 7 | 10 | 16 | 5 | 2.9576 | 5.096
| SFM-wCZ02-v2015-rDXGF-t1-S14-BSLcool - Baseline Design - Hourly Results.csv | 7 | 10 | 17 | 5 | 2.8813 | 4.9076
| SFM-wCZ02-v2015-rDXGF-t1-S14-BSLheat - Baseline Design - Hourly Results.csv | 7 | 8 | 15 | 3 | 1.7549 | 2.7841
| SFM-wCZ02-v2015-rDXGF-t1-S14-BSLheat - Baseline Design - Hourly Results.csv | 7 | 8 | 16 | 3 | 1.9101 | 3.0381
| SFM-wCZ02-v2015-rDXGF-t1-S14-BSLheat - Baseline Design - Hourly Results.csv | 7 | 8 | 17 | 3 | 2.145 | 3.5026
| SFM-wCZ02-v2015-rDXGF-t1-S14-BSLheat - Baseline Design - Hourly Results.csv | 7 | 9 | 15 | 4 | 2.6089 | 4.5146
| SFM-wCZ02-v2015-rDXGF-t1-S14-BSLheat - Baseline Design - Hourly Results.csv | 7 | 9 | 16 | 4 | 2.8337 | 4.8705
| SFM-wCZ02-v2015-rDXGF-t1-S14-BSLheat - Baseline Design - Hourly Results.csv | 7 | 9 | 17 | 4 | 2.9151 | 5.0837
| SFM-wCZ02-v2015-rDXGF-t1-S14-BSLheat - Baseline Design - Hourly Results.csv | 7 | 10 | 15 | 5 | 2.2332 | 3.8828
| SFM-wCZ02-v2015-rDXGF-t1-S14-BSLheat - Baseline Design - Hourly Results.csv | 7 | 10 | 16 | 5 | 2.6068 | 4.4946
| SFM-wCZ02-v2015-rDXGF-t1-S14-BSLheat - Baseline Design - Hourly Results.csv | 7 | 10 | 17 | 5 | 2.5417 | 4.3329
| SFM-wCZ02-v2015-rDXGF-t1-S15-MSRcool - Baseline Design - Hourly Results.csv | 7 | 8 | 15 | 3 | 1.6365 | 2.6335
| SFM-wCZ02-v2015-rDXGF-t1-S15-MSRcool - Baseline Design - Hourly Results.csv | 7 | 8 | 16 | 3 | 1.7795 | 2.8712
| SFM-wCZ02-v2015-rDXGF-t1-S15-MSRcool - Baseline Design - Hourly Results.csv | 7 | 8 | 17 | 3 | 2.0072 | 3.3184
| SFM-wCZ02-v2015-rDXGF-t1-S15-MSRcool - Baseline Design - Hourly Results.csv | 7 | 9 | 15 | 4 | 2.4425 | 4.2883
| SFM-wCZ02-v2015-rDXGF-t1-S15-MSRcool - Baseline Design - Hourly Results.csv | 7 | 9 | 16 | 4 | 2.6444 | 4.6111
| SFM-wCZ02-v2015-rDXGF-t1-S15-MSRcool - Baseline Design - Hourly Results.csv | 7 | 9 | 17 | 4 | 2.7666 | 4.8098
| SFM-wCZ02-v2015-rDXGF-t1-S15-MSRcool - Baseline Design - Hourly Results.csv | 7 | 10 | 15 | 5 | 2.0949 | 3.6895
| SFM-wCZ02-v2015-rDXGF-t1-S15-MSRcool - Baseline Design - Hourly Results.csv | 7 | 10 | 16 | 5 | 2.4408 | 4.2676
| SFM-wCZ02-v2015-rDXGF-t1-S15-MSRcool - Baseline Design - Hourly Results.csv | 7 | 10 | 17 | 5 | 2.3969 | 4.1316
| SFM-wCZ02-v2015-rDXGF-t1-S15-MSRheat - Baseline Design - Hourly Results.csv | 7 | 8 | 15 | 3 | 1.539 | 2.4979
| SFM-wCZ02-v2015-rDXGF-t1-S15-MSRheat - Baseline Design - Hourly Results.csv | 7 | 8 | 16 | 3 | 1.6739 | 2.7168
| SFM-wCZ02-v2015-rDXGF-t1-S15-MSRheat - Baseline Design - Hourly Results.csv | 7 | 8 | 17 | 3 | 1.8866 | 3.1372
| SFM-wCZ02-v2015-rDXGF-t1-S15-MSRheat - Baseline Design - Hourly Results.csv | 7 | 9 | 15 | 4 | 2.2962 | 4.0368
| SFM-wCZ02-v2015-rDXGF-t1-S15-MSRheat - Baseline Design - Hourly Results.csv | 7 | 9 | 16 | 4 | 2.4882 | 4.3457
| SFM-wCZ02-v2015-rDXGF-t1-S15-MSRheat - Baseline Design - Hourly Results.csv | 7 | 9 | 17 | 4 | 2.6031 | 4.5281
| SFM-wCZ02-v2015-rDXGF-t1-S15-MSRheat - Baseline Design - Hourly Results.csv | 7 | 10 | 15 | 5 | 1.9713 | 3.4728
| SFM-wCZ02-v2015-rDXGF-t1-S15-MSRheat - Baseline Design - Hourly Results.csv | 7 | 10 | 16 | 5 | 2.2962 | 4.0143
| SFM-wCZ02-v2015-rDXGF-t1-S15-MSRheat - Baseline Design - Hourly Results.csv | 7 | 10 | 17 | 5 | 2.2551 | 3.8925
| SFM-wCZ02-v2015-rDXGF-t1-S16-MSRcool - Baseline Design - Hourly Results.csv | 7 | 8 | 15 | 3 | 1.7507 | 2.8113
| SFM-wCZ02-v2015-rDXGF-t1-S16-MSRcool - Baseline Design - Hourly Results.csv | 7 | 8 | 16 | 3 | 1.8872 | 3.0461
| SFM-wCZ02-v2015-rDXGF-t1-S16-MSRcool - Baseline Design - Hourly Results.csv | 7 | 8 | 17 | 3 | 2.1985 | 3.4949
| SFM-wCZ02-v2015-rDXGF-t1-S16-MSRcool - Baseline Design - Hourly Results.csv | 7 | 9 | 15 | 4 | 2.64 | 4.5923
| SFM-wCZ02-v2015-rDXGF-t1-S16-MSRcool - Baseline Design - Hourly Results.csv | 7 | 9 | 16 | 4 | 2.8141 | 4.9947
| SFM-wCZ02-v2015-rDXGF-t1-S16-MSRcool - Baseline Design - Hourly Results.csv | 7 | 9 | 17 | 4 | 2.9132 | 5.1587
| SFM-wCZ02-v2015-rDXGF-t1-S16-MSRcool - Baseline Design - Hourly Results.csv | 7 | 10 | 15 | 5 | 2.3007 | 3.9731
| SFM-wCZ02-v2015-rDXGF-t1-S16-MSRcool - Baseline Design - Hourly Results.csv | 7 | 10 | 16 | 5 | 2.6143 | 4.6386
| SFM-wCZ02-v2015-rDXGF-t1-S16-MSRcool - Baseline Design - Hourly Results.csv | 7 | 10 | 17 | 5 | 2.5479 | 4.4642
| SFM-wCZ02-v2015-rDXGF-t1-S16-MSRheat - Baseline Design - Hourly Results.csv | 7 | 8 | 15 | 3 | 1.6572 | 2.6494
| SFM-wCZ02-v2015-rDXGF-t1-S16-MSRheat - Baseline Design - Hourly Results.csv | 7 | 8 | 16 | 3 | 1.8353 | 2.8692
| SFM-wCZ02-v2015-rDXGF-t1-S16-MSRheat - Baseline Design - Hourly Results.csv | 7 | 8 | 17 | 3 | 2.0604 | 3.2831
| SFM-wCZ02-v2015-rDXGF-t1-S16-MSRheat - Baseline Design - Hourly Results.csv | 7 | 9 | 15 | 4 | 2.4508 | 4.378
| SFM-wCZ02-v2015-rDXGF-t1-S16-MSRheat - Baseline Design - Hourly Results.csv | 7 | 9 | 16 | 4 | 2.617 | 4.646
| SFM-wCZ02-v2015-rDXGF-t1-S16-MSRheat - Baseline Design - Hourly Results.csv | 7 | 9 | 17 | 4 | 2.7121 | 4.7977
| SFM-wCZ02-v2015-rDXGF-t1-S16-MSRheat - Baseline Design - Hourly Results.csv | 7 | 10 | 15 | 5 | 2.14 | 3.705
| SFM-wCZ02-v2015-rDXGF-t1-S16-MSRheat - Baseline Design - Hourly Results.csv | 7 | 10 | 16 | 5 | 2.4343 | 4.3164
| SFM-wCZ02-v2015-rDXGF-t1-S16-MSRheat - Baseline Design - Hourly Results.csv | 7 | 10 | 17 | 5 | 2.3757 | 4.1601
| SFM-wCZ02-v2015-rDXGF-t1-S17-MSRcool - Baseline Design - Hourly Results.csv | 7 | 8 | 15 | 3 | 1.6442 | 2.6403
| SFM-wCZ02-v2015-rDXGF-t1-S17-MSRcool - Baseline Design - Hourly Results.csv | 7 | 8 | 16 | 3 | 1.7725 | 2.8609
| SFM-wCZ02-v2015-rDXGF-t1-S17-MSRcool - Baseline Design - Hourly Results.csv | 7 | 8 | 17 | 3 | 2.0648 | 3.2823
| SFM-wCZ02-v2015-rDXGF-t1-S17-MSRcool - Baseline Design - Hourly Results.csv | 7 | 9 | 15 | 4 | 2.4794 | 4.313
| SFM-wCZ02-v2015-rDXGF-t1-S17-MSRcool - Baseline Design - Hourly Results.csv | 7 | 9 | 16 | 4 | 2.6429 | 4.691
| SFM-wCZ02-v2015-rDXGF-t1-S17-MSRcool - Baseline Design - Hourly Results.csv | 7 | 9 | 17 | 4 | 2.736 | 4.845
| SFM-wCZ02-v2015-rDXGF-t1-S17-MSRcool - Baseline Design - Hourly Results.csv | 7 | 10 | 15 | 5 | 2.1608 | 3.7315
| SFM-wCZ02-v2015-rDXGF-t1-S17-MSRcool - Baseline Design - Hourly Results.csv | 7 | 10 | 16 | 5 | 2.4553 | 4.3565
| SFM-wCZ02-v2015-rDXGF-t1-S17-MSRcool - Baseline Design - Hourly Results.csv | 7 | 10 | 17 | 5 | 2.393 | 4.1927
| SFM-wCZ02-v2015-rDXGF-t1-S17-MSRheat - Baseline Design - Hourly Results.csv | 7 | 8 | 15 | 3 | 1.5483 | 2.4754
| SFM-wCZ02-v2015-rDXGF-t1-S17-MSRheat - Baseline Design - Hourly Results.csv | 7 | 8 | 16 | 3 | 1.7148 | 2.6808
| SFM-wCZ02-v2015-rDXGF-t1-S17-MSRheat - Baseline Design - Hourly Results.csv | 7 | 8 | 17 | 3 | 1.9251 | 3.0675
| SFM-wCZ02-v2015-rDXGF-t1-S17-MSRheat - Baseline Design - Hourly Results.csv | 7 | 9 | 15 | 4 | 2.2898 | 4.0905
| SFM-wCZ02-v2015-rDXGF-t1-S17-MSRheat - Baseline Design - Hourly Results.csv | 7 | 9 | 16 | 4 | 2.4452 | 4.3409
| SFM-wCZ02-v2015-rDXGF-t1-S17-MSRheat - Baseline Design - Hourly Results.csv | 7 | 9 | 17 | 4 | 2.534 | 4.4826
| SFM-wCZ02-v2015-rDXGF-t1-S17-MSRheat - Baseline Design - Hourly Results.csv | 7 | 10 | 15 | 5 | 1.9995 | 3.4617
| SFM-wCZ02-v2015-rDXGF-t1-S17-MSRheat - Baseline Design - Hourly Results.csv | 7 | 10 | 16 | 5 | 2.2745 | 4.0329
| SFM-wCZ02-v2015-rDXGF-t1-S17-MSRheat - Baseline Design - Hourly Results.csv | 7 | 10 | 17 | 5 | 2.2196 | 3.8869
| SFM-wCZ02-v2015-rDXGF-t2-S14-BSLcool - Baseline Design - Hourly Results.csv | 7 | 8 | 15 | 3 | 1.481 | 2.0112
| SFM-wCZ02-v2015-rDXGF-t2-S14-BSLcool - Baseline Design - Hourly Results.csv | 7 | 8 | 16 | 3 | 1.7151 | 2.4597
| SFM-wCZ02-v2015-rDXGF-t2-S14-BSLcool - Baseline Design - Hourly Results.csv | 7 | 8 | 17 | 3 | 2.0177 | 3.0864
| SFM-wCZ02-v2015-rDXGF-t2-S14-BSLcool - Baseline Design - Hourly Results.csv | 7 | 9 | 15 | 4 | 2.6281 | 4.5907
| SFM-wCZ02-v2015-rDXGF-t2-S14-BSLcool - Baseline Design - Hourly Results.csv | 7 | 9 | 16 | 4 | 2.8809 | 4.9817
| SFM-wCZ02-v2015-rDXGF-t2-S14-BSLcool - Baseline Design - Hourly Results.csv | 7 | 9 | 17 | 4 | 3.0371 | 5.2269
| SFM-wCZ02-v2015-rDXGF-t2-S14-BSLcool - Baseline Design - Hourly Results.csv | 7 | 10 | 15 | 5 | 2.3314 | 4.1551
| SFM-wCZ02-v2015-rDXGF-t2-S14-BSLcool - Baseline Design - Hourly Results.csv | 7 | 10 | 16 | 5 | 2.7243 | 4.7829
| SFM-wCZ02-v2015-rDXGF-t2-S14-BSLcool - Baseline Design - Hourly Results.csv | 7 | 10 | 17 | 5 | 2.6587 | 4.5938
| SFM-wCZ02-v2015-rDXGF-t2-S14-BSLheat - Baseline Design - Hourly Results.csv | 7 | 8 | 15 | 3 | 1.2956 | 1.7562
| SFM-wCZ02-v2015-rDXGF-t2-S14-BSLheat - Baseline Design - Hourly Results.csv | 7 | 8 | 16 | 3 | 1.5019 | 2.15
| SFM-wCZ02-v2015-rDXGF-t2-S14-BSLheat - Baseline Design - Hourly Results.csv | 7 | 8 | 17 | 3 | 1.7671 | 2.7029
| SFM-wCZ02-v2015-rDXGF-t2-S14-BSLheat - Baseline Design - Hourly Results.csv | 7 | 9 | 15 | 4 | 2.311 | 4.0378
| SFM-wCZ02-v2015-rDXGF-t2-S14-BSLheat - Baseline Design - Hourly Results.csv | 7 | 9 | 16 | 4 | 2.5333 | 4.3806
| SFM-wCZ02-v2015-rDXGF-t2-S14-BSLheat - Baseline Design - Hourly Results.csv | 7 | 9 | 17 | 4 | 2.6705 | 4.5987
| SFM-wCZ02-v2015-rDXGF-t2-S14-BSLheat - Baseline Design - Hourly Results.csv | 7 | 10 | 15 | 5 | 2.0509 | 3.6587
| SFM-wCZ02-v2015-rDXGF-t2-S14-BSLheat - Baseline Design - Hourly Results.csv | 7 | 10 | 16 | 5 | 2.3954 | 4.2122
| SFM-wCZ02-v2015-rDXGF-t2-S14-BSLheat - Baseline Design - Hourly Results.csv | 7 | 10 | 17 | 5 | 2.3408 | 4.0471
| SFM-wCZ02-v2015-rDXGF-t2-S15-MSRcool - Baseline Design - Hourly Results.csv | 7 | 8 | 15 | 3 | 1.2262 | 1.6921
| SFM-wCZ02-v2015-rDXGF-t2-S15-MSRcool - Baseline Design - Hourly Results.csv | 7 | 8 | 16 | 3 | 1.4212 | 2.0695
| SFM-wCZ02-v2015-rDXGF-t2-S15-MSRcool - Baseline Design - Hourly Results.csv | 7 | 8 | 17 | 3 | 1.6742 | 2.6012
| SFM-wCZ02-v2015-rDXGF-t2-S15-MSRcool - Baseline Design - Hourly Results.csv | 7 | 9 | 15 | 4 | 2.1863 | 3.8785
| SFM-wCZ02-v2015-rDXGF-t2-S15-MSRcool - Baseline Design - Hourly Results.csv | 7 | 9 | 16 | 4 | 2.3894 | 4.199
| SFM-wCZ02-v2015-rDXGF-t2-S15-MSRcool - Baseline Design - Hourly Results.csv | 7 | 9 | 17 | 4 | 2.5162 | 4.4013
| SFM-wCZ02-v2015-rDXGF-t2-S15-MSRcool - Baseline Design - Hourly Results.csv | 7 | 10 | 15 | 5 | 1.9367 | 3.4977
| SFM-wCZ02-v2015-rDXGF-t2-S15-MSRcool - Baseline Design - Hourly Results.csv | 7 | 10 | 16 | 5 | 2.2622 | 4.032
| SFM-wCZ02-v2015-rDXGF-t2-S15-MSRcool - Baseline Design - Hourly Results.csv | 7 | 10 | 17 | 5 | 2.2235 | 3.8871
| SFM-wCZ02-v2015-rDXGF-t2-S15-MSRheat - Baseline Design - Hourly Results.csv | 7 | 8 | 15 | 3 | 1.1466 | 1.5989
| SFM-wCZ02-v2015-rDXGF-t2-S15-MSRheat - Baseline Design - Hourly Results.csv | 7 | 8 | 16 | 3 | 1.3282 | 1.9494
| SFM-wCZ02-v2015-rDXGF-t2-S15-MSRheat - Baseline Design - Hourly Results.csv | 7 | 8 | 17 | 3 | 1.5649 | 2.4438
| SFM-wCZ02-v2015-rDXGF-t2-S15-MSRheat - Baseline Design - Hourly Results.csv | 7 | 9 | 15 | 4 | 2.0516 | 3.6398
| SFM-wCZ02-v2015-rDXGF-t2-S15-MSRheat - Baseline Design - Hourly Results.csv | 7 | 9 | 16 | 4 | 2.2437 | 3.9421
| SFM-wCZ02-v2015-rDXGF-t2-S15-MSRheat - Baseline Design - Hourly Results.csv | 7 | 9 | 17 | 4 | 2.3644 | 4.134
| SFM-wCZ02-v2015-rDXGF-t2-S15-MSRheat - Baseline Design - Hourly Results.csv | 7 | 10 | 15 | 5 | 1.8199 | 3.2881
| SFM-wCZ02-v2015-rDXGF-t2-S15-MSRheat - Baseline Design - Hourly Results.csv | 7 | 10 | 16 | 5 | 2.1267 | 3.788
| SFM-wCZ02-v2015-rDXGF-t2-S15-MSRheat - Baseline Design - Hourly Results.csv | 7 | 10 | 17 | 5 | 2.0895 | 3.6561
| SFM-wCZ02-v2015-rDXGF-t2-S16-MSRcool - Baseline Design - Hourly Results.csv | 7 | 8 | 15 | 3 | 1.324 | 1.8012
| SFM-wCZ02-v2015-rDXGF-t2-S16-MSRcool - Baseline Design - Hourly Results.csv | 7 | 8 | 16 | 3 | 1.5214 | 2.1893
| SFM-wCZ02-v2015-rDXGF-t2-S16-MSRcool - Baseline Design - Hourly Results.csv | 7 | 8 | 17 | 3 | 1.7765 | 2.7325
| SFM-wCZ02-v2015-rDXGF-t2-S16-MSRcool - Baseline Design - Hourly Results.csv | 7 | 9 | 15 | 4 | 2.4097 | 4.1605
| SFM-wCZ02-v2015-rDXGF-t2-S16-MSRcool - Baseline Design - Hourly Results.csv | 7 | 9 | 16 | 4 | 2.5835 | 4.4732
| SFM-wCZ02-v2015-rDXGF-t2-S16-MSRcool - Baseline Design - Hourly Results.csv | 7 | 9 | 17 | 4 | 2.6891 | 4.7668
| SFM-wCZ02-v2015-rDXGF-t2-S16-MSRcool - Baseline Design - Hourly Results.csv | 7 | 10 | 15 | 5 | 2.1552 | 3.6463
| SFM-wCZ02-v2015-rDXGF-t2-S16-MSRcool - Baseline Design - Hourly Results.csv | 7 | 10 | 16 | 5 | 2.4516 | 4.2799
| SFM-wCZ02-v2015-rDXGF-t2-S16-MSRcool - Baseline Design - Hourly Results.csv | 7 | 10 | 17 | 5 | 2.3903 | 4.1077
| SFM-wCZ02-v2015-rDXGF-t2-S16-MSRheat - Baseline Design - Hourly Results.csv | 7 | 8 | 15 | 3 | 1.2329 | 1.6728
| SFM-wCZ02-v2015-rDXGF-t2-S16-MSRheat - Baseline Design - Hourly Results.csv | 7 | 8 | 16 | 3 | 1.4176 | 2.0347
| SFM-wCZ02-v2015-rDXGF-t2-S16-MSRheat - Baseline Design - Hourly Results.csv | 7 | 8 | 17 | 3 | 1.6555 | 2.5394
| SFM-wCZ02-v2015-rDXGF-t2-S16-MSRheat - Baseline Design - Hourly Results.csv | 7 | 9 | 15 | 4 | 2.2348 | 3.8662
| SFM-wCZ02-v2015-rDXGF-t2-S16-MSRheat - Baseline Design - Hourly Results.csv | 7 | 9 | 16 | 4 | 2.3986 | 4.1568
| SFM-wCZ02-v2015-rDXGF-t2-S16-MSRheat - Baseline Design - Hourly Results.csv | 7 | 9 | 17 | 4 | 2.4986 | 4.425
| SFM-wCZ02-v2015-rDXGF-t2-S16-MSRheat - Baseline Design - Hourly Results.csv | 7 | 10 | 15 | 5 | 2.0004 | 3.399
| SFM-wCZ02-v2015-rDXGF-t2-S16-MSRheat - Baseline Design - Hourly Results.csv | 7 | 10 | 16 | 5 | 2.2762 | 3.9826
| SFM-wCZ02-v2015-rDXGF-t2-S16-MSRheat - Baseline Design - Hourly Results.csv | 7 | 10 | 17 | 5 | 2.2232 | 3.8276
| SFM-wCZ02-v2015-rDXGF-t2-S17-MSRcool - Baseline Design - Hourly Results.csv | 7 | 8 | 15 | 3 | 1.2435 | 1.6916
| SFM-wCZ02-v2015-rDXGF-t2-S17-MSRcool - Baseline Design - Hourly Results.csv | 7 | 8 | 16 | 3 | 1.4289 | 2.0561
| SFM-wCZ02-v2015-rDXGF-t2-S17-MSRcool - Baseline Design - Hourly Results.csv | 7 | 8 | 17 | 3 | 1.6684 | 2.5663
| SFM-wCZ02-v2015-rDXGF-t2-S17-MSRcool - Baseline Design - Hourly Results.csv | 7 | 9 | 15 | 4 | 2.2631 | 3.9075
| SFM-wCZ02-v2015-rDXGF-t2-S17-MSRcool - Baseline Design - Hourly Results.csv | 7 | 9 | 16 | 4 | 2.4263 | 4.2011
| SFM-wCZ02-v2015-rDXGF-t2-S17-MSRcool - Baseline Design - Hourly Results.csv | 7 | 9 | 17 | 4 | 2.5255 | 4.4769
| SFM-wCZ02-v2015-rDXGF-t2-S17-MSRcool - Baseline Design - Hourly Results.csv | 7 | 10 | 15 | 5 | 2.0241 | 3.4245
| SFM-wCZ02-v2015-rDXGF-t2-S17-MSRcool - Baseline Design - Hourly Results.csv | 7 | 10 | 16 | 5 | 2.3025 | 4.0196
| SFM-wCZ02-v2015-rDXGF-t2-S17-MSRcool - Baseline Design - Hourly Results.csv | 7 | 10 | 17 | 5 | 2.2449 | 3.8579
| SFM-wCZ02-v2015-rDXGF-t2-S17-MSRheat - Baseline Design - Hourly Results.csv | 7 | 8 | 15 | 3 | 1.1519 | 1.5629
| SFM-wCZ02-v2015-rDXGF-t2-S17-MSRheat - Baseline Design - Hourly Results.csv | 7 | 8 | 16 | 3 | 1.3245 | 1.9011
| SFM-wCZ02-v2015-rDXGF-t2-S17-MSRheat - Baseline Design - Hourly Results.csv | 7 | 8 | 17 | 3 | 1.5468 | 2.3726
| SFM-wCZ02-v2015-rDXGF-t2-S17-MSRheat - Baseline Design - Hourly Results.csv | 7 | 9 | 15 | 4 | 2.088 | 3.6123
| SFM-wCZ02-v2015-rDXGF-t2-S17-MSRheat - Baseline Design - Hourly Results.csv | 7 | 9 | 16 | 4 | 2.241 | 3.8838
| SFM-wCZ02-v2015-rDXGF-t2-S17-MSRheat - Baseline Design - Hourly Results.csv | 7 | 9 | 17 | 4 | 2.3345 | 4.1344
| SFM-wCZ02-v2015-rDXGF-t2-S17-MSRheat - Baseline Design - Hourly Results.csv | 7 | 10 | 15 | 5 | 1.869 | 3.1757
| SFM-wCZ02-v2015-rDXGF-t2-S17-MSRheat - Baseline Design - Hourly Results.csv | 7 | 10 | 16 | 5 | 2.1267 | 3.721
| SFM-wCZ02-v2015-rDXGF-t2-S17-MSRheat - Baseline Design - Hourly Results.csv | 7 | 10 | 17 | 5 | 2.0772 | 3.5762
| SFM-wCZ02-v2015-rDXGF-t3-S14-BSLcool - Baseline Design - Hourly Results.csv | 7 | 8 | 15 | 3 | 0.77193 | 0.34188
| SFM-wCZ02-v2015-rDXGF-t3-S14-BSLcool - Baseline Design - Hourly Results.csv | 7 | 8 | 16 | 3 | 1.13 | 1.0345
| SFM-wCZ02-v2015-rDXGF-t3-S14-BSLcool - Baseline Design - Hourly Results.csv | 7 | 8 | 17 | 3 | 1.5008 | 1.873
| SFM-wCZ02-v2015-rDXGF-t3-S14-BSLcool - Baseline Design - Hourly Results.csv | 7 | 9 | 15 | 4 | 1.9872 | 3.3381
| SFM-wCZ02-v2015-rDXGF-t3-S14-BSLcool - Baseline Design - Hourly Results.csv | 7 | 9 | 16 | 4 | 2.2965 | 3.8581
| SFM-wCZ02-v2015-rDXGF-t3-S14-BSLcool - Baseline Design - Hourly Results.csv | 7 | 9 | 17 | 4 | 2.506 | 4.2216
| SFM-wCZ02-v2015-rDXGF-t3-S14-BSLcool - Baseline Design - Hourly Results.csv | 7 | 10 | 15 | 5 | 1.7712 | 3.1081
| SFM-wCZ02-v2015-rDXGF-t3-S14-BSLcool - Baseline Design - Hourly Results.csv | 7 | 10 | 16 | 5 | 2.1825 | 3.781
| SFM-wCZ02-v2015-rDXGF-t3-S14-BSLcool - Baseline Design - Hourly Results.csv | 7 | 10 | 17 | 5 | 2.189 | 3.7245
| SFM-wCZ02-v2015-rDXGF-t3-S14-BSLheat - Baseline Design - Hourly Results.csv | 7 | 8 | 15 | 3 | 0.67367 | 0.29869
| SFM-wCZ02-v2015-rDXGF-t3-S14-BSLheat - Baseline Design - Hourly Results.csv | 7 | 8 | 16 | 3 | 0.98699 | 0.90147
| SFM-wCZ02-v2015-rDXGF-t3-S14-BSLheat - Baseline Design - Hourly Results.csv | 7 | 8 | 17 | 3 | 1.3117 | 1.6338
| SFM-wCZ02-v2015-rDXGF-t3-S14-BSLheat - Baseline Design - Hourly Results.csv | 7 | 9 | 15 | 4 | 1.7447 | 2.9281
| SFM-wCZ02-v2015-rDXGF-t3-S14-BSLheat - Baseline Design - Hourly Results.csv | 7 | 9 | 16 | 4 | 2.0179 | 3.3886
| SFM-wCZ02-v2015-rDXGF-t3-S14-BSLheat - Baseline Design - Hourly Results.csv | 7 | 9 | 17 | 4 | 2.2014 | 3.7095
| SFM-wCZ02-v2015-rDXGF-t3-S14-BSLheat - Baseline Design - Hourly Results.csv | 7 | 10 | 15 | 5 | 1.5557 | 2.7319
| SFM-wCZ02-v2015-rDXGF-t3-S14-BSLheat - Baseline Design - Hourly Results.csv | 7 | 10 | 16 | 5 | 1.9185 | 3.3247
| SFM-wCZ02-v2015-rDXGF-t3-S14-BSLheat - Baseline Design - Hourly Results.csv | 7 | 10 | 17 | 5 | 1.926 | 3.2806
| SFM-wCZ02-v2015-rDXGF-t3-S15-MSRcool - Baseline Design - Hourly Results.csv | 7 | 8 | 15 | 3 | 0.6472 | 0.29185
| SFM-wCZ02-v2015-rDXGF-t3-S15-MSRcool - Baseline Design - Hourly Results.csv | 7 | 8 | 16 | 3 | 0.9467 | 0.88723
| SFM-wCZ02-v2015-rDXGF-t3-S15-MSRcool - Baseline Design - Hourly Results.csv | 7 | 8 | 17 | 3 | 1.2563 | 1.603
| SFM-wCZ02-v2015-rDXGF-t3-S15-MSRcool - Baseline Design - Hourly Results.csv | 7 | 9 | 15 | 4 | 1.666 | 2.8412
| SFM-wCZ02-v2015-rDXGF-t3-S15-MSRcool - Baseline Design - Hourly Results.csv | 7 | 9 | 16 | 4 | 1.9251 | 3.2818
| SFM-wCZ02-v2015-rDXGF-t3-S15-MSRcool - Baseline Design - Hourly Results.csv | 7 | 9 | 17 | 4 | 2.0987 | 3.5861
| SFM-wCZ02-v2015-rDXGF-t3-S15-MSRcool - Baseline Design - Hourly Results.csv | 7 | 10 | 15 | 5 | 1.4827 | 2.6396
| SFM-wCZ02-v2015-rDXGF-t3-S15-MSRcool - Baseline Design - Hourly Results.csv | 7 | 10 | 16 | 5 | 1.8311 | 3.2164
| SFM-wCZ02-v2015-rDXGF-t3-S15-MSRcool - Baseline Design - Hourly Results.csv | 7 | 10 | 17 | 5 | 1.8423 | 3.1769
| SFM-wCZ02-v2015-rDXGF-t3-S15-MSRheat - Baseline Design - Hourly Results.csv | 7 | 8 | 15 | 3 | 0.6022 | 0.27679
| SFM-wCZ02-v2015-rDXGF-t3-S15-MSRheat - Baseline Design - Hourly Results.csv | 7 | 8 | 16 | 3 | 0.88163 | 0.83907
| SFM-wCZ02-v2015-rDXGF-t3-S15-MSRheat - Baseline Design - Hourly Results.csv | 7 | 8 | 17 | 3 | 1.1729 | 1.5156
| SFM-wCZ02-v2015-rDXGF-t3-S15-MSRheat - Baseline Design - Hourly Results.csv | 7 | 9 | 15 | 4 | 1.5616 | 2.6615
| SFM-wCZ02-v2015-rDXGF-t3-S15-MSRheat - Baseline Design - Hourly Results.csv | 7 | 9 | 16 | 4 | 1.8026 | 3.0787
| SFM-wCZ02-v2015-rDXGF-t3-S15-MSRheat - Baseline Design - Hourly Results.csv | 7 | 9 | 17 | 4 | 1.9673 | 3.3697
| SFM-wCZ02-v2015-rDXGF-t3-S15-MSRheat - Baseline Design - Hourly Results.csv | 7 | 10 | 15 | 5 | 1.3878 | 2.4722
| SFM-wCZ02-v2015-rDXGF-t3-S15-MSRheat - Baseline Design - Hourly Results.csv | 7 | 10 | 16 | 5 | 1.7151 | 3.0216
| SFM-wCZ02-v2015-rDXGF-t3-S15-MSRheat - Baseline Design - Hourly Results.csv | 7 | 10 | 17 | 5 | 1.7276 | 2.9863
| SFM-wCZ02-v2015-rDXGF-t3-S16-MSRcool - Baseline Design - Hourly Results.csv | 7 | 8 | 15 | 3 | 0.69455 | 0.30397
| SFM-wCZ02-v2015-rDXGF-t3-S16-MSRcool - Baseline Design - Hourly Results.csv | 7 | 8 | 16 | 3 | 1.0091 | 0.92412
| SFM-wCZ02-v2015-rDXGF-t3-S16-MSRcool - Baseline Design - Hourly Results.csv | 7 | 8 | 17 | 3 | 1.3303 | 1.6658
| SFM-wCZ02-v2015-rDXGF-t3-S16-MSRcool - Baseline Design - Hourly Results.csv | 7 | 9 | 15 | 4 | 1.7622 | 2.946
| SFM-wCZ02-v2015-rDXGF-t3-S16-MSRcool - Baseline Design - Hourly Results.csv | 7 | 9 | 16 | 4 | 2.0306 | 3.3987
| SFM-wCZ02-v2015-rDXGF-t3-S16-MSRcool - Baseline Design - Hourly Results.csv | 7 | 9 | 17 | 4 | 2.3084 | 3.7079
| SFM-wCZ02-v2015-rDXGF-t3-S16-MSRcool - Baseline Design - Hourly Results.csv | 7 | 10 | 15 | 5 | 1.5659 | 2.7309
| SFM-wCZ02-v2015-rDXGF-t3-S16-MSRcool - Baseline Design - Hourly Results.csv | 7 | 10 | 16 | 5 | 1.921 | 3.3127
| SFM-wCZ02-v2015-rDXGF-t3-S16-MSRcool - Baseline Design - Hourly Results.csv | 7 | 10 | 17 | 5 | 1.9213 | 3.2609
| SFM-wCZ02-v2015-rDXGF-t3-S16-MSRheat - Baseline Design - Hourly Results.csv | 7 | 8 | 15 | 3 | 0.64416 | 0.28137
| SFM-wCZ02-v2015-rDXGF-t3-S16-MSRheat - Baseline Design - Hourly Results.csv | 7 | 8 | 16 | 3 | 0.93633 | 0.855
| SFM-wCZ02-v2015-rDXGF-t3-S16-MSRheat - Baseline Design - Hourly Results.csv | 7 | 8 | 17 | 3 | 1.2344 | 1.5433
| SFM-wCZ02-v2015-rDXGF-t3-S16-MSRheat - Baseline Design - Hourly Results.csv | 7 | 9 | 15 | 4 | 1.6407 | 2.7383
| SFM-wCZ02-v2015-rDXGF-t3-S16-MSRheat - Baseline Design - Hourly Results.csv | 7 | 9 | 16 | 4 | 1.8911 | 3.1626
| SFM-wCZ02-v2015-rDXGF-t3-S16-MSRheat - Baseline Design - Hourly Results.csv | 7 | 9 | 17 | 4 | 2.1365 | 3.4488
| SFM-wCZ02-v2015-rDXGF-t3-S16-MSRheat - Baseline Design - Hourly Results.csv | 7 | 10 | 15 | 5 | 1.4572 | 2.5393
| SFM-wCZ02-v2015-rDXGF-t3-S16-MSRheat - Baseline Design - Hourly Results.csv | 7 | 10 | 16 | 5 | 1.7879 | 3.0799
| SFM-wCZ02-v2015-rDXGF-t3-S16-MSRheat - Baseline Design - Hourly Results.csv | 7 | 10 | 17 | 5 | 1.837 | 3.0347
| SFM-wCZ02-v2015-rDXGF-t3-S17-MSRcool - Baseline Design - Hourly Results.csv | 7 | 8 | 15 | 3 | 0.65231 | 0.28549
| SFM-wCZ02-v2015-rDXGF-t3-S17-MSRcool - Baseline Design - Hourly Results.csv | 7 | 8 | 16 | 3 | 0.94773 | 0.86792
| SFM-wCZ02-v2015-rDXGF-t3-S17-MSRcool - Baseline Design - Hourly Results.csv | 7 | 8 | 17 | 3 | 1.2494 | 1.5644
| SFM-wCZ02-v2015-rDXGF-t3-S17-MSRcool - Baseline Design - Hourly Results.csv | 7 | 9 | 15 | 4 | 1.6551 | 2.7668
| SFM-wCZ02-v2015-rDXGF-t3-S17-MSRcool - Baseline Design - Hourly Results.csv | 7 | 9 | 16 | 4 | 1.9071 | 3.192
| SFM-wCZ02-v2015-rDXGF-t3-S17-MSRcool - Baseline Design - Hourly Results.csv | 7 | 9 | 17 | 4 | 2.168 | 3.4824
| SFM-wCZ02-v2015-rDXGF-t3-S17-MSRcool - Baseline Design - Hourly Results.csv | 7 | 10 | 15 | 5 | 1.4706 | 2.5648
| SFM-wCZ02-v2015-rDXGF-t3-S17-MSRcool - Baseline Design - Hourly Results.csv | 7 | 10 | 16 | 5 | 1.8042 | 3.1112
| SFM-wCZ02-v2015-rDXGF-t3-S17-MSRcool - Baseline Design - Hourly Results.csv | 7 | 10 | 17 | 5 | 1.8045 | 3.0625
| SFM-wCZ02-v2015-rDXGF-t3-S17-MSRheat - Baseline Design - Hourly Results.csv | 7 | 8 | 15 | 3 | 0.60186 | 0.2629
| SFM-wCZ02-v2015-rDXGF-t3-S17-MSRheat - Baseline Design - Hourly Results.csv | 7 | 8 | 16 | 3 | 0.87484 | 0.79885
| SFM-wCZ02-v2015-rDXGF-t3-S17-MSRheat - Baseline Design - Hourly Results.csv | 7 | 8 | 17 | 3 | 1.1533 | 1.442
| SFM-wCZ02-v2015-rDXGF-t3-S17-MSRheat - Baseline Design - Hourly Results.csv | 7 | 9 | 15 | 4 | 1.533 | 2.5584
| SFM-wCZ02-v2015-rDXGF-t3-S17-MSRheat - Baseline Design - Hourly Results.csv | 7 | 9 | 16 | 4 | 1.7669 | 2.9549
| SFM-wCZ02-v2015-rDXGF-t3-S17-MSRheat - Baseline Design - Hourly Results.csv | 7 | 9 | 17 | 4 | 1.9962 | 3.2223
| SFM-wCZ02-v2015-rDXGF-t3-S17-MSRheat - Baseline Design - Hourly Results.csv | 7 | 10 | 15 | 5 | 1.3615 | 2.3725
| SFM-wCZ02-v2015-rDXGF-t3-S17-MSRheat - Baseline Design - Hourly Results.csv | 7 | 10 | 16 | 5 | 1.6704 | 2.8776
| SFM-wCZ02-v2015-rDXGF-t3-S17-MSRheat - Baseline Design - Hourly Results.csv | 7 | 10 | 17 | 5 | 1.7163 | 2.8354
| SFM-wCZ02-v2015-rDXGF-t4-S14-BSLcool - Baseline Design - Hourly Results.csv | 7 | 8 | 15 | 3 | 0 | 0
| SFM-wCZ02-v2015-rDXGF-t4-S14-BSLcool - Baseline Design - Hourly Results.csv | 7 | 8 | 16 | 3 | 0.31661 | 0
| SFM-wCZ02-v2015-rDXGF-t4-S14-BSLcool - Baseline Design - Hourly Results.csv | 7 | 8 | 17 | 3 | 0.83559 | 0.45836
| SFM-wCZ02-v2015-rDXGF-t4-S14-BSLcool - Baseline Design - Hourly Results.csv | 7 | 9 | 15 | 4 | 1.4779 | 2.2973
| SFM-wCZ02-v2015-rDXGF-t4-S14-BSLcool - Baseline Design - Hourly Results.csv | 7 | 9 | 16 | 4 | 1.8422 | 2.9408
| SFM-wCZ02-v2015-rDXGF-t4-S14-BSLcool - Baseline Design - Hourly Results.csv | 7 | 9 | 17 | 4 | 2.0919 | 3.4051
| SFM-wCZ02-v2015-rDXGF-t4-S14-BSLcool - Baseline Design - Hourly Results.csv | 7 | 10 | 15 | 5 | 1.4541 | 2.6071
| SFM-wCZ02-v2015-rDXGF-t4-S14-BSLcool - Baseline Design - Hourly Results.csv | 7 | 10 | 16 | 5 | 1.8641 | 3.2662
| SFM-wCZ02-v2015-rDXGF-t4-S14-BSLcool - Baseline Design - Hourly Results.csv | 7 | 10 | 17 | 5 | 1.8983 | 3.2507
| SFM-wCZ02-v2015-rDXGF-t4-S14-BSLheat - Baseline Design - Hourly Results.csv | 7 | 8 | 15 | 3 | 0 | 0
| SFM-wCZ02-v2015-rDXGF-t4-S14-BSLheat - Baseline Design - Hourly Results.csv | 7 | 8 | 16 | 3 | 0.27513 | 0
| SFM-wCZ02-v2015-rDXGF-t4-S14-BSLheat - Baseline Design - Hourly Results.csv | 7 | 8 | 17 | 3 | 0.72807 | 0.40296
| SFM-wCZ02-v2015-rDXGF-t4-S14-BSLheat - Baseline Design - Hourly Results.csv | 7 | 9 | 15 | 4 | 1.2944 | 2.01
| SFM-wCZ02-v2015-rDXGF-t4-S14-BSLheat - Baseline Design - Hourly Results.csv | 7 | 9 | 16 | 4 | 1.6143 | 2.578
| SFM-wCZ02-v2015-rDXGF-t4-S14-BSLheat - Baseline Design - Hourly Results.csv | 7 | 9 | 17 | 4 | 1.8344 | 2.9863
| SFM-wCZ02-v2015-rDXGF-t4-S14-BSLheat - Baseline Design - Hourly Results.csv | 7 | 10 | 15 | 5 | 1.2737 | 2.2867
| SFM-wCZ02-v2015-rDXGF-t4-S14-BSLheat - Baseline Design - Hourly Results.csv | 7 | 10 | 16 | 5 | 1.6347 | 2.8698
| SFM-wCZ02-v2015-rDXGF-t4-S14-BSLheat - Baseline Design - Hourly Results.csv | 7 | 10 | 17 | 5 | 1.6676 | 2.8594
| SFM-wCZ02-v2015-rDXGF-t4-S15-MSRcool - Baseline Design - Hourly Results.csv | 7 | 8 | 15 | 3 | 0 | 0
| SFM-wCZ02-v2015-rDXGF-t4-S15-MSRcool - Baseline Design - Hourly Results.csv | 7 | 8 | 16 | 3 | 0.26802 | 0
| SFM-wCZ02-v2015-rDXGF-t4-S15-MSRcool - Baseline Design - Hourly Results.csv | 7 | 8 | 17 | 3 | 0.70852 | 0.40526
| SFM-wCZ02-v2015-rDXGF-t4-S15-MSRcool - Baseline Design - Hourly Results.csv | 7 | 9 | 15 | 4 | 1.2505 | 1.9751
| SFM-wCZ02-v2015-rDXGF-t4-S15-MSRcool - Baseline Design - Hourly Results.csv | 7 | 9 | 16 | 4 | 1.5539 | 2.5276
| SFM-wCZ02-v2015-rDXGF-t4-S15-MSRcool - Baseline Design - Hourly Results.csv | 7 | 9 | 17 | 4 | 1.764 | 2.9263
| SFM-wCZ02-v2015-rDXGF-t4-S15-MSRcool - Baseline Design - Hourly Results.csv | 7 | 10 | 15 | 5 | 1.2244 | 2.2246
| SFM-wCZ02-v2015-rDXGF-t4-S15-MSRcool - Baseline Design - Hourly Results.csv | 7 | 10 | 16 | 5 | 1.5704 | 2.7952
| SFM-wCZ02-v2015-rDXGF-t4-S15-MSRcool - Baseline Design - Hourly Results.csv | 7 | 10 | 17 | 5 | 1.6033 | 2.7896
| SFM-wCZ02-v2015-rDXGF-t4-S15-MSRheat - Baseline Design - Hourly Results.csv | 7 | 8 | 15 | 3 | 0 | 0
| SFM-wCZ02-v2015-rDXGF-t4-S15-MSRheat - Baseline Design - Hourly Results.csv | 7 | 8 | 16 | 3 | 0.2485 | 0
| SFM-wCZ02-v2015-rDXGF-t4-S15-MSRheat - Baseline Design - Hourly Results.csv | 7 | 8 | 17 | 3 | 0.6578 | 0.19259
| SFM-wCZ02-v2015-rDXGF-t4-S15-MSRheat - Baseline Design - Hourly Results.csv | 7 | 9 | 15 | 4 | 1.1662 | 1.8127
| SFM-wCZ02-v2015-rDXGF-t4-S15-MSRheat - Baseline Design - Hourly Results.csv | 7 | 9 | 16 | 4 | 1.4515 | 2.3561
| SFM-wCZ02-v2015-rDXGF-t4-S15-MSRheat - Baseline Design - Hourly Results.csv | 7 | 9 | 17 | 4 | 1.6495 | 2.7412
| SFM-wCZ02-v2015-rDXGF-t4-S15-MSRheat - Baseline Design - Hourly Results.csv | 7 | 10 | 15 | 5 | 1.1434 | 2.0926
| SFM-wCZ02-v2015-rDXGF-t4-S15-MSRheat - Baseline Design - Hourly Results.csv | 7 | 10 | 16 | 5 | 1.4687 | 2.6163
| SFM-wCZ02-v2015-rDXGF-t4-S15-MSRheat - Baseline Design - Hourly Results.csv | 7 | 10 | 17 | 5 | 1.5016 | 2.6057
| SFM-wCZ02-v2015-rDXGF-t4-S16-MSRcool - Baseline Design - Hourly Results.csv | 7 | 8 | 15 | 3 | 0 | 0
| SFM-wCZ02-v2015-rDXGF-t4-S16-MSRcool - Baseline Design - Hourly Results.csv | 7 | 8 | 16 | 3 | 0.28354 | 0
| SFM-wCZ02-v2015-rDXGF-t4-S16-MSRcool - Baseline Design - Hourly Results.csv | 7 | 8 | 17 | 3 | 0.74397 | 0.4083
| SFM-wCZ02-v2015-rDXGF-t4-S16-MSRcool - Baseline Design - Hourly Results.csv | 7 | 9 | 15 | 4 | 1.3105 | 2.0293
| SFM-wCZ02-v2015-rDXGF-t4-S16-MSRcool - Baseline Design - Hourly Results.csv | 7 | 9 | 16 | 4 | 1.6248 | 2.5904
| SFM-wCZ02-v2015-rDXGF-t4-S16-MSRcool - Baseline Design - Hourly Results.csv | 7 | 9 | 17 | 4 | 1.838 | 2.9899
| SFM-wCZ02-v2015-rDXGF-t4-S16-MSRcool - Baseline Design - Hourly Results.csv | 7 | 10 | 15 | 5 | 1.2814 | 2.2824
| SFM-wCZ02-v2015-rDXGF-t4-S16-MSRcool - Baseline Design - Hourly Results.csv | 7 | 10 | 16 | 5 | 1.6343 | 2.8474
| SFM-wCZ02-v2015-rDXGF-t4-S16-MSRcool - Baseline Design - Hourly Results.csv | 7 | 10 | 17 | 5 | 1.6614 | 2.8346
| SFM-wCZ02-v2015-rDXGF-t4-S16-MSRheat - Baseline Design - Hourly Results.csv | 7 | 8 | 15 | 3 | 0 | 0
| SFM-wCZ02-v2015-rDXGF-t4-S16-MSRheat - Baseline Design - Hourly Results.csv | 7 | 8 | 16 | 3 | 0.26178 | 0
| SFM-wCZ02-v2015-rDXGF-t4-S16-MSRheat - Baseline Design - Hourly Results.csv | 7 | 8 | 17 | 3 | 0.68774 | 0.38405
| SFM-wCZ02-v2015-rDXGF-t4-S16-MSRheat - Baseline Design - Hourly Results.csv | 7 | 9 | 15 | 4 | 1.2147 | 1.8776
| SFM-wCZ02-v2015-rDXGF-t4-S16-MSRheat - Baseline Design - Hourly Results.csv | 7 | 9 | 16 | 4 | 1.5077 | 2.4051
| SFM-wCZ02-v2015-rDXGF-t4-S16-MSRheat - Baseline Design - Hourly Results.csv | 7 | 9 | 17 | 4 | 1.706 | 2.7739
| SFM-wCZ02-v2015-rDXGF-t4-S16-MSRheat - Baseline Design - Hourly Results.csv | 7 | 10 | 15 | 5 | 1.1878 | 2.1163
| SFM-wCZ02-v2015-rDXGF-t4-S16-MSRheat - Baseline Design - Hourly Results.csv | 7 | 10 | 16 | 5 | 1.5182 | 2.6457
| SFM-wCZ02-v2015-rDXGF-t4-S16-MSRheat - Baseline Design - Hourly Results.csv | 7 | 10 | 17 | 5 | 1.5432 | 2.6339
| SFM-wCZ02-v2015-rDXGF-t4-S17-MSRcool - Baseline Design - Hourly Results.csv | 7 | 8 | 15 | 3 | 0 | 0
| SFM-wCZ02-v2015-rDXGF-t4-S17-MSRcool - Baseline Design - Hourly Results.csv | 7 | 8 | 16 | 3 | 0.2663 | 0
| SFM-wCZ02-v2015-rDXGF-t4-S17-MSRcool - Baseline Design - Hourly Results.csv | 7 | 8 | 17 | 3 | 0.69873 | 0.38347
| SFM-wCZ02-v2015-rDXGF-t4-S17-MSRcool - Baseline Design - Hourly Results.csv | 7 | 9 | 15 | 4 | 1.2308 | 1.9059
| SFM-wCZ02-v2015-rDXGF-t4-S17-MSRcool - Baseline Design - Hourly Results.csv | 7 | 9 | 16 | 4 | 1.526 | 2.4329
| SFM-wCZ02-v2015-rDXGF-t4-S17-MSRcool - Baseline Design - Hourly Results.csv | 7 | 9 | 17 | 4 | 1.7262 | 2.808
| SFM-wCZ02-v2015-rDXGF-t4-S17-MSRcool - Baseline Design - Hourly Results.csv | 7 | 10 | 15 | 5 | 1.2035 | 2.1435
| SFM-wCZ02-v2015-rDXGF-t4-S17-MSRcool - Baseline Design - Hourly Results.csv | 7 | 10 | 16 | 5 | 1.5349 | 2.6742
| SFM-wCZ02-v2015-rDXGF-t4-S17-MSRcool - Baseline Design - Hourly Results.csv | 7 | 10 | 17 | 5 | 1.5604 | 2.6622
| SFM-wCZ02-v2015-rDXGF-t4-S17-MSRheat - Baseline Design - Hourly Results.csv | 7 | 8 | 15 | 3 | 0 | 0
| SFM-wCZ02-v2015-rDXGF-t4-S17-MSRheat - Baseline Design - Hourly Results.csv | 7 | 8 | 16 | 3 | 0.24459 | 0
| SFM-wCZ02-v2015-rDXGF-t4-S17-MSRheat - Baseline Design - Hourly Results.csv | 7 | 8 | 17 | 3 | 0.64258 | 0.35883
| SFM-wCZ02-v2015-rDXGF-t4-S17-MSRheat - Baseline Design - Hourly Results.csv | 7 | 9 | 15 | 4 | 1.1349 | 1.7543
| SFM-wCZ02-v2015-rDXGF-t4-S17-MSRheat - Baseline Design - Hourly Results.csv | 7 | 9 | 16 | 4 | 1.4087 | 2.2472
| SFM-wCZ02-v2015-rDXGF-t4-S17-MSRheat - Baseline Design - Hourly Results.csv | 7 | 9 | 17 | 4 | 1.5939 | 2.5918
| SFM-wCZ02-v2015-rDXGF-t4-S17-MSRheat - Baseline Design - Hourly Results.csv | 7 | 10 | 15 | 5 | 1.1098 | 1.9773
| SFM-wCZ02-v2015-rDXGF-t4-S17-MSRheat - Baseline Design - Hourly Results.csv | 7 | 10 | 16 | 5 | 1.4184 | 2.4719
| SFM-wCZ02-v2015-rDXGF-t4-S17-MSRheat - Baseline Design - Hourly Results.csv | 7 | 10 | 17 | 5 | 1.4419 | 2.4609
| SFM-wCZ02-v2015-rDXGF-t5-S14-BSLcool - Baseline Design - Hourly Results.csv | 7 | 8 | 15 | 3 | 0 | 0
| SFM-wCZ02-v2015-rDXGF-t5-S14-BSLcool - Baseline Design - Hourly Results.csv | 7 | 8 | 16 | 3 | 0.29204 | 0
| SFM-wCZ02-v2015-rDXGF-t5-S14-BSLcool - Baseline Design - Hourly Results.csv | 7 | 8 | 17 | 3 | 0.81807 | 0.2207
| SFM-wCZ02-v2015-rDXGF-t5-S14-BSLcool - Baseline Design - Hourly Results.csv | 7 | 9 | 15 | 4 | 1.381 | 2.0631
| SFM-wCZ02-v2015-rDXGF-t5-S14-BSLcool - Baseline Design - Hourly Results.csv | 7 | 9 | 16 | 4 | 1.7683 | 2.7611
| SFM-wCZ02-v2015-rDXGF-t5-S14-BSLcool - Baseline Design - Hourly Results.csv | 7 | 9 | 17 | 4 | 2.0342 | 3.2643
| SFM-wCZ02-v2015-rDXGF-t5-S14-BSLcool - Baseline Design - Hourly Results.csv | 7 | 10 | 15 | 5 | 1.3298 | 2.3293
| SFM-wCZ02-v2015-rDXGF-t5-S14-BSLcool - Baseline Design - Hourly Results.csv | 7 | 10 | 16 | 5 | 1.7615 | 3.0325
| SFM-wCZ02-v2015-rDXGF-t5-S14-BSLcool - Baseline Design - Hourly Results.csv | 7 | 10 | 17 | 5 | 1.8178 | 3.0679
| SFM-wCZ02-v2015-rDXGF-t5-S14-BSLheat - Baseline Design - Hourly Results.csv | 7 | 8 | 15 | 3 | 0 | 0
| SFM-wCZ02-v2015-rDXGF-t5-S14-BSLheat - Baseline Design - Hourly Results.csv | 7 | 8 | 16 | 3 | 0.25375 | 0
| SFM-wCZ02-v2015-rDXGF-t5-S14-BSLheat - Baseline Design - Hourly Results.csv | 7 | 8 | 17 | 3 | 0.71246 | 0.19366
| SFM-wCZ02-v2015-rDXGF-t5-S14-BSLheat - Baseline Design - Hourly Results.csv | 7 | 9 | 15 | 4 | 1.21 | 1.8042
| SFM-wCZ02-v2015-rDXGF-t5-S14-BSLheat - Baseline Design - Hourly Results.csv | 7 | 9 | 16 | 4 | 1.5496 | 2.4175
| SFM-wCZ02-v2015-rDXGF-t5-S14-BSLheat - Baseline Design - Hourly Results.csv | 7 | 9 | 17 | 4 | 1.7838 | 2.8613
| SFM-wCZ02-v2015-rDXGF-t5-S14-BSLheat - Baseline Design - Hourly Results.csv | 7 | 10 | 15 | 5 | 1.1667 | 2.0415
| SFM-wCZ02-v2015-rDXGF-t5-S14-BSLheat - Baseline Design - Hourly Results.csv | 7 | 10 | 16 | 5 | 1.5451 | 2.6622
| SFM-wCZ02-v2015-rDXGF-t5-S14-BSLheat - Baseline Design - Hourly Results.csv | 7 | 10 | 17 | 5 | 1.597 | 2.6966
| SFM-wCZ02-v2015-rDXGF-t5-S15-MSRcool - Baseline Design - Hourly Results.csv | 7 | 8 | 15 | 3 | 0 | 0
| SFM-wCZ02-v2015-rDXGF-t5-S15-MSRcool - Baseline Design - Hourly Results.csv | 7 | 8 | 16 | 3 | 0.2474 | 0
| SFM-wCZ02-v2015-rDXGF-t5-S15-MSRcool - Baseline Design - Hourly Results.csv | 7 | 8 | 17 | 3 | 0.69373 | 0.19441
| SFM-wCZ02-v2015-rDXGF-t5-S15-MSRcool - Baseline Design - Hourly Results.csv | 7 | 9 | 15 | 4 | 1.1686 | 1.772
| SFM-wCZ02-v2015-rDXGF-t5-S15-MSRcool - Baseline Design - Hourly Results.csv | 7 | 9 | 16 | 4 | 1.4917 | 2.3726
| SFM-wCZ02-v2015-rDXGF-t5-S15-MSRcool - Baseline Design - Hourly Results.csv | 7 | 9 | 17 | 4 | 1.7153 | 2.8025
| SFM-wCZ02-v2015-rDXGF-t5-S15-MSRcool - Baseline Design - Hourly Results.csv | 7 | 10 | 15 | 5 | 1.1201 | 1.9849
| SFM-wCZ02-v2015-rDXGF-t5-S15-MSRcool - Baseline Design - Hourly Results.csv | 7 | 10 | 16 | 5 | 1.4849 | 2.5933
| SFM-wCZ02-v2015-rDXGF-t5-S15-MSRcool - Baseline Design - Hourly Results.csv | 7 | 10 | 17 | 5 | 1.5364 | 2.6315
| SFM-wCZ02-v2015-rDXGF-t5-S15-MSRheat - Baseline Design - Hourly Results.csv | 7 | 8 | 15 | 3 | 0 | 0
| SFM-wCZ02-v2015-rDXGF-t5-S15-MSRheat - Baseline Design - Hourly Results.csv | 7 | 8 | 16 | 3 | 0.22931 | 0
| SFM-wCZ02-v2015-rDXGF-t5-S15-MSRheat - Baseline Design - Hourly Results.csv | 7 | 8 | 17 | 3 | 0.644 | 0.18282
| SFM-wCZ02-v2015-rDXGF-t5-S15-MSRheat - Baseline Design - Hourly Results.csv | 7 | 9 | 15 | 4 | 1.0883 | 1.6687
| SFM-wCZ02-v2015-rDXGF-t5-S15-MSRheat - Baseline Design - Hourly Results.csv | 7 | 9 | 16 | 4 | 1.3932 | 2.2459
| SFM-wCZ02-v2015-rDXGF-t5-S15-MSRheat - Baseline Design - Hourly Results.csv | 7 | 9 | 17 | 4 | 1.6038 | 2.6573
| SFM-wCZ02-v2015-rDXGF-t5-S15-MSRheat - Baseline Design - Hourly Results.csv | 7 | 10 | 15 | 5 | 1.0454 | 1.8717
| SFM-wCZ02-v2015-rDXGF-t5-S15-MSRheat - Baseline Design - Hourly Results.csv | 7 | 10 | 16 | 5 | 1.3887 | 2.4311
| SFM-wCZ02-v2015-rDXGF-t5-S15-MSRheat - Baseline Design - Hourly Results.csv | 7 | 10 | 17 | 5 | 1.4379 | 2.4612
| SFM-wCZ02-v2015-rDXGF-t5-S16-MSRcool - Baseline Design - Hourly Results.csv | 7 | 8 | 15 | 3 | 0 | 0
| SFM-wCZ02-v2015-rDXGF-t5-S16-MSRcool - Baseline Design - Hourly Results.csv | 7 | 8 | 16 | 3 | 0.26179 | 0
| SFM-wCZ02-v2015-rDXGF-t5-S16-MSRcool - Baseline Design - Hourly Results.csv | 7 | 8 | 17 | 3 | 0.7282 | 0.19653
| SFM-wCZ02-v2015-rDXGF-t5-S16-MSRcool - Baseline Design - Hourly Results.csv | 7 | 9 | 15 | 4 | 1.2257 | 1.8227
| SFM-wCZ02-v2015-rDXGF-t5-S16-MSRcool - Baseline Design - Hourly Results.csv | 7 | 9 | 16 | 4 | 1.5616 | 2.4325
| SFM-wCZ02-v2015-rDXGF-t5-S16-MSRcool - Baseline Design - Hourly Results.csv | 7 | 9 | 17 | 4 | 1.7873 | 2.865
| SFM-wCZ02-v2015-rDXGF-t5-S16-MSRcool - Baseline Design - Hourly Results.csv | 7 | 10 | 15 | 5 | 1.1733 | 2.0385
| SFM-wCZ02-v2015-rDXGF-t5-S16-MSRcool - Baseline Design - Hourly Results.csv | 7 | 10 | 16 | 5 | 1.5468 | 2.6452
| SFM-wCZ02-v2015-rDXGF-t5-S16-MSRcool - Baseline Design - Hourly Results.csv | 7 | 10 | 17 | 5 | 1.5921 | 2.675
| SFM-wCZ02-v2015-rDXGF-t5-S16-MSRheat - Baseline Design - Hourly Results.csv | 7 | 8 | 15 | 3 | 0 | 0
| SFM-wCZ02-v2015-rDXGF-t5-S16-MSRheat - Baseline Design - Hourly Results.csv | 7 | 8 | 16 | 3 | 0.24168 | 0
| SFM-wCZ02-v2015-rDXGF-t5-S16-MSRheat - Baseline Design - Hourly Results.csv | 7 | 8 | 17 | 3 | 0.6734 | 0.18445
| SFM-wCZ02-v2015-rDXGF-t5-S16-MSRheat - Baseline Design - Hourly Results.csv | 7 | 9 | 15 | 4 | 1.1369 | 1.6863
| SFM-wCZ02-v2015-rDXGF-t5-S16-MSRheat - Baseline Design - Hourly Results.csv | 7 | 9 | 16 | 4 | 1.4485 | 2.2577
| SFM-wCZ02-v2015-rDXGF-t5-S16-MSRheat - Baseline Design - Hourly Results.csv | 7 | 9 | 17 | 4 | 1.6601 | 2.6617
| SFM-wCZ02-v2015-rDXGF-t5-S16-MSRheat - Baseline Design - Hourly Results.csv | 7 | 10 | 15 | 5 | 1.089 | 1.8894
| SFM-wCZ02-v2015-rDXGF-t5-S16-MSRheat - Baseline Design - Hourly Results.csv | 7 | 10 | 16 | 5 | 1.4362 | 2.4529
| SFM-wCZ02-v2015-rDXGF-t5-S16-MSRheat - Baseline Design - Hourly Results.csv | 7 | 10 | 17 | 5 | 1.4788 | 2.4834
| SFM-wCZ02-v2015-rDXGF-t5-S17-MSRcool - Baseline Design - Hourly Results.csv | 7 | 8 | 15 | 3 | 0 | 0
| SFM-wCZ02-v2015-rDXGF-t5-S17-MSRcool - Baseline Design - Hourly Results.csv | 7 | 8 | 16 | 3 | 0.24587 | 0
| SFM-wCZ02-v2015-rDXGF-t5-S17-MSRcool - Baseline Design - Hourly Results.csv | 7 | 8 | 17 | 3 | 0.68391 | 0.18457
| SFM-wCZ02-v2015-rDXGF-t5-S17-MSRcool - Baseline Design - Hourly Results.csv | 7 | 9 | 15 | 4 | 1.1511 | 1.7119
| SFM-wCZ02-v2015-rDXGF-t5-S17-MSRcool - Baseline Design - Hourly Results.csv | 7 | 9 | 16 | 4 | 1.4667 | 2.2846
| SFM-wCZ02-v2015-rDXGF-t5-S17-MSRcool - Baseline Design - Hourly Results.csv | 7 | 9 | 17 | 4 | 1.6786 | 2.6908
| SFM-wCZ02-v2015-rDXGF-t5-S17-MSRcool - Baseline Design - Hourly Results.csv | 7 | 10 | 15 | 5 | 1.1019 | 1.9145
| SFM-wCZ02-v2015-rDXGF-t5-S17-MSRcool - Baseline Design - Hourly Results.csv | 7 | 10 | 16 | 5 | 1.4527 | 2.4843
| SFM-wCZ02-v2015-rDXGF-t5-S17-MSRcool - Baseline Design - Hourly Results.csv | 7 | 10 | 17 | 5 | 1.4953 | 2.5123
| SFM-wCZ02-v2015-rDXGF-t5-S17-MSRheat - Baseline Design - Hourly Results.csv | 7 | 8 | 15 | 3 | 0 | 0
| SFM-wCZ02-v2015-rDXGF-t5-S17-MSRheat - Baseline Design - Hourly Results.csv | 7 | 8 | 16 | 3 | 0.2258 | 0
| SFM-wCZ02-v2015-rDXGF-t5-S17-MSRheat - Baseline Design - Hourly Results.csv | 7 | 8 | 17 | 3 | 0.62917 | 0.17233
| SFM-wCZ02-v2015-rDXGF-t5-S17-MSRheat - Baseline Design - Hourly Results.csv | 7 | 9 | 15 | 4 | 1.0623 | 1.5755
| SFM-wCZ02-v2015-rDXGF-t5-S17-MSRheat - Baseline Design - Hourly Results.csv | 7 | 9 | 16 | 4 | 1.3534 | 2.1094
| SFM-wCZ02-v2015-rDXGF-t5-S17-MSRheat - Baseline Design - Hourly Results.csv | 7 | 9 | 17 | 4 | 1.551 | 2.4869
| SFM-wCZ02-v2015-rDXGF-t5-S17-MSRheat - Baseline Design - Hourly Results.csv | 7 | 10 | 15 | 5 | 1.0175 | 1.7653
| SFM-wCZ02-v2015-rDXGF-t5-S17-MSRheat - Baseline Design - Hourly Results.csv | 7 | 10 | 16 | 5 | 1.3418 | 2.2918
| SFM-wCZ02-v2015-rDXGF-t5-S17-MSRheat - Baseline Design - Hourly Results.csv | 7 | 10 | 17 | 5 | 1.3817 | 2.3203
| SFM-wCZ02-v2015-rDXHP-t1-S14-BSLboth - Baseline Design - Hourly Results.csv | 7 | 8 | 15 | 3 | 1.9825 | 2.985
| SFM-wCZ02-v2015-rDXHP-t1-S14-BSLboth - Baseline Design - Hourly Results.csv | 7 | 8 | 16 | 3 | 2.1455 | 3.2378
| SFM-wCZ02-v2015-rDXHP-t1-S14-BSLboth - Baseline Design - Hourly Results.csv | 7 | 8 | 17 | 3 | 2.3718 | 3.7005
| SFM-wCZ02-v2015-rDXHP-t1-S14-BSLboth - Baseline Design - Hourly Results.csv | 7 | 9 | 15 | 4 | 2.9741 | 4.9046
| SFM-wCZ02-v2015-rDXHP-t1-S14-BSLboth - Baseline Design - Hourly Results.csv | 7 | 9 | 16 | 4 | 3.2019 | 5.2476
| SFM-wCZ02-v2015-rDXHP-t1-S14-BSLboth - Baseline Design - Hourly Results.csv | 7 | 9 | 17 | 4 | 3.3012 | 5.42
| SFM-wCZ02-v2015-rDXHP-t1-S14-BSLboth - Baseline Design - Hourly Results.csv | 7 | 10 | 15 | 5 | 2.5505 | 4.2242
| SFM-wCZ02-v2015-rDXHP-t1-S14-BSLboth - Baseline Design - Hourly Results.csv | 7 | 10 | 16 | 5 | 2.9524 | 4.863
| SFM-wCZ02-v2015-rDXHP-t1-S14-BSLboth - Baseline Design - Hourly Results.csv | 7 | 10 | 17 | 5 | 2.846 | 4.6532
| SFM-wCZ02-v2015-rDXHP-t1-S14-BSLcool - Baseline Design - Hourly Results.csv | 7 | 8 | 15 | 3 | 1.9825 | 2.985
| SFM-wCZ02-v2015-rDXHP-t1-S14-BSLcool - Baseline Design - Hourly Results.csv | 7 | 8 | 16 | 3 | 2.1455 | 3.2378
| SFM-wCZ02-v2015-rDXHP-t1-S14-BSLcool - Baseline Design - Hourly Results.csv | 7 | 8 | 17 | 3 | 2.3718 | 3.7005
| SFM-wCZ02-v2015-rDXHP-t1-S14-BSLcool - Baseline Design - Hourly Results.csv | 7 | 9 | 15 | 4 | 2.9741 | 4.9046
| SFM-wCZ02-v2015-rDXHP-t1-S14-BSLcool - Baseline Design - Hourly Results.csv | 7 | 9 | 16 | 4 | 3.2019 | 5.2476
| SFM-wCZ02-v2015-rDXHP-t1-S14-BSLcool - Baseline Design - Hourly Results.csv | 7 | 9 | 17 | 4 | 3.3012 | 5.42
| SFM-wCZ02-v2015-rDXHP-t1-S14-BSLcool - Baseline Design - Hourly Results.csv | 7 | 10 | 15 | 5 | 2.5505 | 4.2242
| SFM-wCZ02-v2015-rDXHP-t1-S14-BSLcool - Baseline Design - Hourly Results.csv | 7 | 10 | 16 | 5 | 2.9524 | 4.863
| SFM-wCZ02-v2015-rDXHP-t1-S14-BSLcool - Baseline Design - Hourly Results.csv | 7 | 10 | 17 | 5 | 2.846 | 4.6532
| SFM-wCZ02-v2015-rDXHP-t1-S14-BSLheat - Baseline Design - Hourly Results.csv | 7 | 8 | 15 | 3 | 1.7299 | 2.6047
| SFM-wCZ02-v2015-rDXHP-t1-S14-BSLheat - Baseline Design - Hourly Results.csv | 7 | 8 | 16 | 3 | 1.8721 | 2.8252
| SFM-wCZ02-v2015-rDXHP-t1-S14-BSLheat - Baseline Design - Hourly Results.csv | 7 | 8 | 17 | 3 | 2.0696 | 3.2289
| SFM-wCZ02-v2015-rDXHP-t1-S14-BSLheat - Baseline Design - Hourly Results.csv | 7 | 9 | 15 | 4 | 2.5951 | 4.2796
| SFM-wCZ02-v2015-rDXHP-t1-S14-BSLheat - Baseline Design - Hourly Results.csv | 7 | 9 | 16 | 4 | 2.7939 | 4.5789
| SFM-wCZ02-v2015-rDXHP-t1-S14-BSLheat - Baseline Design - Hourly Results.csv | 7 | 9 | 17 | 4 | 2.8805 | 4.7294
| SFM-wCZ02-v2015-rDXHP-t1-S14-BSLheat - Baseline Design - Hourly Results.csv | 7 | 10 | 15 | 5 | 2.2255 | 3.6859
| SFM-wCZ02-v2015-rDXHP-t1-S14-BSLheat - Baseline Design - Hourly Results.csv | 7 | 10 | 16 | 5 | 2.5762 | 4.2433
| SFM-wCZ02-v2015-rDXHP-t1-S14-BSLheat - Baseline Design - Hourly Results.csv | 7 | 10 | 17 | 5 | 2.4833 | 4.0603
| SFM-wCZ02-v2015-rDXHP-t1-S15-MSRboth - Baseline Design - Hourly Results.csv | 7 | 8 | 15 | 3 | 1.6601 | 2.5112
| SFM-wCZ02-v2015-rDXHP-t1-S15-MSRboth - Baseline Design - Hourly Results.csv | 7 | 8 | 16 | 3 | 1.7987 | 2.7266
| SFM-wCZ02-v2015-rDXHP-t1-S15-MSRboth - Baseline Design - Hourly Results.csv | 7 | 8 | 17 | 3 | 1.993 | 3.1276
| SFM-wCZ02-v2015-rDXHP-t1-S15-MSRboth - Baseline Design - Hourly Results.csv | 7 | 9 | 15 | 4 | 2.4969 | 4.1524
| SFM-wCZ02-v2015-rDXHP-t1-S15-MSRboth - Baseline Design - Hourly Results.csv | 7 | 9 | 16 | 4 | 2.6908 | 4.4516
| SFM-wCZ02-v2015-rDXHP-t1-S15-MSRboth - Baseline Design - Hourly Results.csv | 7 | 9 | 17 | 4 | 2.7781 | 4.6022
| SFM-wCZ02-v2015-rDXHP-t1-S15-MSRboth - Baseline Design - Hourly Results.csv | 7 | 10 | 15 | 5 | 2.1434 | 3.5733
| SFM-wCZ02-v2015-rDXHP-t1-S15-MSRboth - Baseline Design - Hourly Results.csv | 7 | 10 | 16 | 5 | 2.4794 | 4.1184
| SFM-wCZ02-v2015-rDXHP-t1-S15-MSRboth - Baseline Design - Hourly Results.csv | 7 | 10 | 17 | 5 | 2.3969 | 3.9463
| SFM-wCZ02-v2015-rDXHP-t1-S15-MSRcool - Baseline Design - Hourly Results.csv | 7 | 8 | 15 | 3 | 1.6601 | 2.5112
| SFM-wCZ02-v2015-rDXHP-t1-S15-MSRcool - Baseline Design - Hourly Results.csv | 7 | 8 | 16 | 3 | 1.7987 | 2.7266
| SFM-wCZ02-v2015-rDXHP-t1-S15-MSRcool - Baseline Design - Hourly Results.csv | 7 | 8 | 17 | 3 | 1.993 | 3.1276
| SFM-wCZ02-v2015-rDXHP-t1-S15-MSRcool - Baseline Design - Hourly Results.csv | 7 | 9 | 15 | 4 | 2.4969 | 4.1524
| SFM-wCZ02-v2015-rDXHP-t1-S15-MSRcool - Baseline Design - Hourly Results.csv | 7 | 9 | 16 | 4 | 2.6908 | 4.4516
| SFM-wCZ02-v2015-rDXHP-t1-S15-MSRcool - Baseline Design - Hourly Results.csv | 7 | 9 | 17 | 4 | 2.7781 | 4.6022
| SFM-wCZ02-v2015-rDXHP-t1-S15-MSRcool - Baseline Design - Hourly Results.csv | 7 | 10 | 15 | 5 | 2.1434 | 3.5733
| SFM-wCZ02-v2015-rDXHP-t1-S15-MSRcool - Baseline Design - Hourly Results.csv | 7 | 10 | 16 | 5 | 2.4794 | 4.1184
| SFM-wCZ02-v2015-rDXHP-t1-S15-MSRcool - Baseline Design - Hourly Results.csv | 7 | 10 | 17 | 5 | 2.3969 | 3.9463
| SFM-wCZ02-v2015-rDXHP-t1-S15-MSRheat - Baseline Design - Hourly Results.csv | 7 | 8 | 15 | 3 | 1.5045 | 2.2758
| SFM-wCZ02-v2015-rDXHP-t1-S15-MSRheat - Baseline Design - Hourly Results.csv | 7 | 8 | 16 | 3 | 1.63 | 2.471
| SFM-wCZ02-v2015-rDXHP-t1-S15-MSRheat - Baseline Design - Hourly Results.csv | 7 | 8 | 17 | 3 | 1.8061 | 2.8343
| SFM-wCZ02-v2015-rDXHP-t1-S15-MSRheat - Baseline Design - Hourly Results.csv | 7 | 9 | 15 | 4 | 2.2628 | 3.763
| SFM-wCZ02-v2015-rDXHP-t1-S15-MSRheat - Baseline Design - Hourly Results.csv | 7 | 9 | 16 | 4 | 2.4386 | 4.0343
| SFM-wCZ02-v2015-rDXHP-t1-S15-MSRheat - Baseline Design - Hourly Results.csv | 7 | 9 | 17 | 4 | 2.5176 | 4.1708
| SFM-wCZ02-v2015-rDXHP-t1-S15-MSRheat - Baseline Design - Hourly Results.csv | 7 | 10 | 15 | 5 | 1.9424 | 3.2383
| SFM-wCZ02-v2015-rDXHP-t1-S15-MSRheat - Baseline Design - Hourly Results.csv | 7 | 10 | 16 | 5 | 2.247 | 3.7322
| SFM-wCZ02-v2015-rDXHP-t1-S15-MSRheat - Baseline Design - Hourly Results.csv | 7 | 10 | 17 | 5 | 2.1722 | 3.5763
| SFM-wCZ02-v2015-rDXHP-t1-S16-MSRboth - Baseline Design - Hourly Results.csv | 7 | 8 | 15 | 3 | 1.7633 | 2.6871
| SFM-wCZ02-v2015-rDXHP-t1-S16-MSRboth - Baseline Design - Hourly Results.csv | 7 | 8 | 16 | 3 | 1.8907 | 2.8975
| SFM-wCZ02-v2015-rDXHP-t1-S16-MSRboth - Baseline Design - Hourly Results.csv | 7 | 8 | 17 | 3 | 2.1726 | 3.2985
| SFM-wCZ02-v2015-rDXHP-t1-S16-MSRboth - Baseline Design - Hourly Results.csv | 7 | 9 | 15 | 4 | 2.689 | 4.4784
| SFM-wCZ02-v2015-rDXHP-t1-S16-MSRboth - Baseline Design - Hourly Results.csv | 7 | 9 | 16 | 4 | 2.8581 | 4.8609
| SFM-wCZ02-v2015-rDXHP-t1-S16-MSRboth - Baseline Design - Hourly Results.csv | 7 | 9 | 17 | 4 | 2.9288 | 4.9815
| SFM-wCZ02-v2015-rDXHP-t1-S16-MSRboth - Baseline Design - Hourly Results.csv | 7 | 10 | 15 | 5 | 2.3385 | 3.7511
| SFM-wCZ02-v2015-rDXHP-t1-S16-MSRboth - Baseline Design - Hourly Results.csv | 7 | 10 | 16 | 5 | 2.6516 | 4.5104
| SFM-wCZ02-v2015-rDXHP-t1-S16-MSRboth - Baseline Design - Hourly Results.csv | 7 | 10 | 17 | 5 | 2.5499 | 4.1959
| SFM-wCZ02-v2015-rDXHP-t1-S16-MSRcool - Baseline Design - Hourly Results.csv | 7 | 8 | 15 | 3 | 1.7633 | 2.6871
| SFM-wCZ02-v2015-rDXHP-t1-S16-MSRcool - Baseline Design - Hourly Results.csv | 7 | 8 | 16 | 3 | 1.8907 | 2.8975
| SFM-wCZ02-v2015-rDXHP-t1-S16-MSRcool - Baseline Design - Hourly Results.csv | 7 | 8 | 17 | 3 | 2.1726 | 3.2985
| SFM-wCZ02-v2015-rDXHP-t1-S16-MSRcool - Baseline Design - Hourly Results.csv | 7 | 9 | 15 | 4 | 2.689 | 4.4784
| SFM-wCZ02-v2015-rDXHP-t1-S16-MSRcool - Baseline Design - Hourly Results.csv | 7 | 9 | 16 | 4 | 2.8581 | 4.8609
| SFM-wCZ02-v2015-rDXHP-t1-S16-MSRcool - Baseline Design - Hourly Results.csv | 7 | 9 | 17 | 4 | 2.9288 | 4.9815
| SFM-wCZ02-v2015-rDXHP-t1-S16-MSRcool - Baseline Design - Hourly Results.csv | 7 | 10 | 15 | 5 | 2.3385 | 3.7511
| SFM-wCZ02-v2015-rDXHP-t1-S16-MSRcool - Baseline Design - Hourly Results.csv | 7 | 10 | 16 | 5 | 2.6516 | 4.5104
| SFM-wCZ02-v2015-rDXHP-t1-S16-MSRcool - Baseline Design - Hourly Results.csv | 7 | 10 | 17 | 5 | 2.5499 | 4.1959
| SFM-wCZ02-v2015-rDXHP-t1-S16-MSRheat - Baseline Design - Hourly Results.csv | 7 | 8 | 15 | 3 | 1.596 | 2.4322
| SFM-wCZ02-v2015-rDXHP-t1-S16-MSRheat - Baseline Design - Hourly Results.csv | 7 | 8 | 16 | 3 | 1.7113 | 2.6227
| SFM-wCZ02-v2015-rDXHP-t1-S16-MSRheat - Baseline Design - Hourly Results.csv | 7 | 8 | 17 | 3 | 1.9665 | 2.9855
| SFM-wCZ02-v2015-rDXHP-t1-S16-MSRheat - Baseline Design - Hourly Results.csv | 7 | 9 | 15 | 4 | 2.4339 | 4.0535
| SFM-wCZ02-v2015-rDXHP-t1-S16-MSRheat - Baseline Design - Hourly Results.csv | 7 | 9 | 16 | 4 | 2.5869 | 4.3998
| SFM-wCZ02-v2015-rDXHP-t1-S16-MSRheat - Baseline Design - Hourly Results.csv | 7 | 9 | 17 | 4 | 2.651 | 4.5089
| SFM-wCZ02-v2015-rDXHP-t1-S16-MSRheat - Baseline Design - Hourly Results.csv | 7 | 10 | 15 | 5 | 2.1167 | 3.3952
| SFM-wCZ02-v2015-rDXHP-t1-S16-MSRheat - Baseline Design - Hourly Results.csv | 7 | 10 | 16 | 5 | 2.4001 | 4.0825
| SFM-wCZ02-v2015-rDXHP-t1-S16-MSRheat - Baseline Design - Hourly Results.csv | 7 | 10 | 17 | 5 | 2.3079 | 3.7978
| SFM-wCZ02-v2015-rDXHP-t1-S17-MSRboth - Baseline Design - Hourly Results.csv | 7 | 8 | 15 | 3 | 1.6561 | 2.5237
| SFM-wCZ02-v2015-rDXHP-t1-S17-MSRboth - Baseline Design - Hourly Results.csv | 7 | 8 | 16 | 3 | 1.7757 | 2.7213
| SFM-wCZ02-v2015-rDXHP-t1-S17-MSRboth - Baseline Design - Hourly Results.csv | 7 | 8 | 17 | 3 | 2.0405 | 3.0979
| SFM-wCZ02-v2015-rDXHP-t1-S17-MSRboth - Baseline Design - Hourly Results.csv | 7 | 9 | 15 | 4 | 2.5255 | 4.206
| SFM-wCZ02-v2015-rDXHP-t1-S17-MSRboth - Baseline Design - Hourly Results.csv | 7 | 9 | 16 | 4 | 2.6843 | 4.5653
| SFM-wCZ02-v2015-rDXHP-t1-S17-MSRboth - Baseline Design - Hourly Results.csv | 7 | 9 | 17 | 4 | 2.7507 | 4.6786
| SFM-wCZ02-v2015-rDXHP-t1-S17-MSRboth - Baseline Design - Hourly Results.csv | 7 | 10 | 15 | 5 | 2.1963 | 3.523
| SFM-wCZ02-v2015-rDXHP-t1-S17-MSRboth - Baseline Design - Hourly Results.csv | 7 | 10 | 16 | 5 | 2.4904 | 4.2362
| SFM-wCZ02-v2015-rDXHP-t1-S17-MSRboth - Baseline Design - Hourly Results.csv | 7 | 10 | 17 | 5 | 2.3948 | 3.9407
| SFM-wCZ02-v2015-rDXHP-t1-S17-MSRcool - Baseline Design - Hourly Results.csv | 7 | 8 | 15 | 3 | 1.6561 | 2.5237
| SFM-wCZ02-v2015-rDXHP-t1-S17-MSRcool - Baseline Design - Hourly Results.csv | 7 | 8 | 16 | 3 | 1.7757 | 2.7213
| SFM-wCZ02-v2015-rDXHP-t1-S17-MSRcool - Baseline Design - Hourly Results.csv | 7 | 8 | 17 | 3 | 2.0405 | 3.0979
| SFM-wCZ02-v2015-rDXHP-t1-S17-MSRcool - Baseline Design - Hourly Results.csv | 7 | 9 | 15 | 4 | 2.5255 | 4.206
| SFM-wCZ02-v2015-rDXHP-t1-S17-MSRcool - Baseline Design - Hourly Results.csv | 7 | 9 | 16 | 4 | 2.6843 | 4.5653
| SFM-wCZ02-v2015-rDXHP-t1-S17-MSRcool - Baseline Design - Hourly Results.csv | 7 | 9 | 17 | 4 | 2.7507 | 4.6786
| SFM-wCZ02-v2015-rDXHP-t1-S17-MSRcool - Baseline Design - Hourly Results.csv | 7 | 10 | 15 | 5 | 2.1963 | 3.523
| SFM-wCZ02-v2015-rDXHP-t1-S17-MSRcool - Baseline Design - Hourly Results.csv | 7 | 10 | 16 | 5 | 2.4904 | 4.2362
| SFM-wCZ02-v2015-rDXHP-t1-S17-MSRcool - Baseline Design - Hourly Results.csv | 7 | 10 | 17 | 5 | 2.3948 | 3.9407
| SFM-wCZ02-v2015-rDXHP-t1-S17-MSRheat - Baseline Design - Hourly Results.csv | 7 | 8 | 15 | 3 | 1.4912 | 2.2725
| SFM-wCZ02-v2015-rDXHP-t1-S17-MSRheat - Baseline Design - Hourly Results.csv | 7 | 8 | 16 | 3 | 1.5989 | 2.4504
| SFM-wCZ02-v2015-rDXHP-t1-S17-MSRheat - Baseline Design - Hourly Results.csv | 7 | 8 | 17 | 3 | 1.8373 | 2.7895
| SFM-wCZ02-v2015-rDXHP-t1-S17-MSRheat - Baseline Design - Hourly Results.csv | 7 | 9 | 15 | 4 | 2.274 | 3.7873
| SFM-wCZ02-v2015-rDXHP-t1-S17-MSRheat - Baseline Design - Hourly Results.csv | 7 | 9 | 16 | 4 | 2.4171 | 4.1108
| SFM-wCZ02-v2015-rDXHP-t1-S17-MSRheat - Baseline Design - Hourly Results.csv | 7 | 9 | 17 | 4 | 2.4769 | 4.2128
| SFM-wCZ02-v2015-rDXHP-t1-S17-MSRheat - Baseline Design - Hourly Results.csv | 7 | 10 | 15 | 5 | 1.9777 | 3.1722
| SFM-wCZ02-v2015-rDXHP-t1-S17-MSRheat - Baseline Design - Hourly Results.csv | 7 | 10 | 16 | 5 | 2.2424 | 3.8144
| SFM-wCZ02-v2015-rDXHP-t1-S17-MSRheat - Baseline Design - Hourly Results.csv | 7 | 10 | 17 | 5 | 2.1564 | 3.5484
| SFM-wCZ02-v2015-rDXHP-t2-S14-BSLboth - Baseline Design - Hourly Results.csv | 7 | 8 | 15 | 3 | 1.4364 | 1.8123
| SFM-wCZ02-v2015-rDXHP-t2-S14-BSLboth - Baseline Design - Hourly Results.csv | 7 | 8 | 16 | 3 | 1.6731 | 2.2481
| SFM-wCZ02-v2015-rDXHP-t2-S14-BSLboth - Baseline Design - Hourly Results.csv | 7 | 8 | 17 | 3 | 1.9442 | 2.8215
| SFM-wCZ02-v2015-rDXHP-t2-S14-BSLboth - Baseline Design - Hourly Results.csv | 7 | 9 | 15 | 4 | 2.6482 | 4.4027
| SFM-wCZ02-v2015-rDXHP-t2-S14-BSLboth - Baseline Design - Hourly Results.csv | 7 | 9 | 16 | 4 | 2.8816 | 4.7481
| SFM-wCZ02-v2015-rDXHP-t2-S14-BSLboth - Baseline Design - Hourly Results.csv | 7 | 9 | 17 | 4 | 2.9931 | 4.9303
| SFM-wCZ02-v2015-rDXHP-t2-S14-BSLboth - Baseline Design - Hourly Results.csv | 7 | 10 | 15 | 5 | 2.3592 | 3.9959
| SFM-wCZ02-v2015-rDXHP-t2-S14-BSLboth - Baseline Design - Hourly Results.csv | 7 | 10 | 16 | 5 | 2.7353 | 4.5785
| SFM-wCZ02-v2015-rDXHP-t2-S14-BSLboth - Baseline Design - Hourly Results.csv | 7 | 10 | 17 | 5 | 2.6371 | 4.3689
| SFM-wCZ02-v2015-rDXHP-t2-S14-BSLcool - Baseline Design - Hourly Results.csv | 7 | 8 | 15 | 3 | 1.4364 | 1.8123
| SFM-wCZ02-v2015-rDXHP-t2-S14-BSLcool - Baseline Design - Hourly Results.csv | 7 | 8 | 16 | 3 | 1.6731 | 2.2481
| SFM-wCZ02-v2015-rDXHP-t2-S14-BSLcool - Baseline Design - Hourly Results.csv | 7 | 8 | 17 | 3 | 1.9442 | 2.8215
| SFM-wCZ02-v2015-rDXHP-t2-S14-BSLcool - Baseline Design - Hourly Results.csv | 7 | 9 | 15 | 4 | 2.6482 | 4.4027
| SFM-wCZ02-v2015-rDXHP-t2-S14-BSLcool - Baseline Design - Hourly Results.csv | 7 | 9 | 16 | 4 | 2.8816 | 4.7481
| SFM-wCZ02-v2015-rDXHP-t2-S14-BSLcool - Baseline Design - Hourly Results.csv | 7 | 9 | 17 | 4 | 2.9931 | 4.9303
| SFM-wCZ02-v2015-rDXHP-t2-S14-BSLcool - Baseline Design - Hourly Results.csv | 7 | 10 | 15 | 5 | 2.3592 | 3.9959
| SFM-wCZ02-v2015-rDXHP-t2-S14-BSLcool - Baseline Design - Hourly Results.csv | 7 | 10 | 16 | 5 | 2.7353 | 4.5785
| SFM-wCZ02-v2015-rDXHP-t2-S14-BSLcool - Baseline Design - Hourly Results.csv | 7 | 10 | 17 | 5 | 2.6371 | 4.3689
| SFM-wCZ02-v2015-rDXHP-t2-S14-BSLheat - Baseline Design - Hourly Results.csv | 7 | 8 | 15 | 3 | 1.2534 | 1.5814
| SFM-wCZ02-v2015-rDXHP-t2-S14-BSLheat - Baseline Design - Hourly Results.csv | 7 | 8 | 16 | 3 | 1.4599 | 1.9616
| SFM-wCZ02-v2015-rDXHP-t2-S14-BSLheat - Baseline Design - Hourly Results.csv | 7 | 8 | 17 | 3 | 1.6964 | 2.462
| SFM-wCZ02-v2015-rDXHP-t2-S14-BSLheat - Baseline Design - Hourly Results.csv | 7 | 9 | 15 | 4 | 2.3107 | 3.8417
| SFM-wCZ02-v2015-rDXHP-t2-S14-BSLheat - Baseline Design - Hourly Results.csv | 7 | 9 | 16 | 4 | 2.5144 | 4.1431
| SFM-wCZ02-v2015-rDXHP-t2-S14-BSLheat - Baseline Design - Hourly Results.csv | 7 | 9 | 17 | 4 | 2.6117 | 4.3021
| SFM-wCZ02-v2015-rDXHP-t2-S14-BSLheat - Baseline Design - Hourly Results.csv | 7 | 10 | 15 | 5 | 2.0585 | 3.4867
| SFM-wCZ02-v2015-rDXHP-t2-S14-BSLheat - Baseline Design - Hourly Results.csv | 7 | 10 | 16 | 5 | 2.3867 | 3.995
| SFM-wCZ02-v2015-rDXHP-t2-S14-BSLheat - Baseline Design - Hourly Results.csv | 7 | 10 | 17 | 5 | 2.3011 | 3.8122
| SFM-wCZ02-v2015-rDXHP-t2-S15-MSRboth - Baseline Design - Hourly Results.csv | 7 | 8 | 15 | 3 | 1.1957 | 1.5169
| SFM-wCZ02-v2015-rDXHP-t2-S15-MSRboth - Baseline Design - Hourly Results.csv | 7 | 8 | 16 | 3 | 1.3946 | 1.8838
| SFM-wCZ02-v2015-rDXHP-t2-S15-MSRboth - Baseline Design - Hourly Results.csv | 7 | 8 | 17 | 3 | 1.6265 | 2.3743
| SFM-wCZ02-v2015-rDXHP-t2-S15-MSRboth - Baseline Design - Hourly Results.csv | 7 | 9 | 15 | 4 | 2.22 | 3.7213
| SFM-wCZ02-v2015-rDXHP-t2-S15-MSRboth - Baseline Design - Hourly Results.csv | 7 | 9 | 16 | 4 | 2.419 | 4.02
| SFM-wCZ02-v2015-rDXHP-t2-S15-MSRboth - Baseline Design - Hourly Results.csv | 7 | 9 | 17 | 4 | 2.5137 | 4.1779
| SFM-wCZ02-v2015-rDXHP-t2-S15-MSRboth - Baseline Design - Hourly Results.csv | 7 | 10 | 15 | 5 | 1.9744 | 3.3688
| SFM-wCZ02-v2015-rDXHP-t2-S15-MSRboth - Baseline Design - Hourly Results.csv | 7 | 10 | 16 | 5 | 2.2926 | 3.8728
| SFM-wCZ02-v2015-rDXHP-t2-S15-MSRboth - Baseline Design - Hourly Results.csv | 7 | 10 | 17 | 5 | 2.2166 | 3.6944
| SFM-wCZ02-v2015-rDXHP-t2-S15-MSRcool - Baseline Design - Hourly Results.csv | 7 | 8 | 15 | 3 | 1.1957 | 1.5169
| SFM-wCZ02-v2015-rDXHP-t2-S15-MSRcool - Baseline Design - Hourly Results.csv | 7 | 8 | 16 | 3 | 1.3946 | 1.8838
| SFM-wCZ02-v2015-rDXHP-t2-S15-MSRcool - Baseline Design - Hourly Results.csv | 7 | 8 | 17 | 3 | 1.6265 | 2.3743
| SFM-wCZ02-v2015-rDXHP-t2-S15-MSRcool - Baseline Design - Hourly Results.csv | 7 | 9 | 15 | 4 | 2.22 | 3.7213
| SFM-wCZ02-v2015-rDXHP-t2-S15-MSRcool - Baseline Design - Hourly Results.csv | 7 | 9 | 16 | 4 | 2.419 | 4.02
| SFM-wCZ02-v2015-rDXHP-t2-S15-MSRcool - Baseline Design - Hourly Results.csv | 7 | 9 | 17 | 4 | 2.5137 | 4.1779
| SFM-wCZ02-v2015-rDXHP-t2-S15-MSRcool - Baseline Design - Hourly Results.csv | 7 | 10 | 15 | 5 | 1.9744 | 3.3688
| SFM-wCZ02-v2015-rDXHP-t2-S15-MSRcool - Baseline Design - Hourly Results.csv | 7 | 10 | 16 | 5 | 2.2926 | 3.8728
| SFM-wCZ02-v2015-rDXHP-t2-S15-MSRcool - Baseline Design - Hourly Results.csv | 7 | 10 | 17 | 5 | 2.2166 | 3.6944
| SFM-wCZ02-v2015-rDXHP-t2-S15-MSRheat - Baseline Design - Hourly Results.csv | 7 | 8 | 15 | 3 | 1.0836 | 1.3747
| SFM-wCZ02-v2015-rDXHP-t2-S15-MSRheat - Baseline Design - Hourly Results.csv | 7 | 8 | 16 | 3 | 1.2639 | 1.7072
| SFM-wCZ02-v2015-rDXHP-t2-S15-MSRheat - Baseline Design - Hourly Results.csv | 7 | 8 | 17 | 3 | 1.474 | 2.1517
| SFM-wCZ02-v2015-rDXHP-t2-S15-MSRheat - Baseline Design - Hourly Results.csv | 7 | 9 | 15 | 4 | 2.0119 | 3.3724
| SFM-wCZ02-v2015-rDXHP-t2-S15-MSRheat - Baseline Design - Hourly Results.csv | 7 | 9 | 16 | 4 | 2.1922 | 3.6431
| SFM-wCZ02-v2015-rDXHP-t2-S15-MSRheat - Baseline Design - Hourly Results.csv | 7 | 9 | 17 | 4 | 2.278 | 3.7862
| SFM-wCZ02-v2015-rDXHP-t2-S15-MSRheat - Baseline Design - Hourly Results.csv | 7 | 10 | 15 | 5 | 1.7893 | 3.053
| SFM-wCZ02-v2015-rDXHP-t2-S15-MSRheat - Baseline Design - Hourly Results.csv | 7 | 10 | 16 | 5 | 2.0777 | 3.5097
| SFM-wCZ02-v2015-rDXHP-t2-S15-MSRheat - Baseline Design - Hourly Results.csv | 7 | 10 | 17 | 5 | 2.0088 | 3.3481
| SFM-wCZ02-v2015-rDXHP-t2-S16-MSRboth - Baseline Design - Hourly Results.csv | 7 | 8 | 15 | 3 | 1.2927 | 1.615
| SFM-wCZ02-v2015-rDXHP-t2-S16-MSRboth - Baseline Design - Hourly Results.csv | 7 | 8 | 16 | 3 | 1.4992 | 1.9971
| SFM-wCZ02-v2015-rDXHP-t2-S16-MSRboth - Baseline Design - Hourly Results.csv | 7 | 8 | 17 | 3 | 1.7334 | 2.502
| SFM-wCZ02-v2015-rDXHP-t2-S16-MSRboth - Baseline Design - Hourly Results.csv | 7 | 9 | 15 | 4 | 2.4417 | 3.8886
| SFM-wCZ02-v2015-rDXHP-t2-S16-MSRboth - Baseline Design - Hourly Results.csv | 7 | 9 | 16 | 4 | 2.614 | 4.3124
| SFM-wCZ02-v2015-rDXHP-t2-S16-MSRboth - Baseline Design - Hourly Results.csv | 7 | 9 | 17 | 4 | 2.695 | 4.4553
| SFM-wCZ02-v2015-rDXHP-t2-S16-MSRboth - Baseline Design - Hourly Results.csv | 7 | 10 | 15 | 5 | 2.1915 | 3.5131
| SFM-wCZ02-v2015-rDXHP-t2-S16-MSRboth - Baseline Design - Hourly Results.csv | 7 | 10 | 16 | 5 | 2.4827 | 4.0225
| SFM-wCZ02-v2015-rDXHP-t2-S16-MSRboth - Baseline Design - Hourly Results.csv | 7 | 10 | 17 | 5 | 2.3879 | 3.8228
| SFM-wCZ02-v2015-rDXHP-t2-S16-MSRcool - Baseline Design - Hourly Results.csv | 7 | 8 | 15 | 3 | 1.2927 | 1.615
| SFM-wCZ02-v2015-rDXHP-t2-S16-MSRcool - Baseline Design - Hourly Results.csv | 7 | 8 | 16 | 3 | 1.4992 | 1.9971
| SFM-wCZ02-v2015-rDXHP-t2-S16-MSRcool - Baseline Design - Hourly Results.csv | 7 | 8 | 17 | 3 | 1.7334 | 2.502
| SFM-wCZ02-v2015-rDXHP-t2-S16-MSRcool - Baseline Design - Hourly Results.csv | 7 | 9 | 15 | 4 | 2.4417 | 3.8886
| SFM-wCZ02-v2015-rDXHP-t2-S16-MSRcool - Baseline Design - Hourly Results.csv | 7 | 9 | 16 | 4 | 2.614 | 4.3124
| SFM-wCZ02-v2015-rDXHP-t2-S16-MSRcool - Baseline Design - Hourly Results.csv | 7 | 9 | 17 | 4 | 2.695 | 4.4553
| SFM-wCZ02-v2015-rDXHP-t2-S16-MSRcool - Baseline Design - Hourly Results.csv | 7 | 10 | 15 | 5 | 2.1915 | 3.5131
| SFM-wCZ02-v2015-rDXHP-t2-S16-MSRcool - Baseline Design - Hourly Results.csv | 7 | 10 | 16 | 5 | 2.4827 | 4.0225
| SFM-wCZ02-v2015-rDXHP-t2-S16-MSRcool - Baseline Design - Hourly Results.csv | 7 | 10 | 17 | 5 | 2.3879 | 3.8228
| SFM-wCZ02-v2015-rDXHP-t2-S16-MSRheat - Baseline Design - Hourly Results.csv | 7 | 8 | 15 | 3 | 1.1701 | 1.4618
| SFM-wCZ02-v2015-rDXHP-t2-S16-MSRheat - Baseline Design - Hourly Results.csv | 7 | 8 | 16 | 3 | 1.357 | 1.8076
| SFM-wCZ02-v2015-rDXHP-t2-S16-MSRheat - Baseline Design - Hourly Results.csv | 7 | 8 | 17 | 3 | 1.569 | 2.2646
| SFM-wCZ02-v2015-rDXHP-t2-S16-MSRheat - Baseline Design - Hourly Results.csv | 7 | 9 | 15 | 4 | 2.2101 | 3.5197
| SFM-wCZ02-v2015-rDXHP-t2-S16-MSRheat - Baseline Design - Hourly Results.csv | 7 | 9 | 16 | 4 | 2.366 | 3.9032
| SFM-wCZ02-v2015-rDXHP-t2-S16-MSRheat - Baseline Design - Hourly Results.csv | 7 | 9 | 17 | 4 | 2.4393 | 4.0326
| SFM-wCZ02-v2015-rDXHP-t2-S16-MSRheat - Baseline Design - Hourly Results.csv | 7 | 10 | 15 | 5 | 1.9836 | 3.1799
| SFM-wCZ02-v2015-rDXHP-t2-S16-MSRheat - Baseline Design - Hourly Results.csv | 7 | 10 | 16 | 5 | 2.2472 | 3.6409
| SFM-wCZ02-v2015-rDXHP-t2-S16-MSRheat - Baseline Design - Hourly Results.csv | 7 | 10 | 17 | 5 | 2.1613 | 3.4601
| SFM-wCZ02-v2015-rDXHP-t2-S17-MSRboth - Baseline Design - Hourly Results.csv | 7 | 8 | 15 | 3 | 1.2141 | 1.5168
| SFM-wCZ02-v2015-rDXHP-t2-S17-MSRboth - Baseline Design - Hourly Results.csv | 7 | 8 | 16 | 3 | 1.408 | 1.8757
| SFM-wCZ02-v2015-rDXHP-t2-S17-MSRboth - Baseline Design - Hourly Results.csv | 7 | 8 | 17 | 3 | 1.628 | 2.3498
| SFM-wCZ02-v2015-rDXHP-t2-S17-MSRboth - Baseline Design - Hourly Results.csv | 7 | 9 | 15 | 4 | 2.2932 | 3.6521
| SFM-wCZ02-v2015-rDXHP-t2-S17-MSRboth - Baseline Design - Hourly Results.csv | 7 | 9 | 16 | 4 | 2.455 | 4.0501
| SFM-wCZ02-v2015-rDXHP-t2-S17-MSRboth - Baseline Design - Hourly Results.csv | 7 | 9 | 17 | 4 | 2.5311 | 4.1843
| SFM-wCZ02-v2015-rDXHP-t2-S17-MSRboth - Baseline Design - Hourly Results.csv | 7 | 10 | 15 | 5 | 2.0583 | 3.2995
| SFM-wCZ02-v2015-rDXHP-t2-S17-MSRboth - Baseline Design - Hourly Results.csv | 7 | 10 | 16 | 5 | 2.3318 | 3.7779
| SFM-wCZ02-v2015-rDXHP-t2-S17-MSRboth - Baseline Design - Hourly Results.csv | 7 | 10 | 17 | 5 | 2.2427 | 3.5903
| SFM-wCZ02-v2015-rDXHP-t2-S17-MSRcool - Baseline Design - Hourly Results.csv | 7 | 8 | 15 | 3 | 1.2141 | 1.5168
| SFM-wCZ02-v2015-rDXHP-t2-S17-MSRcool - Baseline Design - Hourly Results.csv | 7 | 8 | 16 | 3 | 1.408 | 1.8757
| SFM-wCZ02-v2015-rDXHP-t2-S17-MSRcool - Baseline Design - Hourly Results.csv | 7 | 8 | 17 | 3 | 1.628 | 2.3498
| SFM-wCZ02-v2015-rDXHP-t2-S17-MSRcool - Baseline Design - Hourly Results.csv | 7 | 9 | 15 | 4 | 2.2932 | 3.6521
| SFM-wCZ02-v2015-rDXHP-t2-S17-MSRcool - Baseline Design - Hourly Results.csv | 7 | 9 | 16 | 4 | 2.455 | 4.0501
| SFM-wCZ02-v2015-rDXHP-t2-S17-MSRcool - Baseline Design - Hourly Results.csv | 7 | 9 | 17 | 4 | 2.5311 | 4.1843
| SFM-wCZ02-v2015-rDXHP-t2-S17-MSRcool - Baseline Design - Hourly Results.csv | 7 | 10 | 15 | 5 | 2.0583 | 3.2995
| SFM-wCZ02-v2015-rDXHP-t2-S17-MSRcool - Baseline Design - Hourly Results.csv | 7 | 10 | 16 | 5 | 2.3318 | 3.7779
| SFM-wCZ02-v2015-rDXHP-t2-S17-MSRcool - Baseline Design - Hourly Results.csv | 7 | 10 | 17 | 5 | 2.2427 | 3.5903
| SFM-wCZ02-v2015-rDXHP-t2-S17-MSRheat - Baseline Design - Hourly Results.csv | 7 | 8 | 15 | 3 | 1.0932 | 1.3658
| SFM-wCZ02-v2015-rDXHP-t2-S17-MSRheat - Baseline Design - Hourly Results.csv | 7 | 8 | 16 | 3 | 1.2678 | 1.6889
| SFM-wCZ02-v2015-rDXHP-t2-S17-MSRheat - Baseline Design - Hourly Results.csv | 7 | 8 | 17 | 3 | 1.4659 | 2.1159
| SFM-wCZ02-v2015-rDXHP-t2-S17-MSRheat - Baseline Design - Hourly Results.csv | 7 | 9 | 15 | 4 | 2.0649 | 3.2886
| SFM-wCZ02-v2015-rDXHP-t2-S17-MSRheat - Baseline Design - Hourly Results.csv | 7 | 9 | 16 | 4 | 2.2106 | 3.6469
| SFM-wCZ02-v2015-rDXHP-t2-S17-MSRheat - Baseline Design - Hourly Results.csv | 7 | 9 | 17 | 4 | 2.2791 | 3.7677
| SFM-wCZ02-v2015-rDXHP-t2-S17-MSRheat - Baseline Design - Hourly Results.csv | 7 | 10 | 15 | 5 | 1.8534 | 2.971
| SFM-wCZ02-v2015-rDXHP-t2-S17-MSRheat - Baseline Design - Hourly Results.csv | 7 | 10 | 16 | 5 | 2.0996 | 3.4018
| SFM-wCZ02-v2015-rDXHP-t2-S17-MSRheat - Baseline Design - Hourly Results.csv | 7 | 10 | 17 | 5 | 2.0194 | 3.2329
| SFM-wCZ02-v2015-rDXHP-t3-S14-BSLboth - Baseline Design - Hourly Results.csv | 7 | 8 | 15 | 3 | 0.58173 | 0.14371
| SFM-wCZ02-v2015-rDXHP-t3-S14-BSLboth - Baseline Design - Hourly Results.csv | 7 | 8 | 16 | 3 | 0.99271 | 0.86104
| SFM-wCZ02-v2015-rDXHP-t3-S14-BSLboth - Baseline Design - Hourly Results.csv | 7 | 8 | 17 | 3 | 1.3624 | 1.655
| SFM-wCZ02-v2015-rDXHP-t3-S14-BSLboth - Baseline Design - Hourly Results.csv | 7 | 9 | 15 | 4 | 1.9754 | 3.1998
| SFM-wCZ02-v2015-rDXHP-t3-S14-BSLboth - Baseline Design - Hourly Results.csv | 7 | 9 | 16 | 4 | 2.2857 | 3.6873
| SFM-wCZ02-v2015-rDXHP-t3-S14-BSLboth - Baseline Design - Hourly Results.csv | 7 | 9 | 17 | 4 | 2.4593 | 3.9901
| SFM-wCZ02-v2015-rDXHP-t3-S14-BSLboth - Baseline Design - Hourly Results.csv | 7 | 10 | 15 | 5 | 1.7848 | 3.0038
| SFM-wCZ02-v2015-rDXHP-t3-S14-BSLboth - Baseline Design - Hourly Results.csv | 7 | 10 | 16 | 5 | 2.1906 | 3.6401
| SFM-wCZ02-v2015-rDXHP-t3-S14-BSLboth - Baseline Design - Hourly Results.csv | 7 | 10 | 17 | 5 | 2.1658 | 3.5504
| SFM-wCZ02-v2015-rDXHP-t3-S14-BSLcool - Baseline Design - Hourly Results.csv | 7 | 8 | 15 | 3 | 0.58173 | 0.14371
| SFM-wCZ02-v2015-rDXHP-t3-S14-BSLcool - Baseline Design - Hourly Results.csv | 7 | 8 | 16 | 3 | 0.99271 | 0.86104
| SFM-wCZ02-v2015-rDXHP-t3-S14-BSLcool - Baseline Design - Hourly Results.csv | 7 | 8 | 17 | 3 | 1.3624 | 1.655
| SFM-wCZ02-v2015-rDXHP-t3-S14-BSLcool - Baseline Design - Hourly Results.csv | 7 | 9 | 15 | 4 | 1.9754 | 3.1998
| SFM-wCZ02-v2015-rDXHP-t3-S14-BSLcool - Baseline Design - Hourly Results.csv | 7 | 9 | 16 | 4 | 2.2857 | 3.6873
| SFM-wCZ02-v2015-rDXHP-t3-S14-BSLcool - Baseline Design - Hourly Results.csv | 7 | 9 | 17 | 4 | 2.4593 | 3.9901
| SFM-wCZ02-v2015-rDXHP-t3-S14-BSLcool - Baseline Design - Hourly Results.csv | 7 | 10 | 15 | 5 | 1.7848 | 3.0038
| SFM-wCZ02-v2015-rDXHP-t3-S14-BSLcool - Baseline Design - Hourly Results.csv | 7 | 10 | 16 | 5 | 2.1906 | 3.6401
| SFM-wCZ02-v2015-rDXHP-t3-S14-BSLcool - Baseline Design - Hourly Results.csv | 7 | 10 | 17 | 5 | 2.1658 | 3.5504
| SFM-wCZ02-v2015-rDXHP-t3-S14-BSLheat - Baseline Design - Hourly Results.csv | 7 | 8 | 15 | 3 | 0.5076 | 0.1254
| SFM-wCZ02-v2015-rDXHP-t3-S14-BSLheat - Baseline Design - Hourly Results.csv | 7 | 8 | 16 | 3 | 0.86622 | 0.75133
| SFM-wCZ02-v2015-rDXHP-t3-S14-BSLheat - Baseline Design - Hourly Results.csv | 7 | 8 | 17 | 3 | 1.1888 | 1.4442
| SFM-wCZ02-v2015-rDXHP-t3-S14-BSLheat - Baseline Design - Hourly Results.csv | 7 | 9 | 15 | 4 | 1.7237 | 2.7921
| SFM-wCZ02-v2015-rDXHP-t3-S14-BSLheat - Baseline Design - Hourly Results.csv | 7 | 9 | 16 | 4 | 1.9945 | 3.2175
| SFM-wCZ02-v2015-rDXHP-t3-S14-BSLheat - Baseline Design - Hourly Results.csv | 7 | 9 | 17 | 4 | 2.1459 | 3.4817
| SFM-wCZ02-v2015-rDXHP-t3-S14-BSLheat - Baseline Design - Hourly Results.csv | 7 | 10 | 15 | 5 | 1.5574 | 2.6211
| SFM-wCZ02-v2015-rDXHP-t3-S14-BSLheat - Baseline Design - Hourly Results.csv | 7 | 10 | 16 | 5 | 1.9115 | 3.1763
| SFM-wCZ02-v2015-rDXHP-t3-S14-BSLheat - Baseline Design - Hourly Results.csv | 7 | 10 | 17 | 5 | 1.8898 | 3.098
| SFM-wCZ02-v2015-rDXHP-t3-S15-MSRboth - Baseline Design - Hourly Results.csv | 7 | 8 | 15 | 3 | 0.48015 | 0.11806
| SFM-wCZ02-v2015-rDXHP-t3-S15-MSRboth - Baseline Design - Hourly Results.csv | 7 | 8 | 16 | 3 | 0.82298 | 0.72752
| SFM-wCZ02-v2015-rDXHP-t3-S15-MSRboth - Baseline Design - Hourly Results.csv | 7 | 8 | 17 | 3 | 1.1345 | 1.4065
| SFM-wCZ02-v2015-rDXHP-t3-S15-MSRboth - Baseline Design - Hourly Results.csv | 7 | 9 | 15 | 4 | 1.6489 | 2.6852
| SFM-wCZ02-v2015-rDXHP-t3-S15-MSRboth - Baseline Design - Hourly Results.csv | 7 | 9 | 16 | 4 | 1.9103 | 3.1037
| SFM-wCZ02-v2015-rDXHP-t3-S15-MSRboth - Baseline Design - Hourly Results.csv | 7 | 9 | 17 | 4 | 2.0615 | 3.3697
| SFM-wCZ02-v2015-rDXHP-t3-S15-MSRboth - Baseline Design - Hourly Results.csv | 7 | 10 | 15 | 5 | 1.4837 | 2.516
| SFM-wCZ02-v2015-rDXHP-t3-S15-MSRboth - Baseline Design - Hourly Results.csv | 7 | 10 | 16 | 5 | 1.8304 | 3.0608
| SFM-wCZ02-v2015-rDXHP-t3-S15-MSRboth - Baseline Design - Hourly Results.csv | 7 | 10 | 17 | 5 | 1.8101 | 2.9895
| SFM-wCZ02-v2015-rDXHP-t3-S15-MSRcool - Baseline Design - Hourly Results.csv | 7 | 8 | 15 | 3 | 0.48015 | 0.11806
| SFM-wCZ02-v2015-rDXHP-t3-S15-MSRcool - Baseline Design - Hourly Results.csv | 7 | 8 | 16 | 3 | 0.82298 | 0.72752
| SFM-wCZ02-v2015-rDXHP-t3-S15-MSRcool - Baseline Design - Hourly Results.csv | 7 | 8 | 17 | 3 | 1.1345 | 1.4065
| SFM-wCZ02-v2015-rDXHP-t3-S15-MSRcool - Baseline Design - Hourly Results.csv | 7 | 9 | 15 | 4 | 1.6489 | 2.6852
| SFM-wCZ02-v2015-rDXHP-t3-S15-MSRcool - Baseline Design - Hourly Results.csv | 7 | 9 | 16 | 4 | 1.9103 | 3.1037
| SFM-wCZ02-v2015-rDXHP-t3-S15-MSRcool - Baseline Design - Hourly Results.csv | 7 | 9 | 17 | 4 | 2.0615 | 3.3697
| SFM-wCZ02-v2015-rDXHP-t3-S15-MSRcool - Baseline Design - Hourly Results.csv | 7 | 10 | 15 | 5 | 1.4837 | 2.516
| SFM-wCZ02-v2015-rDXHP-t3-S15-MSRcool - Baseline Design - Hourly Results.csv | 7 | 10 | 16 | 5 | 1.8304 | 3.0608
| SFM-wCZ02-v2015-rDXHP-t3-S15-MSRcool - Baseline Design - Hourly Results.csv | 7 | 10 | 17 | 5 | 1.8101 | 2.9895
| SFM-wCZ02-v2015-rDXHP-t3-S15-MSRheat - Baseline Design - Hourly Results.csv | 7 | 8 | 15 | 3 | 0.43513 | 0.10699
| SFM-wCZ02-v2015-rDXHP-t3-S15-MSRheat - Baseline Design - Hourly Results.csv | 7 | 8 | 16 | 3 | 0.74582 | 0.65931
| SFM-wCZ02-v2015-rDXHP-t3-S15-MSRheat - Baseline Design - Hourly Results.csv | 7 | 8 | 17 | 3 | 1.0281 | 1.2746
| SFM-wCZ02-v2015-rDXHP-t3-S15-MSRheat - Baseline Design - Hourly Results.csv | 7 | 9 | 15 | 4 | 1.4943 | 2.4334
| SFM-wCZ02-v2015-rDXHP-t3-S15-MSRheat - Baseline Design - Hourly Results.csv | 7 | 9 | 16 | 4 | 1.7312 | 2.8127
| SFM-wCZ02-v2015-rDXHP-t3-S15-MSRheat - Baseline Design - Hourly Results.csv | 7 | 9 | 17 | 4 | 1.8682 | 3.0537
| SFM-wCZ02-v2015-rDXHP-t3-S15-MSRheat - Baseline Design - Hourly Results.csv | 7 | 10 | 15 | 5 | 1.3446 | 2.2801
| SFM-wCZ02-v2015-rDXHP-t3-S15-MSRheat - Baseline Design - Hourly Results.csv | 7 | 10 | 16 | 5 | 1.6588 | 2.7738
| SFM-wCZ02-v2015-rDXHP-t3-S15-MSRheat - Baseline Design - Hourly Results.csv | 7 | 10 | 17 | 5 | 1.6404 | 2.7092
| SFM-wCZ02-v2015-rDXHP-t3-S16-MSRboth - Baseline Design - Hourly Results.csv | 7 | 8 | 15 | 3 | 0.51768 | 0.12317
| SFM-wCZ02-v2015-rDXHP-t3-S16-MSRboth - Baseline Design - Hourly Results.csv | 7 | 8 | 16 | 3 | 0.88148 | 0.75516
| SFM-wCZ02-v2015-rDXHP-t3-S16-MSRboth - Baseline Design - Hourly Results.csv | 7 | 8 | 17 | 3 | 1.2066 | 1.454
| SFM-wCZ02-v2015-rDXHP-t3-S16-MSRboth - Baseline Design - Hourly Results.csv | 7 | 9 | 15 | 4 | 1.7461 | 2.791
| SFM-wCZ02-v2015-rDXHP-t3-S16-MSRboth - Baseline Design - Hourly Results.csv | 7 | 9 | 16 | 4 | 2.0234 | 3.2234
| SFM-wCZ02-v2015-rDXHP-t3-S16-MSRboth - Baseline Design - Hourly Results.csv | 7 | 9 | 17 | 4 | 2.2826 | 3.4881
| SFM-wCZ02-v2015-rDXHP-t3-S16-MSRboth - Baseline Design - Hourly Results.csv | 7 | 10 | 15 | 5 | 1.5695 | 2.6077
| SFM-wCZ02-v2015-rDXHP-t3-S16-MSRboth - Baseline Design - Hourly Results.csv | 7 | 10 | 16 | 5 | 1.924 | 3.1598
| SFM-wCZ02-v2015-rDXHP-t3-S16-MSRboth - Baseline Design - Hourly Results.csv | 7 | 10 | 17 | 5 | 1.8948 | 3.0723
| SFM-wCZ02-v2015-rDXHP-t3-S16-MSRcool - Baseline Design - Hourly Results.csv | 7 | 8 | 15 | 3 | 0.51768 | 0.12317
| SFM-wCZ02-v2015-rDXHP-t3-S16-MSRcool - Baseline Design - Hourly Results.csv | 7 | 8 | 16 | 3 | 0.88148 | 0.75516
| SFM-wCZ02-v2015-rDXHP-t3-S16-MSRcool - Baseline Design - Hourly Results.csv | 7 | 8 | 17 | 3 | 1.2066 | 1.454
| SFM-wCZ02-v2015-rDXHP-t3-S16-MSRcool - Baseline Design - Hourly Results.csv | 7 | 9 | 15 | 4 | 1.7461 | 2.791
| SFM-wCZ02-v2015-rDXHP-t3-S16-MSRcool - Baseline Design - Hourly Results.csv | 7 | 9 | 16 | 4 | 2.0234 | 3.2234
| SFM-wCZ02-v2015-rDXHP-t3-S16-MSRcool - Baseline Design - Hourly Results.csv | 7 | 9 | 17 | 4 | 2.2826 | 3.4881
| SFM-wCZ02-v2015-rDXHP-t3-S16-MSRcool - Baseline Design - Hourly Results.csv | 7 | 10 | 15 | 5 | 1.5695 | 2.6077
| SFM-wCZ02-v2015-rDXHP-t3-S16-MSRcool - Baseline Design - Hourly Results.csv | 7 | 10 | 16 | 5 | 1.924 | 3.1598
| SFM-wCZ02-v2015-rDXHP-t3-S16-MSRcool - Baseline Design - Hourly Results.csv | 7 | 10 | 17 | 5 | 1.8948 | 3.0723
| SFM-wCZ02-v2015-rDXHP-t3-S16-MSRheat - Baseline Design - Hourly Results.csv | 7 | 8 | 15 | 3 | 0.46857 | 0.11148
| SFM-wCZ02-v2015-rDXHP-t3-S16-MSRheat - Baseline Design - Hourly Results.csv | 7 | 8 | 16 | 3 | 0.79785 | 0.68352
| SFM-wCZ02-v2015-rDXHP-t3-S16-MSRheat - Baseline Design - Hourly Results.csv | 7 | 8 | 17 | 3 | 1.0921 | 1.316
| SFM-wCZ02-v2015-rDXHP-t3-S16-MSRheat - Baseline Design - Hourly Results.csv | 7 | 9 | 15 | 4 | 1.5804 | 2.5262
| SFM-wCZ02-v2015-rDXHP-t3-S16-MSRheat - Baseline Design - Hourly Results.csv | 7 | 9 | 16 | 4 | 1.8314 | 2.9176
| SFM-wCZ02-v2015-rDXHP-t3-S16-MSRheat - Baseline Design - Hourly Results.csv | 7 | 9 | 17 | 4 | 2.066 | 3.1572
| SFM-wCZ02-v2015-rDXHP-t3-S16-MSRheat - Baseline Design - Hourly Results.csv | 7 | 10 | 15 | 5 | 1.4206 | 2.3603
| SFM-wCZ02-v2015-rDXHP-t3-S16-MSRheat - Baseline Design - Hourly Results.csv | 7 | 10 | 16 | 5 | 1.7415 | 2.86
| SFM-wCZ02-v2015-rDXHP-t3-S16-MSRheat - Baseline Design - Hourly Results.csv | 7 | 10 | 17 | 5 | 1.7151 | 2.7808
| SFM-wCZ02-v2015-rDXHP-t3-S17-MSRboth - Baseline Design - Hourly Results.csv | 7 | 8 | 15 | 3 | 0.4862 | 0.11568
| SFM-wCZ02-v2015-rDXHP-t3-S17-MSRboth - Baseline Design - Hourly Results.csv | 7 | 8 | 16 | 3 | 0.82787 | 0.70924
| SFM-wCZ02-v2015-rDXHP-t3-S17-MSRboth - Baseline Design - Hourly Results.csv | 7 | 8 | 17 | 3 | 1.1332 | 1.3656
| SFM-wCZ02-v2015-rDXHP-t3-S17-MSRboth - Baseline Design - Hourly Results.csv | 7 | 9 | 15 | 4 | 1.6399 | 2.6212
| SFM-wCZ02-v2015-rDXHP-t3-S17-MSRboth - Baseline Design - Hourly Results.csv | 7 | 9 | 16 | 4 | 1.9003 | 3.0274
| SFM-wCZ02-v2015-rDXHP-t3-S17-MSRboth - Baseline Design - Hourly Results.csv | 7 | 9 | 17 | 4 | 2.1438 | 3.2759
| SFM-wCZ02-v2015-rDXHP-t3-S17-MSRboth - Baseline Design - Hourly Results.csv | 7 | 10 | 15 | 5 | 1.4741 | 2.4491
| SFM-wCZ02-v2015-rDXHP-t3-S17-MSRboth - Baseline Design - Hourly Results.csv | 7 | 10 | 16 | 5 | 1.807 | 2.9676
| SFM-wCZ02-v2015-rDXHP-t3-S17-MSRboth - Baseline Design - Hourly Results.csv | 7 | 10 | 17 | 5 | 1.7796 | 2.8855
| SFM-wCZ02-v2015-rDXHP-t3-S17-MSRcool - Baseline Design - Hourly Results.csv | 7 | 8 | 15 | 3 | 0.4862 | 0.11568
| SFM-wCZ02-v2015-rDXHP-t3-S17-MSRcool - Baseline Design - Hourly Results.csv | 7 | 8 | 16 | 3 | 0.82787 | 0.70924
| SFM-wCZ02-v2015-rDXHP-t3-S17-MSRcool - Baseline Design - Hourly Results.csv | 7 | 8 | 17 | 3 | 1.1332 | 1.3656
| SFM-wCZ02-v2015-rDXHP-t3-S17-MSRcool - Baseline Design - Hourly Results.csv | 7 | 9 | 15 | 4 | 1.6399 | 2.6212
| SFM-wCZ02-v2015-rDXHP-t3-S17-MSRcool - Baseline Design - Hourly Results.csv | 7 | 9 | 16 | 4 | 1.9003 | 3.0274
| SFM-wCZ02-v2015-rDXHP-t3-S17-MSRcool - Baseline Design - Hourly Results.csv | 7 | 9 | 17 | 4 | 2.1438 | 3.2759
| SFM-wCZ02-v2015-rDXHP-t3-S17-MSRcool - Baseline Design - Hourly Results.csv | 7 | 10 | 15 | 5 | 1.4741 | 2.4491
| SFM-wCZ02-v2015-rDXHP-t3-S17-MSRcool - Baseline Design - Hourly Results.csv | 7 | 10 | 16 | 5 | 1.807 | 2.9676
| SFM-wCZ02-v2015-rDXHP-t3-S17-MSRcool - Baseline Design - Hourly Results.csv | 7 | 10 | 17 | 5 | 1.7796 | 2.8855
| SFM-wCZ02-v2015-rDXHP-t3-S17-MSRheat - Baseline Design - Hourly Results.csv | 7 | 8 | 15 | 3 | 0.43779 | 0.10416
| SFM-wCZ02-v2015-rDXHP-t3-S17-MSRheat - Baseline Design - Hourly Results.csv | 7 | 8 | 16 | 3 | 0.74545 | 0.63863
| SFM-wCZ02-v2015-rDXHP-t3-S17-MSRheat - Baseline Design - Hourly Results.csv | 7 | 8 | 17 | 3 | 1.0204 | 1.2296
| SFM-wCZ02-v2015-rDXHP-t3-S17-MSRheat - Baseline Design - Hourly Results.csv | 7 | 9 | 15 | 4 | 1.4766 | 2.3603
| SFM-wCZ02-v2015-rDXHP-t3-S17-MSRheat - Baseline Design - Hourly Results.csv | 7 | 9 | 16 | 4 | 1.7111 | 2.726
| SFM-wCZ02-v2015-rDXHP-t3-S17-MSRheat - Baseline Design - Hourly Results.csv | 7 | 9 | 17 | 4 | 1.9304 | 2.9498
| SFM-wCZ02-v2015-rDXHP-t3-S17-MSRheat - Baseline Design - Hourly Results.csv | 7 | 10 | 15 | 5 | 1.3273 | 2.2053
| SFM-wCZ02-v2015-rDXHP-t3-S17-MSRheat - Baseline Design - Hourly Results.csv | 7 | 10 | 16 | 5 | 1.6271 | 2.6722
| SFM-wCZ02-v2015-rDXHP-t3-S17-MSRheat - Baseline Design - Hourly Results.csv | 7 | 10 | 17 | 5 | 1.6024 | 2.5982
| SFM-wCZ02-v2015-rDXHP-t4-S14-BSLboth - Baseline Design - Hourly Results.csv | 7 | 8 | 15 | 3 | 0 | 0
| SFM-wCZ02-v2015-rDXHP-t4-S14-BSLboth - Baseline Design - Hourly Results.csv | 7 | 8 | 16 | 3 | 0.029771 | 0
| SFM-wCZ02-v2015-rDXHP-t4-S14-BSLboth - Baseline Design - Hourly Results.csv | 7 | 8 | 17 | 3 | 0.56443 | 0
| SFM-wCZ02-v2015-rDXHP-t4-S14-BSLboth - Baseline Design - Hourly Results.csv | 7 | 9 | 15 | 4 | 1.3904 | 1.993
| SFM-wCZ02-v2015-rDXHP-t4-S14-BSLboth - Baseline Design - Hourly Results.csv | 7 | 9 | 16 | 4 | 1.7818 | 2.656
| SFM-wCZ02-v2015-rDXHP-t4-S14-BSLboth - Baseline Design - Hourly Results.csv | 7 | 9 | 17 | 4 | 2.0125 | 3.0997
| SFM-wCZ02-v2015-rDXHP-t4-S14-BSLboth - Baseline Design - Hourly Results.csv | 7 | 10 | 15 | 5 | 1.4367 | 2.4759
| SFM-wCZ02-v2015-rDXHP-t4-S14-BSLboth - Baseline Design - Hourly Results.csv | 7 | 10 | 16 | 5 | 1.8536 | 3.1108
| SFM-wCZ02-v2015-rDXHP-t4-S14-BSLboth - Baseline Design - Hourly Results.csv | 7 | 10 | 17 | 5 | 1.8617 | 3.0675
| SFM-wCZ02-v2015-rDXHP-t4-S14-BSLcool - Baseline Design - Hourly Results.csv | 7 | 8 | 15 | 3 | 0 | 0
| SFM-wCZ02-v2015-rDXHP-t4-S14-BSLcool - Baseline Design - Hourly Results.csv | 7 | 8 | 16 | 3 | 0.029771 | 0
| SFM-wCZ02-v2015-rDXHP-t4-S14-BSLcool - Baseline Design - Hourly Results.csv | 7 | 8 | 17 | 3 | 0.56443 | 0
| SFM-wCZ02-v2015-rDXHP-t4-S14-BSLcool - Baseline Design - Hourly Results.csv | 7 | 9 | 15 | 4 | 1.3904 | 1.993
| SFM-wCZ02-v2015-rDXHP-t4-S14-BSLcool - Baseline Design - Hourly Results.csv | 7 | 9 | 16 | 4 | 1.7818 | 2.656
| SFM-wCZ02-v2015-rDXHP-t4-S14-BSLcool - Baseline Design - Hourly Results.csv | 7 | 9 | 17 | 4 | 2.0125 | 3.0997
| SFM-wCZ02-v2015-rDXHP-t4-S14-BSLcool - Baseline Design - Hourly Results.csv | 7 | 10 | 15 | 5 | 1.4367 | 2.4759
| SFM-wCZ02-v2015-rDXHP-t4-S14-BSLcool - Baseline Design - Hourly Results.csv | 7 | 10 | 16 | 5 | 1.8536 | 3.1108
| SFM-wCZ02-v2015-rDXHP-t4-S14-BSLcool - Baseline Design - Hourly Results.csv | 7 | 10 | 17 | 5 | 1.8617 | 3.0675
| SFM-wCZ02-v2015-rDXHP-t4-S14-BSLheat - Baseline Design - Hourly Results.csv | 7 | 8 | 15 | 3 | 0 | 0
| SFM-wCZ02-v2015-rDXHP-t4-S14-BSLheat - Baseline Design - Hourly Results.csv | 7 | 8 | 16 | 3 | 0.025978 | 0
| SFM-wCZ02-v2015-rDXHP-t4-S14-BSLheat - Baseline Design - Hourly Results.csv | 7 | 8 | 17 | 3 | 0.4925 | 0
| SFM-wCZ02-v2015-rDXHP-t4-S14-BSLheat - Baseline Design - Hourly Results.csv | 7 | 9 | 15 | 4 | 1.2132 | 1.739
| SFM-wCZ02-v2015-rDXHP-t4-S14-BSLheat - Baseline Design - Hourly Results.csv | 7 | 9 | 16 | 4 | 1.5548 | 2.3176
| SFM-wCZ02-v2015-rDXHP-t4-S14-BSLheat - Baseline Design - Hourly Results.csv | 7 | 9 | 17 | 4 | 1.756 | 2.7047
| SFM-wCZ02-v2015-rDXHP-t4-S14-BSLheat - Baseline Design - Hourly Results.csv | 7 | 10 | 15 | 5 | 1.2536 | 2.1604
| SFM-wCZ02-v2015-rDXHP-t4-S14-BSLheat - Baseline Design - Hourly Results.csv | 7 | 10 | 16 | 5 | 1.6174 | 2.7144
| SFM-wCZ02-v2015-rDXHP-t4-S14-BSLheat - Baseline Design - Hourly Results.csv | 7 | 10 | 17 | 5 | 1.6245 | 2.6766
| SFM-wCZ02-v2015-rDXHP-t4-S15-MSRboth - Baseline Design - Hourly Results.csv | 7 | 8 | 15 | 3 | 0 | 0
| SFM-wCZ02-v2015-rDXHP-t4-S15-MSRboth - Baseline Design - Hourly Results.csv | 7 | 8 | 16 | 3 | 0.024015 | 0
| SFM-wCZ02-v2015-rDXHP-t4-S15-MSRboth - Baseline Design - Hourly Results.csv | 7 | 8 | 17 | 3 | 0.46721 | 0
| SFM-wCZ02-v2015-rDXHP-t4-S15-MSRboth - Baseline Design - Hourly Results.csv | 7 | 9 | 15 | 4 | 1.1544 | 1.6703
| SFM-wCZ02-v2015-rDXHP-t4-S15-MSRboth - Baseline Design - Hourly Results.csv | 7 | 9 | 16 | 4 | 1.4847 | 2.2494
| SFM-wCZ02-v2015-rDXHP-t4-S15-MSRboth - Baseline Design - Hourly Results.csv | 7 | 9 | 17 | 4 | 1.6823 | 2.6367
| SFM-wCZ02-v2015-rDXHP-t4-S15-MSRboth - Baseline Design - Hourly Results.csv | 7 | 10 | 15 | 5 | 1.1893 | 2.0683
| SFM-wCZ02-v2015-rDXHP-t4-S15-MSRboth - Baseline Design - Hourly Results.csv | 7 | 10 | 16 | 5 | 1.5428 | 2.6113
| SFM-wCZ02-v2015-rDXHP-t4-S15-MSRboth - Baseline Design - Hourly Results.csv | 7 | 10 | 17 | 5 | 1.5502 | 2.5779
| SFM-wCZ02-v2015-rDXHP-t4-S15-MSRcool - Baseline Design - Hourly Results.csv | 7 | 8 | 15 | 3 | 0 | 0
| SFM-wCZ02-v2015-rDXHP-t4-S15-MSRcool - Baseline Design - Hourly Results.csv | 7 | 8 | 16 | 3 | 0.024015 | 0
| SFM-wCZ02-v2015-rDXHP-t4-S15-MSRcool - Baseline Design - Hourly Results.csv | 7 | 8 | 17 | 3 | 0.46721 | 0
| SFM-wCZ02-v2015-rDXHP-t4-S15-MSRcool - Baseline Design - Hourly Results.csv | 7 | 9 | 15 | 4 | 1.1544 | 1.6703
| SFM-wCZ02-v2015-rDXHP-t4-S15-MSRcool - Baseline Design - Hourly Results.csv | 7 | 9 | 16 | 4 | 1.4847 | 2.2494
| SFM-wCZ02-v2015-rDXHP-t4-S15-MSRcool - Baseline Design - Hourly Results.csv | 7 | 9 | 17 | 4 | 1.6823 | 2.6367
| SFM-wCZ02-v2015-rDXHP-t4-S15-MSRcool - Baseline Design - Hourly Results.csv | 7 | 10 | 15 | 5 | 1.1893 | 2.0683
| SFM-wCZ02-v2015-rDXHP-t4-S15-MSRcool - Baseline Design - Hourly Results.csv | 7 | 10 | 16 | 5 | 1.5428 | 2.6113
| SFM-wCZ02-v2015-rDXHP-t4-S15-MSRcool - Baseline Design - Hourly Results.csv | 7 | 10 | 17 | 5 | 1.5502 | 2.5779
| SFM-wCZ02-v2015-rDXHP-t4-S15-MSRheat - Baseline Design - Hourly Results.csv | 7 | 8 | 15 | 3 | 0 | 0
| SFM-wCZ02-v2015-rDXHP-t4-S15-MSRheat - Baseline Design - Hourly Results.csv | 7 | 8 | 16 | 3 | 0.021764 | 0
| SFM-wCZ02-v2015-rDXHP-t4-S15-MSRheat - Baseline Design - Hourly Results.csv | 7 | 8 | 17 | 3 | 0.42341 | 0
| SFM-wCZ02-v2015-rDXHP-t4-S15-MSRheat - Baseline Design - Hourly Results.csv | 7 | 9 | 15 | 4 | 1.0462 | 1.5137
| SFM-wCZ02-v2015-rDXHP-t4-S15-MSRheat - Baseline Design - Hourly Results.csv | 7 | 9 | 16 | 4 | 1.3455 | 2.0385
| SFM-wCZ02-v2015-rDXHP-t4-S15-MSRheat - Baseline Design - Hourly Results.csv | 7 | 9 | 17 | 4 | 1.5245 | 2.3895
| SFM-wCZ02-v2015-rDXHP-t4-S15-MSRheat - Baseline Design - Hourly Results.csv | 7 | 10 | 15 | 5 | 1.0778 | 1.8744
| SFM-wCZ02-v2015-rDXHP-t4-S15-MSRheat - Baseline Design - Hourly Results.csv | 7 | 10 | 16 | 5 | 1.3981 | 2.3665
| SFM-wCZ02-v2015-rDXHP-t4-S15-MSRheat - Baseline Design - Hourly Results.csv | 7 | 10 | 17 | 5 | 1.4048 | 2.3362
| SFM-wCZ02-v2015-rDXHP-t4-S16-MSRboth - Baseline Design - Hourly Results.csv | 7 | 8 | 15 | 3 | 0 | 0
| SFM-wCZ02-v2015-rDXHP-t4-S16-MSRboth - Baseline Design - Hourly Results.csv | 7 | 8 | 16 | 3 | 0.025876 | 0
| SFM-wCZ02-v2015-rDXHP-t4-S16-MSRboth - Baseline Design - Hourly Results.csv | 7 | 8 | 17 | 3 | 0.49452 | 0
| SFM-wCZ02-v2015-rDXHP-t4-S16-MSRboth - Baseline Design - Hourly Results.csv | 7 | 9 | 15 | 4 | 1.2143 | 1.7181
| SFM-wCZ02-v2015-rDXHP-t4-S16-MSRboth - Baseline Design - Hourly Results.csv | 7 | 9 | 16 | 4 | 1.5578 | 2.2962
| SFM-wCZ02-v2015-rDXHP-t4-S16-MSRboth - Baseline Design - Hourly Results.csv | 7 | 9 | 17 | 4 | 1.7619 | 2.6762
| SFM-wCZ02-v2015-rDXHP-t4-S16-MSRboth - Baseline Design - Hourly Results.csv | 7 | 10 | 15 | 5 | 1.2487 | 2.1236
| SFM-wCZ02-v2015-rDXHP-t4-S16-MSRboth - Baseline Design - Hourly Results.csv | 7 | 10 | 16 | 5 | 1.6105 | 2.667
| SFM-wCZ02-v2015-rDXHP-t4-S16-MSRboth - Baseline Design - Hourly Results.csv | 7 | 10 | 17 | 5 | 1.6116 | 2.6244
| SFM-wCZ02-v2015-rDXHP-t4-S16-MSRcool - Baseline Design - Hourly Results.csv | 7 | 8 | 15 | 3 | 0 | 0
| SFM-wCZ02-v2015-rDXHP-t4-S16-MSRcool - Baseline Design - Hourly Results.csv | 7 | 8 | 16 | 3 | 0.025876 | 0
| SFM-wCZ02-v2015-rDXHP-t4-S16-MSRcool - Baseline Design - Hourly Results.csv | 7 | 8 | 17 | 3 | 0.49452 | 0
| SFM-wCZ02-v2015-rDXHP-t4-S16-MSRcool - Baseline Design - Hourly Results.csv | 7 | 9 | 15 | 4 | 1.2143 | 1.7181
| SFM-wCZ02-v2015-rDXHP-t4-S16-MSRcool - Baseline Design - Hourly Results.csv | 7 | 9 | 16 | 4 | 1.5578 | 2.2962
| SFM-wCZ02-v2015-rDXHP-t4-S16-MSRcool - Baseline Design - Hourly Results.csv | 7 | 9 | 17 | 4 | 1.7619 | 2.6762
| SFM-wCZ02-v2015-rDXHP-t4-S16-MSRcool - Baseline Design - Hourly Results.csv | 7 | 10 | 15 | 5 | 1.2487 | 2.1236
| SFM-wCZ02-v2015-rDXHP-t4-S16-MSRcool - Baseline Design - Hourly Results.csv | 7 | 10 | 16 | 5 | 1.6105 | 2.667
| SFM-wCZ02-v2015-rDXHP-t4-S16-MSRcool - Baseline Design - Hourly Results.csv | 7 | 10 | 17 | 5 | 1.6116 | 2.6244
| SFM-wCZ02-v2015-rDXHP-t4-S16-MSRheat - Baseline Design - Hourly Results.csv | 7 | 8 | 15 | 3 | 0 | 0
| SFM-wCZ02-v2015-rDXHP-t4-S16-MSRheat - Baseline Design - Hourly Results.csv | 7 | 8 | 16 | 3 | 0.023421 | 0
| SFM-wCZ02-v2015-rDXHP-t4-S16-MSRheat - Baseline Design - Hourly Results.csv | 7 | 8 | 17 | 3 | 0.4476 | 0
| SFM-wCZ02-v2015-rDXHP-t4-S16-MSRheat - Baseline Design - Hourly Results.csv | 7 | 9 | 15 | 4 | 1.0991 | 1.5551
| SFM-wCZ02-v2015-rDXHP-t4-S16-MSRheat - Baseline Design - Hourly Results.csv | 7 | 9 | 16 | 4 | 1.41 | 2.0783
| SFM-wCZ02-v2015-rDXHP-t4-S16-MSRheat - Baseline Design - Hourly Results.csv | 7 | 9 | 17 | 4 | 1.5947 | 2.4223
| SFM-wCZ02-v2015-rDXHP-t4-S16-MSRheat - Baseline Design - Hourly Results.csv | 7 | 10 | 15 | 5 | 1.1302 | 1.9221
| SFM-wCZ02-v2015-rDXHP-t4-S16-MSRheat - Baseline Design - Hourly Results.csv | 7 | 10 | 16 | 5 | 1.4577 | 2.414
| SFM-wCZ02-v2015-rDXHP-t4-S16-MSRheat - Baseline Design - Hourly Results.csv | 7 | 10 | 17 | 5 | 1.4587 | 2.3754
| SFM-wCZ02-v2015-rDXHP-t4-S17-MSRboth - Baseline Design - Hourly Results.csv | 7 | 8 | 15 | 3 | 0 | 0
| SFM-wCZ02-v2015-rDXHP-t4-S17-MSRboth - Baseline Design - Hourly Results.csv | 7 | 8 | 16 | 3 | 0.024302 | 0
| SFM-wCZ02-v2015-rDXHP-t4-S17-MSRboth - Baseline Design - Hourly Results.csv | 7 | 8 | 17 | 3 | 0.46444 | 0
| SFM-wCZ02-v2015-rDXHP-t4-S17-MSRboth - Baseline Design - Hourly Results.csv | 7 | 9 | 15 | 4 | 1.1405 | 1.6136
| SFM-wCZ02-v2015-rDXHP-t4-S17-MSRboth - Baseline Design - Hourly Results.csv | 7 | 9 | 16 | 4 | 1.463 | 2.1565
| SFM-wCZ02-v2015-rDXHP-t4-S17-MSRboth - Baseline Design - Hourly Results.csv | 7 | 9 | 17 | 4 | 1.6548 | 2.5134
| SFM-wCZ02-v2015-rDXHP-t4-S17-MSRboth - Baseline Design - Hourly Results.csv | 7 | 10 | 15 | 5 | 1.1728 | 1.9944
| SFM-wCZ02-v2015-rDXHP-t4-S17-MSRboth - Baseline Design - Hourly Results.csv | 7 | 10 | 16 | 5 | 1.5125 | 2.5048
| SFM-wCZ02-v2015-rDXHP-t4-S17-MSRboth - Baseline Design - Hourly Results.csv | 7 | 10 | 17 | 5 | 1.5136 | 2.4648
| SFM-wCZ02-v2015-rDXHP-t4-S17-MSRcool - Baseline Design - Hourly Results.csv | 7 | 8 | 15 | 3 | 0 | 0
| SFM-wCZ02-v2015-rDXHP-t4-S17-MSRcool - Baseline Design - Hourly Results.csv | 7 | 8 | 16 | 3 | 0.024302 | 0
| SFM-wCZ02-v2015-rDXHP-t4-S17-MSRcool - Baseline Design - Hourly Results.csv | 7 | 8 | 17 | 3 | 0.46444 | 0
| SFM-wCZ02-v2015-rDXHP-t4-S17-MSRcool - Baseline Design - Hourly Results.csv | 7 | 9 | 15 | 4 | 1.1405 | 1.6136
| SFM-wCZ02-v2015-rDXHP-t4-S17-MSRcool - Baseline Design - Hourly Results.csv | 7 | 9 | 16 | 4 | 1.463 | 2.1565
| SFM-wCZ02-v2015-rDXHP-t4-S17-MSRcool - Baseline Design - Hourly Results.csv | 7 | 9 | 17 | 4 | 1.6548 | 2.5134
| SFM-wCZ02-v2015-rDXHP-t4-S17-MSRcool - Baseline Design - Hourly Results.csv | 7 | 10 | 15 | 5 | 1.1728 | 1.9944
| SFM-wCZ02-v2015-rDXHP-t4-S17-MSRcool - Baseline Design - Hourly Results.csv | 7 | 10 | 16 | 5 | 1.5125 | 2.5048
| SFM-wCZ02-v2015-rDXHP-t4-S17-MSRcool - Baseline Design - Hourly Results.csv | 7 | 10 | 17 | 5 | 1.5136 | 2.4648
| SFM-wCZ02-v2015-rDXHP-t4-S17-MSRheat - Baseline Design - Hourly Results.csv | 7 | 8 | 15 | 3 | 0 | 0
| SFM-wCZ02-v2015-rDXHP-t4-S17-MSRheat - Baseline Design - Hourly Results.csv | 7 | 8 | 16 | 3 | 0.021883 | 0
| SFM-wCZ02-v2015-rDXHP-t4-S17-MSRheat - Baseline Design - Hourly Results.csv | 7 | 8 | 17 | 3 | 0.4182 | 0
| SFM-wCZ02-v2015-rDXHP-t4-S17-MSRheat - Baseline Design - Hourly Results.csv | 7 | 9 | 15 | 4 | 1.0269 | 1.453
| SFM-wCZ02-v2015-rDXHP-t4-S17-MSRheat - Baseline Design - Hourly Results.csv | 7 | 9 | 16 | 4 | 1.3174 | 1.9418
| SFM-wCZ02-v2015-rDXHP-t4-S17-MSRheat - Baseline Design - Hourly Results.csv | 7 | 9 | 17 | 4 | 1.49 | 2.2632
| SFM-wCZ02-v2015-rDXHP-t4-S17-MSRheat - Baseline Design - Hourly Results.csv | 7 | 10 | 15 | 5 | 1.056 | 1.7959
| SFM-wCZ02-v2015-rDXHP-t4-S17-MSRheat - Baseline Design - Hourly Results.csv | 7 | 10 | 16 | 5 | 1.3619 | 2.2555
| SFM-wCZ02-v2015-rDXHP-t4-S17-MSRheat - Baseline Design - Hourly Results.csv | 7 | 10 | 17 | 5 | 1.3629 | 2.2194
| SFM-wCZ02-v2015-rDXHP-t5-S14-BSLboth - Baseline Design - Hourly Results.csv | 7 | 8 | 15 | 3 | 0 | 0
| SFM-wCZ02-v2015-rDXHP-t5-S14-BSLboth - Baseline Design - Hourly Results.csv | 7 | 8 | 16 | 3 | 0.036498 | 0
| SFM-wCZ02-v2015-rDXHP-t5-S14-BSLboth - Baseline Design - Hourly Results.csv | 7 | 8 | 17 | 3 | 0.56955 | 0.16277
| SFM-wCZ02-v2015-rDXHP-t5-S14-BSLboth - Baseline Design - Hourly Results.csv | 7 | 9 | 15 | 4 | 1.3065 | 1.884
| SFM-wCZ02-v2015-rDXHP-t5-S14-BSLboth - Baseline Design - Hourly Results.csv | 7 | 9 | 16 | 4 | 1.7176 | 2.5737
| SFM-wCZ02-v2015-rDXHP-t5-S14-BSLboth - Baseline Design - Hourly Results.csv | 7 | 9 | 17 | 4 | 1.9644 | 3.0346
| SFM-wCZ02-v2015-rDXHP-t5-S14-BSLboth - Baseline Design - Hourly Results.csv | 7 | 10 | 15 | 5 | 1.3067 | 2.2218
| SFM-wCZ02-v2015-rDXHP-t5-S14-BSLboth - Baseline Design - Hourly Results.csv | 7 | 10 | 16 | 5 | 1.747 | 2.8982
| SFM-wCZ02-v2015-rDXHP-t5-S14-BSLboth - Baseline Design - Hourly Results.csv | 7 | 10 | 17 | 5 | 1.7779 | 2.9
| SFM-wCZ02-v2015-rDXHP-t5-S14-BSLcool - Baseline Design - Hourly Results.csv | 7 | 8 | 15 | 3 | 0 | 0
| SFM-wCZ02-v2015-rDXHP-t5-S14-BSLcool - Baseline Design - Hourly Results.csv | 7 | 8 | 16 | 3 | 0.036498 | 0
| SFM-wCZ02-v2015-rDXHP-t5-S14-BSLcool - Baseline Design - Hourly Results.csv | 7 | 8 | 17 | 3 | 0.56955 | 0.16277
| SFM-wCZ02-v2015-rDXHP-t5-S14-BSLcool - Baseline Design - Hourly Results.csv | 7 | 9 | 15 | 4 | 1.3065 | 1.884
| SFM-wCZ02-v2015-rDXHP-t5-S14-BSLcool - Baseline Design - Hourly Results.csv | 7 | 9 | 16 | 4 | 1.7176 | 2.5737
| SFM-wCZ02-v2015-rDXHP-t5-S14-BSLcool - Baseline Design - Hourly Results.csv | 7 | 9 | 17 | 4 | 1.9644 | 3.0346
| SFM-wCZ02-v2015-rDXHP-t5-S14-BSLcool - Baseline Design - Hourly Results.csv | 7 | 10 | 15 | 5 | 1.3067 | 2.2218
| SFM-wCZ02-v2015-rDXHP-t5-S14-BSLcool - Baseline Design - Hourly Results.csv | 7 | 10 | 16 | 5 | 1.747 | 2.8982
| SFM-wCZ02-v2015-rDXHP-t5-S14-BSLcool - Baseline Design - Hourly Results.csv | 7 | 10 | 17 | 5 | 1.7779 | 2.9
| SFM-wCZ02-v2015-rDXHP-t5-S14-BSLheat - Baseline Design - Hourly Results.csv | 7 | 8 | 15 | 3 | 0 | 0
| SFM-wCZ02-v2015-rDXHP-t5-S14-BSLheat - Baseline Design - Hourly Results.csv | 7 | 8 | 16 | 3 | 0.031847 | 0
| SFM-wCZ02-v2015-rDXHP-t5-S14-BSLheat - Baseline Design - Hourly Results.csv | 7 | 8 | 17 | 3 | 0.49697 | 0.14203
| SFM-wCZ02-v2015-rDXHP-t5-S14-BSLheat - Baseline Design - Hourly Results.csv | 7 | 9 | 15 | 4 | 1.14 | 1.6439
| SFM-wCZ02-v2015-rDXHP-t5-S14-BSLheat - Baseline Design - Hourly Results.csv | 7 | 9 | 16 | 4 | 1.4988 | 2.2458
| SFM-wCZ02-v2015-rDXHP-t5-S14-BSLheat - Baseline Design - Hourly Results.csv | 7 | 9 | 17 | 4 | 1.714 | 2.6479
| SFM-wCZ02-v2015-rDXHP-t5-S14-BSLheat - Baseline Design - Hourly Results.csv | 7 | 10 | 15 | 5 | 1.1402 | 1.9386
| SFM-wCZ02-v2015-rDXHP-t5-S14-BSLheat - Baseline Design - Hourly Results.csv | 7 | 10 | 16 | 5 | 1.5244 | 2.5289
| SFM-wCZ02-v2015-rDXHP-t5-S14-BSLheat - Baseline Design - Hourly Results.csv | 7 | 10 | 17 | 5 | 1.5514 | 2.5305
| SFM-wCZ02-v2015-rDXHP-t5-S15-MSRboth - Baseline Design - Hourly Results.csv | 7 | 8 | 15 | 3 | 0 | 0
| SFM-wCZ02-v2015-rDXHP-t5-S15-MSRboth - Baseline Design - Hourly Results.csv | 7 | 8 | 16 | 3 | 0.029527 | 0
| SFM-wCZ02-v2015-rDXHP-t5-S15-MSRboth - Baseline Design - Hourly Results.csv | 7 | 8 | 17 | 3 | 0.47074 | 0.13786
| SFM-wCZ02-v2015-rDXHP-t5-S15-MSRboth - Baseline Design - Hourly Results.csv | 7 | 9 | 15 | 4 | 1.0806 | 1.5727
| SFM-wCZ02-v2015-rDXHP-t5-S15-MSRboth - Baseline Design - Hourly Results.csv | 7 | 9 | 16 | 4 | 1.4288 | 2.1743
| SFM-wCZ02-v2015-rDXHP-t5-S15-MSRboth - Baseline Design - Hourly Results.csv | 7 | 9 | 17 | 4 | 1.6397 | 2.5809
| SFM-wCZ02-v2015-rDXHP-t5-S15-MSRboth - Baseline Design - Hourly Results.csv | 7 | 10 | 15 | 5 | 1.0782 | 1.8484
| SFM-wCZ02-v2015-rDXHP-t5-S15-MSRboth - Baseline Design - Hourly Results.csv | 7 | 10 | 16 | 5 | 1.4515 | 2.4245
| SFM-wCZ02-v2015-rDXHP-t5-S15-MSRboth - Baseline Design - Hourly Results.csv | 7 | 10 | 17 | 5 | 1.4786 | 2.431
| SFM-wCZ02-v2015-rDXHP-t5-S15-MSRcool - Baseline Design - Hourly Results.csv | 7 | 8 | 15 | 3 | 0 | 0
| SFM-wCZ02-v2015-rDXHP-t5-S15-MSRcool - Baseline Design - Hourly Results.csv | 7 | 8 | 16 | 3 | 0.029527 | 0
| SFM-wCZ02-v2015-rDXHP-t5-S15-MSRcool - Baseline Design - Hourly Results.csv | 7 | 8 | 17 | 3 | 0.47074 | 0.13786
| SFM-wCZ02-v2015-rDXHP-t5-S15-MSRcool - Baseline Design - Hourly Results.csv | 7 | 9 | 15 | 4 | 1.0806 | 1.5727
| SFM-wCZ02-v2015-rDXHP-t5-S15-MSRcool - Baseline Design - Hourly Results.csv | 7 | 9 | 16 | 4 | 1.4288 | 2.1743
| SFM-wCZ02-v2015-rDXHP-t5-S15-MSRcool - Baseline Design - Hourly Results.csv | 7 | 9 | 17 | 4 | 1.6397 | 2.5809
| SFM-wCZ02-v2015-rDXHP-t5-S15-MSRcool - Baseline Design - Hourly Results.csv | 7 | 10 | 15 | 5 | 1.0782 | 1.8484
| SFM-wCZ02-v2015-rDXHP-t5-S15-MSRcool - Baseline Design - Hourly Results.csv | 7 | 10 | 16 | 5 | 1.4515 | 2.4245
| SFM-wCZ02-v2015-rDXHP-t5-S15-MSRcool - Baseline Design - Hourly Results.csv | 7 | 10 | 17 | 5 | 1.4786 | 2.431
| SFM-wCZ02-v2015-rDXHP-t5-S15-MSRheat - Baseline Design - Hourly Results.csv | 7 | 8 | 15 | 3 | 0 | 0
| SFM-wCZ02-v2015-rDXHP-t5-S15-MSRheat - Baseline Design - Hourly Results.csv | 7 | 8 | 16 | 3 | 0.026759 | 0
| SFM-wCZ02-v2015-rDXHP-t5-S15-MSRheat - Baseline Design - Hourly Results.csv | 7 | 8 | 17 | 3 | 0.42661 | 0.12494
| SFM-wCZ02-v2015-rDXHP-t5-S15-MSRheat - Baseline Design - Hourly Results.csv | 7 | 9 | 15 | 4 | 0.9793 | 1.4252
| SFM-wCZ02-v2015-rDXHP-t5-S15-MSRheat - Baseline Design - Hourly Results.csv | 7 | 9 | 16 | 4 | 1.2948 | 1.9705
| SFM-wCZ02-v2015-rDXHP-t5-S15-MSRheat - Baseline Design - Hourly Results.csv | 7 | 9 | 17 | 4 | 1.4859 | 2.3389
| SFM-wCZ02-v2015-rDXHP-t5-S15-MSRheat - Baseline Design - Hourly Results.csv | 7 | 10 | 15 | 5 | 0.97708 | 1.6751
| SFM-wCZ02-v2015-rDXHP-t5-S15-MSRheat - Baseline Design - Hourly Results.csv | 7 | 10 | 16 | 5 | 1.3155 | 2.1971
| SFM-wCZ02-v2015-rDXHP-t5-S15-MSRheat - Baseline Design - Hourly Results.csv | 7 | 10 | 17 | 5 | 1.34 | 2.2031
| SFM-wCZ02-v2015-rDXHP-t5-S16-MSRboth - Baseline Design - Hourly Results.csv | 7 | 8 | 15 | 3 | 0 | 0
| SFM-wCZ02-v2015-rDXHP-t5-S16-MSRboth - Baseline Design - Hourly Results.csv | 7 | 8 | 16 | 3 | 0.031693 | 0
| SFM-wCZ02-v2015-rDXHP-t5-S16-MSRboth - Baseline Design - Hourly Results.csv | 7 | 8 | 17 | 3 | 0.4982 | 0.13925
| SFM-wCZ02-v2015-rDXHP-t5-S16-MSRboth - Baseline Design - Hourly Results.csv | 7 | 9 | 15 | 4 | 1.136 | 1.6199
| SFM-wCZ02-v2015-rDXHP-t5-S16-MSRboth - Baseline Design - Hourly Results.csv | 7 | 9 | 16 | 4 | 1.5002 | 2.2204
| SFM-wCZ02-v2015-rDXHP-t5-S16-MSRboth - Baseline Design - Hourly Results.csv | 7 | 9 | 17 | 4 | 1.7167 | 2.6212
| SFM-wCZ02-v2015-rDXHP-t5-S16-MSRboth - Baseline Design - Hourly Results.csv | 7 | 10 | 15 | 5 | 1.1336 | 1.8991
| SFM-wCZ02-v2015-rDXHP-t5-S16-MSRboth - Baseline Design - Hourly Results.csv | 7 | 10 | 16 | 5 | 1.5168 | 2.4794
| SFM-wCZ02-v2015-rDXHP-t5-S16-MSRboth - Baseline Design - Hourly Results.csv | 7 | 10 | 17 | 5 | 1.5383 | 2.4761
| SFM-wCZ02-v2015-rDXHP-t5-S16-MSRcool - Baseline Design - Hourly Results.csv | 7 | 8 | 15 | 3 | 0 | 0
| SFM-wCZ02-v2015-rDXHP-t5-S16-MSRcool - Baseline Design - Hourly Results.csv | 7 | 8 | 16 | 3 | 0.031693 | 0
| SFM-wCZ02-v2015-rDXHP-t5-S16-MSRcool - Baseline Design - Hourly Results.csv | 7 | 8 | 17 | 3 | 0.4982 | 0.13925
| SFM-wCZ02-v2015-rDXHP-t5-S16-MSRcool - Baseline Design - Hourly Results.csv | 7 | 9 | 15 | 4 | 1.136 | 1.6199
| SFM-wCZ02-v2015-rDXHP-t5-S16-MSRcool - Baseline Design - Hourly Results.csv | 7 | 9 | 16 | 4 | 1.5002 | 2.2204
| SFM-wCZ02-v2015-rDXHP-t5-S16-MSRcool - Baseline Design - Hourly Results.csv | 7 | 9 | 17 | 4 | 1.7167 | 2.6212
| SFM-wCZ02-v2015-rDXHP-t5-S16-MSRcool - Baseline Design - Hourly Results.csv | 7 | 10 | 15 | 5 | 1.1336 | 1.8991
| SFM-wCZ02-v2015-rDXHP-t5-S16-MSRcool - Baseline Design - Hourly Results.csv | 7 | 10 | 16 | 5 | 1.5168 | 2.4794
| SFM-wCZ02-v2015-rDXHP-t5-S16-MSRcool - Baseline Design - Hourly Results.csv | 7 | 10 | 17 | 5 | 1.5383 | 2.4761
| SFM-wCZ02-v2015-rDXHP-t5-S16-MSRheat - Baseline Design - Hourly Results.csv | 7 | 8 | 15 | 3 | 0 | 0
| SFM-wCZ02-v2015-rDXHP-t5-S16-MSRheat - Baseline Design - Hourly Results.csv | 7 | 8 | 16 | 3 | 0.028686 | 0
| SFM-wCZ02-v2015-rDXHP-t5-S16-MSRheat - Baseline Design - Hourly Results.csv | 7 | 8 | 17 | 3 | 0.45094 | 0.12604
| SFM-wCZ02-v2015-rDXHP-t5-S16-MSRheat - Baseline Design - Hourly Results.csv | 7 | 9 | 15 | 4 | 1.0282 | 1.4662
| SFM-wCZ02-v2015-rDXHP-t5-S16-MSRheat - Baseline Design - Hourly Results.csv | 7 | 9 | 16 | 4 | 1.3579 | 2.0097
| SFM-wCZ02-v2015-rDXHP-t5-S16-MSRheat - Baseline Design - Hourly Results.csv | 7 | 9 | 17 | 4 | 1.5538 | 2.3725
| SFM-wCZ02-v2015-rDXHP-t5-S16-MSRheat - Baseline Design - Hourly Results.csv | 7 | 10 | 15 | 5 | 1.026 | 1.7189
| SFM-wCZ02-v2015-rDXHP-t5-S16-MSRheat - Baseline Design - Hourly Results.csv | 7 | 10 | 16 | 5 | 1.3729 | 2.2442
| SFM-wCZ02-v2015-rDXHP-t5-S16-MSRheat - Baseline Design - Hourly Results.csv | 7 | 10 | 17 | 5 | 1.3923 | 2.2412
| SFM-wCZ02-v2015-rDXHP-t5-S17-MSRboth - Baseline Design - Hourly Results.csv | 7 | 8 | 15 | 3 | 0 | 0
| SFM-wCZ02-v2015-rDXHP-t5-S17-MSRboth - Baseline Design - Hourly Results.csv | 7 | 8 | 16 | 3 | 0.029766 | 0
| SFM-wCZ02-v2015-rDXHP-t5-S17-MSRboth - Baseline Design - Hourly Results.csv | 7 | 8 | 17 | 3 | 0.46791 | 0.13078
| SFM-wCZ02-v2015-rDXHP-t5-S17-MSRboth - Baseline Design - Hourly Results.csv | 7 | 9 | 15 | 4 | 1.0669 | 1.5214
| SFM-wCZ02-v2015-rDXHP-t5-S17-MSRboth - Baseline Design - Hourly Results.csv | 7 | 9 | 16 | 4 | 1.409 | 2.0853
| SFM-wCZ02-v2015-rDXHP-t5-S17-MSRboth - Baseline Design - Hourly Results.csv | 7 | 9 | 17 | 4 | 1.6123 | 2.4618
| SFM-wCZ02-v2015-rDXHP-t5-S17-MSRboth - Baseline Design - Hourly Results.csv | 7 | 10 | 15 | 5 | 1.0646 | 1.7836
| SFM-wCZ02-v2015-rDXHP-t5-S17-MSRboth - Baseline Design - Hourly Results.csv | 7 | 10 | 16 | 5 | 1.4245 | 2.3287
| SFM-wCZ02-v2015-rDXHP-t5-S17-MSRboth - Baseline Design - Hourly Results.csv | 7 | 10 | 17 | 5 | 1.4447 | 2.3255
| SFM-wCZ02-v2015-rDXHP-t5-S17-MSRcool - Baseline Design - Hourly Results.csv | 7 | 8 | 15 | 3 | 0 | 0
| SFM-wCZ02-v2015-rDXHP-t5-S17-MSRcool - Baseline Design - Hourly Results.csv | 7 | 8 | 16 | 3 | 0.029766 | 0
| SFM-wCZ02-v2015-rDXHP-t5-S17-MSRcool - Baseline Design - Hourly Results.csv | 7 | 8 | 17 | 3 | 0.46791 | 0.13078
| SFM-wCZ02-v2015-rDXHP-t5-S17-MSRcool - Baseline Design - Hourly Results.csv | 7 | 9 | 15 | 4 | 1.0669 | 1.5214
| SFM-wCZ02-v2015-rDXHP-t5-S17-MSRcool - Baseline Design - Hourly Results.csv | 7 | 9 | 16 | 4 | 1.409 | 2.0853
| SFM-wCZ02-v2015-rDXHP-t5-S17-MSRcool - Baseline Design - Hourly Results.csv | 7 | 9 | 17 | 4 | 1.6123 | 2.4618
| SFM-wCZ02-v2015-rDXHP-t5-S17-MSRcool - Baseline Design - Hourly Results.csv | 7 | 10 | 15 | 5 | 1.0646 | 1.7836
| SFM-wCZ02-v2015-rDXHP-t5-S17-MSRcool - Baseline Design - Hourly Results.csv | 7 | 10 | 16 | 5 | 1.4245 | 2.3287
| SFM-wCZ02-v2015-rDXHP-t5-S17-MSRcool - Baseline Design - Hourly Results.csv | 7 | 10 | 17 | 5 | 1.4447 | 2.3255
| SFM-wCZ02-v2015-rDXHP-t5-S17-MSRheat - Baseline Design - Hourly Results.csv | 7 | 8 | 15 | 3 | 0 | 0
| SFM-wCZ02-v2015-rDXHP-t5-S17-MSRheat - Baseline Design - Hourly Results.csv | 7 | 8 | 16 | 3 | 0.026802 | 0
| SFM-wCZ02-v2015-rDXHP-t5-S17-MSRheat - Baseline Design - Hourly Results.csv | 7 | 8 | 17 | 3 | 0.42132 | 0.11776
| SFM-wCZ02-v2015-rDXHP-t5-S17-MSRheat - Baseline Design - Hourly Results.csv | 7 | 9 | 15 | 4 | 0.96065 | 1.3699
| SFM-wCZ02-v2015-rDXHP-t5-S17-MSRheat - Baseline Design - Hourly Results.csv | 7 | 9 | 16 | 4 | 1.2687 | 1.8777
| SFM-wCZ02-v2015-rDXHP-t5-S17-MSRheat - Baseline Design - Hourly Results.csv | 7 | 9 | 17 | 4 | 1.4518 | 2.2167
| SFM-wCZ02-v2015-rDXHP-t5-S17-MSRheat - Baseline Design - Hourly Results.csv | 7 | 10 | 15 | 5 | 0.95864 | 1.606
| SFM-wCZ02-v2015-rDXHP-t5-S17-MSRheat - Baseline Design - Hourly Results.csv | 7 | 10 | 16 | 5 | 1.2827 | 2.0968
| SFM-wCZ02-v2015-rDXHP-t5-S17-MSRheat - Baseline Design - Hourly Results.csv | 7 | 10 | 17 | 5 | 1.3009 | 2.094
| SFM-wCZ03-v2015-rDXGF-t1-S14-BSLcool - Baseline Design - Hourly Results.csv | 7 | 8 | 15 | 3 | 0.39649 | 1.2972
| SFM-wCZ03-v2015-rDXGF-t1-S14-BSLcool - Baseline Design - Hourly Results.csv | 7 | 8 | 16 | 3 | 0.83364 | 1.9631
| SFM-wCZ03-v2015-rDXGF-t1-S14-BSLcool - Baseline Design - Hourly Results.csv | 7 | 8 | 17 | 3 | 1.0922 | 2.3793
| SFM-wCZ03-v2015-rDXGF-t1-S14-BSLcool - Baseline Design - Hourly Results.csv | 7 | 9 | 15 | 4 | 1.7095 | 3.8567
| SFM-wCZ03-v2015-rDXGF-t1-S14-BSLcool - Baseline Design - Hourly Results.csv | 7 | 9 | 16 | 4 | 1.7863 | 3.9072
| SFM-wCZ03-v2015-rDXGF-t1-S14-BSLcool - Baseline Design - Hourly Results.csv | 7 | 9 | 17 | 4 | 1.8512 | 3.942
| SFM-wCZ03-v2015-rDXGF-t1-S14-BSLcool - Baseline Design - Hourly Results.csv | 7 | 10 | 15 | 5 | 1.3197 | 3.0665
| SFM-wCZ03-v2015-rDXGF-t1-S14-BSLcool - Baseline Design - Hourly Results.csv | 7 | 10 | 16 | 5 | 1.3001 | 2.8325
| SFM-wCZ03-v2015-rDXGF-t1-S14-BSLcool - Baseline Design - Hourly Results.csv | 7 | 10 | 17 | 5 | 1.4538 | 3.0607
| SFM-wCZ03-v2015-rDXGF-t1-S14-BSLheat - Baseline Design - Hourly Results.csv | 7 | 8 | 15 | 3 | 0.34795 | 1.1367
| SFM-wCZ03-v2015-rDXGF-t1-S14-BSLheat - Baseline Design - Hourly Results.csv | 7 | 8 | 16 | 3 | 0.73219 | 1.7235
| SFM-wCZ03-v2015-rDXGF-t1-S14-BSLheat - Baseline Design - Hourly Results.csv | 7 | 8 | 17 | 3 | 0.9606 | 2.0911
| SFM-wCZ03-v2015-rDXGF-t1-S14-BSLheat - Baseline Design - Hourly Results.csv | 7 | 9 | 15 | 4 | 1.506 | 3.394
| SFM-wCZ03-v2015-rDXGF-t1-S14-BSLheat - Baseline Design - Hourly Results.csv | 7 | 9 | 16 | 4 | 1.5778 | 3.4421
| SFM-wCZ03-v2015-rDXGF-t1-S14-BSLheat - Baseline Design - Hourly Results.csv | 7 | 9 | 17 | 4 | 1.6347 | 3.4748
| SFM-wCZ03-v2015-rDXGF-t1-S14-BSLheat - Baseline Design - Hourly Results.csv | 7 | 10 | 15 | 5 | 1.1645 | 2.7023
| SFM-wCZ03-v2015-rDXGF-t1-S14-BSLheat - Baseline Design - Hourly Results.csv | 7 | 10 | 16 | 5 | 1.1494 | 2.5034
| SFM-wCZ03-v2015-rDXGF-t1-S14-BSLheat - Baseline Design - Hourly Results.csv | 7 | 10 | 17 | 5 | 1.2843 | 2.7045
| SFM-wCZ03-v2015-rDXGF-t1-S15-MSRcool - Baseline Design - Hourly Results.csv | 7 | 8 | 15 | 3 | 0.34586 | 1.1775
| SFM-wCZ03-v2015-rDXGF-t1-S15-MSRcool - Baseline Design - Hourly Results.csv | 7 | 8 | 16 | 3 | 0.72044 | 1.7439
| SFM-wCZ03-v2015-rDXGF-t1-S15-MSRcool - Baseline Design - Hourly Results.csv | 7 | 8 | 17 | 3 | 0.94091 | 2.0941
| SFM-wCZ03-v2015-rDXGF-t1-S15-MSRcool - Baseline Design - Hourly Results.csv | 7 | 9 | 15 | 4 | 1.4262 | 3.261
| SFM-wCZ03-v2015-rDXGF-t1-S15-MSRcool - Baseline Design - Hourly Results.csv | 7 | 9 | 16 | 4 | 1.4967 | 3.3113
| SFM-wCZ03-v2015-rDXGF-t1-S15-MSRcool - Baseline Design - Hourly Results.csv | 7 | 9 | 17 | 4 | 1.5575 | 3.3529
| SFM-wCZ03-v2015-rDXGF-t1-S15-MSRcool - Baseline Design - Hourly Results.csv | 7 | 10 | 15 | 5 | 1.1208 | 2.6268
| SFM-wCZ03-v2015-rDXGF-t1-S15-MSRcool - Baseline Design - Hourly Results.csv | 7 | 10 | 16 | 5 | 1.1126 | 2.4451
| SFM-wCZ03-v2015-rDXGF-t1-S15-MSRcool - Baseline Design - Hourly Results.csv | 7 | 10 | 17 | 5 | 1.2423 | 2.644
| SFM-wCZ03-v2015-rDXGF-t1-S15-MSRheat - Baseline Design - Hourly Results.csv | 7 | 8 | 15 | 3 | 0.32277 | 1.065
| SFM-wCZ03-v2015-rDXGF-t1-S15-MSRheat - Baseline Design - Hourly Results.csv | 7 | 8 | 16 | 3 | 0.67371 | 1.6031
| SFM-wCZ03-v2015-rDXGF-t1-S15-MSRheat - Baseline Design - Hourly Results.csv | 7 | 8 | 17 | 3 | 0.88054 | 1.9397
| SFM-wCZ03-v2015-rDXGF-t1-S15-MSRheat - Baseline Design - Hourly Results.csv | 7 | 9 | 15 | 4 | 1.339 | 3.056
| SFM-wCZ03-v2015-rDXGF-t1-S15-MSRheat - Baseline Design - Hourly Results.csv | 7 | 9 | 16 | 4 | 1.4061 | 3.1082
| SFM-wCZ03-v2015-rDXGF-t1-S15-MSRheat - Baseline Design - Hourly Results.csv | 7 | 9 | 17 | 4 | 1.4625 | 3.1512
| SFM-wCZ03-v2015-rDXGF-t1-S15-MSRheat - Baseline Design - Hourly Results.csv | 7 | 10 | 15 | 5 | 1.0518 | 2.4655
| SFM-wCZ03-v2015-rDXGF-t1-S15-MSRheat - Baseline Design - Hourly Results.csv | 7 | 10 | 16 | 5 | 1.0448 | 2.2985
| SFM-wCZ03-v2015-rDXGF-t1-S15-MSRheat - Baseline Design - Hourly Results.csv | 7 | 10 | 17 | 5 | 1.1677 | 2.485
| SFM-wCZ03-v2015-rDXGF-t1-S16-MSRcool - Baseline Design - Hourly Results.csv | 7 | 8 | 15 | 3 | 0.36203 | 1.2285
| SFM-wCZ03-v2015-rDXGF-t1-S16-MSRcool - Baseline Design - Hourly Results.csv | 7 | 8 | 16 | 3 | 0.75124 | 1.81
| SFM-wCZ03-v2015-rDXGF-t1-S16-MSRcool - Baseline Design - Hourly Results.csv | 7 | 8 | 17 | 3 | 0.97957 | 2.1741
| SFM-wCZ03-v2015-rDXGF-t1-S16-MSRcool - Baseline Design - Hourly Results.csv | 7 | 9 | 15 | 4 | 1.4875 | 3.371
| SFM-wCZ03-v2015-rDXGF-t1-S16-MSRcool - Baseline Design - Hourly Results.csv | 7 | 9 | 16 | 4 | 1.5504 | 3.4125
| SFM-wCZ03-v2015-rDXGF-t1-S16-MSRcool - Baseline Design - Hourly Results.csv | 7 | 9 | 17 | 4 | 1.6077 | 3.4505
| SFM-wCZ03-v2015-rDXGF-t1-S16-MSRcool - Baseline Design - Hourly Results.csv | 7 | 10 | 15 | 5 | 1.1668 | 2.7083
| SFM-wCZ03-v2015-rDXGF-t1-S16-MSRcool - Baseline Design - Hourly Results.csv | 7 | 10 | 16 | 5 | 1.1611 | 2.5342
| SFM-wCZ03-v2015-rDXGF-t1-S16-MSRcool - Baseline Design - Hourly Results.csv | 7 | 10 | 17 | 5 | 1.2954 | 2.737
| SFM-wCZ03-v2015-rDXGF-t1-S16-MSRheat - Baseline Design - Hourly Results.csv | 7 | 8 | 15 | 3 | 0.33706 | 1.1422
| SFM-wCZ03-v2015-rDXGF-t1-S16-MSRheat - Baseline Design - Hourly Results.csv | 7 | 8 | 16 | 3 | 0.70076 | 1.6853
| SFM-wCZ03-v2015-rDXGF-t1-S16-MSRheat - Baseline Design - Hourly Results.csv | 7 | 8 | 17 | 3 | 0.91456 | 2.0272
| SFM-wCZ03-v2015-rDXGF-t1-S16-MSRheat - Baseline Design - Hourly Results.csv | 7 | 9 | 15 | 4 | 1.399 | 3.1602
| SFM-wCZ03-v2015-rDXGF-t1-S16-MSRheat - Baseline Design - Hourly Results.csv | 7 | 9 | 16 | 4 | 1.4631 | 3.202
| SFM-wCZ03-v2015-rDXGF-t1-S16-MSRheat - Baseline Design - Hourly Results.csv | 7 | 9 | 17 | 4 | 1.5164 | 3.239
| SFM-wCZ03-v2015-rDXGF-t1-S16-MSRheat - Baseline Design - Hourly Results.csv | 7 | 10 | 15 | 5 | 1.0917 | 2.5332
| SFM-wCZ03-v2015-rDXGF-t1-S16-MSRheat - Baseline Design - Hourly Results.csv | 7 | 10 | 16 | 5 | 1.0896 | 2.3742
| SFM-wCZ03-v2015-rDXGF-t1-S16-MSRheat - Baseline Design - Hourly Results.csv | 7 | 10 | 17 | 5 | 1.2133 | 2.5641
| SFM-wCZ03-v2015-rDXGF-t1-S17-MSRcool - Baseline Design - Hourly Results.csv | 7 | 8 | 15 | 3 | 0.34001 | 1.1538
| SFM-wCZ03-v2015-rDXGF-t1-S17-MSRcool - Baseline Design - Hourly Results.csv | 7 | 8 | 16 | 3 | 0.70555 | 1.6999
| SFM-wCZ03-v2015-rDXGF-t1-S17-MSRcool - Baseline Design - Hourly Results.csv | 7 | 8 | 17 | 3 | 0.92 | 2.0419
| SFM-wCZ03-v2015-rDXGF-t1-S17-MSRcool - Baseline Design - Hourly Results.csv | 7 | 9 | 15 | 4 | 1.397 | 3.166
| SFM-wCZ03-v2015-rDXGF-t1-S17-MSRcool - Baseline Design - Hourly Results.csv | 7 | 9 | 16 | 4 | 1.4561 | 3.2049
| SFM-wCZ03-v2015-rDXGF-t1-S17-MSRcool - Baseline Design - Hourly Results.csv | 7 | 9 | 17 | 4 | 1.5099 | 3.2407
| SFM-wCZ03-v2015-rDXGF-t1-S17-MSRcool - Baseline Design - Hourly Results.csv | 7 | 10 | 15 | 5 | 1.0959 | 2.5436
| SFM-wCZ03-v2015-rDXGF-t1-S17-MSRcool - Baseline Design - Hourly Results.csv | 7 | 10 | 16 | 5 | 1.0905 | 2.3801
| SFM-wCZ03-v2015-rDXGF-t1-S17-MSRcool - Baseline Design - Hourly Results.csv | 7 | 10 | 17 | 5 | 1.2166 | 2.5706
| SFM-wCZ03-v2015-rDXGF-t1-S17-MSRheat - Baseline Design - Hourly Results.csv | 7 | 8 | 15 | 3 | 0.31492 | 1.0672
| SFM-wCZ03-v2015-rDXGF-t1-S17-MSRheat - Baseline Design - Hourly Results.csv | 7 | 8 | 16 | 3 | 0.65474 | 1.5746
| SFM-wCZ03-v2015-rDXGF-t1-S17-MSRheat - Baseline Design - Hourly Results.csv | 7 | 8 | 17 | 3 | 0.8545 | 1.8941
| SFM-wCZ03-v2015-rDXGF-t1-S17-MSRheat - Baseline Design - Hourly Results.csv | 7 | 9 | 15 | 4 | 1.3071 | 2.9526
| SFM-wCZ03-v2015-rDXGF-t1-S17-MSRheat - Baseline Design - Hourly Results.csv | 7 | 9 | 16 | 4 | 1.367 | 2.9917
| SFM-wCZ03-v2015-rDXGF-t1-S17-MSRheat - Baseline Design - Hourly Results.csv | 7 | 9 | 17 | 4 | 1.4168 | 3.0263
| SFM-wCZ03-v2015-rDXGF-t1-S17-MSRheat - Baseline Design - Hourly Results.csv | 7 | 10 | 15 | 5 | 1.02 | 2.3668
| SFM-wCZ03-v2015-rDXGF-t1-S17-MSRheat - Baseline Design - Hourly Results.csv | 7 | 10 | 16 | 5 | 1.018 | 2.2183
| SFM-wCZ03-v2015-rDXGF-t1-S17-MSRheat - Baseline Design - Hourly Results.csv | 7 | 10 | 17 | 5 | 1.1337 | 2.3957
| SFM-wCZ03-v2015-rDXGF-t2-S14-BSLcool - Baseline Design - Hourly Results.csv | 7 | 8 | 15 | 3 | 0 | 0
| SFM-wCZ03-v2015-rDXGF-t2-S14-BSLcool - Baseline Design - Hourly Results.csv | 7 | 8 | 16 | 3 | 0.045456 | 0.49654
| SFM-wCZ03-v2015-rDXGF-t2-S14-BSLcool - Baseline Design - Hourly Results.csv | 7 | 8 | 17 | 3 | 0.37963 | 0.90035
| SFM-wCZ03-v2015-rDXGF-t2-S14-BSLcool - Baseline Design - Hourly Results.csv | 7 | 9 | 15 | 4 | 1.2012 | 2.9099
| SFM-wCZ03-v2015-rDXGF-t2-S14-BSLcool - Baseline Design - Hourly Results.csv | 7 | 9 | 16 | 4 | 1.3488 | 3.0848
| SFM-wCZ03-v2015-rDXGF-t2-S14-BSLcool - Baseline Design - Hourly Results.csv | 7 | 9 | 17 | 4 | 1.462 | 3.2157
| SFM-wCZ03-v2015-rDXGF-t2-S14-BSLcool - Baseline Design - Hourly Results.csv | 7 | 10 | 15 | 5 | 0.99018 | 2.5473
| SFM-wCZ03-v2015-rDXGF-t2-S14-BSLcool - Baseline Design - Hourly Results.csv | 7 | 10 | 16 | 5 | 1.0182 | 2.3774
| SFM-wCZ03-v2015-rDXGF-t2-S14-BSLcool - Baseline Design - Hourly Results.csv | 7 | 10 | 17 | 5 | 1.1881 | 2.6277
| SFM-wCZ03-v2015-rDXGF-t2-S14-BSLheat - Baseline Design - Hourly Results.csv | 7 | 8 | 15 | 3 | 0 | 0
| SFM-wCZ03-v2015-rDXGF-t2-S14-BSLheat - Baseline Design - Hourly Results.csv | 7 | 8 | 16 | 3 | 0.03972 | 0.43274
| SFM-wCZ03-v2015-rDXGF-t2-S14-BSLheat - Baseline Design - Hourly Results.csv | 7 | 8 | 17 | 3 | 0.33245 | 0.78697
| SFM-wCZ03-v2015-rDXGF-t2-S14-BSLheat - Baseline Design - Hourly Results.csv | 7 | 9 | 15 | 4 | 1.0551 | 2.5521
| SFM-wCZ03-v2015-rDXGF-t2-S14-BSLheat - Baseline Design - Hourly Results.csv | 7 | 9 | 16 | 4 | 1.1856 | 2.7092
| SFM-wCZ03-v2015-rDXGF-t2-S14-BSLheat - Baseline Design - Hourly Results.csv | 7 | 9 | 17 | 4 | 1.2858 | 2.8279
| SFM-wCZ03-v2015-rDXGF-t2-S14-BSLheat - Baseline Design - Hourly Results.csv | 7 | 10 | 15 | 5 | 0.87103 | 2.2379
| SFM-wCZ03-v2015-rDXGF-t2-S14-BSLheat - Baseline Design - Hourly Results.csv | 7 | 10 | 16 | 5 | 0.89719 | 2.0951
| SFM-wCZ03-v2015-rDXGF-t2-S14-BSLheat - Baseline Design - Hourly Results.csv | 7 | 10 | 17 | 5 | 1.047 | 2.3158
| SFM-wCZ03-v2015-rDXGF-t2-S15-MSRcool - Baseline Design - Hourly Results.csv | 7 | 8 | 15 | 3 | 0 | 0
| SFM-wCZ03-v2015-rDXGF-t2-S15-MSRcool - Baseline Design - Hourly Results.csv | 7 | 8 | 16 | 3 | 0.039825 | 0.44077
| SFM-wCZ03-v2015-rDXGF-t2-S15-MSRcool - Baseline Design - Hourly Results.csv | 7 | 8 | 17 | 3 | 0.333 | 0.79535
| SFM-wCZ03-v2015-rDXGF-t2-S15-MSRcool - Baseline Design - Hourly Results.csv | 7 | 9 | 15 | 4 | 1.016 | 2.4893
| SFM-wCZ03-v2015-rDXGF-t2-S15-MSRcool - Baseline Design - Hourly Results.csv | 7 | 9 | 16 | 4 | 1.1399 | 2.6395
| SFM-wCZ03-v2015-rDXGF-t2-S15-MSRcool - Baseline Design - Hourly Results.csv | 7 | 9 | 17 | 4 | 1.2378 | 2.7613
| SFM-wCZ03-v2015-rDXGF-t2-S15-MSRcool - Baseline Design - Hourly Results.csv | 7 | 10 | 15 | 5 | 0.84767 | 2.1964
| SFM-wCZ03-v2015-rDXGF-t2-S15-MSRcool - Baseline Design - Hourly Results.csv | 7 | 10 | 16 | 5 | 0.87521 | 2.063
| SFM-wCZ03-v2015-rDXGF-t2-S15-MSRcool - Baseline Design - Hourly Results.csv | 7 | 10 | 17 | 5 | 1.0211 | 2.28
| SFM-wCZ03-v2015-rDXGF-t2-S15-MSRheat - Baseline Design - Hourly Results.csv | 7 | 8 | 15 | 3 | 0 | 0
| SFM-wCZ03-v2015-rDXGF-t2-S15-MSRheat - Baseline Design - Hourly Results.csv | 7 | 8 | 16 | 3 | 0.037036 | 0.40929
| SFM-wCZ03-v2015-rDXGF-t2-S15-MSRheat - Baseline Design - Hourly Results.csv | 7 | 8 | 17 | 3 | 0.31026 | 0.74105
| SFM-wCZ03-v2015-rDXGF-t2-S15-MSRheat - Baseline Design - Hourly Results.csv | 7 | 9 | 15 | 4 | 0.9509 | 2.3296
| SFM-wCZ03-v2015-rDXGF-t2-S15-MSRheat - Baseline Design - Hourly Results.csv | 7 | 9 | 16 | 4 | 1.067 | 2.4725
| SFM-wCZ03-v2015-rDXGF-t2-S15-MSRheat - Baseline Design - Hourly Results.csv | 7 | 9 | 17 | 4 | 1.1609 | 2.5873
| SFM-wCZ03-v2015-rDXGF-t2-S15-MSRheat - Baseline Design - Hourly Results.csv | 7 | 10 | 15 | 5 | 0.79366 | 2.0547
| SFM-wCZ03-v2015-rDXGF-t2-S15-MSRheat - Baseline Design - Hourly Results.csv | 7 | 10 | 16 | 5 | 0.82069 | 1.9337
| SFM-wCZ03-v2015-rDXGF-t2-S15-MSRheat - Baseline Design - Hourly Results.csv | 7 | 10 | 17 | 5 | 0.95694 | 2.1384
| SFM-wCZ03-v2015-rDXGF-t2-S16-MSRcool - Baseline Design - Hourly Results.csv | 7 | 8 | 15 | 3 | 0 | 0
| SFM-wCZ03-v2015-rDXGF-t2-S16-MSRcool - Baseline Design - Hourly Results.csv | 7 | 8 | 16 | 3 | 0.041381 | 0.45676
| SFM-wCZ03-v2015-rDXGF-t2-S16-MSRcool - Baseline Design - Hourly Results.csv | 7 | 8 | 17 | 3 | 0.34571 | 0.82582
| SFM-wCZ03-v2015-rDXGF-t2-S16-MSRcool - Baseline Design - Hourly Results.csv | 7 | 9 | 15 | 4 | 1.0609 | 2.574
| SFM-wCZ03-v2015-rDXGF-t2-S16-MSRcool - Baseline Design - Hourly Results.csv | 7 | 9 | 16 | 4 | 1.1885 | 2.7291
| SFM-wCZ03-v2015-rDXGF-t2-S16-MSRcool - Baseline Design - Hourly Results.csv | 7 | 9 | 17 | 4 | 1.2873 | 2.8487
| SFM-wCZ03-v2015-rDXGF-t2-S16-MSRcool - Baseline Design - Hourly Results.csv | 7 | 10 | 15 | 5 | 0.8811 | 2.2645
| SFM-wCZ03-v2015-rDXGF-t2-S16-MSRcool - Baseline Design - Hourly Results.csv | 7 | 10 | 16 | 5 | 0.91649 | 2.1428
| SFM-wCZ03-v2015-rDXGF-t2-S16-MSRcool - Baseline Design - Hourly Results.csv | 7 | 10 | 17 | 5 | 1.0666 | 2.3652
| SFM-wCZ03-v2015-rDXGF-t2-S16-MSRheat - Baseline Design - Hourly Results.csv | 7 | 8 | 15 | 3 | 0 | 0
| SFM-wCZ03-v2015-rDXGF-t2-S16-MSRheat - Baseline Design - Hourly Results.csv | 7 | 8 | 16 | 3 | 0.038342 | 0.42199
| SFM-wCZ03-v2015-rDXGF-t2-S16-MSRheat - Baseline Design - Hourly Results.csv | 7 | 8 | 17 | 3 | 0.32084 | 0.76468
| SFM-wCZ03-v2015-rDXGF-t2-S16-MSRheat - Baseline Design - Hourly Results.csv | 7 | 9 | 15 | 4 | 0.98823 | 2.3948
| SFM-wCZ03-v2015-rDXGF-t2-S16-MSRheat - Baseline Design - Hourly Results.csv | 7 | 9 | 16 | 4 | 1.1082 | 2.5416
| SFM-wCZ03-v2015-rDXGF-t2-S16-MSRheat - Baseline Design - Hourly Results.csv | 7 | 9 | 17 | 4 | 1.2022 | 2.6553
| SFM-wCZ03-v2015-rDXGF-t2-S16-MSRheat - Baseline Design - Hourly Results.csv | 7 | 10 | 15 | 5 | 0.82164 | 2.1085
| SFM-wCZ03-v2015-rDXGF-t2-S16-MSRheat - Baseline Design - Hourly Results.csv | 7 | 10 | 16 | 5 | 0.85488 | 1.9979
| SFM-wCZ03-v2015-rDXGF-t2-S16-MSRheat - Baseline Design - Hourly Results.csv | 7 | 10 | 17 | 5 | 0.99458 | 2.2068
| SFM-wCZ03-v2015-rDXGF-t2-S17-MSRcool - Baseline Design - Hourly Results.csv | 7 | 8 | 15 | 3 | 0 | 0
| SFM-wCZ03-v2015-rDXGF-t2-S17-MSRcool - Baseline Design - Hourly Results.csv | 7 | 8 | 16 | 3 | 0.038864 | 0.42898
| SFM-wCZ03-v2015-rDXGF-t2-S17-MSRcool - Baseline Design - Hourly Results.csv | 7 | 8 | 17 | 3 | 0.32469 | 0.7756
| SFM-wCZ03-v2015-rDXGF-t2-S17-MSRcool - Baseline Design - Hourly Results.csv | 7 | 9 | 15 | 4 | 0.99636 | 2.4175
| SFM-wCZ03-v2015-rDXGF-t2-S17-MSRcool - Baseline Design - Hourly Results.csv | 7 | 9 | 16 | 4 | 1.1162 | 2.5631
| SFM-wCZ03-v2015-rDXGF-t2-S17-MSRcool - Baseline Design - Hourly Results.csv | 7 | 9 | 17 | 4 | 1.2091 | 2.6755
| SFM-wCZ03-v2015-rDXGF-t2-S17-MSRcool - Baseline Design - Hourly Results.csv | 7 | 10 | 15 | 5 | 0.82752 | 2.1268
| SFM-wCZ03-v2015-rDXGF-t2-S17-MSRcool - Baseline Design - Hourly Results.csv | 7 | 10 | 16 | 5 | 0.86076 | 2.0125
| SFM-wCZ03-v2015-rDXGF-t2-S17-MSRcool - Baseline Design - Hourly Results.csv | 7 | 10 | 17 | 5 | 1.0017 | 2.2213
| SFM-wCZ03-v2015-rDXGF-t2-S17-MSRheat - Baseline Design - Hourly Results.csv | 7 | 8 | 15 | 3 | 0 | 0
| SFM-wCZ03-v2015-rDXGF-t2-S17-MSRheat - Baseline Design - Hourly Results.csv | 7 | 8 | 16 | 3 | 0.035824 | 0.39428
| SFM-wCZ03-v2015-rDXGF-t2-S17-MSRheat - Baseline Design - Hourly Results.csv | 7 | 8 | 17 | 3 | 0.29977 | 0.71446
| SFM-wCZ03-v2015-rDXGF-t2-S17-MSRheat - Baseline Design - Hourly Results.csv | 7 | 9 | 15 | 4 | 0.92333 | 2.2375
| SFM-wCZ03-v2015-rDXGF-t2-S17-MSRheat - Baseline Design - Hourly Results.csv | 7 | 9 | 16 | 4 | 1.0354 | 2.3747
| SFM-wCZ03-v2015-rDXGF-t2-S17-MSRheat - Baseline Design - Hourly Results.csv | 7 | 9 | 17 | 4 | 1.1232 | 2.4809
| SFM-wCZ03-v2015-rDXGF-t2-S17-MSRheat - Baseline Design - Hourly Results.csv | 7 | 10 | 15 | 5 | 0.76767 | 1.97
| SFM-wCZ03-v2015-rDXGF-t2-S17-MSRheat - Baseline Design - Hourly Results.csv | 7 | 10 | 16 | 5 | 0.79874 | 1.8667
| SFM-wCZ03-v2015-rDXGF-t2-S17-MSRheat - Baseline Design - Hourly Results.csv | 7 | 10 | 17 | 5 | 0.92926 | 2.0619
| SFM-wCZ03-v2015-rDXGF-t3-S14-BSLcool - Baseline Design - Hourly Results.csv | 7 | 8 | 15 | 3 | 0 | 0
| SFM-wCZ03-v2015-rDXGF-t3-S14-BSLcool - Baseline Design - Hourly Results.csv | 7 | 8 | 16 | 3 | 0 | 0
| SFM-wCZ03-v2015-rDXGF-t3-S14-BSLcool - Baseline Design - Hourly Results.csv | 7 | 8 | 17 | 3 | 0.010618 | 0.33265
| SFM-wCZ03-v2015-rDXGF-t3-S14-BSLcool - Baseline Design - Hourly Results.csv | 7 | 9 | 15 | 4 | 0.8787 | 2.2932
| SFM-wCZ03-v2015-rDXGF-t3-S14-BSLcool - Baseline Design - Hourly Results.csv | 7 | 9 | 16 | 4 | 1.084 | 2.5722
| SFM-wCZ03-v2015-rDXGF-t3-S14-BSLcool - Baseline Design - Hourly Results.csv | 7 | 9 | 17 | 4 | 1.2347 | 2.7804
| SFM-wCZ03-v2015-rDXGF-t3-S14-BSLcool - Baseline Design - Hourly Results.csv | 7 | 10 | 15 | 5 | 0.71566 | 2.0565
| SFM-wCZ03-v2015-rDXGF-t3-S14-BSLcool - Baseline Design - Hourly Results.csv | 7 | 10 | 16 | 5 | 0.79986 | 1.9752
| SFM-wCZ03-v2015-rDXGF-t3-S14-BSLcool - Baseline Design - Hourly Results.csv | 7 | 10 | 17 | 5 | 0.99625 | 2.2712
| SFM-wCZ03-v2015-rDXGF-t3-S14-BSLheat - Baseline Design - Hourly Results.csv | 7 | 8 | 15 | 3 | 0 | 0
| SFM-wCZ03-v2015-rDXGF-t3-S14-BSLheat - Baseline Design - Hourly Results.csv | 7 | 8 | 16 | 3 | 0 | 0
| SFM-wCZ03-v2015-rDXGF-t3-S14-BSLheat - Baseline Design - Hourly Results.csv | 7 | 8 | 17 | 3 | 0.0092145 | 0.28964
| SFM-wCZ03-v2015-rDXGF-t3-S14-BSLheat - Baseline Design - Hourly Results.csv | 7 | 9 | 15 | 4 | 0.76987 | 2.0072
| SFM-wCZ03-v2015-rDXGF-t3-S14-BSLheat - Baseline Design - Hourly Results.csv | 7 | 9 | 16 | 4 | 0.95104 | 2.2546
| SFM-wCZ03-v2015-rDXGF-t3-S14-BSLheat - Baseline Design - Hourly Results.csv | 7 | 9 | 17 | 4 | 1.0853 | 2.4399
| SFM-wCZ03-v2015-rDXGF-t3-S14-BSLheat - Baseline Design - Hourly Results.csv | 7 | 10 | 15 | 5 | 0.62806 | 1.8082
| SFM-wCZ03-v2015-rDXGF-t3-S14-BSLheat - Baseline Design - Hourly Results.csv | 7 | 10 | 16 | 5 | 0.70332 | 1.7406
| SFM-wCZ03-v2015-rDXGF-t3-S14-BSLheat - Baseline Design - Hourly Results.csv | 7 | 10 | 17 | 5 | 0.87616 | 2.0005
| SFM-wCZ03-v2015-rDXGF-t3-S15-MSRcool - Baseline Design - Hourly Results.csv | 7 | 8 | 15 | 3 | 0 | 0
| SFM-wCZ03-v2015-rDXGF-t3-S15-MSRcool - Baseline Design - Hourly Results.csv | 7 | 8 | 16 | 3 | 0 | 0
| SFM-wCZ03-v2015-rDXGF-t3-S15-MSRcool - Baseline Design - Hourly Results.csv | 7 | 8 | 17 | 3 | 0.0092008 | 0.29683
| SFM-wCZ03-v2015-rDXGF-t3-S15-MSRcool - Baseline Design - Hourly Results.csv | 7 | 9 | 15 | 4 | 0.74775 | 1.9763
| SFM-wCZ03-v2015-rDXGF-t3-S15-MSRcool - Baseline Design - Hourly Results.csv | 7 | 9 | 16 | 4 | 0.92147 | 2.2163
| SFM-wCZ03-v2015-rDXGF-t3-S15-MSRcool - Baseline Design - Hourly Results.csv | 7 | 9 | 17 | 4 | 1.0513 | 2.4002
| SFM-wCZ03-v2015-rDXGF-t3-S15-MSRcool - Baseline Design - Hourly Results.csv | 7 | 10 | 15 | 5 | 0.61707 | 1.785
| SFM-wCZ03-v2015-rDXGF-t3-S15-MSRcool - Baseline Design - Hourly Results.csv | 7 | 10 | 16 | 5 | 0.69187 | 1.7231
| SFM-wCZ03-v2015-rDXGF-t3-S15-MSRcool - Baseline Design - Hourly Results.csv | 7 | 10 | 17 | 5 | 0.86089 | 1.9785
| SFM-wCZ03-v2015-rDXGF-t3-S15-MSRheat - Baseline Design - Hourly Results.csv | 7 | 8 | 15 | 3 | 0 | 0
| SFM-wCZ03-v2015-rDXGF-t3-S15-MSRheat - Baseline Design - Hourly Results.csv | 7 | 8 | 16 | 3 | 0 | 0
| SFM-wCZ03-v2015-rDXGF-t3-S15-MSRheat - Baseline Design - Hourly Results.csv | 7 | 8 | 17 | 3 | 0.0084989 | 0.27531
| SFM-wCZ03-v2015-rDXGF-t3-S15-MSRheat - Baseline Design - Hourly Results.csv | 7 | 9 | 15 | 4 | 0.69769 | 1.8444
| SFM-wCZ03-v2015-rDXGF-t3-S15-MSRheat - Baseline Design - Hourly Results.csv | 7 | 9 | 16 | 4 | 0.86104 | 2.0695
| SFM-wCZ03-v2015-rDXGF-t3-S15-MSRheat - Baseline Design - Hourly Results.csv | 7 | 9 | 17 | 4 | 0.98399 | 2.246
| SFM-wCZ03-v2015-rDXGF-t3-S15-MSRheat - Baseline Design - Hourly Results.csv | 7 | 10 | 15 | 5 | 0.57596 | 1.6662
| SFM-wCZ03-v2015-rDXGF-t3-S15-MSRheat - Baseline Design - Hourly Results.csv | 7 | 10 | 16 | 5 | 0.6471 | 1.6133
| SFM-wCZ03-v2015-rDXGF-t3-S15-MSRheat - Baseline Design - Hourly Results.csv | 7 | 10 | 17 | 5 | 0.80541 | 1.8544
| SFM-wCZ03-v2015-rDXGF-t3-S16-MSRcool - Baseline Design - Hourly Results.csv | 7 | 8 | 15 | 3 | 0 | 0
| SFM-wCZ03-v2015-rDXGF-t3-S16-MSRcool - Baseline Design - Hourly Results.csv | 7 | 8 | 16 | 3 | 0 | 0
| SFM-wCZ03-v2015-rDXGF-t3-S16-MSRcool - Baseline Design - Hourly Results.csv | 7 | 8 | 17 | 3 | 0.0096248 | 0.30644
| SFM-wCZ03-v2015-rDXGF-t3-S16-MSRcool - Baseline Design - Hourly Results.csv | 7 | 9 | 15 | 4 | 0.77846 | 2.0351
| SFM-wCZ03-v2015-rDXGF-t3-S16-MSRcool - Baseline Design - Hourly Results.csv | 7 | 9 | 16 | 4 | 0.95827 | 2.2847
| SFM-wCZ03-v2015-rDXGF-t3-S16-MSRcool - Baseline Design - Hourly Results.csv | 7 | 9 | 17 | 4 | 1.0922 | 2.4728
| SFM-wCZ03-v2015-rDXGF-t3-S16-MSRcool - Baseline Design - Hourly Results.csv | 7 | 10 | 15 | 5 | 0.63918 | 1.834
| SFM-wCZ03-v2015-rDXGF-t3-S16-MSRcool - Baseline Design - Hourly Results.csv | 7 | 10 | 16 | 5 | 0.72219 | 1.7861
| SFM-wCZ03-v2015-rDXGF-t3-S16-MSRcool - Baseline Design - Hourly Results.csv | 7 | 10 | 17 | 5 | 0.89737 | 2.0519
| SFM-wCZ03-v2015-rDXGF-t3-S16-MSRheat - Baseline Design - Hourly Results.csv | 7 | 8 | 15 | 3 | 0 | 0
| SFM-wCZ03-v2015-rDXGF-t3-S16-MSRheat - Baseline Design - Hourly Results.csv | 7 | 8 | 16 | 3 | 0 | 0
| SFM-wCZ03-v2015-rDXGF-t3-S16-MSRheat - Baseline Design - Hourly Results.csv | 7 | 8 | 17 | 3 | 0.0088619 | 0.28329
| SFM-wCZ03-v2015-rDXGF-t3-S16-MSRheat - Baseline Design - Hourly Results.csv | 7 | 9 | 15 | 4 | 0.72337 | 1.8897
| SFM-wCZ03-v2015-rDXGF-t3-S16-MSRheat - Baseline Design - Hourly Results.csv | 7 | 9 | 16 | 4 | 0.8909 | 2.1225
| SFM-wCZ03-v2015-rDXGF-t3-S16-MSRheat - Baseline Design - Hourly Results.csv | 7 | 9 | 17 | 4 | 1.0164 | 2.3005
| SFM-wCZ03-v2015-rDXGF-t3-S16-MSRheat - Baseline Design - Hourly Results.csv | 7 | 10 | 15 | 5 | 0.59397 | 1.7034
| SFM-wCZ03-v2015-rDXGF-t3-S16-MSRheat - Baseline Design - Hourly Results.csv | 7 | 10 | 16 | 5 | 0.6719 | 1.6614
| SFM-wCZ03-v2015-rDXGF-t3-S16-MSRheat - Baseline Design - Hourly Results.csv | 7 | 10 | 17 | 5 | 0.83562 | 1.9094
| SFM-wCZ03-v2015-rDXGF-t3-S17-MSRcool - Baseline Design - Hourly Results.csv | 7 | 8 | 15 | 3 | 0 | 0
| SFM-wCZ03-v2015-rDXGF-t3-S17-MSRcool - Baseline Design - Hourly Results.csv | 7 | 8 | 16 | 3 | 0 | 0
| SFM-wCZ03-v2015-rDXGF-t3-S17-MSRcool - Baseline Design - Hourly Results.csv | 7 | 8 | 17 | 3 | 0.0090395 | 0.2878
| SFM-wCZ03-v2015-rDXGF-t3-S17-MSRcool - Baseline Design - Hourly Results.csv | 7 | 9 | 15 | 4 | 0.73112 | 1.9113
| SFM-wCZ03-v2015-rDXGF-t3-S17-MSRcool - Baseline Design - Hourly Results.csv | 7 | 9 | 16 | 4 | 0.89999 | 2.1457
| SFM-wCZ03-v2015-rDXGF-t3-S17-MSRcool - Baseline Design - Hourly Results.csv | 7 | 9 | 17 | 4 | 1.0258 | 2.3224
| SFM-wCZ03-v2015-rDXGF-t3-S17-MSRcool - Baseline Design - Hourly Results.csv | 7 | 10 | 15 | 5 | 0.60031 | 1.7224
| SFM-wCZ03-v2015-rDXGF-t3-S17-MSRcool - Baseline Design - Hourly Results.csv | 7 | 10 | 16 | 5 | 0.67827 | 1.6775
| SFM-wCZ03-v2015-rDXGF-t3-S17-MSRcool - Baseline Design - Hourly Results.csv | 7 | 10 | 17 | 5 | 0.8428 | 1.9271
| SFM-wCZ03-v2015-rDXGF-t3-S17-MSRheat - Baseline Design - Hourly Results.csv | 7 | 8 | 15 | 3 | 0 | 0
| SFM-wCZ03-v2015-rDXGF-t3-S17-MSRheat - Baseline Design - Hourly Results.csv | 7 | 8 | 16 | 3 | 0 | 0
| SFM-wCZ03-v2015-rDXGF-t3-S17-MSRheat - Baseline Design - Hourly Results.csv | 7 | 8 | 17 | 3 | 0.0082799 | 0.26468
| SFM-wCZ03-v2015-rDXGF-t3-S17-MSRheat - Baseline Design - Hourly Results.csv | 7 | 9 | 15 | 4 | 0.67586 | 1.7656
| SFM-wCZ03-v2015-rDXGF-t3-S17-MSRheat - Baseline Design - Hourly Results.csv | 7 | 9 | 16 | 4 | 0.83239 | 1.9831
| SFM-wCZ03-v2015-rDXGF-t3-S17-MSRheat - Baseline Design - Hourly Results.csv | 7 | 9 | 17 | 4 | 0.94962 | 2.1494
| SFM-wCZ03-v2015-rDXGF-t3-S17-MSRheat - Baseline Design - Hourly Results.csv | 7 | 10 | 15 | 5 | 0.55496 | 1.5915
| SFM-wCZ03-v2015-rDXGF-t3-S17-MSRheat - Baseline Design - Hourly Results.csv | 7 | 10 | 16 | 5 | 0.62777 | 1.5523
| SFM-wCZ03-v2015-rDXGF-t3-S17-MSRheat - Baseline Design - Hourly Results.csv | 7 | 10 | 17 | 5 | 0.78074 | 1.784
| SFM-wCZ03-v2015-rDXGF-t4-S14-BSLcool - Baseline Design - Hourly Results.csv | 7 | 8 | 15 | 3 | 0.063773 | 0.57884
| SFM-wCZ03-v2015-rDXGF-t4-S14-BSLcool - Baseline Design - Hourly Results.csv | 7 | 8 | 16 | 3 | 0.42784 | 1.1528
| SFM-wCZ03-v2015-rDXGF-t4-S14-BSLcool - Baseline Design - Hourly Results.csv | 7 | 8 | 17 | 3 | 0.78324 | 1.7422
| SFM-wCZ03-v2015-rDXGF-t4-S14-BSLcool - Baseline Design - Hourly Results.csv | 7 | 9 | 15 | 4 | 1.482 | 3.4239
| SFM-wCZ03-v2015-rDXGF-t4-S14-BSLcool - Baseline Design - Hourly Results.csv | 7 | 9 | 16 | 4 | 1.5881 | 3.527
| SFM-wCZ03-v2015-rDXGF-t4-S14-BSLcool - Baseline Design - Hourly Results.csv | 7 | 9 | 17 | 4 | 1.672 | 3.6033
| SFM-wCZ03-v2015-rDXGF-t4-S14-BSLcool - Baseline Design - Hourly Results.csv | 7 | 10 | 15 | 5 | 1.1944 | 2.9012
| SFM-wCZ03-v2015-rDXGF-t4-S14-BSLcool - Baseline Design - Hourly Results.csv | 7 | 10 | 16 | 5 | 1.1896 | 2.6801
| SFM-wCZ03-v2015-rDXGF-t4-S14-BSLcool - Baseline Design - Hourly Results.csv | 7 | 10 | 17 | 5 | 1.3451 | 2.907
| SFM-wCZ03-v2015-rDXGF-t4-S14-BSLheat - Baseline Design - Hourly Results.csv | 7 | 8 | 15 | 3 | 0.055775 | 0.50523
| SFM-wCZ03-v2015-rDXGF-t4-S14-BSLheat - Baseline Design - Hourly Results.csv | 7 | 8 | 16 | 3 | 0.37497 | 1.0081
| SFM-wCZ03-v2015-rDXGF-t4-S14-BSLheat - Baseline Design - Hourly Results.csv | 7 | 8 | 17 | 3 | 0.68739 | 1.5273
| SFM-wCZ03-v2015-rDXGF-t4-S14-BSLheat - Baseline Design - Hourly Results.csv | 7 | 9 | 15 | 4 | 1.3043 | 3.0088
| SFM-wCZ03-v2015-rDXGF-t4-S14-BSLheat - Baseline Design - Hourly Results.csv | 7 | 9 | 16 | 4 | 1.3989 | 3.1007
| SFM-wCZ03-v2015-rDXGF-t4-S14-BSLheat - Baseline Design - Hourly Results.csv | 7 | 9 | 17 | 4 | 1.4726 | 3.1714
| SFM-wCZ03-v2015-rDXGF-t4-S14-BSLheat - Baseline Design - Hourly Results.csv | 7 | 10 | 15 | 5 | 1.0522 | 2.5565
| SFM-wCZ03-v2015-rDXGF-t4-S14-BSLheat - Baseline Design - Hourly Results.csv | 7 | 10 | 16 | 5 | 1.0501 | 2.3658
| SFM-wCZ03-v2015-rDXGF-t4-S14-BSLheat - Baseline Design - Hourly Results.csv | 7 | 10 | 17 | 5 | 1.1879 | 2.5656
| SFM-wCZ03-v2015-rDXGF-t4-S15-MSRcool - Baseline Design - Hourly Results.csv | 7 | 8 | 15 | 3 | 0.05586 | 0.51294
| SFM-wCZ03-v2015-rDXGF-t4-S15-MSRcool - Baseline Design - Hourly Results.csv | 7 | 8 | 16 | 3 | 0.37317 | 1.0136
| SFM-wCZ03-v2015-rDXGF-t4-S15-MSRcool - Baseline Design - Hourly Results.csv | 7 | 8 | 17 | 3 | 0.68032 | 1.5296
| SFM-wCZ03-v2015-rDXGF-t4-S15-MSRcool - Baseline Design - Hourly Results.csv | 7 | 9 | 15 | 4 | 1.2446 | 2.9109
| SFM-wCZ03-v2015-rDXGF-t4-S15-MSRcool - Baseline Design - Hourly Results.csv | 7 | 9 | 16 | 4 | 1.3346 | 3.0014
| SFM-wCZ03-v2015-rDXGF-t4-S15-MSRcool - Baseline Design - Hourly Results.csv | 7 | 9 | 17 | 4 | 1.4093 | 3.0755
| SFM-wCZ03-v2015-rDXGF-t4-S15-MSRcool - Baseline Design - Hourly Results.csv | 7 | 10 | 15 | 5 | 1.0168 | 2.49
| SFM-wCZ03-v2015-rDXGF-t4-S15-MSRcool - Baseline Design - Hourly Results.csv | 7 | 10 | 16 | 5 | 1.0178 | 2.3171
| SFM-wCZ03-v2015-rDXGF-t4-S15-MSRcool - Baseline Design - Hourly Results.csv | 7 | 10 | 17 | 5 | 1.1527 | 2.5134
| SFM-wCZ03-v2015-rDXGF-t4-S15-MSRheat - Baseline Design - Hourly Results.csv | 7 | 8 | 15 | 3 | 0.052007 | 0.47674
| SFM-wCZ03-v2015-rDXGF-t4-S15-MSRheat - Baseline Design - Hourly Results.csv | 7 | 8 | 16 | 3 | 0.34815 | 0.94451
| SFM-wCZ03-v2015-rDXGF-t4-S15-MSRheat - Baseline Design - Hourly Results.csv | 7 | 8 | 17 | 3 | 0.63528 | 1.4279
| SFM-wCZ03-v2015-rDXGF-t4-S15-MSRheat - Baseline Design - Hourly Results.csv | 7 | 9 | 15 | 4 | 1.1664 | 2.7277
| SFM-wCZ03-v2015-rDXGF-t4-S15-MSRheat - Baseline Design - Hourly Results.csv | 7 | 9 | 16 | 4 | 1.2519 | 2.8157
| SFM-wCZ03-v2015-rDXGF-t4-S15-MSRheat - Baseline Design - Hourly Results.csv | 7 | 9 | 17 | 4 | 1.3234 | 2.8886
| SFM-wCZ03-v2015-rDXGF-t4-S15-MSRheat - Baseline Design - Hourly Results.csv | 7 | 10 | 15 | 5 | 0.95313 | 2.3346
| SFM-wCZ03-v2015-rDXGF-t4-S15-MSRheat - Baseline Design - Hourly Results.csv | 7 | 10 | 16 | 5 | 0.95594 | 2.1764
| SFM-wCZ03-v2015-rDXGF-t4-S15-MSRheat - Baseline Design - Hourly Results.csv | 7 | 10 | 17 | 5 | 1.081 | 2.3599
| SFM-wCZ03-v2015-rDXGF-t4-S16-MSRcool - Baseline Design - Hourly Results.csv | 7 | 8 | 15 | 3 | 0.058453 | 0.53494
| SFM-wCZ03-v2015-rDXGF-t4-S16-MSRcool - Baseline Design - Hourly Results.csv | 7 | 8 | 16 | 3 | 0.38873 | 1.0524
| SFM-wCZ03-v2015-rDXGF-t4-S16-MSRcool - Baseline Design - Hourly Results.csv | 7 | 8 | 17 | 3 | 0.70803 | 1.5879
| SFM-wCZ03-v2015-rDXGF-t4-S16-MSRcool - Baseline Design - Hourly Results.csv | 7 | 9 | 15 | 4 | 1.302 | 3.0154
| SFM-wCZ03-v2015-rDXGF-t4-S16-MSRcool - Baseline Design - Hourly Results.csv | 7 | 9 | 16 | 4 | 1.3933 | 3.1053
| SFM-wCZ03-v2015-rDXGF-t4-S16-MSRcool - Baseline Design - Hourly Results.csv | 7 | 9 | 17 | 4 | 1.4658 | 3.1754
| SFM-wCZ03-v2015-rDXGF-t4-S16-MSRcool - Baseline Design - Hourly Results.csv | 7 | 10 | 15 | 5 | 1.0584 | 2.5697
| SFM-wCZ03-v2015-rDXGF-t4-S16-MSRcool - Baseline Design - Hourly Results.csv | 7 | 10 | 16 | 5 | 1.0658 | 2.4059
| SFM-wCZ03-v2015-rDXGF-t4-S16-MSRcool - Baseline Design - Hourly Results.csv | 7 | 10 | 17 | 5 | 1.2019 | 2.6041
| SFM-wCZ03-v2015-rDXGF-t4-S16-MSRheat - Baseline Design - Hourly Results.csv | 7 | 8 | 15 | 3 | 0.054263 | 0.49569
| SFM-wCZ03-v2015-rDXGF-t4-S16-MSRheat - Baseline Design - Hourly Results.csv | 7 | 8 | 16 | 3 | 0.36135 | 0.97632
| SFM-wCZ03-v2015-rDXGF-t4-S16-MSRheat - Baseline Design - Hourly Results.csv | 7 | 8 | 17 | 3 | 0.6593 | 1.4757
| SFM-wCZ03-v2015-rDXGF-t4-S16-MSRheat - Baseline Design - Hourly Results.csv | 7 | 9 | 15 | 4 | 1.2161 | 2.812
| SFM-wCZ03-v2015-rDXGF-t4-S16-MSRheat - Baseline Design - Hourly Results.csv | 7 | 9 | 16 | 4 | 1.3018 | 2.8988
| SFM-wCZ03-v2015-rDXGF-t4-S16-MSRheat - Baseline Design - Hourly Results.csv | 7 | 9 | 17 | 4 | 1.3717 | 2.9668
| SFM-wCZ03-v2015-rDXGF-t4-S16-MSRheat - Baseline Design - Hourly Results.csv | 7 | 10 | 15 | 5 | 0.98843 | 2.3994
| SFM-wCZ03-v2015-rDXGF-t4-S16-MSRheat - Baseline Design - Hourly Results.csv | 7 | 10 | 16 | 5 | 0.99659 | 2.2493
| SFM-wCZ03-v2015-rDXGF-t4-S16-MSRheat - Baseline Design - Hourly Results.csv | 7 | 10 | 17 | 5 | 1.1253 | 2.4375
| SFM-wCZ03-v2015-rDXGF-t4-S17-MSRcool - Baseline Design - Hourly Results.csv | 7 | 8 | 15 | 3 | 0.054898 | 0.50241
| SFM-wCZ03-v2015-rDXGF-t4-S17-MSRcool - Baseline Design - Hourly Results.csv | 7 | 8 | 16 | 3 | 0.36509 | 0.98839
| SFM-wCZ03-v2015-rDXGF-t4-S17-MSRcool - Baseline Design - Hourly Results.csv | 7 | 8 | 17 | 3 | 0.66497 | 1.4913
| SFM-wCZ03-v2015-rDXGF-t4-S17-MSRcool - Baseline Design - Hourly Results.csv | 7 | 9 | 15 | 4 | 1.2228 | 2.832
| SFM-wCZ03-v2015-rDXGF-t4-S17-MSRcool - Baseline Design - Hourly Results.csv | 7 | 9 | 16 | 4 | 1.3086 | 2.9164
| SFM-wCZ03-v2015-rDXGF-t4-S17-MSRcool - Baseline Design - Hourly Results.csv | 7 | 9 | 17 | 4 | 1.3767 | 2.9823
| SFM-wCZ03-v2015-rDXGF-t4-S17-MSRcool - Baseline Design - Hourly Results.csv | 7 | 10 | 15 | 5 | 0.99403 | 2.4134
| SFM-wCZ03-v2015-rDXGF-t4-S17-MSRcool - Baseline Design - Hourly Results.csv | 7 | 10 | 16 | 5 | 1.001 | 2.2596
| SFM-wCZ03-v2015-rDXGF-t4-S17-MSRcool - Baseline Design - Hourly Results.csv | 7 | 10 | 17 | 5 | 1.1288 | 2.4458
| SFM-wCZ03-v2015-rDXGF-t4-S17-MSRheat - Baseline Design - Hourly Results.csv | 7 | 8 | 15 | 3 | 0.050699 | 0.46314
| SFM-wCZ03-v2015-rDXGF-t4-S17-MSRheat - Baseline Design - Hourly Results.csv | 7 | 8 | 16 | 3 | 0.33761 | 0.9122
| SFM-wCZ03-v2015-rDXGF-t4-S17-MSRheat - Baseline Design - Hourly Results.csv | 7 | 8 | 17 | 3 | 0.616 | 1.3788
| SFM-wCZ03-v2015-rDXGF-t4-S17-MSRheat - Baseline Design - Hourly Results.csv | 7 | 9 | 15 | 4 | 1.1362 | 2.6273
| SFM-wCZ03-v2015-rDXGF-t4-S17-MSRheat - Baseline Design - Hourly Results.csv | 7 | 9 | 16 | 4 | 1.2163 | 2.7084
| SFM-wCZ03-v2015-rDXGF-t4-S17-MSRheat - Baseline Design - Hourly Results.csv | 7 | 9 | 17 | 4 | 1.2816 | 2.7719
| SFM-wCZ03-v2015-rDXGF-t4-S17-MSRheat - Baseline Design - Hourly Results.csv | 7 | 10 | 15 | 5 | 0.92352 | 2.2418
| SFM-wCZ03-v2015-rDXGF-t4-S17-MSRheat - Baseline Design - Hourly Results.csv | 7 | 10 | 16 | 5 | 0.93114 | 2.1016
| SFM-wCZ03-v2015-rDXGF-t4-S17-MSRheat - Baseline Design - Hourly Results.csv | 7 | 10 | 17 | 5 | 1.0514 | 2.2775
| SFM-wCZ03-v2015-rDXGF-t5-S14-BSLcool - Baseline Design - Hourly Results.csv | 7 | 8 | 15 | 3 | 0.055351 | 0.52521
| SFM-wCZ03-v2015-rDXGF-t5-S14-BSLcool - Baseline Design - Hourly Results.csv | 7 | 8 | 16 | 3 | 0.43135 | 1.1099
| SFM-wCZ03-v2015-rDXGF-t5-S14-BSLcool - Baseline Design - Hourly Results.csv | 7 | 8 | 17 | 3 | 0.78515 | 1.7087
| SFM-wCZ03-v2015-rDXGF-t5-S14-BSLcool - Baseline Design - Hourly Results.csv | 7 | 9 | 15 | 4 | 1.475 | 3.3982
| SFM-wCZ03-v2015-rDXGF-t5-S14-BSLcool - Baseline Design - Hourly Results.csv | 7 | 9 | 16 | 4 | 1.5825 | 3.5051
| SFM-wCZ03-v2015-rDXGF-t5-S14-BSLcool - Baseline Design - Hourly Results.csv | 7 | 9 | 17 | 4 | 1.6645 | 3.5869
| SFM-wCZ03-v2015-rDXGF-t5-S14-BSLcool - Baseline Design - Hourly Results.csv | 7 | 10 | 15 | 5 | 1.1422 | 2.7567
| SFM-wCZ03-v2015-rDXGF-t5-S14-BSLcool - Baseline Design - Hourly Results.csv | 7 | 10 | 16 | 5 | 1.1495 | 2.5634
| SFM-wCZ03-v2015-rDXGF-t5-S14-BSLcool - Baseline Design - Hourly Results.csv | 7 | 10 | 17 | 5 | 1.3113 | 2.8084
| SFM-wCZ03-v2015-rDXGF-t5-S14-BSLheat - Baseline Design - Hourly Results.csv | 7 | 8 | 15 | 3 | 0.048431 | 0.45805
| SFM-wCZ03-v2015-rDXGF-t5-S14-BSLheat - Baseline Design - Hourly Results.csv | 7 | 8 | 16 | 3 | 0.37809 | 0.97103
| SFM-wCZ03-v2015-rDXGF-t5-S14-BSLheat - Baseline Design - Hourly Results.csv | 7 | 8 | 17 | 3 | 0.68904 | 1.4991
| SFM-wCZ03-v2015-rDXGF-t5-S14-BSLheat - Baseline Design - Hourly Results.csv | 7 | 9 | 15 | 4 | 1.2966 | 2.9867
| SFM-wCZ03-v2015-rDXGF-t5-S14-BSLheat - Baseline Design - Hourly Results.csv | 7 | 9 | 16 | 4 | 1.3932 | 3.0844
| SFM-wCZ03-v2015-rDXGF-t5-S14-BSLheat - Baseline Design - Hourly Results.csv | 7 | 9 | 17 | 4 | 1.4688 | 3.1587
| SFM-wCZ03-v2015-rDXGF-t5-S14-BSLheat - Baseline Design - Hourly Results.csv | 7 | 10 | 15 | 5 | 1.0067 | 2.4283
| SFM-wCZ03-v2015-rDXGF-t5-S14-BSLheat - Baseline Design - Hourly Results.csv | 7 | 10 | 16 | 5 | 1.014 | 2.2651
| SFM-wCZ03-v2015-rDXGF-t5-S14-BSLheat - Baseline Design - Hourly Results.csv | 7 | 10 | 17 | 5 | 1.1581 | 2.4806
| SFM-wCZ03-v2015-rDXGF-t5-S15-MSRcool - Baseline Design - Hourly Results.csv | 7 | 8 | 15 | 3 | 0.048481 | 0.46583
| SFM-wCZ03-v2015-rDXGF-t5-S15-MSRcool - Baseline Design - Hourly Results.csv | 7 | 8 | 16 | 3 | 0.37631 | 0.97759
| SFM-wCZ03-v2015-rDXGF-t5-S15-MSRcool - Baseline Design - Hourly Results.csv | 7 | 8 | 17 | 3 | 0.68196 | 1.5022
| SFM-wCZ03-v2015-rDXGF-t5-S15-MSRcool - Baseline Design - Hourly Results.csv | 7 | 9 | 15 | 4 | 1.2379 | 2.8898
| SFM-wCZ03-v2015-rDXGF-t5-S15-MSRcool - Baseline Design - Hourly Results.csv | 7 | 9 | 16 | 4 | 1.3292 | 2.9847
| SFM-wCZ03-v2015-rDXGF-t5-S15-MSRcool - Baseline Design - Hourly Results.csv | 7 | 9 | 17 | 4 | 1.4047 | 3.0618
| SFM-wCZ03-v2015-rDXGF-t5-S15-MSRcool - Baseline Design - Hourly Results.csv | 7 | 10 | 15 | 5 | 0.9748 | 2.3702
| SFM-wCZ03-v2015-rDXGF-t5-S15-MSRcool - Baseline Design - Hourly Results.csv | 7 | 10 | 16 | 5 | 0.98539 | 2.2214
| SFM-wCZ03-v2015-rDXGF-t5-S15-MSRcool - Baseline Design - Hourly Results.csv | 7 | 10 | 17 | 5 | 1.1241 | 2.4315
| SFM-wCZ03-v2015-rDXGF-t5-S15-MSRheat - Baseline Design - Hourly Results.csv | 7 | 8 | 15 | 3 | 0.045156 | 0.43255
| SFM-wCZ03-v2015-rDXGF-t5-S15-MSRheat - Baseline Design - Hourly Results.csv | 7 | 8 | 16 | 3 | 0.35092 | 0.91009
| SFM-wCZ03-v2015-rDXGF-t5-S15-MSRheat - Baseline Design - Hourly Results.csv | 7 | 8 | 17 | 3 | 0.63682 | 1.4011
| SFM-wCZ03-v2015-rDXGF-t5-S15-MSRheat - Baseline Design - Hourly Results.csv | 7 | 9 | 15 | 4 | 1.1602 | 2.7081
| SFM-wCZ03-v2015-rDXGF-t5-S15-MSRheat - Baseline Design - Hourly Results.csv | 7 | 9 | 16 | 4 | 1.2459 | 2.7997
| SFM-wCZ03-v2015-rDXGF-t5-S15-MSRheat - Baseline Design - Hourly Results.csv | 7 | 9 | 17 | 4 | 1.3192 | 2.8744
| SFM-wCZ03-v2015-rDXGF-t5-S15-MSRheat - Baseline Design - Hourly Results.csv | 7 | 10 | 15 | 5 | 0.91347 | 2.2214
| SFM-wCZ03-v2015-rDXGF-t5-S15-MSRheat - Baseline Design - Hourly Results.csv | 7 | 10 | 16 | 5 | 0.9253 | 2.0857
| SFM-wCZ03-v2015-rDXGF-t5-S15-MSRheat - Baseline Design - Hourly Results.csv | 7 | 10 | 17 | 5 | 1.0548 | 2.2835
| SFM-wCZ03-v2015-rDXGF-t5-S16-MSRcool - Baseline Design - Hourly Results.csv | 7 | 8 | 15 | 3 | 0.050744 | 0.4857
| SFM-wCZ03-v2015-rDXGF-t5-S16-MSRcool - Baseline Design - Hourly Results.csv | 7 | 8 | 16 | 3 | 0.39177 | 1.0134
| SFM-wCZ03-v2015-rDXGF-t5-S16-MSRcool - Baseline Design - Hourly Results.csv | 7 | 8 | 17 | 3 | 0.71004 | 1.5596
| SFM-wCZ03-v2015-rDXGF-t5-S16-MSRcool - Baseline Design - Hourly Results.csv | 7 | 9 | 15 | 4 | 1.296 | 2.9937
| SFM-wCZ03-v2015-rDXGF-t5-S16-MSRcool - Baseline Design - Hourly Results.csv | 7 | 9 | 16 | 4 | 1.3877 | 3.088
| SFM-wCZ03-v2015-rDXGF-t5-S16-MSRcool - Baseline Design - Hourly Results.csv | 7 | 9 | 17 | 4 | 1.4608 | 3.1632
| SFM-wCZ03-v2015-rDXGF-t5-S16-MSRcool - Baseline Design - Hourly Results.csv | 7 | 10 | 15 | 5 | 1.015 | 2.4445
| SFM-wCZ03-v2015-rDXGF-t5-S16-MSRcool - Baseline Design - Hourly Results.csv | 7 | 10 | 16 | 5 | 1.0318 | 2.3068
| SFM-wCZ03-v2015-rDXGF-t5-S16-MSRcool - Baseline Design - Hourly Results.csv | 7 | 10 | 17 | 5 | 1.1745 | 2.5239
| SFM-wCZ03-v2015-rDXGF-t5-S16-MSRheat - Baseline Design - Hourly Results.csv | 7 | 8 | 15 | 3 | 0.047103 | 0.45015
| SFM-wCZ03-v2015-rDXGF-t5-S16-MSRheat - Baseline Design - Hourly Results.csv | 7 | 8 | 16 | 3 | 0.36418 | 0.94115
| SFM-wCZ03-v2015-rDXGF-t5-S16-MSRheat - Baseline Design - Hourly Results.csv | 7 | 8 | 17 | 3 | 0.6609 | 1.4493
| SFM-wCZ03-v2015-rDXGF-t5-S16-MSRheat - Baseline Design - Hourly Results.csv | 7 | 9 | 15 | 4 | 1.2098 | 2.7914
| SFM-wCZ03-v2015-rDXGF-t5-S16-MSRheat - Baseline Design - Hourly Results.csv | 7 | 9 | 16 | 4 | 1.2973 | 2.8828
| SFM-wCZ03-v2015-rDXGF-t5-S16-MSRheat - Baseline Design - Hourly Results.csv | 7 | 9 | 17 | 4 | 1.3666 | 2.9552
| SFM-wCZ03-v2015-rDXGF-t5-S16-MSRheat - Baseline Design - Hourly Results.csv | 7 | 10 | 15 | 5 | 0.94759 | 2.2815
| SFM-wCZ03-v2015-rDXGF-t5-S16-MSRheat - Baseline Design - Hourly Results.csv | 7 | 10 | 16 | 5 | 0.96406 | 2.1557
| SFM-wCZ03-v2015-rDXGF-t5-S16-MSRheat - Baseline Design - Hourly Results.csv | 7 | 10 | 17 | 5 | 1.0975 | 2.3596
| SFM-wCZ03-v2015-rDXGF-t5-S17-MSRcool - Baseline Design - Hourly Results.csv | 7 | 8 | 15 | 3 | 0.047658 | 0.45616
| SFM-wCZ03-v2015-rDXGF-t5-S17-MSRcool - Baseline Design - Hourly Results.csv | 7 | 8 | 16 | 3 | 0.36795 | 0.95181
| SFM-wCZ03-v2015-rDXGF-t5-S17-MSRcool - Baseline Design - Hourly Results.csv | 7 | 8 | 17 | 3 | 0.66686 | 1.4647
| SFM-wCZ03-v2015-rDXGF-t5-S17-MSRcool - Baseline Design - Hourly Results.csv | 7 | 9 | 15 | 4 | 1.2171 | 2.8116
| SFM-wCZ03-v2015-rDXGF-t5-S17-MSRcool - Baseline Design - Hourly Results.csv | 7 | 9 | 16 | 4 | 1.3033 | 2.9002
| SFM-wCZ03-v2015-rDXGF-t5-S17-MSRcool - Baseline Design - Hourly Results.csv | 7 | 9 | 17 | 4 | 1.372 | 2.9708
| SFM-wCZ03-v2015-rDXGF-t5-S17-MSRcool - Baseline Design - Hourly Results.csv | 7 | 10 | 15 | 5 | 0.95322 | 2.2958
| SFM-wCZ03-v2015-rDXGF-t5-S17-MSRcool - Baseline Design - Hourly Results.csv | 7 | 10 | 16 | 5 | 0.96909 | 2.1665
| SFM-wCZ03-v2015-rDXGF-t5-S17-MSRcool - Baseline Design - Hourly Results.csv | 7 | 10 | 17 | 5 | 1.103 | 2.3704
| SFM-wCZ03-v2015-rDXGF-t5-S17-MSRheat - Baseline Design - Hourly Results.csv | 7 | 8 | 15 | 3 | 0.04401 | 0.42059
| SFM-wCZ03-v2015-rDXGF-t5-S17-MSRheat - Baseline Design - Hourly Results.csv | 7 | 8 | 16 | 3 | 0.34027 | 0.87934
| SFM-wCZ03-v2015-rDXGF-t5-S17-MSRheat - Baseline Design - Hourly Results.csv | 7 | 8 | 17 | 3 | 0.61749 | 1.3541
| SFM-wCZ03-v2015-rDXGF-t5-S17-MSRheat - Baseline Design - Hourly Results.csv | 7 | 9 | 15 | 4 | 1.1303 | 2.6081
| SFM-wCZ03-v2015-rDXGF-t5-S17-MSRheat - Baseline Design - Hourly Results.csv | 7 | 9 | 16 | 4 | 1.2121 | 2.6935
| SFM-wCZ03-v2015-rDXGF-t5-S17-MSRheat - Baseline Design - Hourly Results.csv | 7 | 9 | 17 | 4 | 1.2768 | 2.7612
| SFM-wCZ03-v2015-rDXGF-t5-S17-MSRheat - Baseline Design - Hourly Results.csv | 7 | 10 | 15 | 5 | 0.88536 | 2.1316
| SFM-wCZ03-v2015-rDXGF-t5-S17-MSRheat - Baseline Design - Hourly Results.csv | 7 | 10 | 16 | 5 | 0.90074 | 2.0142
| SFM-wCZ03-v2015-rDXGF-t5-S17-MSRheat - Baseline Design - Hourly Results.csv | 7 | 10 | 17 | 5 | 1.0254 | 2.2046
| SFM-wCZ03-v2015-rDXHP-t1-S14-BSLboth - Baseline Design - Hourly Results.csv | 7 | 8 | 15 | 3 | 0.23803 | 1.0156
| SFM-wCZ03-v2015-rDXHP-t1-S14-BSLboth - Baseline Design - Hourly Results.csv | 7 | 8 | 16 | 3 | 0.71844 | 1.6262
| SFM-wCZ03-v2015-rDXHP-t1-S14-BSLboth - Baseline Design - Hourly Results.csv | 7 | 8 | 17 | 3 | 0.97344 | 1.9829
| SFM-wCZ03-v2015-rDXHP-t1-S14-BSLboth - Baseline Design - Hourly Results.csv | 7 | 9 | 15 | 4 | 1.6863 | 3.4046
| SFM-wCZ03-v2015-rDXHP-t1-S14-BSLboth - Baseline Design - Hourly Results.csv | 7 | 9 | 16 | 4 | 1.7553 | 3.4384
| SFM-wCZ03-v2015-rDXHP-t1-S14-BSLboth - Baseline Design - Hourly Results.csv | 7 | 9 | 17 | 4 | 1.7881 | 3.448
| SFM-wCZ03-v2015-rDXHP-t1-S14-BSLboth - Baseline Design - Hourly Results.csv | 7 | 10 | 15 | 5 | 1.3139 | 2.7677
| SFM-wCZ03-v2015-rDXHP-t1-S14-BSLboth - Baseline Design - Hourly Results.csv | 7 | 10 | 16 | 5 | 1.2908 | 2.5579
| SFM-wCZ03-v2015-rDXHP-t1-S14-BSLboth - Baseline Design - Hourly Results.csv | 7 | 10 | 17 | 5 | 1.4093 | 2.7239
| SFM-wCZ03-v2015-rDXHP-t1-S14-BSLcool - Baseline Design - Hourly Results.csv | 7 | 8 | 15 | 3 | 0.23803 | 1.0156
| SFM-wCZ03-v2015-rDXHP-t1-S14-BSLcool - Baseline Design - Hourly Results.csv | 7 | 8 | 16 | 3 | 0.71844 | 1.6262
| SFM-wCZ03-v2015-rDXHP-t1-S14-BSLcool - Baseline Design - Hourly Results.csv | 7 | 8 | 17 | 3 | 0.97344 | 1.9829
| SFM-wCZ03-v2015-rDXHP-t1-S14-BSLcool - Baseline Design - Hourly Results.csv | 7 | 9 | 15 | 4 | 1.6863 | 3.4046
| SFM-wCZ03-v2015-rDXHP-t1-S14-BSLcool - Baseline Design - Hourly Results.csv | 7 | 9 | 16 | 4 | 1.7553 | 3.4384
| SFM-wCZ03-v2015-rDXHP-t1-S14-BSLcool - Baseline Design - Hourly Results.csv | 7 | 9 | 17 | 4 | 1.7881 | 3.448
| SFM-wCZ03-v2015-rDXHP-t1-S14-BSLcool - Baseline Design - Hourly Results.csv | 7 | 10 | 15 | 5 | 1.3139 | 2.7677
| SFM-wCZ03-v2015-rDXHP-t1-S14-BSLcool - Baseline Design - Hourly Results.csv | 7 | 10 | 16 | 5 | 1.2908 | 2.5579
| SFM-wCZ03-v2015-rDXHP-t1-S14-BSLcool - Baseline Design - Hourly Results.csv | 7 | 10 | 17 | 5 | 1.4093 | 2.7239
| SFM-wCZ03-v2015-rDXHP-t1-S14-BSLheat - Baseline Design - Hourly Results.csv | 7 | 8 | 15 | 3 | 0.2077 | 0.88618
| SFM-wCZ03-v2015-rDXHP-t1-S14-BSLheat - Baseline Design - Hourly Results.csv | 7 | 8 | 16 | 3 | 0.6269 | 1.419
| SFM-wCZ03-v2015-rDXHP-t1-S14-BSLheat - Baseline Design - Hourly Results.csv | 7 | 8 | 17 | 3 | 0.8494 | 1.7302
| SFM-wCZ03-v2015-rDXHP-t1-S14-BSLheat - Baseline Design - Hourly Results.csv | 7 | 9 | 15 | 4 | 1.4714 | 2.9708
| SFM-wCZ03-v2015-rDXHP-t1-S14-BSLheat - Baseline Design - Hourly Results.csv | 7 | 9 | 16 | 4 | 1.5316 | 3.0003
| SFM-wCZ03-v2015-rDXHP-t1-S14-BSLheat - Baseline Design - Hourly Results.csv | 7 | 9 | 17 | 4 | 1.5602 | 3.0086
| SFM-wCZ03-v2015-rDXHP-t1-S14-BSLheat - Baseline Design - Hourly Results.csv | 7 | 10 | 15 | 5 | 1.1465 | 2.415
| SFM-wCZ03-v2015-rDXHP-t1-S14-BSLheat - Baseline Design - Hourly Results.csv | 7 | 10 | 16 | 5 | 1.1263 | 2.2319
| SFM-wCZ03-v2015-rDXHP-t1-S14-BSLheat - Baseline Design - Hourly Results.csv | 7 | 10 | 17 | 5 | 1.2297 | 2.3768
| SFM-wCZ03-v2015-rDXHP-t1-S15-MSRboth - Baseline Design - Hourly Results.csv | 7 | 8 | 15 | 3 | 0.1997 | 0.8623
| SFM-wCZ03-v2015-rDXHP-t1-S15-MSRboth - Baseline Design - Hourly Results.csv | 7 | 8 | 16 | 3 | 0.6022 | 1.3814
| SFM-wCZ03-v2015-rDXHP-t1-S15-MSRboth - Baseline Design - Hourly Results.csv | 7 | 8 | 17 | 3 | 0.8163 | 1.6863
| SFM-wCZ03-v2015-rDXHP-t1-S15-MSRboth - Baseline Design - Hourly Results.csv | 7 | 9 | 15 | 4 | 1.4064 | 2.876
| SFM-wCZ03-v2015-rDXHP-t1-S15-MSRboth - Baseline Design - Hourly Results.csv | 7 | 9 | 16 | 4 | 1.4656 | 2.9122
| SFM-wCZ03-v2015-rDXHP-t1-S15-MSRboth - Baseline Design - Hourly Results.csv | 7 | 9 | 17 | 4 | 1.493 | 2.924
| SFM-wCZ03-v2015-rDXHP-t1-S15-MSRboth - Baseline Design - Hourly Results.csv | 7 | 10 | 15 | 5 | 1.0976 | 2.3386
| SFM-wCZ03-v2015-rDXHP-t1-S15-MSRboth - Baseline Design - Hourly Results.csv | 7 | 10 | 16 | 5 | 1.0757 | 2.1603
| SFM-wCZ03-v2015-rDXHP-t1-S15-MSRboth - Baseline Design - Hourly Results.csv | 7 | 10 | 17 | 5 | 1.1773 | 2.3061
| SFM-wCZ03-v2015-rDXHP-t1-S15-MSRcool - Baseline Design - Hourly Results.csv | 7 | 8 | 15 | 3 | 0.1997 | 0.8623
| SFM-wCZ03-v2015-rDXHP-t1-S15-MSRcool - Baseline Design - Hourly Results.csv | 7 | 8 | 16 | 3 | 0.6022 | 1.3814
| SFM-wCZ03-v2015-rDXHP-t1-S15-MSRcool - Baseline Design - Hourly Results.csv | 7 | 8 | 17 | 3 | 0.8163 | 1.6863
| SFM-wCZ03-v2015-rDXHP-t1-S15-MSRcool - Baseline Design - Hourly Results.csv | 7 | 9 | 15 | 4 | 1.4064 | 2.876
| SFM-wCZ03-v2015-rDXHP-t1-S15-MSRcool - Baseline Design - Hourly Results.csv | 7 | 9 | 16 | 4 | 1.4656 | 2.9122
| SFM-wCZ03-v2015-rDXHP-t1-S15-MSRcool - Baseline Design - Hourly Results.csv | 7 | 9 | 17 | 4 | 1.493 | 2.924
| SFM-wCZ03-v2015-rDXHP-t1-S15-MSRcool - Baseline Design - Hourly Results.csv | 7 | 10 | 15 | 5 | 1.0976 | 2.3386
| SFM-wCZ03-v2015-rDXHP-t1-S15-MSRcool - Baseline Design - Hourly Results.csv | 7 | 10 | 16 | 5 | 1.0757 | 2.1603
| SFM-wCZ03-v2015-rDXHP-t1-S15-MSRcool - Baseline Design - Hourly Results.csv | 7 | 10 | 17 | 5 | 1.1773 | 2.3061
| SFM-wCZ03-v2015-rDXHP-t1-S15-MSRheat - Baseline Design - Hourly Results.csv | 7 | 8 | 15 | 3 | 0.18098 | 0.78145
| SFM-wCZ03-v2015-rDXHP-t1-S15-MSRheat - Baseline Design - Hourly Results.csv | 7 | 8 | 16 | 3 | 0.54574 | 1.2519
| SFM-wCZ03-v2015-rDXHP-t1-S15-MSRheat - Baseline Design - Hourly Results.csv | 7 | 8 | 17 | 3 | 0.73977 | 1.5282
| SFM-wCZ03-v2015-rDXHP-t1-S15-MSRheat - Baseline Design - Hourly Results.csv | 7 | 9 | 15 | 4 | 1.2746 | 2.6063
| SFM-wCZ03-v2015-rDXHP-t1-S15-MSRheat - Baseline Design - Hourly Results.csv | 7 | 9 | 16 | 4 | 1.3282 | 2.6392
| SFM-wCZ03-v2015-rDXHP-t1-S15-MSRheat - Baseline Design - Hourly Results.csv | 7 | 9 | 17 | 4 | 1.353 | 2.6498
| SFM-wCZ03-v2015-rDXHP-t1-S15-MSRheat - Baseline Design - Hourly Results.csv | 7 | 10 | 15 | 5 | 0.99469 | 2.1193
| SFM-wCZ03-v2015-rDXHP-t1-S15-MSRheat - Baseline Design - Hourly Results.csv | 7 | 10 | 16 | 5 | 0.97489 | 1.9577
| SFM-wCZ03-v2015-rDXHP-t1-S15-MSRheat - Baseline Design - Hourly Results.csv | 7 | 10 | 17 | 5 | 1.0669 | 2.0899
| SFM-wCZ03-v2015-rDXHP-t1-S16-MSRboth - Baseline Design - Hourly Results.csv | 7 | 8 | 15 | 3 | 0.20918 | 0.91166
| SFM-wCZ03-v2015-rDXHP-t1-S16-MSRboth - Baseline Design - Hourly Results.csv | 7 | 8 | 16 | 3 | 0.62874 | 1.444
| SFM-wCZ03-v2015-rDXHP-t1-S16-MSRboth - Baseline Design - Hourly Results.csv | 7 | 8 | 17 | 3 | 0.85017 | 1.7599
| SFM-wCZ03-v2015-rDXHP-t1-S16-MSRboth - Baseline Design - Hourly Results.csv | 7 | 9 | 15 | 4 | 1.4607 | 2.9924
| SFM-wCZ03-v2015-rDXHP-t1-S16-MSRboth - Baseline Design - Hourly Results.csv | 7 | 9 | 16 | 4 | 1.5118 | 3.0211
| SFM-wCZ03-v2015-rDXHP-t1-S16-MSRboth - Baseline Design - Hourly Results.csv | 7 | 9 | 17 | 4 | 1.5335 | 3.0227
| SFM-wCZ03-v2015-rDXHP-t1-S16-MSRboth - Baseline Design - Hourly Results.csv | 7 | 10 | 15 | 5 | 1.1419 | 2.4198
| SFM-wCZ03-v2015-rDXHP-t1-S16-MSRboth - Baseline Design - Hourly Results.csv | 7 | 10 | 16 | 5 | 1.1233 | 2.2438
| SFM-wCZ03-v2015-rDXHP-t1-S16-MSRboth - Baseline Design - Hourly Results.csv | 7 | 10 | 17 | 5 | 1.2247 | 2.3926
| SFM-wCZ03-v2015-rDXHP-t1-S16-MSRcool - Baseline Design - Hourly Results.csv | 7 | 8 | 15 | 3 | 0.20918 | 0.91166
| SFM-wCZ03-v2015-rDXHP-t1-S16-MSRcool - Baseline Design - Hourly Results.csv | 7 | 8 | 16 | 3 | 0.62874 | 1.444
| SFM-wCZ03-v2015-rDXHP-t1-S16-MSRcool - Baseline Design - Hourly Results.csv | 7 | 8 | 17 | 3 | 0.85017 | 1.7599
| SFM-wCZ03-v2015-rDXHP-t1-S16-MSRcool - Baseline Design - Hourly Results.csv | 7 | 9 | 15 | 4 | 1.4607 | 2.9924
| SFM-wCZ03-v2015-rDXHP-t1-S16-MSRcool - Baseline Design - Hourly Results.csv | 7 | 9 | 16 | 4 | 1.5118 | 3.0211
| SFM-wCZ03-v2015-rDXHP-t1-S16-MSRcool - Baseline Design - Hourly Results.csv | 7 | 9 | 17 | 4 | 1.5335 | 3.0227
| SFM-wCZ03-v2015-rDXHP-t1-S16-MSRcool - Baseline Design - Hourly Results.csv | 7 | 10 | 15 | 5 | 1.1419 | 2.4198
| SFM-wCZ03-v2015-rDXHP-t1-S16-MSRcool - Baseline Design - Hourly Results.csv | 7 | 10 | 16 | 5 | 1.1233 | 2.2438
| SFM-wCZ03-v2015-rDXHP-t1-S16-MSRcool - Baseline Design - Hourly Results.csv | 7 | 10 | 17 | 5 | 1.2247 | 2.3926
| SFM-wCZ03-v2015-rDXHP-t1-S16-MSRheat - Baseline Design - Hourly Results.csv | 7 | 8 | 15 | 3 | 0.18933 | 0.82517
| SFM-wCZ03-v2015-rDXHP-t1-S16-MSRheat - Baseline Design - Hourly Results.csv | 7 | 8 | 16 | 3 | 0.56909 | 1.307
| SFM-wCZ03-v2015-rDXHP-t1-S16-MSRheat - Baseline Design - Hourly Results.csv | 7 | 8 | 17 | 3 | 0.76952 | 1.593
| SFM-wCZ03-v2015-rDXHP-t1-S16-MSRheat - Baseline Design - Hourly Results.csv | 7 | 9 | 15 | 4 | 1.3222 | 2.7085
| SFM-wCZ03-v2015-rDXHP-t1-S16-MSRheat - Baseline Design - Hourly Results.csv | 7 | 9 | 16 | 4 | 1.3684 | 2.7345
| SFM-wCZ03-v2015-rDXHP-t1-S16-MSRheat - Baseline Design - Hourly Results.csv | 7 | 9 | 17 | 4 | 1.388 | 2.736
| SFM-wCZ03-v2015-rDXHP-t1-S16-MSRheat - Baseline Design - Hourly Results.csv | 7 | 10 | 15 | 5 | 1.0336 | 2.1903
| SFM-wCZ03-v2015-rDXHP-t1-S16-MSRheat - Baseline Design - Hourly Results.csv | 7 | 10 | 16 | 5 | 1.0168 | 2.0309
| SFM-wCZ03-v2015-rDXHP-t1-S16-MSRheat - Baseline Design - Hourly Results.csv | 7 | 10 | 17 | 5 | 1.1085 | 2.1656
| SFM-wCZ03-v2015-rDXHP-t1-S17-MSRboth - Baseline Design - Hourly Results.csv | 7 | 8 | 15 | 3 | 0.19646 | 0.85622
| SFM-wCZ03-v2015-rDXHP-t1-S17-MSRboth - Baseline Design - Hourly Results.csv | 7 | 8 | 16 | 3 | 0.5905 | 1.3562
| SFM-wCZ03-v2015-rDXHP-t1-S17-MSRboth - Baseline Design - Hourly Results.csv | 7 | 8 | 17 | 3 | 0.79847 | 1.6529
| SFM-wCZ03-v2015-rDXHP-t1-S17-MSRboth - Baseline Design - Hourly Results.csv | 7 | 9 | 15 | 4 | 1.3719 | 2.8104
| SFM-wCZ03-v2015-rDXHP-t1-S17-MSRboth - Baseline Design - Hourly Results.csv | 7 | 9 | 16 | 4 | 1.4199 | 2.8374
| SFM-wCZ03-v2015-rDXHP-t1-S17-MSRboth - Baseline Design - Hourly Results.csv | 7 | 9 | 17 | 4 | 1.4403 | 2.8389
| SFM-wCZ03-v2015-rDXHP-t1-S17-MSRboth - Baseline Design - Hourly Results.csv | 7 | 10 | 15 | 5 | 1.0725 | 2.2727
| SFM-wCZ03-v2015-rDXHP-t1-S17-MSRboth - Baseline Design - Hourly Results.csv | 7 | 10 | 16 | 5 | 1.055 | 2.1073
| SFM-wCZ03-v2015-rDXHP-t1-S17-MSRboth - Baseline Design - Hourly Results.csv | 7 | 10 | 17 | 5 | 1.1502 | 2.2471
| SFM-wCZ03-v2015-rDXHP-t1-S17-MSRcool - Baseline Design - Hourly Results.csv | 7 | 8 | 15 | 3 | 0.19646 | 0.85622
| SFM-wCZ03-v2015-rDXHP-t1-S17-MSRcool - Baseline Design - Hourly Results.csv | 7 | 8 | 16 | 3 | 0.5905 | 1.3562
| SFM-wCZ03-v2015-rDXHP-t1-S17-MSRcool - Baseline Design - Hourly Results.csv | 7 | 8 | 17 | 3 | 0.79847 | 1.6529
| SFM-wCZ03-v2015-rDXHP-t1-S17-MSRcool - Baseline Design - Hourly Results.csv | 7 | 9 | 15 | 4 | 1.3719 | 2.8104
| SFM-wCZ03-v2015-rDXHP-t1-S17-MSRcool - Baseline Design - Hourly Results.csv | 7 | 9 | 16 | 4 | 1.4199 | 2.8374
| SFM-wCZ03-v2015-rDXHP-t1-S17-MSRcool - Baseline Design - Hourly Results.csv | 7 | 9 | 17 | 4 | 1.4403 | 2.8389
| SFM-wCZ03-v2015-rDXHP-t1-S17-MSRcool - Baseline Design - Hourly Results.csv | 7 | 10 | 15 | 5 | 1.0725 | 2.2727
| SFM-wCZ03-v2015-rDXHP-t1-S17-MSRcool - Baseline Design - Hourly Results.csv | 7 | 10 | 16 | 5 | 1.055 | 2.1073
| SFM-wCZ03-v2015-rDXHP-t1-S17-MSRcool - Baseline Design - Hourly Results.csv | 7 | 10 | 17 | 5 | 1.1502 | 2.2471
| SFM-wCZ03-v2015-rDXHP-t1-S17-MSRheat - Baseline Design - Hourly Results.csv | 7 | 8 | 15 | 3 | 0.1769 | 0.77097
| SFM-wCZ03-v2015-rDXHP-t1-S17-MSRheat - Baseline Design - Hourly Results.csv | 7 | 8 | 16 | 3 | 0.53171 | 1.2212
| SFM-wCZ03-v2015-rDXHP-t1-S17-MSRheat - Baseline Design - Hourly Results.csv | 7 | 8 | 17 | 3 | 0.71898 | 1.4883
| SFM-wCZ03-v2015-rDXHP-t1-S17-MSRheat - Baseline Design - Hourly Results.csv | 7 | 9 | 15 | 4 | 1.2353 | 2.5306
| SFM-wCZ03-v2015-rDXHP-t1-S17-MSRheat - Baseline Design - Hourly Results.csv | 7 | 9 | 16 | 4 | 1.2785 | 2.5549
| SFM-wCZ03-v2015-rDXHP-t1-S17-MSRheat - Baseline Design - Hourly Results.csv | 7 | 9 | 17 | 4 | 1.2969 | 2.5563
| SFM-wCZ03-v2015-rDXHP-t1-S17-MSRheat - Baseline Design - Hourly Results.csv | 7 | 10 | 15 | 5 | 0.96571 | 2.0464
| SFM-wCZ03-v2015-rDXHP-t1-S17-MSRheat - Baseline Design - Hourly Results.csv | 7 | 10 | 16 | 5 | 0.94999 | 1.8975
| SFM-wCZ03-v2015-rDXHP-t1-S17-MSRheat - Baseline Design - Hourly Results.csv | 7 | 10 | 17 | 5 | 1.0357 | 2.0234
| SFM-wCZ03-v2015-rDXHP-t2-S14-BSLboth - Baseline Design - Hourly Results.csv | 7 | 8 | 15 | 3 | 0 | 0
| SFM-wCZ03-v2015-rDXHP-t2-S14-BSLboth - Baseline Design - Hourly Results.csv | 7 | 8 | 16 | 3 | 0 | 0.31423
| SFM-wCZ03-v2015-rDXHP-t2-S14-BSLboth - Baseline Design - Hourly Results.csv | 7 | 8 | 17 | 3 | 0.14488 | 0.63519
| SFM-wCZ03-v2015-rDXHP-t2-S14-BSLboth - Baseline Design - Hourly Results.csv | 7 | 9 | 15 | 4 | 1.1475 | 2.5035
| SFM-wCZ03-v2015-rDXHP-t2-S14-BSLboth - Baseline Design - Hourly Results.csv | 7 | 9 | 16 | 4 | 1.2951 | 2.6593
| SFM-wCZ03-v2015-rDXHP-t2-S14-BSLboth - Baseline Design - Hourly Results.csv | 7 | 9 | 17 | 4 | 1.3798 | 2.7582
| SFM-wCZ03-v2015-rDXHP-t2-S14-BSLboth - Baseline Design - Hourly Results.csv | 7 | 10 | 15 | 5 | 0.94974 | 2.2585
| SFM-wCZ03-v2015-rDXHP-t2-S14-BSLboth - Baseline Design - Hourly Results.csv | 7 | 10 | 16 | 5 | 0.97928 | 2.1045
| SFM-wCZ03-v2015-rDXHP-t2-S14-BSLboth - Baseline Design - Hourly Results.csv | 7 | 10 | 17 | 5 | 1.1227 | 2.2956
| SFM-wCZ03-v2015-rDXHP-t2-S14-BSLcool - Baseline Design - Hourly Results.csv | 7 | 8 | 15 | 3 | 0 | 0
| SFM-wCZ03-v2015-rDXHP-t2-S14-BSLcool - Baseline Design - Hourly Results.csv | 7 | 8 | 16 | 3 | 0 | 0.31423
| SFM-wCZ03-v2015-rDXHP-t2-S14-BSLcool - Baseline Design - Hourly Results.csv | 7 | 8 | 17 | 3 | 0.14488 | 0.63519
| SFM-wCZ03-v2015-rDXHP-t2-S14-BSLcool - Baseline Design - Hourly Results.csv | 7 | 9 | 15 | 4 | 1.1475 | 2.5035
| SFM-wCZ03-v2015-rDXHP-t2-S14-BSLcool - Baseline Design - Hourly Results.csv | 7 | 9 | 16 | 4 | 1.2951 | 2.6593
| SFM-wCZ03-v2015-rDXHP-t2-S14-BSLcool - Baseline Design - Hourly Results.csv | 7 | 9 | 17 | 4 | 1.3798 | 2.7582
| SFM-wCZ03-v2015-rDXHP-t2-S14-BSLcool - Baseline Design - Hourly Results.csv | 7 | 10 | 15 | 5 | 0.94974 | 2.2585
| SFM-wCZ03-v2015-rDXHP-t2-S14-BSLcool - Baseline Design - Hourly Results.csv | 7 | 10 | 16 | 5 | 0.97928 | 2.1045
| SFM-wCZ03-v2015-rDXHP-t2-S14-BSLcool - Baseline Design - Hourly Results.csv | 7 | 10 | 17 | 5 | 1.1227 | 2.2956
| SFM-wCZ03-v2015-rDXHP-t2-S14-BSLheat - Baseline Design - Hourly Results.csv | 7 | 8 | 15 | 3 | 0 | 0
| SFM-wCZ03-v2015-rDXHP-t2-S14-BSLheat - Baseline Design - Hourly Results.csv | 7 | 8 | 16 | 3 | 0 | 0.27419
| SFM-wCZ03-v2015-rDXHP-t2-S14-BSLheat - Baseline Design - Hourly Results.csv | 7 | 8 | 17 | 3 | 0.12642 | 0.55425
| SFM-wCZ03-v2015-rDXHP-t2-S14-BSLheat - Baseline Design - Hourly Results.csv | 7 | 9 | 15 | 4 | 1.0013 | 2.1845
| SFM-wCZ03-v2015-rDXHP-t2-S14-BSLheat - Baseline Design - Hourly Results.csv | 7 | 9 | 16 | 4 | 1.13 | 2.3204
| SFM-wCZ03-v2015-rDXHP-t2-S14-BSLheat - Baseline Design - Hourly Results.csv | 7 | 9 | 17 | 4 | 1.204 | 2.4068
| SFM-wCZ03-v2015-rDXHP-t2-S14-BSLheat - Baseline Design - Hourly Results.csv | 7 | 10 | 15 | 5 | 0.82872 | 1.9707
| SFM-wCZ03-v2015-rDXHP-t2-S14-BSLheat - Baseline Design - Hourly Results.csv | 7 | 10 | 16 | 5 | 0.8545 | 1.8363
| SFM-wCZ03-v2015-rDXHP-t2-S14-BSLheat - Baseline Design - Hourly Results.csv | 7 | 10 | 17 | 5 | 0.97968 | 2.0031
| SFM-wCZ03-v2015-rDXHP-t2-S15-MSRboth - Baseline Design - Hourly Results.csv | 7 | 8 | 15 | 3 | 0 | 0
| SFM-wCZ03-v2015-rDXHP-t2-S15-MSRboth - Baseline Design - Hourly Results.csv | 7 | 8 | 16 | 3 | 0 | 0.26494
| SFM-wCZ03-v2015-rDXHP-t2-S15-MSRboth - Baseline Design - Hourly Results.csv | 7 | 8 | 17 | 3 | 0.12129 | 0.53913
| SFM-wCZ03-v2015-rDXHP-t2-S15-MSRboth - Baseline Design - Hourly Results.csv | 7 | 9 | 15 | 4 | 0.95524 | 2.1106
| SFM-wCZ03-v2015-rDXHP-t2-S15-MSRboth - Baseline Design - Hourly Results.csv | 7 | 9 | 16 | 4 | 1.0782 | 2.2473
| SFM-wCZ03-v2015-rDXHP-t2-S15-MSRboth - Baseline Design - Hourly Results.csv | 7 | 9 | 17 | 4 | 1.1499 | 2.3349
| SFM-wCZ03-v2015-rDXHP-t2-S15-MSRboth - Baseline Design - Hourly Results.csv | 7 | 10 | 15 | 5 | 0.79149 | 1.9054
| SFM-wCZ03-v2015-rDXHP-t2-S15-MSRboth - Baseline Design - Hourly Results.csv | 7 | 10 | 16 | 5 | 0.81536 | 1.7753
| SFM-wCZ03-v2015-rDXHP-t2-S15-MSRboth - Baseline Design - Hourly Results.csv | 7 | 10 | 17 | 5 | 0.93617 | 1.9414
| SFM-wCZ03-v2015-rDXHP-t2-S15-MSRcool - Baseline Design - Hourly Results.csv | 7 | 8 | 15 | 3 | 0 | 0
| SFM-wCZ03-v2015-rDXHP-t2-S15-MSRcool - Baseline Design - Hourly Results.csv | 7 | 8 | 16 | 3 | 0 | 0.26494
| SFM-wCZ03-v2015-rDXHP-t2-S15-MSRcool - Baseline Design - Hourly Results.csv | 7 | 8 | 17 | 3 | 0.12129 | 0.53913
| SFM-wCZ03-v2015-rDXHP-t2-S15-MSRcool - Baseline Design - Hourly Results.csv | 7 | 9 | 15 | 4 | 0.95524 | 2.1106
| SFM-wCZ03-v2015-rDXHP-t2-S15-MSRcool - Baseline Design - Hourly Results.csv | 7 | 9 | 16 | 4 | 1.0782 | 2.2473
| SFM-wCZ03-v2015-rDXHP-t2-S15-MSRcool - Baseline Design - Hourly Results.csv | 7 | 9 | 17 | 4 | 1.1499 | 2.3349
| SFM-wCZ03-v2015-rDXHP-t2-S15-MSRcool - Baseline Design - Hourly Results.csv | 7 | 10 | 15 | 5 | 0.79149 | 1.9054
| SFM-wCZ03-v2015-rDXHP-t2-S15-MSRcool - Baseline Design - Hourly Results.csv | 7 | 10 | 16 | 5 | 0.81536 | 1.7753
| SFM-wCZ03-v2015-rDXHP-t2-S15-MSRcool - Baseline Design - Hourly Results.csv | 7 | 10 | 17 | 5 | 0.93617 | 1.9414
| SFM-wCZ03-v2015-rDXHP-t2-S15-MSRheat - Baseline Design - Hourly Results.csv | 7 | 8 | 15 | 3 | 0 | 0
| SFM-wCZ03-v2015-rDXHP-t2-S15-MSRheat - Baseline Design - Hourly Results.csv | 7 | 8 | 16 | 3 | 0 | 0.2401
| SFM-wCZ03-v2015-rDXHP-t2-S15-MSRheat - Baseline Design - Hourly Results.csv | 7 | 8 | 17 | 3 | 0.10992 | 0.48859
| SFM-wCZ03-v2015-rDXHP-t2-S15-MSRheat - Baseline Design - Hourly Results.csv | 7 | 9 | 15 | 4 | 0.86569 | 1.9127
| SFM-wCZ03-v2015-rDXHP-t2-S15-MSRheat - Baseline Design - Hourly Results.csv | 7 | 9 | 16 | 4 | 0.97707 | 2.0366
| SFM-wCZ03-v2015-rDXHP-t2-S15-MSRheat - Baseline Design - Hourly Results.csv | 7 | 9 | 17 | 4 | 1.0421 | 2.116
| SFM-wCZ03-v2015-rDXHP-t2-S15-MSRheat - Baseline Design - Hourly Results.csv | 7 | 10 | 15 | 5 | 0.71728 | 1.7268
| SFM-wCZ03-v2015-rDXHP-t2-S15-MSRheat - Baseline Design - Hourly Results.csv | 7 | 10 | 16 | 5 | 0.73891 | 1.6089
| SFM-wCZ03-v2015-rDXHP-t2-S15-MSRheat - Baseline Design - Hourly Results.csv | 7 | 10 | 17 | 5 | 0.8484 | 1.7593
| SFM-wCZ03-v2015-rDXHP-t2-S16-MSRboth - Baseline Design - Hourly Results.csv | 7 | 8 | 15 | 3 | 0 | 0
| SFM-wCZ03-v2015-rDXHP-t2-S16-MSRboth - Baseline Design - Hourly Results.csv | 7 | 8 | 16 | 3 | 0 | 0.27457
| SFM-wCZ03-v2015-rDXHP-t2-S16-MSRboth - Baseline Design - Hourly Results.csv | 7 | 8 | 17 | 3 | 0.1262 | 0.55884
| SFM-wCZ03-v2015-rDXHP-t2-S16-MSRboth - Baseline Design - Hourly Results.csv | 7 | 9 | 15 | 4 | 0.99835 | 2.1881
| SFM-wCZ03-v2015-rDXHP-t2-S16-MSRboth - Baseline Design - Hourly Results.csv | 7 | 9 | 16 | 4 | 1.1257 | 2.3247
| SFM-wCZ03-v2015-rDXHP-t2-S16-MSRboth - Baseline Design - Hourly Results.csv | 7 | 9 | 17 | 4 | 1.1968 | 2.4125
| SFM-wCZ03-v2015-rDXHP-t2-S16-MSRboth - Baseline Design - Hourly Results.csv | 7 | 10 | 15 | 5 | 0.82392 | 1.9654
| SFM-wCZ03-v2015-rDXHP-t2-S16-MSRboth - Baseline Design - Hourly Results.csv | 7 | 10 | 16 | 5 | 0.85363 | 1.8435
| SFM-wCZ03-v2015-rDXHP-t2-S16-MSRboth - Baseline Design - Hourly Results.csv | 7 | 10 | 17 | 5 | 0.97784 | 2.0144
| SFM-wCZ03-v2015-rDXHP-t2-S16-MSRcool - Baseline Design - Hourly Results.csv | 7 | 8 | 15 | 3 | 0 | 0
| SFM-wCZ03-v2015-rDXHP-t2-S16-MSRcool - Baseline Design - Hourly Results.csv | 7 | 8 | 16 | 3 | 0 | 0.27457
| SFM-wCZ03-v2015-rDXHP-t2-S16-MSRcool - Baseline Design - Hourly Results.csv | 7 | 8 | 17 | 3 | 0.1262 | 0.55884
| SFM-wCZ03-v2015-rDXHP-t2-S16-MSRcool - Baseline Design - Hourly Results.csv | 7 | 9 | 15 | 4 | 0.99835 | 2.1881
| SFM-wCZ03-v2015-rDXHP-t2-S16-MSRcool - Baseline Design - Hourly Results.csv | 7 | 9 | 16 | 4 | 1.1257 | 2.3247
| SFM-wCZ03-v2015-rDXHP-t2-S16-MSRcool - Baseline Design - Hourly Results.csv | 7 | 9 | 17 | 4 | 1.1968 | 2.4125
| SFM-wCZ03-v2015-rDXHP-t2-S16-MSRcool - Baseline Design - Hourly Results.csv | 7 | 10 | 15 | 5 | 0.82392 | 1.9654
| SFM-wCZ03-v2015-rDXHP-t2-S16-MSRcool - Baseline Design - Hourly Results.csv | 7 | 10 | 16 | 5 | 0.85363 | 1.8435
| SFM-wCZ03-v2015-rDXHP-t2-S16-MSRcool - Baseline Design - Hourly Results.csv | 7 | 10 | 17 | 5 | 0.97784 | 2.0144
| SFM-wCZ03-v2015-rDXHP-t2-S16-MSRheat - Baseline Design - Hourly Results.csv | 7 | 8 | 15 | 3 | 0 | 0
| SFM-wCZ03-v2015-rDXHP-t2-S16-MSRheat - Baseline Design - Hourly Results.csv | 7 | 8 | 16 | 3 | 0 | 0.24852
| SFM-wCZ03-v2015-rDXHP-t2-S16-MSRheat - Baseline Design - Hourly Results.csv | 7 | 8 | 17 | 3 | 0.11423 | 0.50582
| SFM-wCZ03-v2015-rDXHP-t2-S16-MSRheat - Baseline Design - Hourly Results.csv | 7 | 9 | 15 | 4 | 0.90364 | 1.9806
| SFM-wCZ03-v2015-rDXHP-t2-S16-MSRheat - Baseline Design - Hourly Results.csv | 7 | 9 | 16 | 4 | 1.0189 | 2.1041
| SFM-wCZ03-v2015-rDXHP-t2-S16-MSRheat - Baseline Design - Hourly Results.csv | 7 | 9 | 17 | 4 | 1.0833 | 2.1836
| SFM-wCZ03-v2015-rDXHP-t2-S16-MSRheat - Baseline Design - Hourly Results.csv | 7 | 10 | 15 | 5 | 0.74576 | 1.7789
| SFM-wCZ03-v2015-rDXHP-t2-S16-MSRheat - Baseline Design - Hourly Results.csv | 7 | 10 | 16 | 5 | 0.77265 | 1.6686
| SFM-wCZ03-v2015-rDXHP-t2-S16-MSRheat - Baseline Design - Hourly Results.csv | 7 | 10 | 17 | 5 | 0.88507 | 1.8233
| SFM-wCZ03-v2015-rDXHP-t2-S17-MSRboth - Baseline Design - Hourly Results.csv | 7 | 8 | 15 | 3 | 0 | 0
| SFM-wCZ03-v2015-rDXHP-t2-S17-MSRboth - Baseline Design - Hourly Results.csv | 7 | 8 | 16 | 3 | 0 | 0.25787
| SFM-wCZ03-v2015-rDXHP-t2-S17-MSRboth - Baseline Design - Hourly Results.csv | 7 | 8 | 17 | 3 | 0.11852 | 0.52485
| SFM-wCZ03-v2015-rDXHP-t2-S17-MSRboth - Baseline Design - Hourly Results.csv | 7 | 9 | 15 | 4 | 0.93764 | 2.0551
| SFM-wCZ03-v2015-rDXHP-t2-S17-MSRboth - Baseline Design - Hourly Results.csv | 7 | 9 | 16 | 4 | 1.0573 | 2.1833
| SFM-wCZ03-v2015-rDXHP-t2-S17-MSRboth - Baseline Design - Hourly Results.csv | 7 | 9 | 17 | 4 | 1.124 | 2.2658
| SFM-wCZ03-v2015-rDXHP-t2-S17-MSRboth - Baseline Design - Hourly Results.csv | 7 | 10 | 15 | 5 | 0.77382 | 1.8459
| SFM-wCZ03-v2015-rDXHP-t2-S17-MSRboth - Baseline Design - Hourly Results.csv | 7 | 10 | 16 | 5 | 0.80172 | 1.7314
| SFM-wCZ03-v2015-rDXHP-t2-S17-MSRboth - Baseline Design - Hourly Results.csv | 7 | 10 | 17 | 5 | 0.91837 | 1.8919
| SFM-wCZ03-v2015-rDXHP-t2-S17-MSRcool - Baseline Design - Hourly Results.csv | 7 | 8 | 15 | 3 | 0 | 0
| SFM-wCZ03-v2015-rDXHP-t2-S17-MSRcool - Baseline Design - Hourly Results.csv | 7 | 8 | 16 | 3 | 0 | 0.25787
| SFM-wCZ03-v2015-rDXHP-t2-S17-MSRcool - Baseline Design - Hourly Results.csv | 7 | 8 | 17 | 3 | 0.11852 | 0.52485
| SFM-wCZ03-v2015-rDXHP-t2-S17-MSRcool - Baseline Design - Hourly Results.csv | 7 | 9 | 15 | 4 | 0.93764 | 2.0551
| SFM-wCZ03-v2015-rDXHP-t2-S17-MSRcool - Baseline Design - Hourly Results.csv | 7 | 9 | 16 | 4 | 1.0573 | 2.1833
| SFM-wCZ03-v2015-rDXHP-t2-S17-MSRcool - Baseline Design - Hourly Results.csv | 7 | 9 | 17 | 4 | 1.124 | 2.2658
| SFM-wCZ03-v2015-rDXHP-t2-S17-MSRcool - Baseline Design - Hourly Results.csv | 7 | 10 | 15 | 5 | 0.77382 | 1.8459
| SFM-wCZ03-v2015-rDXHP-t2-S17-MSRcool - Baseline Design - Hourly Results.csv | 7 | 10 | 16 | 5 | 0.80172 | 1.7314
| SFM-wCZ03-v2015-rDXHP-t2-S17-MSRcool - Baseline Design - Hourly Results.csv | 7 | 10 | 17 | 5 | 0.91837 | 1.8919
| SFM-wCZ03-v2015-rDXHP-t2-S17-MSRheat - Baseline Design - Hourly Results.csv | 7 | 8 | 15 | 3 | 0 | 0
| SFM-wCZ03-v2015-rDXHP-t2-S17-MSRheat - Baseline Design - Hourly Results.csv | 7 | 8 | 16 | 3 | 0 | 0.2322
| SFM-wCZ03-v2015-rDXHP-t2-S17-MSRheat - Baseline Design - Hourly Results.csv | 7 | 8 | 17 | 3 | 0.10672 | 0.4726
| SFM-wCZ03-v2015-rDXHP-t2-S17-MSRheat - Baseline Design - Hourly Results.csv | 7 | 9 | 15 | 4 | 0.84429 | 1.8505
| SFM-wCZ03-v2015-rDXHP-t2-S17-MSRheat - Baseline Design - Hourly Results.csv | 7 | 9 | 16 | 4 | 0.95199 | 1.9659
| SFM-wCZ03-v2015-rDXHP-t2-S17-MSRheat - Baseline Design - Hourly Results.csv | 7 | 9 | 17 | 4 | 1.0121 | 2.0402
| SFM-wCZ03-v2015-rDXHP-t2-S17-MSRheat - Baseline Design - Hourly Results.csv | 7 | 10 | 15 | 5 | 0.69678 | 1.6621
| SFM-wCZ03-v2015-rDXHP-t2-S17-MSRheat - Baseline Design - Hourly Results.csv | 7 | 10 | 16 | 5 | 0.72191 | 1.559
| SFM-wCZ03-v2015-rDXHP-t2-S17-MSRheat - Baseline Design - Hourly Results.csv | 7 | 10 | 17 | 5 | 0.82694 | 1.7036
| SFM-wCZ03-v2015-rDXHP-t3-S14-BSLboth - Baseline Design - Hourly Results.csv | 7 | 8 | 15 | 3 | 0 | 0
| SFM-wCZ03-v2015-rDXHP-t3-S14-BSLboth - Baseline Design - Hourly Results.csv | 7 | 8 | 16 | 3 | 0 | 0
| SFM-wCZ03-v2015-rDXHP-t3-S14-BSLboth - Baseline Design - Hourly Results.csv | 7 | 8 | 17 | 3 | 0 | 0.096023
| SFM-wCZ03-v2015-rDXHP-t3-S14-BSLboth - Baseline Design - Hourly Results.csv | 7 | 9 | 15 | 4 | 0.77057 | 1.8956
| SFM-wCZ03-v2015-rDXHP-t3-S14-BSLboth - Baseline Design - Hourly Results.csv | 7 | 9 | 16 | 4 | 0.99434 | 2.1582
| SFM-wCZ03-v2015-rDXHP-t3-S14-BSLboth - Baseline Design - Hourly Results.csv | 7 | 9 | 17 | 4 | 1.1279 | 2.3347
| SFM-wCZ03-v2015-rDXHP-t3-S14-BSLboth - Baseline Design - Hourly Results.csv | 7 | 10 | 15 | 5 | 0.62412 | 1.8168
| SFM-wCZ03-v2015-rDXHP-t3-S14-BSLboth - Baseline Design - Hourly Results.csv | 7 | 10 | 16 | 5 | 0.72669 | 1.7387
| SFM-wCZ03-v2015-rDXHP-t3-S14-BSLboth - Baseline Design - Hourly Results.csv | 7 | 10 | 17 | 5 | 0.90769 | 1.9693
| SFM-wCZ03-v2015-rDXHP-t3-S14-BSLcool - Baseline Design - Hourly Results.csv | 7 | 8 | 15 | 3 | 0 | 0
| SFM-wCZ03-v2015-rDXHP-t3-S14-BSLcool - Baseline Design - Hourly Results.csv | 7 | 8 | 16 | 3 | 0 | 0
| SFM-wCZ03-v2015-rDXHP-t3-S14-BSLcool - Baseline Design - Hourly Results.csv | 7 | 8 | 17 | 3 | 0 | 0.096023
| SFM-wCZ03-v2015-rDXHP-t3-S14-BSLcool - Baseline Design - Hourly Results.csv | 7 | 9 | 15 | 4 | 0.77057 | 1.8956
| SFM-wCZ03-v2015-rDXHP-t3-S14-BSLcool - Baseline Design - Hourly Results.csv | 7 | 9 | 16 | 4 | 0.99434 | 2.1582
| SFM-wCZ03-v2015-rDXHP-t3-S14-BSLcool - Baseline Design - Hourly Results.csv | 7 | 9 | 17 | 4 | 1.1279 | 2.3347
| SFM-wCZ03-v2015-rDXHP-t3-S14-BSLcool - Baseline Design - Hourly Results.csv | 7 | 10 | 15 | 5 | 0.62412 | 1.8168
| SFM-wCZ03-v2015-rDXHP-t3-S14-BSLcool - Baseline Design - Hourly Results.csv | 7 | 10 | 16 | 5 | 0.72669 | 1.7387
| SFM-wCZ03-v2015-rDXHP-t3-S14-BSLcool - Baseline Design - Hourly Results.csv | 7 | 10 | 17 | 5 | 0.90769 | 1.9693
| SFM-wCZ03-v2015-rDXHP-t3-S14-BSLheat - Baseline Design - Hourly Results.csv | 7 | 8 | 15 | 3 | 0 | 0
| SFM-wCZ03-v2015-rDXHP-t3-S14-BSLheat - Baseline Design - Hourly Results.csv | 7 | 8 | 16 | 3 | 0 | 0
| SFM-wCZ03-v2015-rDXHP-t3-S14-BSLheat - Baseline Design - Hourly Results.csv | 7 | 8 | 17 | 3 | 0 | 0.083787
| SFM-wCZ03-v2015-rDXHP-t3-S14-BSLheat - Baseline Design - Hourly Results.csv | 7 | 9 | 15 | 4 | 0.67238 | 1.6541
| SFM-wCZ03-v2015-rDXHP-t3-S14-BSLheat - Baseline Design - Hourly Results.csv | 7 | 9 | 16 | 4 | 0.86763 | 1.8832
| SFM-wCZ03-v2015-rDXHP-t3-S14-BSLheat - Baseline Design - Hourly Results.csv | 7 | 9 | 17 | 4 | 0.98417 | 2.0372
| SFM-wCZ03-v2015-rDXHP-t3-S14-BSLheat - Baseline Design - Hourly Results.csv | 7 | 10 | 15 | 5 | 0.54459 | 1.5853
| SFM-wCZ03-v2015-rDXHP-t3-S14-BSLheat - Baseline Design - Hourly Results.csv | 7 | 10 | 16 | 5 | 0.6341 | 1.5171
| SFM-wCZ03-v2015-rDXHP-t3-S14-BSLheat - Baseline Design - Hourly Results.csv | 7 | 10 | 17 | 5 | 0.79203 | 1.7184
| SFM-wCZ03-v2015-rDXHP-t3-S15-MSRboth - Baseline Design - Hourly Results.csv | 7 | 8 | 15 | 3 | 0 | 0
| SFM-wCZ03-v2015-rDXHP-t3-S15-MSRboth - Baseline Design - Hourly Results.csv | 7 | 8 | 16 | 3 | 0 | 0
| SFM-wCZ03-v2015-rDXHP-t3-S15-MSRboth - Baseline Design - Hourly Results.csv | 7 | 8 | 17 | 3 | 0 | 0.080587
| SFM-wCZ03-v2015-rDXHP-t3-S15-MSRboth - Baseline Design - Hourly Results.csv | 7 | 9 | 15 | 4 | 0.6407 | 1.5961
| SFM-wCZ03-v2015-rDXHP-t3-S15-MSRboth - Baseline Design - Hourly Results.csv | 7 | 9 | 16 | 4 | 0.82698 | 1.8209
| SFM-wCZ03-v2015-rDXHP-t3-S15-MSRboth - Baseline Design - Hourly Results.csv | 7 | 9 | 17 | 4 | 0.93885 | 1.9734
| SFM-wCZ03-v2015-rDXHP-t3-S15-MSRboth - Baseline Design - Hourly Results.csv | 7 | 10 | 15 | 5 | 0.51879 | 1.5311
| SFM-wCZ03-v2015-rDXHP-t3-S15-MSRboth - Baseline Design - Hourly Results.csv | 7 | 10 | 16 | 5 | 0.60403 | 1.4645
| SFM-wCZ03-v2015-rDXHP-t3-S15-MSRboth - Baseline Design - Hourly Results.csv | 7 | 10 | 17 | 5 | 0.75603 | 1.6643
| SFM-wCZ03-v2015-rDXHP-t3-S15-MSRcool - Baseline Design - Hourly Results.csv | 7 | 8 | 15 | 3 | 0 | 0
| SFM-wCZ03-v2015-rDXHP-t3-S15-MSRcool - Baseline Design - Hourly Results.csv | 7 | 8 | 16 | 3 | 0 | 0
| SFM-wCZ03-v2015-rDXHP-t3-S15-MSRcool - Baseline Design - Hourly Results.csv | 7 | 8 | 17 | 3 | 0 | 0.080587
| SFM-wCZ03-v2015-rDXHP-t3-S15-MSRcool - Baseline Design - Hourly Results.csv | 7 | 9 | 15 | 4 | 0.6407 | 1.5961
| SFM-wCZ03-v2015-rDXHP-t3-S15-MSRcool - Baseline Design - Hourly Results.csv | 7 | 9 | 16 | 4 | 0.82698 | 1.8209
| SFM-wCZ03-v2015-rDXHP-t3-S15-MSRcool - Baseline Design - Hourly Results.csv | 7 | 9 | 17 | 4 | 0.93885 | 1.9734
| SFM-wCZ03-v2015-rDXHP-t3-S15-MSRcool - Baseline Design - Hourly Results.csv | 7 | 10 | 15 | 5 | 0.51879 | 1.5311
| SFM-wCZ03-v2015-rDXHP-t3-S15-MSRcool - Baseline Design - Hourly Results.csv | 7 | 10 | 16 | 5 | 0.60403 | 1.4645
| SFM-wCZ03-v2015-rDXHP-t3-S15-MSRcool - Baseline Design - Hourly Results.csv | 7 | 10 | 17 | 5 | 0.75603 | 1.6643
| SFM-wCZ03-v2015-rDXHP-t3-S15-MSRheat - Baseline Design - Hourly Results.csv | 7 | 8 | 15 | 3 | 0 | 0
| SFM-wCZ03-v2015-rDXHP-t3-S15-MSRheat - Baseline Design - Hourly Results.csv | 7 | 8 | 16 | 3 | 0 | 0
| SFM-wCZ03-v2015-rDXHP-t3-S15-MSRheat - Baseline Design - Hourly Results.csv | 7 | 8 | 17 | 3 | 0 | 0.073032
| SFM-wCZ03-v2015-rDXHP-t3-S15-MSRheat - Baseline Design - Hourly Results.csv | 7 | 9 | 15 | 4 | 0.58064 | 1.4465
| SFM-wCZ03-v2015-rDXHP-t3-S15-MSRheat - Baseline Design - Hourly Results.csv | 7 | 9 | 16 | 4 | 0.74945 | 1.6502
| SFM-wCZ03-v2015-rDXHP-t3-S15-MSRheat - Baseline Design - Hourly Results.csv | 7 | 9 | 17 | 4 | 0.85083 | 1.7884
| SFM-wCZ03-v2015-rDXHP-t3-S15-MSRheat - Baseline Design - Hourly Results.csv | 7 | 10 | 15 | 5 | 0.47015 | 1.3876
| SFM-wCZ03-v2015-rDXHP-t3-S15-MSRheat - Baseline Design - Hourly Results.csv | 7 | 10 | 16 | 5 | 0.5474 | 1.3272
| SFM-wCZ03-v2015-rDXHP-t3-S15-MSRheat - Baseline Design - Hourly Results.csv | 7 | 10 | 17 | 5 | 0.68515 | 1.5082
| SFM-wCZ03-v2015-rDXHP-t3-S16-MSRboth - Baseline Design - Hourly Results.csv | 7 | 8 | 15 | 3 | 0 | 0
| SFM-wCZ03-v2015-rDXHP-t3-S16-MSRboth - Baseline Design - Hourly Results.csv | 7 | 8 | 16 | 3 | 0 | 0
| SFM-wCZ03-v2015-rDXHP-t3-S16-MSRboth - Baseline Design - Hourly Results.csv | 7 | 8 | 17 | 3 | 0 | 0.083322
| SFM-wCZ03-v2015-rDXHP-t3-S16-MSRboth - Baseline Design - Hourly Results.csv | 7 | 9 | 15 | 4 | 0.66748 | 1.648
| SFM-wCZ03-v2015-rDXHP-t3-S16-MSRboth - Baseline Design - Hourly Results.csv | 7 | 9 | 16 | 4 | 0.8615 | 1.8795
| SFM-wCZ03-v2015-rDXHP-t3-S16-MSRboth - Baseline Design - Hourly Results.csv | 7 | 9 | 17 | 4 | 0.97642 | 2.0339
| SFM-wCZ03-v2015-rDXHP-t3-S16-MSRboth - Baseline Design - Hourly Results.csv | 7 | 10 | 15 | 5 | 0.5381 | 1.5743
| SFM-wCZ03-v2015-rDXHP-t3-S16-MSRboth - Baseline Design - Hourly Results.csv | 7 | 10 | 16 | 5 | 0.63129 | 1.517
| SFM-wCZ03-v2015-rDXHP-t3-S16-MSRboth - Baseline Design - Hourly Results.csv | 7 | 10 | 17 | 5 | 0.78917 | 1.7245
| SFM-wCZ03-v2015-rDXHP-t3-S16-MSRcool - Baseline Design - Hourly Results.csv | 7 | 8 | 15 | 3 | 0 | 0
| SFM-wCZ03-v2015-rDXHP-t3-S16-MSRcool - Baseline Design - Hourly Results.csv | 7 | 8 | 16 | 3 | 0 | 0
| SFM-wCZ03-v2015-rDXHP-t3-S16-MSRcool - Baseline Design - Hourly Results.csv | 7 | 8 | 17 | 3 | 0 | 0.083322
| SFM-wCZ03-v2015-rDXHP-t3-S16-MSRcool - Baseline Design - Hourly Results.csv | 7 | 9 | 15 | 4 | 0.66748 | 1.648
| SFM-wCZ03-v2015-rDXHP-t3-S16-MSRcool - Baseline Design - Hourly Results.csv | 7 | 9 | 16 | 4 | 0.8615 | 1.8795
| SFM-wCZ03-v2015-rDXHP-t3-S16-MSRcool - Baseline Design - Hourly Results.csv | 7 | 9 | 17 | 4 | 0.97642 | 2.0339
| SFM-wCZ03-v2015-rDXHP-t3-S16-MSRcool - Baseline Design - Hourly Results.csv | 7 | 10 | 15 | 5 | 0.5381 | 1.5743
| SFM-wCZ03-v2015-rDXHP-t3-S16-MSRcool - Baseline Design - Hourly Results.csv | 7 | 10 | 16 | 5 | 0.63129 | 1.517
| SFM-wCZ03-v2015-rDXHP-t3-S16-MSRcool - Baseline Design - Hourly Results.csv | 7 | 10 | 17 | 5 | 0.78917 | 1.7245
| SFM-wCZ03-v2015-rDXHP-t3-S16-MSRheat - Baseline Design - Hourly Results.csv | 7 | 8 | 15 | 3 | 0 | 0
| SFM-wCZ03-v2015-rDXHP-t3-S16-MSRheat - Baseline Design - Hourly Results.csv | 7 | 8 | 16 | 3 | 0 | 0
| SFM-wCZ03-v2015-rDXHP-t3-S16-MSRheat - Baseline Design - Hourly Results.csv | 7 | 8 | 17 | 3 | 0 | 0.075418
| SFM-wCZ03-v2015-rDXHP-t3-S16-MSRheat - Baseline Design - Hourly Results.csv | 7 | 9 | 15 | 4 | 0.60416 | 1.4916
| SFM-wCZ03-v2015-rDXHP-t3-S16-MSRheat - Baseline Design - Hourly Results.csv | 7 | 9 | 16 | 4 | 0.77977 | 1.7012
| SFM-wCZ03-v2015-rDXHP-t3-S16-MSRheat - Baseline Design - Hourly Results.csv | 7 | 9 | 17 | 4 | 0.88379 | 1.841
| SFM-wCZ03-v2015-rDXHP-t3-S16-MSRheat - Baseline Design - Hourly Results.csv | 7 | 10 | 15 | 5 | 0.48705 | 1.4249
| SFM-wCZ03-v2015-rDXHP-t3-S16-MSRheat - Baseline Design - Hourly Results.csv | 7 | 10 | 16 | 5 | 0.5714 | 1.3731
| SFM-wCZ03-v2015-rDXHP-t3-S16-MSRheat - Baseline Design - Hourly Results.csv | 7 | 10 | 17 | 5 | 0.7143 | 1.5609
| SFM-wCZ03-v2015-rDXHP-t3-S17-MSRboth - Baseline Design - Hourly Results.csv | 7 | 8 | 15 | 3 | 0 | 0
| SFM-wCZ03-v2015-rDXHP-t3-S17-MSRboth - Baseline Design - Hourly Results.csv | 7 | 8 | 16 | 3 | 0 | 0
| SFM-wCZ03-v2015-rDXHP-t3-S17-MSRboth - Baseline Design - Hourly Results.csv | 7 | 8 | 17 | 3 | 0 | 0.078255
| SFM-wCZ03-v2015-rDXHP-t3-S17-MSRboth - Baseline Design - Hourly Results.csv | 7 | 9 | 15 | 4 | 0.62689 | 1.5478
| SFM-wCZ03-v2015-rDXHP-t3-S17-MSRboth - Baseline Design - Hourly Results.csv | 7 | 9 | 16 | 4 | 0.80911 | 1.7652
| SFM-wCZ03-v2015-rDXHP-t3-S17-MSRboth - Baseline Design - Hourly Results.csv | 7 | 9 | 17 | 4 | 0.91704 | 1.9103
| SFM-wCZ03-v2015-rDXHP-t3-S17-MSRboth - Baseline Design - Hourly Results.csv | 7 | 10 | 15 | 5 | 0.50537 | 1.4786
| SFM-wCZ03-v2015-rDXHP-t3-S17-MSRboth - Baseline Design - Hourly Results.csv | 7 | 10 | 16 | 5 | 0.5929 | 1.4248
| SFM-wCZ03-v2015-rDXHP-t3-S17-MSRboth - Baseline Design - Hourly Results.csv | 7 | 10 | 17 | 5 | 0.74117 | 1.6196
| SFM-wCZ03-v2015-rDXHP-t3-S17-MSRcool - Baseline Design - Hourly Results.csv | 7 | 8 | 15 | 3 | 0 | 0
| SFM-wCZ03-v2015-rDXHP-t3-S17-MSRcool - Baseline Design - Hourly Results.csv | 7 | 8 | 16 | 3 | 0 | 0
| SFM-wCZ03-v2015-rDXHP-t3-S17-MSRcool - Baseline Design - Hourly Results.csv | 7 | 8 | 17 | 3 | 0 | 0.078255
| SFM-wCZ03-v2015-rDXHP-t3-S17-MSRcool - Baseline Design - Hourly Results.csv | 7 | 9 | 15 | 4 | 0.62689 | 1.5478
| SFM-wCZ03-v2015-rDXHP-t3-S17-MSRcool - Baseline Design - Hourly Results.csv | 7 | 9 | 16 | 4 | 0.80911 | 1.7652
| SFM-wCZ03-v2015-rDXHP-t3-S17-MSRcool - Baseline Design - Hourly Results.csv | 7 | 9 | 17 | 4 | 0.91704 | 1.9103
| SFM-wCZ03-v2015-rDXHP-t3-S17-MSRcool - Baseline Design - Hourly Results.csv | 7 | 10 | 15 | 5 | 0.50537 | 1.4786
| SFM-wCZ03-v2015-rDXHP-t3-S17-MSRcool - Baseline Design - Hourly Results.csv | 7 | 10 | 16 | 5 | 0.5929 | 1.4248
| SFM-wCZ03-v2015-rDXHP-t3-S17-MSRcool - Baseline Design - Hourly Results.csv | 7 | 10 | 17 | 5 | 0.74117 | 1.6196
| SFM-wCZ03-v2015-rDXHP-t3-S17-MSRheat - Baseline Design - Hourly Results.csv | 7 | 8 | 15 | 3 | 0 | 0
| SFM-wCZ03-v2015-rDXHP-t3-S17-MSRheat - Baseline Design - Hourly Results.csv | 7 | 8 | 16 | 3 | 0 | 0
| SFM-wCZ03-v2015-rDXHP-t3-S17-MSRheat - Baseline Design - Hourly Results.csv | 7 | 8 | 17 | 3 | 0 | 0.070465
| SFM-wCZ03-v2015-rDXHP-t3-S17-MSRheat - Baseline Design - Hourly Results.csv | 7 | 9 | 15 | 4 | 0.56448 | 1.3937
| SFM-wCZ03-v2015-rDXHP-t3-S17-MSRheat - Baseline Design - Hourly Results.csv | 7 | 9 | 16 | 4 | 0.72856 | 1.5895
| SFM-wCZ03-v2015-rDXHP-t3-S17-MSRheat - Baseline Design - Hourly Results.csv | 7 | 9 | 17 | 4 | 0.82574 | 1.7201
| SFM-wCZ03-v2015-rDXHP-t3-S17-MSRheat - Baseline Design - Hourly Results.csv | 7 | 10 | 15 | 5 | 0.45506 | 1.3314
| SFM-wCZ03-v2015-rDXHP-t3-S17-MSRheat - Baseline Design - Hourly Results.csv | 7 | 10 | 16 | 5 | 0.53387 | 1.2829
| SFM-wCZ03-v2015-rDXHP-t3-S17-MSRheat - Baseline Design - Hourly Results.csv | 7 | 10 | 17 | 5 | 0.66739 | 1.4584
| SFM-wCZ03-v2015-rDXHP-t4-S14-BSLboth - Baseline Design - Hourly Results.csv | 7 | 8 | 15 | 3 | 0 | 0.34373
| SFM-wCZ03-v2015-rDXHP-t4-S14-BSLboth - Baseline Design - Hourly Results.csv | 7 | 8 | 16 | 3 | 0.21324 | 0.77619
| SFM-wCZ03-v2015-rDXHP-t4-S14-BSLboth - Baseline Design - Hourly Results.csv | 7 | 8 | 17 | 3 | 0.60205 | 1.3267
| SFM-wCZ03-v2015-rDXHP-t4-S14-BSLboth - Baseline Design - Hourly Results.csv | 7 | 9 | 15 | 4 | 1.4421 | 2.9885
| SFM-wCZ03-v2015-rDXHP-t4-S14-BSLboth - Baseline Design - Hourly Results.csv | 7 | 9 | 16 | 4 | 1.5427 | 3.0746
| SFM-wCZ03-v2015-rDXHP-t4-S14-BSLboth - Baseline Design - Hourly Results.csv | 7 | 9 | 17 | 4 | 1.5974 | 3.123
| SFM-wCZ03-v2015-rDXHP-t4-S14-BSLboth - Baseline Design - Hourly Results.csv | 7 | 10 | 15 | 5 | 1.174 | 2.5925
| SFM-wCZ03-v2015-rDXHP-t4-S14-BSLboth - Baseline Design - Hourly Results.csv | 7 | 10 | 16 | 5 | 1.1673 | 2.3951
| SFM-wCZ03-v2015-rDXHP-t4-S14-BSLboth - Baseline Design - Hourly Results.csv | 7 | 10 | 17 | 5 | 1.2916 | 2.5631
| SFM-wCZ03-v2015-rDXHP-t4-S14-BSLcool - Baseline Design - Hourly Results.csv | 7 | 8 | 15 | 3 | 0 | 0.34373
| SFM-wCZ03-v2015-rDXHP-t4-S14-BSLcool - Baseline Design - Hourly Results.csv | 7 | 8 | 16 | 3 | 0.21324 | 0.77619
| SFM-wCZ03-v2015-rDXHP-t4-S14-BSLcool - Baseline Design - Hourly Results.csv | 7 | 8 | 17 | 3 | 0.60205 | 1.3267
| SFM-wCZ03-v2015-rDXHP-t4-S14-BSLcool - Baseline Design - Hourly Results.csv | 7 | 9 | 15 | 4 | 1.4421 | 2.9885
| SFM-wCZ03-v2015-rDXHP-t4-S14-BSLcool - Baseline Design - Hourly Results.csv | 7 | 9 | 16 | 4 | 1.5427 | 3.0746
| SFM-wCZ03-v2015-rDXHP-t4-S14-BSLcool - Baseline Design - Hourly Results.csv | 7 | 9 | 17 | 4 | 1.5974 | 3.123
| SFM-wCZ03-v2015-rDXHP-t4-S14-BSLcool - Baseline Design - Hourly Results.csv | 7 | 10 | 15 | 5 | 1.174 | 2.5925
| SFM-wCZ03-v2015-rDXHP-t4-S14-BSLcool - Baseline Design - Hourly Results.csv | 7 | 10 | 16 | 5 | 1.1673 | 2.3951
| SFM-wCZ03-v2015-rDXHP-t4-S14-BSLcool - Baseline Design - Hourly Results.csv | 7 | 10 | 17 | 5 | 1.2916 | 2.5631
| SFM-wCZ03-v2015-rDXHP-t4-S14-BSLheat - Baseline Design - Hourly Results.csv | 7 | 8 | 15 | 3 | 0 | 0.29993
| SFM-wCZ03-v2015-rDXHP-t4-S14-BSLheat - Baseline Design - Hourly Results.csv | 7 | 8 | 16 | 3 | 0.18607 | 0.67729
| SFM-wCZ03-v2015-rDXHP-t4-S14-BSLheat - Baseline Design - Hourly Results.csv | 7 | 8 | 17 | 3 | 0.52533 | 1.1577
| SFM-wCZ03-v2015-rDXHP-t4-S14-BSLheat - Baseline Design - Hourly Results.csv | 7 | 9 | 15 | 4 | 1.2583 | 2.6077
| SFM-wCZ03-v2015-rDXHP-t4-S14-BSLheat - Baseline Design - Hourly Results.csv | 7 | 9 | 16 | 4 | 1.3461 | 2.6829
| SFM-wCZ03-v2015-rDXHP-t4-S14-BSLheat - Baseline Design - Hourly Results.csv | 7 | 9 | 17 | 4 | 1.3939 | 2.725
| SFM-wCZ03-v2015-rDXHP-t4-S14-BSLheat - Baseline Design - Hourly Results.csv | 7 | 10 | 15 | 5 | 1.0244 | 2.2622
| SFM-wCZ03-v2015-rDXHP-t4-S14-BSLheat - Baseline Design - Hourly Results.csv | 7 | 10 | 16 | 5 | 1.0186 | 2.0899
| SFM-wCZ03-v2015-rDXHP-t4-S14-BSLheat - Baseline Design - Hourly Results.csv | 7 | 10 | 17 | 5 | 1.1271 | 2.2365
| SFM-wCZ03-v2015-rDXHP-t4-S15-MSRboth - Baseline Design - Hourly Results.csv | 7 | 8 | 15 | 3 | 0 | 0.29085
| SFM-wCZ03-v2015-rDXHP-t4-S15-MSRboth - Baseline Design - Hourly Results.csv | 7 | 8 | 16 | 3 | 0.17861 | 0.65797
| SFM-wCZ03-v2015-rDXHP-t4-S15-MSRboth - Baseline Design - Hourly Results.csv | 7 | 8 | 17 | 3 | 0.50522 | 1.1272
| SFM-wCZ03-v2015-rDXHP-t4-S15-MSRboth - Baseline Design - Hourly Results.csv | 7 | 9 | 15 | 4 | 1.2017 | 2.523
| SFM-wCZ03-v2015-rDXHP-t4-S15-MSRboth - Baseline Design - Hourly Results.csv | 7 | 9 | 16 | 4 | 1.2857 | 2.5981
| SFM-wCZ03-v2015-rDXHP-t4-S15-MSRboth - Baseline Design - Hourly Results.csv | 7 | 9 | 17 | 4 | 1.332 | 2.642
| SFM-wCZ03-v2015-rDXHP-t4-S15-MSRboth - Baseline Design - Hourly Results.csv | 7 | 10 | 15 | 5 | 0.97967 | 2.188
| SFM-wCZ03-v2015-rDXHP-t4-S15-MSRboth - Baseline Design - Hourly Results.csv | 7 | 10 | 16 | 5 | 0.97163 | 2.0212
| SFM-wCZ03-v2015-rDXHP-t4-S15-MSRboth - Baseline Design - Hourly Results.csv | 7 | 10 | 17 | 5 | 1.0773 | 2.167
| SFM-wCZ03-v2015-rDXHP-t4-S15-MSRcool - Baseline Design - Hourly Results.csv | 7 | 8 | 15 | 3 | 0 | 0.29085
| SFM-wCZ03-v2015-rDXHP-t4-S15-MSRcool - Baseline Design - Hourly Results.csv | 7 | 8 | 16 | 3 | 0.17861 | 0.65797
| SFM-wCZ03-v2015-rDXHP-t4-S15-MSRcool - Baseline Design - Hourly Results.csv | 7 | 8 | 17 | 3 | 0.50522 | 1.1272
| SFM-wCZ03-v2015-rDXHP-t4-S15-MSRcool - Baseline Design - Hourly Results.csv | 7 | 9 | 15 | 4 | 1.2017 | 2.523
| SFM-wCZ03-v2015-rDXHP-t4-S15-MSRcool - Baseline Design - Hourly Results.csv | 7 | 9 | 16 | 4 | 1.2857 | 2.5981
| SFM-wCZ03-v2015-rDXHP-t4-S15-MSRcool - Baseline Design - Hourly Results.csv | 7 | 9 | 17 | 4 | 1.332 | 2.642
| SFM-wCZ03-v2015-rDXHP-t4-S15-MSRcool - Baseline Design - Hourly Results.csv | 7 | 10 | 15 | 5 | 0.97967 | 2.188
| SFM-wCZ03-v2015-rDXHP-t4-S15-MSRcool - Baseline Design - Hourly Results.csv | 7 | 10 | 16 | 5 | 0.97163 | 2.0212
| SFM-wCZ03-v2015-rDXHP-t4-S15-MSRcool - Baseline Design - Hourly Results.csv | 7 | 10 | 17 | 5 | 1.0773 | 2.167
| SFM-wCZ03-v2015-rDXHP-t4-S15-MSRheat - Baseline Design - Hourly Results.csv | 7 | 8 | 15 | 3 | 0 | 0.26358
| SFM-wCZ03-v2015-rDXHP-t4-S15-MSRheat - Baseline Design - Hourly Results.csv | 7 | 8 | 16 | 3 | 0.16186 | 0.59628
| SFM-wCZ03-v2015-rDXHP-t4-S15-MSRheat - Baseline Design - Hourly Results.csv | 7 | 8 | 17 | 3 | 0.45786 | 1.0215
| SFM-wCZ03-v2015-rDXHP-t4-S15-MSRheat - Baseline Design - Hourly Results.csv | 7 | 9 | 15 | 4 | 1.0891 | 2.2865
| SFM-wCZ03-v2015-rDXHP-t4-S15-MSRheat - Baseline Design - Hourly Results.csv | 7 | 9 | 16 | 4 | 1.1651 | 2.3545
| SFM-wCZ03-v2015-rDXHP-t4-S15-MSRheat - Baseline Design - Hourly Results.csv | 7 | 9 | 17 | 4 | 1.2071 | 2.3943
| SFM-wCZ03-v2015-rDXHP-t4-S15-MSRheat - Baseline Design - Hourly Results.csv | 7 | 10 | 15 | 5 | 0.88782 | 1.9829
| SFM-wCZ03-v2015-rDXHP-t4-S15-MSRheat - Baseline Design - Hourly Results.csv | 7 | 10 | 16 | 5 | 0.88053 | 1.8317
| SFM-wCZ03-v2015-rDXHP-t4-S15-MSRheat - Baseline Design - Hourly Results.csv | 7 | 10 | 17 | 5 | 0.97633 | 1.9638
| SFM-wCZ03-v2015-rDXHP-t4-S16-MSRboth - Baseline Design - Hourly Results.csv | 7 | 8 | 15 | 3 | 0 | 0.30362
| SFM-wCZ03-v2015-rDXHP-t4-S16-MSRboth - Baseline Design - Hourly Results.csv | 7 | 8 | 16 | 3 | 0.18631 | 0.68292
| SFM-wCZ03-v2015-rDXHP-t4-S16-MSRboth - Baseline Design - Hourly Results.csv | 7 | 8 | 17 | 3 | 0.52632 | 1.1697
| SFM-wCZ03-v2015-rDXHP-t4-S16-MSRboth - Baseline Design - Hourly Results.csv | 7 | 9 | 15 | 4 | 1.2588 | 2.6216
| SFM-wCZ03-v2015-rDXHP-t4-S16-MSRboth - Baseline Design - Hourly Results.csv | 7 | 9 | 16 | 4 | 1.3404 | 2.6957
| SFM-wCZ03-v2015-rDXHP-t4-S16-MSRboth - Baseline Design - Hourly Results.csv | 7 | 9 | 17 | 4 | 1.3827 | 2.7343
| SFM-wCZ03-v2015-rDXHP-t4-S16-MSRboth - Baseline Design - Hourly Results.csv | 7 | 10 | 15 | 5 | 1.0205 | 2.2628
| SFM-wCZ03-v2015-rDXHP-t4-S16-MSRboth - Baseline Design - Hourly Results.csv | 7 | 10 | 16 | 5 | 1.017 | 2.1003
| SFM-wCZ03-v2015-rDXHP-t4-S16-MSRboth - Baseline Design - Hourly Results.csv | 7 | 10 | 17 | 5 | 1.1247 | 2.2494
| SFM-wCZ03-v2015-rDXHP-t4-S16-MSRcool - Baseline Design - Hourly Results.csv | 7 | 8 | 15 | 3 | 0 | 0.30362
| SFM-wCZ03-v2015-rDXHP-t4-S16-MSRcool - Baseline Design - Hourly Results.csv | 7 | 8 | 16 | 3 | 0.18631 | 0.68292
| SFM-wCZ03-v2015-rDXHP-t4-S16-MSRcool - Baseline Design - Hourly Results.csv | 7 | 8 | 17 | 3 | 0.52632 | 1.1697
| SFM-wCZ03-v2015-rDXHP-t4-S16-MSRcool - Baseline Design - Hourly Results.csv | 7 | 9 | 15 | 4 | 1.2588 | 2.6216
| SFM-wCZ03-v2015-rDXHP-t4-S16-MSRcool - Baseline Design - Hourly Results.csv | 7 | 9 | 16 | 4 | 1.3404 | 2.6957
| SFM-wCZ03-v2015-rDXHP-t4-S16-MSRcool - Baseline Design - Hourly Results.csv | 7 | 9 | 17 | 4 | 1.3827 | 2.7343
| SFM-wCZ03-v2015-rDXHP-t4-S16-MSRcool - Baseline Design - Hourly Results.csv | 7 | 10 | 15 | 5 | 1.0205 | 2.2628
| SFM-wCZ03-v2015-rDXHP-t4-S16-MSRcool - Baseline Design - Hourly Results.csv | 7 | 10 | 16 | 5 | 1.017 | 2.1003
| SFM-wCZ03-v2015-rDXHP-t4-S16-MSRcool - Baseline Design - Hourly Results.csv | 7 | 10 | 17 | 5 | 1.1247 | 2.2494
| SFM-wCZ03-v2015-rDXHP-t4-S16-MSRheat - Baseline Design - Hourly Results.csv | 7 | 8 | 15 | 3 | 0 | 0.27481
| SFM-wCZ03-v2015-rDXHP-t4-S16-MSRheat - Baseline Design - Hourly Results.csv | 7 | 8 | 16 | 3 | 0.16864 | 0.61813
| SFM-wCZ03-v2015-rDXHP-t4-S16-MSRheat - Baseline Design - Hourly Results.csv | 7 | 8 | 17 | 3 | 0.47639 | 1.0588
| SFM-wCZ03-v2015-rDXHP-t4-S16-MSRheat - Baseline Design - Hourly Results.csv | 7 | 9 | 15 | 4 | 1.1394 | 2.3729
| SFM-wCZ03-v2015-rDXHP-t4-S16-MSRheat - Baseline Design - Hourly Results.csv | 7 | 9 | 16 | 4 | 1.2132 | 2.44
| SFM-wCZ03-v2015-rDXHP-t4-S16-MSRheat - Baseline Design - Hourly Results.csv | 7 | 9 | 17 | 4 | 1.2516 | 2.4749
| SFM-wCZ03-v2015-rDXHP-t4-S16-MSRheat - Baseline Design - Hourly Results.csv | 7 | 10 | 15 | 5 | 0.92365 | 2.0482
| SFM-wCZ03-v2015-rDXHP-t4-S16-MSRheat - Baseline Design - Hourly Results.csv | 7 | 10 | 16 | 5 | 0.92055 | 1.901
| SFM-wCZ03-v2015-rDXHP-t4-S16-MSRheat - Baseline Design - Hourly Results.csv | 7 | 10 | 17 | 5 | 1.018 | 2.036
| SFM-wCZ03-v2015-rDXHP-t4-S17-MSRboth - Baseline Design - Hourly Results.csv | 7 | 8 | 15 | 3 | 0 | 0.28515
| SFM-wCZ03-v2015-rDXHP-t4-S17-MSRboth - Baseline Design - Hourly Results.csv | 7 | 8 | 16 | 3 | 0.17498 | 0.64139
| SFM-wCZ03-v2015-rDXHP-t4-S17-MSRboth - Baseline Design - Hourly Results.csv | 7 | 8 | 17 | 3 | 0.49431 | 1.0986
| SFM-wCZ03-v2015-rDXHP-t4-S17-MSRboth - Baseline Design - Hourly Results.csv | 7 | 9 | 15 | 4 | 1.1823 | 2.4622
| SFM-wCZ03-v2015-rDXHP-t4-S17-MSRboth - Baseline Design - Hourly Results.csv | 7 | 9 | 16 | 4 | 1.2589 | 2.5318
| SFM-wCZ03-v2015-rDXHP-t4-S17-MSRboth - Baseline Design - Hourly Results.csv | 7 | 9 | 17 | 4 | 1.2987 | 2.568
| SFM-wCZ03-v2015-rDXHP-t4-S17-MSRboth - Baseline Design - Hourly Results.csv | 7 | 10 | 15 | 5 | 0.9584 | 2.1252
| SFM-wCZ03-v2015-rDXHP-t4-S17-MSRboth - Baseline Design - Hourly Results.csv | 7 | 10 | 16 | 5 | 0.95518 | 1.9725
| SFM-wCZ03-v2015-rDXHP-t4-S17-MSRboth - Baseline Design - Hourly Results.csv | 7 | 10 | 17 | 5 | 1.0563 | 2.1126
| SFM-wCZ03-v2015-rDXHP-t4-S17-MSRcool - Baseline Design - Hourly Results.csv | 7 | 8 | 15 | 3 | 0 | 0.28515
| SFM-wCZ03-v2015-rDXHP-t4-S17-MSRcool - Baseline Design - Hourly Results.csv | 7 | 8 | 16 | 3 | 0.17498 | 0.64139
| SFM-wCZ03-v2015-rDXHP-t4-S17-MSRcool - Baseline Design - Hourly Results.csv | 7 | 8 | 17 | 3 | 0.49431 | 1.0986
| SFM-wCZ03-v2015-rDXHP-t4-S17-MSRcool - Baseline Design - Hourly Results.csv | 7 | 9 | 15 | 4 | 1.1823 | 2.4622
| SFM-wCZ03-v2015-rDXHP-t4-S17-MSRcool - Baseline Design - Hourly Results.csv | 7 | 9 | 16 | 4 | 1.2589 | 2.5318
| SFM-wCZ03-v2015-rDXHP-t4-S17-MSRcool - Baseline Design - Hourly Results.csv | 7 | 9 | 17 | 4 | 1.2987 | 2.568
| SFM-wCZ03-v2015-rDXHP-t4-S17-MSRcool - Baseline Design - Hourly Results.csv | 7 | 10 | 15 | 5 | 0.9584 | 2.1252
| SFM-wCZ03-v2015-rDXHP-t4-S17-MSRcool - Baseline Design - Hourly Results.csv | 7 | 10 | 16 | 5 | 0.95518 | 1.9725
| SFM-wCZ03-v2015-rDXHP-t4-S17-MSRcool - Baseline Design - Hourly Results.csv | 7 | 10 | 17 | 5 | 1.0563 | 2.1126
| SFM-wCZ03-v2015-rDXHP-t4-S17-MSRheat - Baseline Design - Hourly Results.csv | 7 | 8 | 15 | 3 | 0 | 0.25677
| SFM-wCZ03-v2015-rDXHP-t4-S17-MSRheat - Baseline Design - Hourly Results.csv | 7 | 8 | 16 | 3 | 0.15756 | 0.57754
| SFM-wCZ03-v2015-rDXHP-t4-S17-MSRheat - Baseline Design - Hourly Results.csv | 7 | 8 | 17 | 3 | 0.4451 | 0.98923
| SFM-wCZ03-v2015-rDXHP-t4-S17-MSRheat - Baseline Design - Hourly Results.csv | 7 | 9 | 15 | 4 | 1.0646 | 2.2171
| SFM-wCZ03-v2015-rDXHP-t4-S17-MSRheat - Baseline Design - Hourly Results.csv | 7 | 9 | 16 | 4 | 1.1336 | 2.2797
| SFM-wCZ03-v2015-rDXHP-t4-S17-MSRheat - Baseline Design - Hourly Results.csv | 7 | 9 | 17 | 4 | 1.1694 | 2.3123
| SFM-wCZ03-v2015-rDXHP-t4-S17-MSRheat - Baseline Design - Hourly Results.csv | 7 | 10 | 15 | 5 | 0.86299 | 1.9136
| SFM-wCZ03-v2015-rDXHP-t4-S17-MSRheat - Baseline Design - Hourly Results.csv | 7 | 10 | 16 | 5 | 0.86009 | 1.7762
| SFM-wCZ03-v2015-rDXHP-t4-S17-MSRheat - Baseline Design - Hourly Results.csv | 7 | 10 | 17 | 5 | 0.95115 | 1.9023
| SFM-wCZ03-v2015-rDXHP-t5-S14-BSLboth - Baseline Design - Hourly Results.csv | 7 | 8 | 15 | 3 | 0 | 0.33081
| SFM-wCZ03-v2015-rDXHP-t5-S14-BSLboth - Baseline Design - Hourly Results.csv | 7 | 8 | 16 | 3 | 0.21576 | 0.76671
| SFM-wCZ03-v2015-rDXHP-t5-S14-BSLboth - Baseline Design - Hourly Results.csv | 7 | 8 | 17 | 3 | 0.60401 | 1.3197
| SFM-wCZ03-v2015-rDXHP-t5-S14-BSLboth - Baseline Design - Hourly Results.csv | 7 | 9 | 15 | 4 | 1.4357 | 2.9816
| SFM-wCZ03-v2015-rDXHP-t5-S14-BSLboth - Baseline Design - Hourly Results.csv | 7 | 9 | 16 | 4 | 1.5369 | 3.0681
| SFM-wCZ03-v2015-rDXHP-t5-S14-BSLboth - Baseline Design - Hourly Results.csv | 7 | 9 | 17 | 4 | 1.5926 | 3.1189
| SFM-wCZ03-v2015-rDXHP-t5-S14-BSLboth - Baseline Design - Hourly Results.csv | 7 | 10 | 15 | 5 | 1.1259 | 2.483
| SFM-wCZ03-v2015-rDXHP-t5-S14-BSLboth - Baseline Design - Hourly Results.csv | 7 | 10 | 16 | 5 | 1.1284 | 2.3074
| SFM-wCZ03-v2015-rDXHP-t5-S14-BSLboth - Baseline Design - Hourly Results.csv | 7 | 10 | 17 | 5 | 1.26 | 2.4885
| SFM-wCZ03-v2015-rDXHP-t5-S14-BSLcool - Baseline Design - Hourly Results.csv | 7 | 8 | 15 | 3 | 0 | 0.33081
| SFM-wCZ03-v2015-rDXHP-t5-S14-BSLcool - Baseline Design - Hourly Results.csv | 7 | 8 | 16 | 3 | 0.21576 | 0.76671
| SFM-wCZ03-v2015-rDXHP-t5-S14-BSLcool - Baseline Design - Hourly Results.csv | 7 | 8 | 17 | 3 | 0.60401 | 1.3197
| SFM-wCZ03-v2015-rDXHP-t5-S14-BSLcool - Baseline Design - Hourly Results.csv | 7 | 9 | 15 | 4 | 1.4357 | 2.9816
| SFM-wCZ03-v2015-rDXHP-t5-S14-BSLcool - Baseline Design - Hourly Results.csv | 7 | 9 | 16 | 4 | 1.5369 | 3.0681
| SFM-wCZ03-v2015-rDXHP-t5-S14-BSLcool - Baseline Design - Hourly Results.csv | 7 | 9 | 17 | 4 | 1.5926 | 3.1189
| SFM-wCZ03-v2015-rDXHP-t5-S14-BSLcool - Baseline Design - Hourly Results.csv | 7 | 10 | 15 | 5 | 1.1259 | 2.483
| SFM-wCZ03-v2015-rDXHP-t5-S14-BSLcool - Baseline Design - Hourly Results.csv | 7 | 10 | 16 | 5 | 1.1284 | 2.3074
| SFM-wCZ03-v2015-rDXHP-t5-S14-BSLcool - Baseline Design - Hourly Results.csv | 7 | 10 | 17 | 5 | 1.26 | 2.4885
| SFM-wCZ03-v2015-rDXHP-t5-S14-BSLheat - Baseline Design - Hourly Results.csv | 7 | 8 | 15 | 3 | 0 | 0.28866
| SFM-wCZ03-v2015-rDXHP-t5-S14-BSLheat - Baseline Design - Hourly Results.csv | 7 | 8 | 16 | 3 | 0.18826 | 0.66902
| SFM-wCZ03-v2015-rDXHP-t5-S14-BSLheat - Baseline Design - Hourly Results.csv | 7 | 8 | 17 | 3 | 0.52704 | 1.1515
| SFM-wCZ03-v2015-rDXHP-t5-S14-BSLheat - Baseline Design - Hourly Results.csv | 7 | 9 | 15 | 4 | 1.2528 | 2.6017
| SFM-wCZ03-v2015-rDXHP-t5-S14-BSLheat - Baseline Design - Hourly Results.csv | 7 | 9 | 16 | 4 | 1.3411 | 2.6772
| SFM-wCZ03-v2015-rDXHP-t5-S14-BSLheat - Baseline Design - Hourly Results.csv | 7 | 9 | 17 | 4 | 1.3897 | 2.7215
| SFM-wCZ03-v2015-rDXHP-t5-S14-BSLheat - Baseline Design - Hourly Results.csv | 7 | 10 | 15 | 5 | 0.98247 | 2.1667
| SFM-wCZ03-v2015-rDXHP-t5-S14-BSLheat - Baseline Design - Hourly Results.csv | 7 | 10 | 16 | 5 | 0.98465 | 2.0133
| SFM-wCZ03-v2015-rDXHP-t5-S14-BSLheat - Baseline Design - Hourly Results.csv | 7 | 10 | 17 | 5 | 1.0994 | 2.1714
| SFM-wCZ03-v2015-rDXHP-t5-S15-MSRboth - Baseline Design - Hourly Results.csv | 7 | 8 | 15 | 3 | 0 | 0.29236
| SFM-wCZ03-v2015-rDXHP-t5-S15-MSRboth - Baseline Design - Hourly Results.csv | 7 | 8 | 16 | 3 | 0.18069 | 0.65893
| SFM-wCZ03-v2015-rDXHP-t5-S15-MSRboth - Baseline Design - Hourly Results.csv | 7 | 8 | 17 | 3 | 0.50665 | 1.1279
| SFM-wCZ03-v2015-rDXHP-t5-S15-MSRboth - Baseline Design - Hourly Results.csv | 7 | 9 | 15 | 4 | 1.1949 | 2.5198
| SFM-wCZ03-v2015-rDXHP-t5-S15-MSRboth - Baseline Design - Hourly Results.csv | 7 | 9 | 16 | 4 | 1.2815 | 2.5927
| SFM-wCZ03-v2015-rDXHP-t5-S15-MSRboth - Baseline Design - Hourly Results.csv | 7 | 9 | 17 | 4 | 1.3272 | 2.6394
| SFM-wCZ03-v2015-rDXHP-t5-S15-MSRboth - Baseline Design - Hourly Results.csv | 7 | 10 | 15 | 5 | 0.93878 | 2.0966
| SFM-wCZ03-v2015-rDXHP-t5-S15-MSRboth - Baseline Design - Hourly Results.csv | 7 | 10 | 16 | 5 | 0.93988 | 1.9472
| SFM-wCZ03-v2015-rDXHP-t5-S15-MSRboth - Baseline Design - Hourly Results.csv | 7 | 10 | 17 | 5 | 1.0507 | 2.106
| SFM-wCZ03-v2015-rDXHP-t5-S15-MSRcool - Baseline Design - Hourly Results.csv | 7 | 8 | 15 | 3 | 0 | 0.29236
| SFM-wCZ03-v2015-rDXHP-t5-S15-MSRcool - Baseline Design - Hourly Results.csv | 7 | 8 | 16 | 3 | 0.18069 | 0.65893
| SFM-wCZ03-v2015-rDXHP-t5-S15-MSRcool - Baseline Design - Hourly Results.csv | 7 | 8 | 17 | 3 | 0.50665 | 1.1279
| SFM-wCZ03-v2015-rDXHP-t5-S15-MSRcool - Baseline Design - Hourly Results.csv | 7 | 9 | 15 | 4 | 1.1949 | 2.5198
| SFM-wCZ03-v2015-rDXHP-t5-S15-MSRcool - Baseline Design - Hourly Results.csv | 7 | 9 | 16 | 4 | 1.2815 | 2.5927
| SFM-wCZ03-v2015-rDXHP-t5-S15-MSRcool - Baseline Design - Hourly Results.csv | 7 | 9 | 17 | 4 | 1.3272 | 2.6394
| SFM-wCZ03-v2015-rDXHP-t5-S15-MSRcool - Baseline Design - Hourly Results.csv | 7 | 10 | 15 | 5 | 0.93878 | 2.0966
| SFM-wCZ03-v2015-rDXHP-t5-S15-MSRcool - Baseline Design - Hourly Results.csv | 7 | 10 | 16 | 5 | 0.93988 | 1.9472
| SFM-wCZ03-v2015-rDXHP-t5-S15-MSRcool - Baseline Design - Hourly Results.csv | 7 | 10 | 17 | 5 | 1.0507 | 2.106
| SFM-wCZ03-v2015-rDXHP-t5-S15-MSRheat - Baseline Design - Hourly Results.csv | 7 | 8 | 15 | 3 | 0 | 0.26495
| SFM-wCZ03-v2015-rDXHP-t5-S15-MSRheat - Baseline Design - Hourly Results.csv | 7 | 8 | 16 | 3 | 0.16375 | 0.59715
| SFM-wCZ03-v2015-rDXHP-t5-S15-MSRheat - Baseline Design - Hourly Results.csv | 7 | 8 | 17 | 3 | 0.45915 | 1.0221
| SFM-wCZ03-v2015-rDXHP-t5-S15-MSRheat - Baseline Design - Hourly Results.csv | 7 | 9 | 15 | 4 | 1.0829 | 2.2836
| SFM-wCZ03-v2015-rDXHP-t5-S15-MSRheat - Baseline Design - Hourly Results.csv | 7 | 9 | 16 | 4 | 1.1614 | 2.3496
| SFM-wCZ03-v2015-rDXHP-t5-S15-MSRheat - Baseline Design - Hourly Results.csv | 7 | 9 | 17 | 4 | 1.2028 | 2.392
| SFM-wCZ03-v2015-rDXHP-t5-S15-MSRheat - Baseline Design - Hourly Results.csv | 7 | 10 | 15 | 5 | 0.85077 | 1.9001
| SFM-wCZ03-v2015-rDXHP-t5-S15-MSRheat - Baseline Design - Hourly Results.csv | 7 | 10 | 16 | 5 | 0.85177 | 1.7646
| SFM-wCZ03-v2015-rDXHP-t5-S15-MSRheat - Baseline Design - Hourly Results.csv | 7 | 10 | 17 | 5 | 0.95215 | 1.9085
| SFM-wCZ03-v2015-rDXHP-t5-S16-MSRboth - Baseline Design - Hourly Results.csv | 7 | 8 | 15 | 3 | 0 | 0.30454
| SFM-wCZ03-v2015-rDXHP-t5-S16-MSRboth - Baseline Design - Hourly Results.csv | 7 | 8 | 16 | 3 | 0.18836 | 0.68355
| SFM-wCZ03-v2015-rDXHP-t5-S16-MSRboth - Baseline Design - Hourly Results.csv | 7 | 8 | 17 | 3 | 0.52778 | 1.1709
| SFM-wCZ03-v2015-rDXHP-t5-S16-MSRboth - Baseline Design - Hourly Results.csv | 7 | 9 | 15 | 4 | 1.2525 | 2.6128
| SFM-wCZ03-v2015-rDXHP-t5-S16-MSRboth - Baseline Design - Hourly Results.csv | 7 | 9 | 16 | 4 | 1.3355 | 2.6898
| SFM-wCZ03-v2015-rDXHP-t5-S16-MSRboth - Baseline Design - Hourly Results.csv | 7 | 9 | 17 | 4 | 1.378 | 2.7301
| SFM-wCZ03-v2015-rDXHP-t5-S16-MSRboth - Baseline Design - Hourly Results.csv | 7 | 10 | 15 | 5 | 0.9783 | 2.1677
| SFM-wCZ03-v2015-rDXHP-t5-S16-MSRboth - Baseline Design - Hourly Results.csv | 7 | 10 | 16 | 5 | 0.98352 | 2.0234
| SFM-wCZ03-v2015-rDXHP-t5-S16-MSRboth - Baseline Design - Hourly Results.csv | 7 | 10 | 17 | 5 | 1.0964 | 2.1863
| SFM-wCZ03-v2015-rDXHP-t5-S16-MSRcool - Baseline Design - Hourly Results.csv | 7 | 8 | 15 | 3 | 0 | 0.30454
| SFM-wCZ03-v2015-rDXHP-t5-S16-MSRcool - Baseline Design - Hourly Results.csv | 7 | 8 | 16 | 3 | 0.18836 | 0.68355
| SFM-wCZ03-v2015-rDXHP-t5-S16-MSRcool - Baseline Design - Hourly Results.csv | 7 | 8 | 17 | 3 | 0.52778 | 1.1709
| SFM-wCZ03-v2015-rDXHP-t5-S16-MSRcool - Baseline Design - Hourly Results.csv | 7 | 9 | 15 | 4 | 1.2525 | 2.6128
| SFM-wCZ03-v2015-rDXHP-t5-S16-MSRcool - Baseline Design - Hourly Results.csv | 7 | 9 | 16 | 4 | 1.3355 | 2.6898
| SFM-wCZ03-v2015-rDXHP-t5-S16-MSRcool - Baseline Design - Hourly Results.csv | 7 | 9 | 17 | 4 | 1.378 | 2.7301
| SFM-wCZ03-v2015-rDXHP-t5-S16-MSRcool - Baseline Design - Hourly Results.csv | 7 | 10 | 15 | 5 | 0.9783 | 2.1677
| SFM-wCZ03-v2015-rDXHP-t5-S16-MSRcool - Baseline Design - Hourly Results.csv | 7 | 10 | 16 | 5 | 0.98352 | 2.0234
| SFM-wCZ03-v2015-rDXHP-t5-S16-MSRcool - Baseline Design - Hourly Results.csv | 7 | 10 | 17 | 5 | 1.0964 | 2.1863
| SFM-wCZ03-v2015-rDXHP-t5-S16-MSRheat - Baseline Design - Hourly Results.csv | 7 | 8 | 15 | 3 | 0 | 0.27564
| SFM-wCZ03-v2015-rDXHP-t5-S16-MSRheat - Baseline Design - Hourly Results.csv | 7 | 8 | 16 | 3 | 0.17049 | 0.6187
| SFM-wCZ03-v2015-rDXHP-t5-S16-MSRheat - Baseline Design - Hourly Results.csv | 7 | 8 | 17 | 3 | 0.47771 | 1.0598
| SFM-wCZ03-v2015-rDXHP-t5-S16-MSRheat - Baseline Design - Hourly Results.csv | 7 | 9 | 15 | 4 | 1.1337 | 2.3649
| SFM-wCZ03-v2015-rDXHP-t5-S16-MSRheat - Baseline Design - Hourly Results.csv | 7 | 9 | 16 | 4 | 1.2088 | 2.4346
| SFM-wCZ03-v2015-rDXHP-t5-S16-MSRheat - Baseline Design - Hourly Results.csv | 7 | 9 | 17 | 4 | 1.2473 | 2.4711
| SFM-wCZ03-v2015-rDXHP-t5-S16-MSRheat - Baseline Design - Hourly Results.csv | 7 | 10 | 15 | 5 | 0.88549 | 1.9621
| SFM-wCZ03-v2015-rDXHP-t5-S16-MSRheat - Baseline Design - Hourly Results.csv | 7 | 10 | 16 | 5 | 0.89022 | 1.8314
| SFM-wCZ03-v2015-rDXHP-t5-S16-MSRheat - Baseline Design - Hourly Results.csv | 7 | 10 | 17 | 5 | 0.99242 | 1.9788
| SFM-wCZ03-v2015-rDXHP-t5-S17-MSRboth - Baseline Design - Hourly Results.csv | 7 | 8 | 15 | 3 | 0 | 0.28602
| SFM-wCZ03-v2015-rDXHP-t5-S17-MSRboth - Baseline Design - Hourly Results.csv | 7 | 8 | 16 | 3 | 0.17691 | 0.64198
| SFM-wCZ03-v2015-rDXHP-t5-S17-MSRboth - Baseline Design - Hourly Results.csv | 7 | 8 | 17 | 3 | 0.49568 | 1.0997
| SFM-wCZ03-v2015-rDXHP-t5-S17-MSRboth - Baseline Design - Hourly Results.csv | 7 | 9 | 15 | 4 | 1.1763 | 2.4539
| SFM-wCZ03-v2015-rDXHP-t5-S17-MSRboth - Baseline Design - Hourly Results.csv | 7 | 9 | 16 | 4 | 1.2542 | 2.5263
| SFM-wCZ03-v2015-rDXHP-t5-S17-MSRboth - Baseline Design - Hourly Results.csv | 7 | 9 | 17 | 4 | 1.2942 | 2.5641
| SFM-wCZ03-v2015-rDXHP-t5-S17-MSRboth - Baseline Design - Hourly Results.csv | 7 | 10 | 15 | 5 | 0.9188 | 2.0359
| SFM-wCZ03-v2015-rDXHP-t5-S17-MSRboth - Baseline Design - Hourly Results.csv | 7 | 10 | 16 | 5 | 0.92371 | 1.9003
| SFM-wCZ03-v2015-rDXHP-t5-S17-MSRboth - Baseline Design - Hourly Results.csv | 7 | 10 | 17 | 5 | 1.0298 | 2.0533
| SFM-wCZ03-v2015-rDXHP-t5-S17-MSRcool - Baseline Design - Hourly Results.csv | 7 | 8 | 15 | 3 | 0 | 0.28602
| SFM-wCZ03-v2015-rDXHP-t5-S17-MSRcool - Baseline Design - Hourly Results.csv | 7 | 8 | 16 | 3 | 0.17691 | 0.64198
| SFM-wCZ03-v2015-rDXHP-t5-S17-MSRcool - Baseline Design - Hourly Results.csv | 7 | 8 | 17 | 3 | 0.49568 | 1.0997
| SFM-wCZ03-v2015-rDXHP-t5-S17-MSRcool - Baseline Design - Hourly Results.csv | 7 | 9 | 15 | 4 | 1.1763 | 2.4539
| SFM-wCZ03-v2015-rDXHP-t5-S17-MSRcool - Baseline Design - Hourly Results.csv | 7 | 9 | 16 | 4 | 1.2542 | 2.5263
| SFM-wCZ03-v2015-rDXHP-t5-S17-MSRcool - Baseline Design - Hourly Results.csv | 7 | 9 | 17 | 4 | 1.2942 | 2.5641
| SFM-wCZ03-v2015-rDXHP-t5-S17-MSRcool - Baseline Design - Hourly Results.csv | 7 | 10 | 15 | 5 | 0.9188 | 2.0359
| SFM-wCZ03-v2015-rDXHP-t5-S17-MSRcool - Baseline Design - Hourly Results.csv | 7 | 10 | 16 | 5 | 0.92371 | 1.9003
| SFM-wCZ03-v2015-rDXHP-t5-S17-MSRcool - Baseline Design - Hourly Results.csv | 7 | 10 | 17 | 5 | 1.0298 | 2.0533
| SFM-wCZ03-v2015-rDXHP-t5-S17-MSRheat - Baseline Design - Hourly Results.csv | 7 | 8 | 15 | 3 | 0 | 0.25754
| SFM-wCZ03-v2015-rDXHP-t5-S17-MSRheat - Baseline Design - Hourly Results.csv | 7 | 8 | 16 | 3 | 0.1593 | 0.57807
| SFM-wCZ03-v2015-rDXHP-t5-S17-MSRheat - Baseline Design - Hourly Results.csv | 7 | 8 | 17 | 3 | 0.44634 | 0.99024
| SFM-wCZ03-v2015-rDXHP-t5-S17-MSRheat - Baseline Design - Hourly Results.csv | 7 | 9 | 15 | 4 | 1.0592 | 2.2096
| SFM-wCZ03-v2015-rDXHP-t5-S17-MSRheat - Baseline Design - Hourly Results.csv | 7 | 9 | 16 | 4 | 1.1294 | 2.2748
| SFM-wCZ03-v2015-rDXHP-t5-S17-MSRheat - Baseline Design - Hourly Results.csv | 7 | 9 | 17 | 4 | 1.1654 | 2.3088
| SFM-wCZ03-v2015-rDXHP-t5-S17-MSRheat - Baseline Design - Hourly Results.csv | 7 | 10 | 15 | 5 | 0.82733 | 1.8332
| SFM-wCZ03-v2015-rDXHP-t5-S17-MSRheat - Baseline Design - Hourly Results.csv | 7 | 10 | 16 | 5 | 0.83175 | 1.7112
| SFM-wCZ03-v2015-rDXHP-t5-S17-MSRheat - Baseline Design - Hourly Results.csv | 7 | 10 | 17 | 5 | 0.92724 | 1.8489
| SFM-wCZ04-v2015-rDXGF-t1-S14-BSLcool - Baseline Design - Hourly Results.csv | 9 | 1 | 15 | 2 | 2.6688 | 4.4877
| SFM-wCZ04-v2015-rDXGF-t1-S14-BSLcool - Baseline Design - Hourly Results.csv | 9 | 1 | 16 | 2 | 2.9138 | 4.8406
| SFM-wCZ04-v2015-rDXGF-t1-S14-BSLcool - Baseline Design - Hourly Results.csv | 9 | 1 | 17 | 2 | 3.1227 | 5.1404
| SFM-wCZ04-v2015-rDXGF-t1-S14-BSLcool - Baseline Design - Hourly Results.csv | 9 | 2 | 15 | 3 | 3.06 | 5.2369
| SFM-wCZ04-v2015-rDXGF-t1-S14-BSLcool - Baseline Design - Hourly Results.csv | 9 | 2 | 16 | 3 | 3.1881 | 5.3727
| SFM-wCZ04-v2015-rDXGF-t1-S14-BSLcool - Baseline Design - Hourly Results.csv | 9 | 2 | 17 | 3 | 3.2756 | 5.4559
| SFM-wCZ04-v2015-rDXGF-t1-S14-BSLcool - Baseline Design - Hourly Results.csv | 9 | 3 | 15 | 4 | 1.9244 | 3.241
| SFM-wCZ04-v2015-rDXGF-t1-S14-BSLcool - Baseline Design - Hourly Results.csv | 9 | 3 | 16 | 4 | 2.082 | 3.463
| SFM-wCZ04-v2015-rDXGF-t1-S14-BSLcool - Baseline Design - Hourly Results.csv | 9 | 3 | 17 | 4 | 2.1018 | 3.4344
| SFM-wCZ04-v2015-rDXGF-t1-S14-BSLheat - Baseline Design - Hourly Results.csv | 9 | 1 | 15 | 2 | 2.3541 | 3.9558
| SFM-wCZ04-v2015-rDXGF-t1-S14-BSLheat - Baseline Design - Hourly Results.csv | 9 | 1 | 16 | 2 | 2.5691 | 4.2695
| SFM-wCZ04-v2015-rDXGF-t1-S14-BSLheat - Baseline Design - Hourly Results.csv | 9 | 1 | 17 | 2 | 2.7539 | 4.5367
| SFM-wCZ04-v2015-rDXGF-t1-S14-BSLheat - Baseline Design - Hourly Results.csv | 9 | 2 | 15 | 3 | 2.7364 | 4.6341
| SFM-wCZ04-v2015-rDXGF-t1-S14-BSLheat - Baseline Design - Hourly Results.csv | 9 | 2 | 16 | 3 | 2.843 | 4.744
| SFM-wCZ04-v2015-rDXGF-t1-S14-BSLheat - Baseline Design - Hourly Results.csv | 9 | 2 | 17 | 3 | 2.9149 | 4.8088
| SFM-wCZ04-v2015-rDXGF-t1-S14-BSLheat - Baseline Design - Hourly Results.csv | 9 | 3 | 15 | 4 | 1.7033 | 2.8667
| SFM-wCZ04-v2015-rDXGF-t1-S14-BSLheat - Baseline Design - Hourly Results.csv | 9 | 3 | 16 | 4 | 1.8394 | 3.0676
| SFM-wCZ04-v2015-rDXGF-t1-S14-BSLheat - Baseline Design - Hourly Results.csv | 9 | 3 | 17 | 4 | 1.86 | 3.043
| SFM-wCZ04-v2015-rDXGF-t1-S15-MSRcool - Baseline Design - Hourly Results.csv | 9 | 1 | 15 | 2 | 2.21 | 3.7932
| SFM-wCZ04-v2015-rDXGF-t1-S15-MSRcool - Baseline Design - Hourly Results.csv | 9 | 1 | 16 | 2 | 2.4058 | 4.0827
| SFM-wCZ04-v2015-rDXGF-t1-S15-MSRcool - Baseline Design - Hourly Results.csv | 9 | 1 | 17 | 2 | 2.5791 | 4.3251
| SFM-wCZ04-v2015-rDXGF-t1-S15-MSRcool - Baseline Design - Hourly Results.csv | 9 | 2 | 15 | 3 | 2.5164 | 4.3278
| SFM-wCZ04-v2015-rDXGF-t1-S15-MSRcool - Baseline Design - Hourly Results.csv | 9 | 2 | 16 | 3 | 2.6216 | 4.4424
| SFM-wCZ04-v2015-rDXGF-t1-S15-MSRcool - Baseline Design - Hourly Results.csv | 9 | 2 | 17 | 3 | 2.6974 | 4.5137
| SFM-wCZ04-v2015-rDXGF-t1-S15-MSRcool - Baseline Design - Hourly Results.csv | 9 | 3 | 15 | 4 | 1.6231 | 2.7731
| SFM-wCZ04-v2015-rDXGF-t1-S15-MSRcool - Baseline Design - Hourly Results.csv | 9 | 3 | 16 | 4 | 1.7553 | 2.9641
| SFM-wCZ04-v2015-rDXGF-t1-S15-MSRcool - Baseline Design - Hourly Results.csv | 9 | 3 | 17 | 4 | 1.7803 | 2.9455
| SFM-wCZ04-v2015-rDXGF-t1-S15-MSRheat - Baseline Design - Hourly Results.csv | 9 | 1 | 15 | 2 | 2.0787 | 3.5703
| SFM-wCZ04-v2015-rDXGF-t1-S15-MSRheat - Baseline Design - Hourly Results.csv | 9 | 1 | 16 | 2 | 2.2628 | 3.8434
| SFM-wCZ04-v2015-rDXGF-t1-S15-MSRheat - Baseline Design - Hourly Results.csv | 9 | 1 | 17 | 2 | 2.425 | 4.077
| SFM-wCZ04-v2015-rDXGF-t1-S15-MSRheat - Baseline Design - Hourly Results.csv | 9 | 2 | 15 | 3 | 2.3656 | 4.0848
| SFM-wCZ04-v2015-rDXGF-t1-S15-MSRheat - Baseline Design - Hourly Results.csv | 9 | 2 | 16 | 3 | 2.4658 | 4.1836
| SFM-wCZ04-v2015-rDXGF-t1-S15-MSRheat - Baseline Design - Hourly Results.csv | 9 | 2 | 17 | 3 | 2.5377 | 4.2571
| SFM-wCZ04-v2015-rDXGF-t1-S15-MSRheat - Baseline Design - Hourly Results.csv | 9 | 3 | 15 | 4 | 1.5296 | 2.6095
| SFM-wCZ04-v2015-rDXGF-t1-S15-MSRheat - Baseline Design - Hourly Results.csv | 9 | 3 | 16 | 4 | 1.6542 | 2.7935
| SFM-wCZ04-v2015-rDXGF-t1-S15-MSRheat - Baseline Design - Hourly Results.csv | 9 | 3 | 17 | 4 | 1.6768 | 2.7789
| SFM-wCZ04-v2015-rDXGF-t1-S16-MSRcool - Baseline Design - Hourly Results.csv | 9 | 1 | 15 | 2 | 2.3222 | 3.9347
| SFM-wCZ04-v2015-rDXGF-t1-S16-MSRcool - Baseline Design - Hourly Results.csv | 9 | 1 | 16 | 2 | 2.6143 | 4.2315
| SFM-wCZ04-v2015-rDXGF-t1-S16-MSRcool - Baseline Design - Hourly Results.csv | 9 | 1 | 17 | 2 | 2.7654 | 4.4742
| SFM-wCZ04-v2015-rDXGF-t1-S16-MSRcool - Baseline Design - Hourly Results.csv | 9 | 2 | 15 | 3 | 2.7032 | 4.4845
| SFM-wCZ04-v2015-rDXGF-t1-S16-MSRcool - Baseline Design - Hourly Results.csv | 9 | 2 | 16 | 3 | 2.7904 | 4.5998
| SFM-wCZ04-v2015-rDXGF-t1-S16-MSRcool - Baseline Design - Hourly Results.csv | 9 | 2 | 17 | 3 | 2.8517 | 4.7684
| SFM-wCZ04-v2015-rDXGF-t1-S16-MSRcool - Baseline Design - Hourly Results.csv | 9 | 3 | 15 | 4 | 1.6843 | 2.8449
| SFM-wCZ04-v2015-rDXGF-t1-S16-MSRcool - Baseline Design - Hourly Results.csv | 9 | 3 | 16 | 4 | 1.8188 | 3.0371
| SFM-wCZ04-v2015-rDXGF-t1-S16-MSRcool - Baseline Design - Hourly Results.csv | 9 | 3 | 17 | 4 | 1.8404 | 3.0199
| SFM-wCZ04-v2015-rDXGF-t1-S16-MSRheat - Baseline Design - Hourly Results.csv | 9 | 1 | 15 | 2 | 2.2182 | 3.6784
| SFM-wCZ04-v2015-rDXGF-t1-S16-MSRheat - Baseline Design - Hourly Results.csv | 9 | 1 | 16 | 2 | 2.4337 | 3.9558
| SFM-wCZ04-v2015-rDXGF-t1-S16-MSRheat - Baseline Design - Hourly Results.csv | 9 | 1 | 17 | 2 | 2.5776 | 4.2836
| SFM-wCZ04-v2015-rDXGF-t1-S16-MSRheat - Baseline Design - Hourly Results.csv | 9 | 2 | 15 | 3 | 2.5385 | 4.2561
| SFM-wCZ04-v2015-rDXGF-t1-S16-MSRheat - Baseline Design - Hourly Results.csv | 9 | 2 | 16 | 3 | 2.6259 | 4.4543
| SFM-wCZ04-v2015-rDXGF-t1-S16-MSRheat - Baseline Design - Hourly Results.csv | 9 | 2 | 17 | 3 | 2.6863 | 4.4936
| SFM-wCZ04-v2015-rDXGF-t1-S16-MSRheat - Baseline Design - Hourly Results.csv | 9 | 3 | 15 | 4 | 1.5784 | 2.6675
| SFM-wCZ04-v2015-rDXGF-t1-S16-MSRheat - Baseline Design - Hourly Results.csv | 9 | 3 | 16 | 4 | 1.7053 | 2.8492
| SFM-wCZ04-v2015-rDXGF-t1-S16-MSRheat - Baseline Design - Hourly Results.csv | 9 | 3 | 17 | 4 | 1.7259 | 2.8344
| SFM-wCZ04-v2015-rDXGF-t1-S17-MSRcool - Baseline Design - Hourly Results.csv | 9 | 1 | 15 | 2 | 2.1809 | 3.6954
| SFM-wCZ04-v2015-rDXGF-t1-S17-MSRcool - Baseline Design - Hourly Results.csv | 9 | 1 | 16 | 2 | 2.4553 | 3.9742
| SFM-wCZ04-v2015-rDXGF-t1-S17-MSRcool - Baseline Design - Hourly Results.csv | 9 | 1 | 17 | 2 | 2.5972 | 4.2022
| SFM-wCZ04-v2015-rDXGF-t1-S17-MSRcool - Baseline Design - Hourly Results.csv | 9 | 2 | 15 | 3 | 2.5388 | 4.2118
| SFM-wCZ04-v2015-rDXGF-t1-S17-MSRcool - Baseline Design - Hourly Results.csv | 9 | 2 | 16 | 3 | 2.6207 | 4.3201
| SFM-wCZ04-v2015-rDXGF-t1-S17-MSRcool - Baseline Design - Hourly Results.csv | 9 | 2 | 17 | 3 | 2.6782 | 4.4784
| SFM-wCZ04-v2015-rDXGF-t1-S17-MSRcool - Baseline Design - Hourly Results.csv | 9 | 3 | 15 | 4 | 1.5818 | 2.6719
| SFM-wCZ04-v2015-rDXGF-t1-S17-MSRcool - Baseline Design - Hourly Results.csv | 9 | 3 | 16 | 4 | 1.7082 | 2.8524
| SFM-wCZ04-v2015-rDXGF-t1-S17-MSRcool - Baseline Design - Hourly Results.csv | 9 | 3 | 17 | 4 | 1.7285 | 2.8363
| SFM-wCZ04-v2015-rDXGF-t1-S17-MSRheat - Baseline Design - Hourly Results.csv | 9 | 1 | 15 | 2 | 2.0726 | 3.4368
| SFM-wCZ04-v2015-rDXGF-t1-S17-MSRheat - Baseline Design - Hourly Results.csv | 9 | 1 | 16 | 2 | 2.2738 | 3.696
| SFM-wCZ04-v2015-rDXGF-t1-S17-MSRheat - Baseline Design - Hourly Results.csv | 9 | 1 | 17 | 2 | 2.4083 | 4.0023
| SFM-wCZ04-v2015-rDXGF-t1-S17-MSRheat - Baseline Design - Hourly Results.csv | 9 | 2 | 15 | 3 | 2.3718 | 3.9766
| SFM-wCZ04-v2015-rDXGF-t1-S17-MSRheat - Baseline Design - Hourly Results.csv | 9 | 2 | 16 | 3 | 2.4534 | 4.1618
| SFM-wCZ04-v2015-rDXGF-t1-S17-MSRheat - Baseline Design - Hourly Results.csv | 9 | 2 | 17 | 3 | 2.5099 | 4.1985
| SFM-wCZ04-v2015-rDXGF-t1-S17-MSRheat - Baseline Design - Hourly Results.csv | 9 | 3 | 15 | 4 | 1.4747 | 2.4923
| SFM-wCZ04-v2015-rDXGF-t1-S17-MSRheat - Baseline Design - Hourly Results.csv | 9 | 3 | 16 | 4 | 1.5933 | 2.6621
| SFM-wCZ04-v2015-rDXGF-t1-S17-MSRheat - Baseline Design - Hourly Results.csv | 9 | 3 | 17 | 4 | 1.6125 | 2.6482
| SFM-wCZ04-v2015-rDXGF-t2-S14-BSLcool - Baseline Design - Hourly Results.csv | 9 | 1 | 15 | 2 | 2.1813 | 3.6327
| SFM-wCZ04-v2015-rDXGF-t2-S14-BSLcool - Baseline Design - Hourly Results.csv | 9 | 1 | 16 | 2 | 2.4526 | 4.0404
| SFM-wCZ04-v2015-rDXGF-t2-S14-BSLcool - Baseline Design - Hourly Results.csv | 9 | 1 | 17 | 2 | 2.6804 | 4.3739
| SFM-wCZ04-v2015-rDXGF-t2-S14-BSLcool - Baseline Design - Hourly Results.csv | 9 | 2 | 15 | 3 | 2.8882 | 5.0161
| SFM-wCZ04-v2015-rDXGF-t2-S14-BSLcool - Baseline Design - Hourly Results.csv | 9 | 2 | 16 | 3 | 2.9956 | 5.0953
| SFM-wCZ04-v2015-rDXGF-t2-S14-BSLcool - Baseline Design - Hourly Results.csv | 9 | 2 | 17 | 3 | 3.0663 | 5.1356
| SFM-wCZ04-v2015-rDXGF-t2-S14-BSLcool - Baseline Design - Hourly Results.csv | 9 | 3 | 15 | 4 | 1.8215 | 3.1473
| SFM-wCZ04-v2015-rDXGF-t2-S14-BSLcool - Baseline Design - Hourly Results.csv | 9 | 3 | 16 | 4 | 1.9601 | 3.3209
| SFM-wCZ04-v2015-rDXGF-t2-S14-BSLcool - Baseline Design - Hourly Results.csv | 9 | 3 | 17 | 4 | 1.9725 | 3.2651
| SFM-wCZ04-v2015-rDXGF-t2-S14-BSLheat - Baseline Design - Hourly Results.csv | 9 | 1 | 15 | 2 | 1.9201 | 3.1976
| SFM-wCZ04-v2015-rDXGF-t2-S14-BSLheat - Baseline Design - Hourly Results.csv | 9 | 1 | 16 | 2 | 2.1568 | 3.5562
| SFM-wCZ04-v2015-rDXGF-t2-S14-BSLheat - Baseline Design - Hourly Results.csv | 9 | 1 | 17 | 2 | 2.3583 | 3.857
| SFM-wCZ04-v2015-rDXGF-t2-S14-BSLheat - Baseline Design - Hourly Results.csv | 9 | 2 | 15 | 3 | 2.5328 | 4.4043
| SFM-wCZ04-v2015-rDXGF-t2-S14-BSLheat - Baseline Design - Hourly Results.csv | 9 | 2 | 16 | 3 | 2.6292 | 4.4744
| SFM-wCZ04-v2015-rDXGF-t2-S14-BSLheat - Baseline Design - Hourly Results.csv | 9 | 2 | 17 | 3 | 2.6942 | 4.5186
| SFM-wCZ04-v2015-rDXGF-t2-S14-BSLheat - Baseline Design - Hourly Results.csv | 9 | 3 | 15 | 4 | 1.6079 | 2.7804
| SFM-wCZ04-v2015-rDXGF-t2-S14-BSLheat - Baseline Design - Hourly Results.csv | 9 | 3 | 16 | 4 | 1.7305 | 2.9376
| SFM-wCZ04-v2015-rDXGF-t2-S14-BSLheat - Baseline Design - Hourly Results.csv | 9 | 3 | 17 | 4 | 1.7433 | 2.8888
| SFM-wCZ04-v2015-rDXGF-t2-S15-MSRcool - Baseline Design - Hourly Results.csv | 9 | 1 | 15 | 2 | 1.8314 | 3.0972
| SFM-wCZ04-v2015-rDXGF-t2-S15-MSRcool - Baseline Design - Hourly Results.csv | 9 | 1 | 16 | 2 | 2.0501 | 3.4349
| SFM-wCZ04-v2015-rDXGF-t2-S15-MSRcool - Baseline Design - Hourly Results.csv | 9 | 1 | 17 | 2 | 2.2356 | 3.7138
| SFM-wCZ04-v2015-rDXGF-t2-S15-MSRcool - Baseline Design - Hourly Results.csv | 9 | 2 | 15 | 3 | 2.3548 | 4.173
| SFM-wCZ04-v2015-rDXGF-t2-S15-MSRcool - Baseline Design - Hourly Results.csv | 9 | 2 | 16 | 3 | 2.4511 | 4.2369
| SFM-wCZ04-v2015-rDXGF-t2-S15-MSRcool - Baseline Design - Hourly Results.csv | 9 | 2 | 17 | 3 | 2.5195 | 4.2827
| SFM-wCZ04-v2015-rDXGF-t2-S15-MSRcool - Baseline Design - Hourly Results.csv | 9 | 3 | 15 | 4 | 1.5375 | 2.6928
| SFM-wCZ04-v2015-rDXGF-t2-S15-MSRcool - Baseline Design - Hourly Results.csv | 9 | 3 | 16 | 4 | 1.6573 | 2.8452
| SFM-wCZ04-v2015-rDXGF-t2-S15-MSRcool - Baseline Design - Hourly Results.csv | 9 | 3 | 17 | 4 | 1.6728 | 2.8028
| SFM-wCZ04-v2015-rDXGF-t2-S15-MSRheat - Baseline Design - Hourly Results.csv | 9 | 1 | 15 | 2 | 1.7177 | 2.9041
| SFM-wCZ04-v2015-rDXGF-t2-S15-MSRheat - Baseline Design - Hourly Results.csv | 9 | 1 | 16 | 2 | 1.9228 | 3.2242
| SFM-wCZ04-v2015-rDXGF-t2-S15-MSRheat - Baseline Design - Hourly Results.csv | 9 | 1 | 17 | 2 | 2.1006 | 3.4932
| SFM-wCZ04-v2015-rDXGF-t2-S15-MSRheat - Baseline Design - Hourly Results.csv | 9 | 2 | 15 | 3 | 2.2154 | 3.9613
| SFM-wCZ04-v2015-rDXGF-t2-S15-MSRheat - Baseline Design - Hourly Results.csv | 9 | 2 | 16 | 3 | 2.3047 | 4.0117
| SFM-wCZ04-v2015-rDXGF-t2-S15-MSRheat - Baseline Design - Hourly Results.csv | 9 | 2 | 17 | 3 | 2.3698 | 4.0268
| SFM-wCZ04-v2015-rDXGF-t2-S15-MSRheat - Baseline Design - Hourly Results.csv | 9 | 3 | 15 | 4 | 1.4467 | 2.534
| SFM-wCZ04-v2015-rDXGF-t2-S15-MSRheat - Baseline Design - Hourly Results.csv | 9 | 3 | 16 | 4 | 1.5565 | 2.6775
| SFM-wCZ04-v2015-rDXGF-t2-S15-MSRheat - Baseline Design - Hourly Results.csv | 9 | 3 | 17 | 4 | 1.5732 | 2.6403
| SFM-wCZ04-v2015-rDXGF-t2-S16-MSRcool - Baseline Design - Hourly Results.csv | 9 | 1 | 15 | 2 | 1.9063 | 3.1866
| SFM-wCZ04-v2015-rDXGF-t2-S16-MSRcool - Baseline Design - Hourly Results.csv | 9 | 1 | 16 | 2 | 2.1363 | 3.5314
| SFM-wCZ04-v2015-rDXGF-t2-S16-MSRcool - Baseline Design - Hourly Results.csv | 9 | 1 | 17 | 2 | 2.3253 | 3.8121
| SFM-wCZ04-v2015-rDXGF-t2-S16-MSRcool - Baseline Design - Hourly Results.csv | 9 | 2 | 15 | 3 | 2.5879 | 4.3502
| SFM-wCZ04-v2015-rDXGF-t2-S16-MSRcool - Baseline Design - Hourly Results.csv | 9 | 2 | 16 | 3 | 2.6664 | 4.4101
| SFM-wCZ04-v2015-rDXGF-t2-S16-MSRcool - Baseline Design - Hourly Results.csv | 9 | 2 | 17 | 3 | 2.7199 | 4.442
| SFM-wCZ04-v2015-rDXGF-t2-S16-MSRcool - Baseline Design - Hourly Results.csv | 9 | 3 | 15 | 4 | 1.5943 | 2.758
| SFM-wCZ04-v2015-rDXGF-t2-S16-MSRcool - Baseline Design - Hourly Results.csv | 9 | 3 | 16 | 4 | 1.7124 | 2.9116
| SFM-wCZ04-v2015-rDXGF-t2-S16-MSRcool - Baseline Design - Hourly Results.csv | 9 | 3 | 17 | 4 | 1.7312 | 2.8723
| SFM-wCZ04-v2015-rDXGF-t2-S16-MSRheat - Baseline Design - Hourly Results.csv | 9 | 1 | 15 | 2 | 1.7798 | 2.9714
| SFM-wCZ04-v2015-rDXGF-t2-S16-MSRheat - Baseline Design - Hourly Results.csv | 9 | 1 | 16 | 2 | 1.9917 | 3.2968
| SFM-wCZ04-v2015-rDXGF-t2-S16-MSRheat - Baseline Design - Hourly Results.csv | 9 | 1 | 17 | 2 | 2.2181 | 3.5599
| SFM-wCZ04-v2015-rDXGF-t2-S16-MSRheat - Baseline Design - Hourly Results.csv | 9 | 2 | 15 | 3 | 2.4157 | 4.0556
| SFM-wCZ04-v2015-rDXGF-t2-S16-MSRheat - Baseline Design - Hourly Results.csv | 9 | 2 | 16 | 3 | 2.486 | 4.1189
| SFM-wCZ04-v2015-rDXGF-t2-S16-MSRheat - Baseline Design - Hourly Results.csv | 9 | 2 | 17 | 3 | 2.5311 | 4.2457
| SFM-wCZ04-v2015-rDXGF-t2-S16-MSRheat - Baseline Design - Hourly Results.csv | 9 | 3 | 15 | 4 | 1.4901 | 2.5756
| SFM-wCZ04-v2015-rDXGF-t2-S16-MSRheat - Baseline Design - Hourly Results.csv | 9 | 3 | 16 | 4 | 1.6014 | 2.721
| SFM-wCZ04-v2015-rDXGF-t2-S16-MSRheat - Baseline Design - Hourly Results.csv | 9 | 3 | 17 | 4 | 1.6176 | 2.6852
| SFM-wCZ04-v2015-rDXGF-t2-S17-MSRcool - Baseline Design - Hourly Results.csv | 9 | 1 | 15 | 2 | 1.7903 | 2.9928
| SFM-wCZ04-v2015-rDXGF-t2-S17-MSRcool - Baseline Design - Hourly Results.csv | 9 | 1 | 16 | 2 | 2.0064 | 3.3166
| SFM-wCZ04-v2015-rDXGF-t2-S17-MSRcool - Baseline Design - Hourly Results.csv | 9 | 1 | 17 | 2 | 2.1839 | 3.5803
| SFM-wCZ04-v2015-rDXGF-t2-S17-MSRcool - Baseline Design - Hourly Results.csv | 9 | 2 | 15 | 3 | 2.4305 | 4.0856
| SFM-wCZ04-v2015-rDXGF-t2-S17-MSRcool - Baseline Design - Hourly Results.csv | 9 | 2 | 16 | 3 | 2.5042 | 4.1419
| SFM-wCZ04-v2015-rDXGF-t2-S17-MSRcool - Baseline Design - Hourly Results.csv | 9 | 2 | 17 | 3 | 2.5545 | 4.1719
| SFM-wCZ04-v2015-rDXGF-t2-S17-MSRcool - Baseline Design - Hourly Results.csv | 9 | 3 | 15 | 4 | 1.4974 | 2.5903
| SFM-wCZ04-v2015-rDXGF-t2-S17-MSRcool - Baseline Design - Hourly Results.csv | 9 | 3 | 16 | 4 | 1.6083 | 2.7345
| SFM-wCZ04-v2015-rDXGF-t2-S17-MSRcool - Baseline Design - Hourly Results.csv | 9 | 3 | 17 | 4 | 1.626 | 2.6976
| SFM-wCZ04-v2015-rDXGF-t2-S17-MSRheat - Baseline Design - Hourly Results.csv | 9 | 1 | 15 | 2 | 1.6629 | 2.7763
| SFM-wCZ04-v2015-rDXGF-t2-S17-MSRheat - Baseline Design - Hourly Results.csv | 9 | 1 | 16 | 2 | 1.8609 | 3.0803
| SFM-wCZ04-v2015-rDXGF-t2-S17-MSRheat - Baseline Design - Hourly Results.csv | 9 | 1 | 17 | 2 | 2.0724 | 3.3261
| SFM-wCZ04-v2015-rDXGF-t2-S17-MSRheat - Baseline Design - Hourly Results.csv | 9 | 2 | 15 | 3 | 2.257 | 3.7892
| SFM-wCZ04-v2015-rDXGF-t2-S17-MSRheat - Baseline Design - Hourly Results.csv | 9 | 2 | 16 | 3 | 2.3228 | 3.8484
| SFM-wCZ04-v2015-rDXGF-t2-S17-MSRheat - Baseline Design - Hourly Results.csv | 9 | 2 | 17 | 3 | 2.3649 | 3.9669
| SFM-wCZ04-v2015-rDXGF-t2-S17-MSRheat - Baseline Design - Hourly Results.csv | 9 | 3 | 15 | 4 | 1.3922 | 2.4065
| SFM-wCZ04-v2015-rDXGF-t2-S17-MSRheat - Baseline Design - Hourly Results.csv | 9 | 3 | 16 | 4 | 1.4962 | 2.5423
| SFM-wCZ04-v2015-rDXGF-t2-S17-MSRheat - Baseline Design - Hourly Results.csv | 9 | 3 | 17 | 4 | 1.5113 | 2.5089
| SFM-wCZ04-v2015-rDXGF-t3-S14-BSLcool - Baseline Design - Hourly Results.csv | 9 | 1 | 15 | 2 | 1.6024 | 2.3061
| SFM-wCZ04-v2015-rDXGF-t3-S14-BSLcool - Baseline Design - Hourly Results.csv | 9 | 1 | 16 | 2 | 1.9297 | 2.8872
| SFM-wCZ04-v2015-rDXGF-t3-S14-BSLcool - Baseline Design - Hourly Results.csv | 9 | 1 | 17 | 2 | 2.1929 | 3.3451
| SFM-wCZ04-v2015-rDXGF-t3-S14-BSLcool - Baseline Design - Hourly Results.csv | 9 | 2 | 15 | 3 | 2.3266 | 3.9895
| SFM-wCZ04-v2015-rDXGF-t3-S14-BSLcool - Baseline Design - Hourly Results.csv | 9 | 2 | 16 | 3 | 2.472 | 4.156
| SFM-wCZ04-v2015-rDXGF-t3-S14-BSLcool - Baseline Design - Hourly Results.csv | 9 | 2 | 17 | 3 | 2.5802 | 4.2687
| SFM-wCZ04-v2015-rDXGF-t3-S14-BSLcool - Baseline Design - Hourly Results.csv | 9 | 3 | 15 | 4 | 1.3396 | 2.2788
| SFM-wCZ04-v2015-rDXGF-t3-S14-BSLcool - Baseline Design - Hourly Results.csv | 9 | 3 | 16 | 4 | 1.5152 | 2.5295
| SFM-wCZ04-v2015-rDXGF-t3-S14-BSLcool - Baseline Design - Hourly Results.csv | 9 | 3 | 17 | 4 | 1.5692 | 2.5535
| SFM-wCZ04-v2015-rDXGF-t3-S14-BSLheat - Baseline Design - Hourly Results.csv | 9 | 1 | 15 | 2 | 1.4058 | 2.0221
| SFM-wCZ04-v2015-rDXGF-t3-S14-BSLheat - Baseline Design - Hourly Results.csv | 9 | 1 | 16 | 2 | 1.6918 | 2.5328
| SFM-wCZ04-v2015-rDXGF-t3-S14-BSLheat - Baseline Design - Hourly Results.csv | 9 | 1 | 17 | 2 | 1.9276 | 2.938
| SFM-wCZ04-v2015-rDXGF-t3-S14-BSLheat - Baseline Design - Hourly Results.csv | 9 | 2 | 15 | 3 | 2.0384 | 3.5025
| SFM-wCZ04-v2015-rDXGF-t3-S14-BSLheat - Baseline Design - Hourly Results.csv | 9 | 2 | 16 | 3 | 2.1688 | 3.6481
| SFM-wCZ04-v2015-rDXGF-t3-S14-BSLheat - Baseline Design - Hourly Results.csv | 9 | 2 | 17 | 3 | 2.2649 | 3.7547
| SFM-wCZ04-v2015-rDXGF-t3-S14-BSLheat - Baseline Design - Hourly Results.csv | 9 | 3 | 15 | 4 | 1.1797 | 2.0085
| SFM-wCZ04-v2015-rDXGF-t3-S14-BSLheat - Baseline Design - Hourly Results.csv | 9 | 3 | 16 | 4 | 1.3346 | 2.2289
| SFM-wCZ04-v2015-rDXGF-t3-S14-BSLheat - Baseline Design - Hourly Results.csv | 9 | 3 | 17 | 4 | 1.3829 | 2.253
| SFM-wCZ04-v2015-rDXGF-t3-S15-MSRcool - Baseline Design - Hourly Results.csv | 9 | 1 | 15 | 2 | 1.3742 | 2.0382
| SFM-wCZ04-v2015-rDXGF-t3-S15-MSRcool - Baseline Design - Hourly Results.csv | 9 | 1 | 16 | 2 | 1.6407 | 2.5188
| SFM-wCZ04-v2015-rDXGF-t3-S15-MSRcool - Baseline Design - Hourly Results.csv | 9 | 1 | 17 | 2 | 1.8575 | 2.8971
| SFM-wCZ04-v2015-rDXGF-t3-S15-MSRcool - Baseline Design - Hourly Results.csv | 9 | 2 | 15 | 3 | 1.9242 | 3.4015
| SFM-wCZ04-v2015-rDXGF-t3-S15-MSRcool - Baseline Design - Hourly Results.csv | 9 | 2 | 16 | 3 | 2.0497 | 3.5281
| SFM-wCZ04-v2015-rDXGF-t3-S15-MSRcool - Baseline Design - Hourly Results.csv | 9 | 2 | 17 | 3 | 2.1439 | 3.6058
| SFM-wCZ04-v2015-rDXGF-t3-S15-MSRcool - Baseline Design - Hourly Results.csv | 9 | 3 | 15 | 4 | 1.1419 | 1.9677
| SFM-wCZ04-v2015-rDXGF-t3-S15-MSRcool - Baseline Design - Hourly Results.csv | 9 | 3 | 16 | 4 | 1.2892 | 2.1813
| SFM-wCZ04-v2015-rDXGF-t3-S15-MSRcool - Baseline Design - Hourly Results.csv | 9 | 3 | 17 | 4 | 1.3391 | 2.2071
| SFM-wCZ04-v2015-rDXGF-t3-S15-MSRheat - Baseline Design - Hourly Results.csv | 9 | 1 | 15 | 2 | 1.2741 | 1.8622
| SFM-wCZ04-v2015-rDXGF-t3-S15-MSRheat - Baseline Design - Hourly Results.csv | 9 | 1 | 16 | 2 | 1.5274 | 2.3249
| SFM-wCZ04-v2015-rDXGF-t3-S15-MSRheat - Baseline Design - Hourly Results.csv | 9 | 1 | 17 | 2 | 1.7334 | 2.692
| SFM-wCZ04-v2015-rDXGF-t3-S15-MSRheat - Baseline Design - Hourly Results.csv | 9 | 2 | 15 | 3 | 1.8147 | 3.2243
| SFM-wCZ04-v2015-rDXGF-t3-S15-MSRheat - Baseline Design - Hourly Results.csv | 9 | 2 | 16 | 3 | 1.9207 | 3.3449
| SFM-wCZ04-v2015-rDXGF-t3-S15-MSRheat - Baseline Design - Hourly Results.csv | 9 | 2 | 17 | 3 | 2.0086 | 3.4162
| SFM-wCZ04-v2015-rDXGF-t3-S15-MSRheat - Baseline Design - Hourly Results.csv | 9 | 3 | 15 | 4 | 1.0694 | 1.8446
| SFM-wCZ04-v2015-rDXGF-t3-S15-MSRheat - Baseline Design - Hourly Results.csv | 9 | 3 | 16 | 4 | 1.2091 | 2.0468
| SFM-wCZ04-v2015-rDXGF-t3-S15-MSRheat - Baseline Design - Hourly Results.csv | 9 | 3 | 17 | 4 | 1.255 | 2.0721
| SFM-wCZ04-v2015-rDXGF-t3-S16-MSRcool - Baseline Design - Hourly Results.csv | 9 | 1 | 15 | 2 | 1.418 | 2.0741
| SFM-wCZ04-v2015-rDXGF-t3-S16-MSRcool - Baseline Design - Hourly Results.csv | 9 | 1 | 16 | 2 | 1.6947 | 2.5666
| SFM-wCZ04-v2015-rDXGF-t3-S16-MSRcool - Baseline Design - Hourly Results.csv | 9 | 1 | 17 | 2 | 1.916 | 2.9518
| SFM-wCZ04-v2015-rDXGF-t3-S16-MSRcool - Baseline Design - Hourly Results.csv | 9 | 2 | 15 | 3 | 2.0244 | 3.4824
| SFM-wCZ04-v2015-rDXGF-t3-S16-MSRcool - Baseline Design - Hourly Results.csv | 9 | 2 | 16 | 3 | 2.1475 | 3.6193
| SFM-wCZ04-v2015-rDXGF-t3-S16-MSRcool - Baseline Design - Hourly Results.csv | 9 | 2 | 17 | 3 | 2.2343 | 3.7137
| SFM-wCZ04-v2015-rDXGF-t3-S16-MSRcool - Baseline Design - Hourly Results.csv | 9 | 3 | 15 | 4 | 1.1761 | 2
| SFM-wCZ04-v2015-rDXGF-t3-S16-MSRcool - Baseline Design - Hourly Results.csv | 9 | 3 | 16 | 4 | 1.3285 | 2.2175
| SFM-wCZ04-v2015-rDXGF-t3-S16-MSRcool - Baseline Design - Hourly Results.csv | 9 | 3 | 17 | 4 | 1.3795 | 2.2473
| SFM-wCZ04-v2015-rDXGF-t3-S16-MSRheat - Baseline Design - Hourly Results.csv | 9 | 1 | 15 | 2 | 1.3042 | 1.8788
| SFM-wCZ04-v2015-rDXGF-t3-S16-MSRheat - Baseline Design - Hourly Results.csv | 9 | 1 | 16 | 2 | 1.5654 | 2.3494
| SFM-wCZ04-v2015-rDXGF-t3-S16-MSRheat - Baseline Design - Hourly Results.csv | 9 | 1 | 17 | 2 | 1.7739 | 2.716
| SFM-wCZ04-v2015-rDXGF-t3-S16-MSRheat - Baseline Design - Hourly Results.csv | 9 | 2 | 15 | 3 | 1.8809 | 3.2218
| SFM-wCZ04-v2015-rDXGF-t3-S16-MSRheat - Baseline Design - Hourly Results.csv | 9 | 2 | 16 | 3 | 1.9978 | 3.3635
| SFM-wCZ04-v2015-rDXGF-t3-S16-MSRheat - Baseline Design - Hourly Results.csv | 9 | 2 | 17 | 3 | 2.0791 | 3.4579
| SFM-wCZ04-v2015-rDXGF-t3-S16-MSRheat - Baseline Design - Hourly Results.csv | 9 | 3 | 15 | 4 | 1.0938 | 1.8599
| SFM-wCZ04-v2015-rDXGF-t3-S16-MSRheat - Baseline Design - Hourly Results.csv | 9 | 3 | 16 | 4 | 1.2364 | 2.0638
| SFM-wCZ04-v2015-rDXGF-t3-S16-MSRheat - Baseline Design - Hourly Results.csv | 9 | 3 | 17 | 4 | 1.2846 | 2.0936
| SFM-wCZ04-v2015-rDXGF-t3-S17-MSRcool - Baseline Design - Hourly Results.csv | 9 | 1 | 15 | 2 | 1.3317 | 1.948
| SFM-wCZ04-v2015-rDXGF-t3-S17-MSRcool - Baseline Design - Hourly Results.csv | 9 | 1 | 16 | 2 | 1.5916 | 2.4106
| SFM-wCZ04-v2015-rDXGF-t3-S17-MSRcool - Baseline Design - Hourly Results.csv | 9 | 1 | 17 | 2 | 1.7994 | 2.7723
| SFM-wCZ04-v2015-rDXGF-t3-S17-MSRcool - Baseline Design - Hourly Results.csv | 9 | 2 | 15 | 3 | 1.9013 | 3.2706
| SFM-wCZ04-v2015-rDXGF-t3-S17-MSRcool - Baseline Design - Hourly Results.csv | 9 | 2 | 16 | 3 | 2.0169 | 3.3992
| SFM-wCZ04-v2015-rDXGF-t3-S17-MSRcool - Baseline Design - Hourly Results.csv | 9 | 2 | 17 | 3 | 2.0984 | 3.4879
| SFM-wCZ04-v2015-rDXGF-t3-S17-MSRcool - Baseline Design - Hourly Results.csv | 9 | 3 | 15 | 4 | 1.1045 | 1.8784
| SFM-wCZ04-v2015-rDXGF-t3-S17-MSRcool - Baseline Design - Hourly Results.csv | 9 | 3 | 16 | 4 | 1.2477 | 2.0827
| SFM-wCZ04-v2015-rDXGF-t3-S17-MSRcool - Baseline Design - Hourly Results.csv | 9 | 3 | 17 | 4 | 1.2956 | 2.1107
| SFM-wCZ04-v2015-rDXGF-t3-S17-MSRheat - Baseline Design - Hourly Results.csv | 9 | 1 | 15 | 2 | 1.2186 | 1.7554
| SFM-wCZ04-v2015-rDXGF-t3-S17-MSRheat - Baseline Design - Hourly Results.csv | 9 | 1 | 16 | 2 | 1.4626 | 2.1951
| SFM-wCZ04-v2015-rDXGF-t3-S17-MSRheat - Baseline Design - Hourly Results.csv | 9 | 1 | 17 | 2 | 1.6574 | 2.5376
| SFM-wCZ04-v2015-rDXGF-t3-S17-MSRheat - Baseline Design - Hourly Results.csv | 9 | 2 | 15 | 3 | 1.7574 | 3.0103
| SFM-wCZ04-v2015-rDXGF-t3-S17-MSRheat - Baseline Design - Hourly Results.csv | 9 | 2 | 16 | 3 | 1.8666 | 3.1426
| SFM-wCZ04-v2015-rDXGF-t3-S17-MSRheat - Baseline Design - Hourly Results.csv | 9 | 2 | 17 | 3 | 1.9425 | 3.2308
| SFM-wCZ04-v2015-rDXGF-t3-S17-MSRheat - Baseline Design - Hourly Results.csv | 9 | 3 | 15 | 4 | 1.022 | 1.7378
| SFM-wCZ04-v2015-rDXGF-t3-S17-MSRheat - Baseline Design - Hourly Results.csv | 9 | 3 | 16 | 4 | 1.1552 | 1.9283
| SFM-wCZ04-v2015-rDXGF-t3-S17-MSRheat - Baseline Design - Hourly Results.csv | 9 | 3 | 17 | 4 | 1.2002 | 1.9561
| SFM-wCZ04-v2015-rDXGF-t4-S14-BSLcool - Baseline Design - Hourly Results.csv | 9 | 1 | 15 | 2 | 0.74917 | 0.14815
| SFM-wCZ04-v2015-rDXGF-t4-S14-BSLcool - Baseline Design - Hourly Results.csv | 9 | 1 | 16 | 2 | 1.2301 | 1.0862
| SFM-wCZ04-v2015-rDXGF-t4-S14-BSLcool - Baseline Design - Hourly Results.csv | 9 | 1 | 17 | 2 | 1.5885 | 1.8709
| SFM-wCZ04-v2015-rDXGF-t4-S14-BSLcool - Baseline Design - Hourly Results.csv | 9 | 2 | 15 | 3 | 2.0046 | 3.4907
| SFM-wCZ04-v2015-rDXGF-t4-S14-BSLcool - Baseline Design - Hourly Results.csv | 9 | 2 | 16 | 3 | 2.1589 | 3.6599
| SFM-wCZ04-v2015-rDXGF-t4-S14-BSLcool - Baseline Design - Hourly Results.csv | 9 | 2 | 17 | 3 | 2.2765 | 3.7892
| SFM-wCZ04-v2015-rDXGF-t4-S14-BSLcool - Baseline Design - Hourly Results.csv | 9 | 3 | 15 | 4 | 1.1459 | 2.035
| SFM-wCZ04-v2015-rDXGF-t4-S14-BSLcool - Baseline Design - Hourly Results.csv | 9 | 3 | 16 | 4 | 1.3195 | 2.2659
| SFM-wCZ04-v2015-rDXGF-t4-S14-BSLcool - Baseline Design - Hourly Results.csv | 9 | 3 | 17 | 4 | 1.3789 | 2.2862
| SFM-wCZ04-v2015-rDXGF-t4-S14-BSLheat - Baseline Design - Hourly Results.csv | 9 | 1 | 15 | 2 | 0.65428 | 0.12889
| SFM-wCZ04-v2015-rDXGF-t4-S14-BSLheat - Baseline Design - Hourly Results.csv | 9 | 1 | 16 | 2 | 1.0755 | 0.94851
| SFM-wCZ04-v2015-rDXGF-t4-S14-BSLheat - Baseline Design - Hourly Results.csv | 9 | 1 | 17 | 2 | 1.3918 | 1.6373
| SFM-wCZ04-v2015-rDXGF-t4-S14-BSLheat - Baseline Design - Hourly Results.csv | 9 | 2 | 15 | 3 | 1.7532 | 3.1062
| SFM-wCZ04-v2015-rDXGF-t4-S14-BSLheat - Baseline Design - Hourly Results.csv | 9 | 2 | 16 | 3 | 1.8921 | 3.2508
| SFM-wCZ04-v2015-rDXGF-t4-S14-BSLheat - Baseline Design - Hourly Results.csv | 9 | 2 | 17 | 3 | 1.9963 | 3.3377
| SFM-wCZ04-v2015-rDXGF-t4-S14-BSLheat - Baseline Design - Hourly Results.csv | 9 | 3 | 15 | 4 | 1.0068 | 1.7895
| SFM-wCZ04-v2015-rDXGF-t4-S14-BSLheat - Baseline Design - Hourly Results.csv | 9 | 3 | 16 | 4 | 1.1598 | 1.9944
| SFM-wCZ04-v2015-rDXGF-t4-S14-BSLheat - Baseline Design - Hourly Results.csv | 9 | 3 | 17 | 4 | 1.2128 | 2.0134
| SFM-wCZ04-v2015-rDXGF-t4-S15-MSRcool - Baseline Design - Hourly Results.csv | 9 | 1 | 15 | 2 | 0.64463 | 0.12884
| SFM-wCZ04-v2015-rDXGF-t4-S15-MSRcool - Baseline Design - Hourly Results.csv | 9 | 1 | 16 | 2 | 1.0523 | 0.94646
| SFM-wCZ04-v2015-rDXGF-t4-S15-MSRcool - Baseline Design - Hourly Results.csv | 9 | 1 | 17 | 2 | 1.3544 | 1.6251
| SFM-wCZ04-v2015-rDXGF-t4-S15-MSRcool - Baseline Design - Hourly Results.csv | 9 | 2 | 15 | 3 | 1.682 | 3.0337
| SFM-wCZ04-v2015-rDXGF-t4-S15-MSRcool - Baseline Design - Hourly Results.csv | 9 | 2 | 16 | 3 | 1.8033 | 3.1717
| SFM-wCZ04-v2015-rDXGF-t4-S15-MSRcool - Baseline Design - Hourly Results.csv | 9 | 2 | 17 | 3 | 1.9059 | 3.2612
| SFM-wCZ04-v2015-rDXGF-t4-S15-MSRcool - Baseline Design - Hourly Results.csv | 9 | 3 | 15 | 4 | 0.98079 | 1.7611
| SFM-wCZ04-v2015-rDXGF-t4-S15-MSRcool - Baseline Design - Hourly Results.csv | 9 | 3 | 16 | 4 | 1.1279 | 1.9613
| SFM-wCZ04-v2015-rDXGF-t4-S15-MSRcool - Baseline Design - Hourly Results.csv | 9 | 3 | 17 | 4 | 1.181 | 1.9847
| SFM-wCZ04-v2015-rDXGF-t4-S15-MSRheat - Baseline Design - Hourly Results.csv | 9 | 1 | 15 | 2 | 0.59932 | 0.1193
| SFM-wCZ04-v2015-rDXGF-t4-S15-MSRheat - Baseline Design - Hourly Results.csv | 9 | 1 | 16 | 2 | 0.98055 | 0.87919
| SFM-wCZ04-v2015-rDXGF-t4-S15-MSRheat - Baseline Design - Hourly Results.csv | 9 | 1 | 17 | 2 | 1.2644 | 1.5138
| SFM-wCZ04-v2015-rDXGF-t4-S15-MSRheat - Baseline Design - Hourly Results.csv | 9 | 2 | 15 | 3 | 1.5897 | 2.8755
| SFM-wCZ04-v2015-rDXGF-t4-S15-MSRheat - Baseline Design - Hourly Results.csv | 9 | 2 | 16 | 3 | 1.7041 | 3.008
| SFM-wCZ04-v2015-rDXGF-t4-S15-MSRheat - Baseline Design - Hourly Results.csv | 9 | 2 | 17 | 3 | 1.7837 | 3.0892
| SFM-wCZ04-v2015-rDXGF-t4-S15-MSRheat - Baseline Design - Hourly Results.csv | 9 | 3 | 15 | 4 | 0.91716 | 1.6497
| SFM-wCZ04-v2015-rDXGF-t4-S15-MSRheat - Baseline Design - Hourly Results.csv | 9 | 3 | 16 | 4 | 1.0557 | 1.8379
| SFM-wCZ04-v2015-rDXGF-t4-S15-MSRheat - Baseline Design - Hourly Results.csv | 9 | 3 | 17 | 4 | 1.1054 | 1.8597
| SFM-wCZ04-v2015-rDXGF-t4-S16-MSRcool - Baseline Design - Hourly Results.csv | 9 | 1 | 15 | 2 | 0.65621 | 0.12955
| SFM-wCZ04-v2015-rDXGF-t4-S16-MSRcool - Baseline Design - Hourly Results.csv | 9 | 1 | 16 | 2 | 1.0741 | 0.95144
| SFM-wCZ04-v2015-rDXGF-t4-S16-MSRcool - Baseline Design - Hourly Results.csv | 9 | 1 | 17 | 2 | 1.3794 | 1.6329
| SFM-wCZ04-v2015-rDXGF-t4-S16-MSRcool - Baseline Design - Hourly Results.csv | 9 | 2 | 15 | 3 | 1.743 | 3.0396
| SFM-wCZ04-v2015-rDXGF-t4-S16-MSRcool - Baseline Design - Hourly Results.csv | 9 | 2 | 16 | 3 | 1.8749 | 3.1813
| SFM-wCZ04-v2015-rDXGF-t4-S16-MSRcool - Baseline Design - Hourly Results.csv | 9 | 2 | 17 | 3 | 1.9712 | 3.2921
| SFM-wCZ04-v2015-rDXGF-t4-S16-MSRcool - Baseline Design - Hourly Results.csv | 9 | 3 | 15 | 4 | 1.0026 | 1.7795
| SFM-wCZ04-v2015-rDXGF-t4-S16-MSRcool - Baseline Design - Hourly Results.csv | 9 | 3 | 16 | 4 | 1.1533 | 1.9804
| SFM-wCZ04-v2015-rDXGF-t4-S16-MSRcool - Baseline Design - Hourly Results.csv | 9 | 3 | 17 | 4 | 1.2096 | 2.0066
| SFM-wCZ04-v2015-rDXGF-t4-S16-MSRheat - Baseline Design - Hourly Results.csv | 9 | 1 | 15 | 2 | 0.60724 | 0.11949
| SFM-wCZ04-v2015-rDXGF-t4-S16-MSRheat - Baseline Design - Hourly Results.csv | 9 | 1 | 16 | 2 | 0.99455 | 0.87944
| SFM-wCZ04-v2015-rDXGF-t4-S16-MSRheat - Baseline Design - Hourly Results.csv | 9 | 1 | 17 | 2 | 1.2797 | 1.5117
| SFM-wCZ04-v2015-rDXGF-t4-S16-MSRheat - Baseline Design - Hourly Results.csv | 9 | 2 | 15 | 3 | 1.6156 | 2.8777
| SFM-wCZ04-v2015-rDXGF-t4-S16-MSRheat - Baseline Design - Hourly Results.csv | 9 | 2 | 16 | 3 | 1.7402 | 3.0043
| SFM-wCZ04-v2015-rDXGF-t4-S16-MSRheat - Baseline Design - Hourly Results.csv | 9 | 2 | 17 | 3 | 1.8309 | 3.0691
| SFM-wCZ04-v2015-rDXGF-t4-S16-MSRheat - Baseline Design - Hourly Results.csv | 9 | 3 | 15 | 4 | 0.93151 | 1.6513
| SFM-wCZ04-v2015-rDXGF-t4-S16-MSRheat - Baseline Design - Hourly Results.csv | 9 | 3 | 16 | 4 | 1.072 | 1.8397
| SFM-wCZ04-v2015-rDXGF-t4-S16-MSRheat - Baseline Design - Hourly Results.csv | 9 | 3 | 17 | 4 | 1.1246 | 1.8651
| SFM-wCZ04-v2015-rDXGF-t4-S17-MSRcool - Baseline Design - Hourly Results.csv | 9 | 1 | 15 | 2 | 0.6163 | 0.12167
| SFM-wCZ04-v2015-rDXGF-t4-S17-MSRcool - Baseline Design - Hourly Results.csv | 9 | 1 | 16 | 2 | 1.0088 | 0.89358
| SFM-wCZ04-v2015-rDXGF-t4-S17-MSRcool - Baseline Design - Hourly Results.csv | 9 | 1 | 17 | 2 | 1.2955 | 1.5336
| SFM-wCZ04-v2015-rDXGF-t4-S17-MSRcool - Baseline Design - Hourly Results.csv | 9 | 2 | 15 | 3 | 1.637 | 2.8548
| SFM-wCZ04-v2015-rDXGF-t4-S17-MSRcool - Baseline Design - Hourly Results.csv | 9 | 2 | 16 | 3 | 1.7609 | 2.9878
| SFM-wCZ04-v2015-rDXGF-t4-S17-MSRcool - Baseline Design - Hourly Results.csv | 9 | 2 | 17 | 3 | 1.8514 | 3.0919
| SFM-wCZ04-v2015-rDXGF-t4-S17-MSRcool - Baseline Design - Hourly Results.csv | 9 | 3 | 15 | 4 | 0.94166 | 1.6713
| SFM-wCZ04-v2015-rDXGF-t4-S17-MSRcool - Baseline Design - Hourly Results.csv | 9 | 3 | 16 | 4 | 1.0831 | 1.8599
| SFM-wCZ04-v2015-rDXGF-t4-S17-MSRcool - Baseline Design - Hourly Results.csv | 9 | 3 | 17 | 4 | 1.1361 | 1.8846
| SFM-wCZ04-v2015-rDXGF-t4-S17-MSRheat - Baseline Design - Hourly Results.csv | 9 | 1 | 15 | 2 | 0.56736 | 0.11164
| SFM-wCZ04-v2015-rDXGF-t4-S17-MSRheat - Baseline Design - Hourly Results.csv | 9 | 1 | 16 | 2 | 0.92923 | 0.82168
| SFM-wCZ04-v2015-rDXGF-t4-S17-MSRheat - Baseline Design - Hourly Results.csv | 9 | 1 | 17 | 2 | 1.1956 | 1.4125
| SFM-wCZ04-v2015-rDXGF-t4-S17-MSRheat - Baseline Design - Hourly Results.csv | 9 | 2 | 15 | 3 | 1.5095 | 2.6887
| SFM-wCZ04-v2015-rDXGF-t4-S17-MSRheat - Baseline Design - Hourly Results.csv | 9 | 2 | 16 | 3 | 1.6259 | 2.807
| SFM-wCZ04-v2015-rDXGF-t4-S17-MSRheat - Baseline Design - Hourly Results.csv | 9 | 2 | 17 | 3 | 1.7106 | 2.8675
| SFM-wCZ04-v2015-rDXGF-t4-S17-MSRheat - Baseline Design - Hourly Results.csv | 9 | 3 | 15 | 4 | 0.87033 | 1.5428
| SFM-wCZ04-v2015-rDXGF-t4-S17-MSRheat - Baseline Design - Hourly Results.csv | 9 | 3 | 16 | 4 | 1.0016 | 1.7189
| SFM-wCZ04-v2015-rDXGF-t4-S17-MSRheat - Baseline Design - Hourly Results.csv | 9 | 3 | 17 | 4 | 1.0508 | 1.7426
| SFM-wCZ04-v2015-rDXGF-t5-S14-BSLcool - Baseline Design - Hourly Results.csv | 9 | 1 | 15 | 2 | 0.69323 | 0.14795
| SFM-wCZ04-v2015-rDXGF-t5-S14-BSLcool - Baseline Design - Hourly Results.csv | 9 | 1 | 16 | 2 | 1.1894 | 1.0912
| SFM-wCZ04-v2015-rDXGF-t5-S14-BSLcool - Baseline Design - Hourly Results.csv | 9 | 1 | 17 | 2 | 1.5573 | 1.8745
| SFM-wCZ04-v2015-rDXGF-t5-S14-BSLcool - Baseline Design - Hourly Results.csv | 9 | 2 | 15 | 3 | 1.8971 | 3.3
| SFM-wCZ04-v2015-rDXGF-t5-S14-BSLcool - Baseline Design - Hourly Results.csv | 9 | 2 | 16 | 3 | 2.0718 | 3.503
| SFM-wCZ04-v2015-rDXGF-t5-S14-BSLcool - Baseline Design - Hourly Results.csv | 9 | 2 | 17 | 3 | 2.202 | 3.6581
| SFM-wCZ04-v2015-rDXGF-t5-S14-BSLcool - Baseline Design - Hourly Results.csv | 9 | 3 | 15 | 4 | 1.0109 | 1.7387
| SFM-wCZ04-v2015-rDXGF-t5-S14-BSLcool - Baseline Design - Hourly Results.csv | 9 | 3 | 16 | 4 | 1.2081 | 2.0212
| SFM-wCZ04-v2015-rDXGF-t5-S14-BSLcool - Baseline Design - Hourly Results.csv | 9 | 3 | 17 | 4 | 1.2867 | 2.0869
| SFM-wCZ04-v2015-rDXGF-t5-S14-BSLheat - Baseline Design - Hourly Results.csv | 9 | 1 | 15 | 2 | 0.60527 | 0.12878
| SFM-wCZ04-v2015-rDXGF-t5-S14-BSLheat - Baseline Design - Hourly Results.csv | 9 | 1 | 16 | 2 | 1.0403 | 0.95289
| SFM-wCZ04-v2015-rDXGF-t5-S14-BSLheat - Baseline Design - Hourly Results.csv | 9 | 1 | 17 | 2 | 1.3642 | 1.6396
| SFM-wCZ04-v2015-rDXGF-t5-S14-BSLheat - Baseline Design - Hourly Results.csv | 9 | 2 | 15 | 3 | 1.6599 | 2.9335
| SFM-wCZ04-v2015-rDXGF-t5-S14-BSLheat - Baseline Design - Hourly Results.csv | 9 | 2 | 16 | 3 | 1.8148 | 3.1083
| SFM-wCZ04-v2015-rDXGF-t5-S14-BSLheat - Baseline Design - Hourly Results.csv | 9 | 2 | 17 | 3 | 1.9308 | 3.2212
| SFM-wCZ04-v2015-rDXGF-t5-S14-BSLheat - Baseline Design - Hourly Results.csv | 9 | 3 | 15 | 4 | 0.88908 | 1.5298
| SFM-wCZ04-v2015-rDXGF-t5-S14-BSLheat - Baseline Design - Hourly Results.csv | 9 | 3 | 16 | 4 | 1.0619 | 1.779
| SFM-wCZ04-v2015-rDXGF-t5-S14-BSLheat - Baseline Design - Hourly Results.csv | 9 | 3 | 17 | 4 | 1.1328 | 1.8369
| SFM-wCZ04-v2015-rDXGF-t5-S15-MSRcool - Baseline Design - Hourly Results.csv | 9 | 1 | 15 | 2 | 0.59746 | 0.1287
| SFM-wCZ04-v2015-rDXGF-t5-S15-MSRcool - Baseline Design - Hourly Results.csv | 9 | 1 | 16 | 2 | 1.0187 | 0.95075
| SFM-wCZ04-v2015-rDXGF-t5-S15-MSRcool - Baseline Design - Hourly Results.csv | 9 | 1 | 17 | 2 | 1.3283 | 1.6283
| SFM-wCZ04-v2015-rDXGF-t5-S15-MSRcool - Baseline Design - Hourly Results.csv | 9 | 2 | 15 | 3 | 1.5918 | 2.8695
| SFM-wCZ04-v2015-rDXGF-t5-S15-MSRcool - Baseline Design - Hourly Results.csv | 9 | 2 | 16 | 3 | 1.7306 | 3.0358
| SFM-wCZ04-v2015-rDXGF-t5-S15-MSRcool - Baseline Design - Hourly Results.csv | 9 | 2 | 17 | 3 | 1.8447 | 3.1489
| SFM-wCZ04-v2015-rDXGF-t5-S15-MSRcool - Baseline Design - Hourly Results.csv | 9 | 3 | 15 | 4 | 0.86575 | 1.5081
| SFM-wCZ04-v2015-rDXGF-t5-S15-MSRcool - Baseline Design - Hourly Results.csv | 9 | 3 | 16 | 4 | 1.0342 | 1.754
| SFM-wCZ04-v2015-rDXGF-t5-S15-MSRcool - Baseline Design - Hourly Results.csv | 9 | 3 | 17 | 4 | 1.1031 | 1.8139
| SFM-wCZ04-v2015-rDXGF-t5-S15-MSRheat - Baseline Design - Hourly Results.csv | 9 | 1 | 15 | 2 | 0.55529 | 0.11922
| SFM-wCZ04-v2015-rDXGF-t5-S15-MSRheat - Baseline Design - Hourly Results.csv | 9 | 1 | 16 | 2 | 0.94899 | 0.88345
| SFM-wCZ04-v2015-rDXGF-t5-S15-MSRheat - Baseline Design - Hourly Results.csv | 9 | 1 | 17 | 2 | 1.2405 | 1.5168
| SFM-wCZ04-v2015-rDXGF-t5-S15-MSRheat - Baseline Design - Hourly Results.csv | 9 | 2 | 15 | 3 | 1.5046 | 2.7186
| SFM-wCZ04-v2015-rDXGF-t5-S15-MSRheat - Baseline Design - Hourly Results.csv | 9 | 2 | 16 | 3 | 1.6351 | 2.8776
| SFM-wCZ04-v2015-rDXGF-t5-S15-MSRheat - Baseline Design - Hourly Results.csv | 9 | 2 | 17 | 3 | 1.7254 | 2.9848
| SFM-wCZ04-v2015-rDXGF-t5-S15-MSRheat - Baseline Design - Hourly Results.csv | 9 | 3 | 15 | 4 | 0.80979 | 1.4113
| SFM-wCZ04-v2015-rDXGF-t5-S15-MSRheat - Baseline Design - Hourly Results.csv | 9 | 3 | 16 | 4 | 0.96751 | 1.642
| SFM-wCZ04-v2015-rDXGF-t5-S15-MSRheat - Baseline Design - Hourly Results.csv | 9 | 3 | 17 | 4 | 1.033 | 1.6986
| SFM-wCZ04-v2015-rDXGF-t5-S16-MSRcool - Baseline Design - Hourly Results.csv | 9 | 1 | 15 | 2 | 0.60759 | 0.12934
| SFM-wCZ04-v2015-rDXGF-t5-S16-MSRcool - Baseline Design - Hourly Results.csv | 9 | 1 | 16 | 2 | 1.0391 | 0.95574
| SFM-wCZ04-v2015-rDXGF-t5-S16-MSRcool - Baseline Design - Hourly Results.csv | 9 | 1 | 17 | 2 | 1.3548 | 1.6369
| SFM-wCZ04-v2015-rDXGF-t5-S16-MSRcool - Baseline Design - Hourly Results.csv | 9 | 2 | 15 | 3 | 1.6511 | 2.8717
| SFM-wCZ04-v2015-rDXGF-t5-S16-MSRcool - Baseline Design - Hourly Results.csv | 9 | 2 | 16 | 3 | 1.7988 | 3.0445
| SFM-wCZ04-v2015-rDXGF-t5-S16-MSRcool - Baseline Design - Hourly Results.csv | 9 | 2 | 17 | 3 | 1.9071 | 3.1786
| SFM-wCZ04-v2015-rDXGF-t5-S16-MSRcool - Baseline Design - Hourly Results.csv | 9 | 3 | 15 | 4 | 0.88502 | 1.5202
| SFM-wCZ04-v2015-rDXGF-t5-S16-MSRcool - Baseline Design - Hourly Results.csv | 9 | 3 | 16 | 4 | 1.0563 | 1.7678
| SFM-wCZ04-v2015-rDXGF-t5-S16-MSRcool - Baseline Design - Hourly Results.csv | 9 | 3 | 17 | 4 | 1.1292 | 1.832
| SFM-wCZ04-v2015-rDXGF-t5-S16-MSRheat - Baseline Design - Hourly Results.csv | 9 | 1 | 15 | 2 | 0.56214 | 0.11934
| SFM-wCZ04-v2015-rDXGF-t5-S16-MSRheat - Baseline Design - Hourly Results.csv | 9 | 1 | 16 | 2 | 0.9615 | 0.88306
| SFM-wCZ04-v2015-rDXGF-t5-S16-MSRheat - Baseline Design - Hourly Results.csv | 9 | 1 | 17 | 2 | 1.2547 | 1.5147
| SFM-wCZ04-v2015-rDXGF-t5-S16-MSRheat - Baseline Design - Hourly Results.csv | 9 | 2 | 15 | 3 | 1.5311 | 2.7206
| SFM-wCZ04-v2015-rDXGF-t5-S16-MSRheat - Baseline Design - Hourly Results.csv | 9 | 2 | 16 | 3 | 1.6703 | 2.8748
| SFM-wCZ04-v2015-rDXGF-t5-S16-MSRheat - Baseline Design - Hourly Results.csv | 9 | 2 | 17 | 3 | 1.772 | 2.9626
| SFM-wCZ04-v2015-rDXGF-t5-S16-MSRheat - Baseline Design - Hourly Results.csv | 9 | 3 | 15 | 4 | 0.82157 | 1.411
| SFM-wCZ04-v2015-rDXGF-t5-S16-MSRheat - Baseline Design - Hourly Results.csv | 9 | 3 | 16 | 4 | 0.98085 | 1.6407
| SFM-wCZ04-v2015-rDXGF-t5-S16-MSRheat - Baseline Design - Hourly Results.csv | 9 | 3 | 17 | 4 | 1.0493 | 1.701
| SFM-wCZ04-v2015-rDXGF-t5-S17-MSRcool - Baseline Design - Hourly Results.csv | 9 | 1 | 15 | 2 | 0.57064 | 0.12147
| SFM-wCZ04-v2015-rDXGF-t5-S17-MSRcool - Baseline Design - Hourly Results.csv | 9 | 1 | 16 | 2 | 0.97591 | 0.89762
| SFM-wCZ04-v2015-rDXGF-t5-S17-MSRcool - Baseline Design - Hourly Results.csv | 9 | 1 | 17 | 2 | 1.2724 | 1.5373
| SFM-wCZ04-v2015-rDXGF-t5-S17-MSRcool - Baseline Design - Hourly Results.csv | 9 | 2 | 15 | 3 | 1.5507 | 2.697
| SFM-wCZ04-v2015-rDXGF-t5-S17-MSRcool - Baseline Design - Hourly Results.csv | 9 | 2 | 16 | 3 | 1.6894 | 2.8594
| SFM-wCZ04-v2015-rDXGF-t5-S17-MSRcool - Baseline Design - Hourly Results.csv | 9 | 2 | 17 | 3 | 1.7911 | 2.9853
| SFM-wCZ04-v2015-rDXGF-t5-S17-MSRcool - Baseline Design - Hourly Results.csv | 9 | 3 | 15 | 4 | 0.8312 | 1.4278
| SFM-wCZ04-v2015-rDXGF-t5-S17-MSRcool - Baseline Design - Hourly Results.csv | 9 | 3 | 16 | 4 | 0.99208 | 1.6603
| SFM-wCZ04-v2015-rDXGF-t5-S17-MSRcool - Baseline Design - Hourly Results.csv | 9 | 3 | 17 | 4 | 1.0605 | 1.7206
| SFM-wCZ04-v2015-rDXGF-t5-S17-MSRheat - Baseline Design - Hourly Results.csv | 9 | 1 | 15 | 2 | 0.52523 | 0.1115
| SFM-wCZ04-v2015-rDXGF-t5-S17-MSRheat - Baseline Design - Hourly Results.csv | 9 | 1 | 16 | 2 | 0.89835 | 0.82507
| SFM-wCZ04-v2015-rDXGF-t5-S17-MSRheat - Baseline Design - Hourly Results.csv | 9 | 1 | 17 | 2 | 1.1723 | 1.4152
| SFM-wCZ04-v2015-rDXGF-t5-S17-MSRheat - Baseline Design - Hourly Results.csv | 9 | 2 | 15 | 3 | 1.4306 | 2.542
| SFM-wCZ04-v2015-rDXGF-t5-S17-MSRheat - Baseline Design - Hourly Results.csv | 9 | 2 | 16 | 3 | 1.5606 | 2.686
| SFM-wCZ04-v2015-rDXGF-t5-S17-MSRheat - Baseline Design - Hourly Results.csv | 9 | 2 | 17 | 3 | 1.6556 | 2.768
| SFM-wCZ04-v2015-rDXGF-t5-S17-MSRheat - Baseline Design - Hourly Results.csv | 9 | 3 | 15 | 4 | 0.76762 | 1.3183
| SFM-wCZ04-v2015-rDXGF-t5-S17-MSRheat - Baseline Design - Hourly Results.csv | 9 | 3 | 16 | 4 | 0.91643 | 1.5329
| SFM-wCZ04-v2015-rDXGF-t5-S17-MSRheat - Baseline Design - Hourly Results.csv | 9 | 3 | 17 | 4 | 0.9804 | 1.5893
| SFM-wCZ04-v2015-rDXHP-t1-S14-BSLboth - Baseline Design - Hourly Results.csv | 9 | 1 | 15 | 2 | 2.5384 | 4.3566
| SFM-wCZ04-v2015-rDXHP-t1-S14-BSLboth - Baseline Design - Hourly Results.csv | 9 | 1 | 16 | 2 | 2.7476 | 4.6691
| SFM-wCZ04-v2015-rDXHP-t1-S14-BSLboth - Baseline Design - Hourly Results.csv | 9 | 1 | 17 | 2 | 2.8983 | 4.9081
| SFM-wCZ04-v2015-rDXHP-t1-S14-BSLboth - Baseline Design - Hourly Results.csv | 9 | 2 | 15 | 3 | 2.9185 | 5.0176
| SFM-wCZ04-v2015-rDXHP-t1-S14-BSLboth - Baseline Design - Hourly Results.csv | 9 | 2 | 16 | 3 | 3.0185 | 5.128
| SFM-wCZ04-v2015-rDXHP-t1-S14-BSLboth - Baseline Design - Hourly Results.csv | 9 | 2 | 17 | 3 | 3.0541 | 5.1597
| SFM-wCZ04-v2015-rDXHP-t1-S14-BSLboth - Baseline Design - Hourly Results.csv | 9 | 3 | 15 | 4 | 1.8654 | 3.2043
| SFM-wCZ04-v2015-rDXHP-t1-S14-BSLboth - Baseline Design - Hourly Results.csv | 9 | 3 | 16 | 4 | 1.9954 | 3.3975
| SFM-wCZ04-v2015-rDXHP-t1-S14-BSLboth - Baseline Design - Hourly Results.csv | 9 | 3 | 17 | 4 | 1.9787 | 3.3321
| SFM-wCZ04-v2015-rDXHP-t1-S14-BSLcool - Baseline Design - Hourly Results.csv | 9 | 1 | 15 | 2 | 2.5384 | 4.3566
| SFM-wCZ04-v2015-rDXHP-t1-S14-BSLcool - Baseline Design - Hourly Results.csv | 9 | 1 | 16 | 2 | 2.7476 | 4.6691
| SFM-wCZ04-v2015-rDXHP-t1-S14-BSLcool - Baseline Design - Hourly Results.csv | 9 | 1 | 17 | 2 | 2.8983 | 4.9081
| SFM-wCZ04-v2015-rDXHP-t1-S14-BSLcool - Baseline Design - Hourly Results.csv | 9 | 2 | 15 | 3 | 2.9185 | 5.0176
| SFM-wCZ04-v2015-rDXHP-t1-S14-BSLcool - Baseline Design - Hourly Results.csv | 9 | 2 | 16 | 3 | 3.0185 | 5.128
| SFM-wCZ04-v2015-rDXHP-t1-S14-BSLcool - Baseline Design - Hourly Results.csv | 9 | 2 | 17 | 3 | 3.0541 | 5.1597
| SFM-wCZ04-v2015-rDXHP-t1-S14-BSLcool - Baseline Design - Hourly Results.csv | 9 | 3 | 15 | 4 | 1.8654 | 3.2043
| SFM-wCZ04-v2015-rDXHP-t1-S14-BSLcool - Baseline Design - Hourly Results.csv | 9 | 3 | 16 | 4 | 1.9954 | 3.3975
| SFM-wCZ04-v2015-rDXHP-t1-S14-BSLcool - Baseline Design - Hourly Results.csv | 9 | 3 | 17 | 4 | 1.9787 | 3.3321
| SFM-wCZ04-v2015-rDXHP-t1-S14-BSLheat - Baseline Design - Hourly Results.csv | 9 | 1 | 15 | 2 | 2.2149 | 3.8014
| SFM-wCZ04-v2015-rDXHP-t1-S14-BSLheat - Baseline Design - Hourly Results.csv | 9 | 1 | 16 | 2 | 2.3975 | 4.0741
| SFM-wCZ04-v2015-rDXHP-t1-S14-BSLheat - Baseline Design - Hourly Results.csv | 9 | 1 | 17 | 2 | 2.529 | 4.2827
| SFM-wCZ04-v2015-rDXHP-t1-S14-BSLheat - Baseline Design - Hourly Results.csv | 9 | 2 | 15 | 3 | 2.5466 | 4.3783
| SFM-wCZ04-v2015-rDXHP-t1-S14-BSLheat - Baseline Design - Hourly Results.csv | 9 | 2 | 16 | 3 | 2.6339 | 4.4746
| SFM-wCZ04-v2015-rDXHP-t1-S14-BSLheat - Baseline Design - Hourly Results.csv | 9 | 2 | 17 | 3 | 2.6649 | 4.5022
| SFM-wCZ04-v2015-rDXHP-t1-S14-BSLheat - Baseline Design - Hourly Results.csv | 9 | 3 | 15 | 4 | 1.6277 | 2.796
| SFM-wCZ04-v2015-rDXHP-t1-S14-BSLheat - Baseline Design - Hourly Results.csv | 9 | 3 | 16 | 4 | 1.7411 | 2.9646
| SFM-wCZ04-v2015-rDXHP-t1-S14-BSLheat - Baseline Design - Hourly Results.csv | 9 | 3 | 17 | 4 | 1.7266 | 2.9075
| SFM-wCZ04-v2015-rDXHP-t1-S15-MSRboth - Baseline Design - Hourly Results.csv | 9 | 1 | 15 | 2 | 2.1256 | 3.6776
| SFM-wCZ04-v2015-rDXHP-t1-S15-MSRboth - Baseline Design - Hourly Results.csv | 9 | 1 | 16 | 2 | 2.3005 | 3.9475
| SFM-wCZ04-v2015-rDXHP-t1-S15-MSRboth - Baseline Design - Hourly Results.csv | 9 | 1 | 17 | 2 | 2.4258 | 4.1452
| SFM-wCZ04-v2015-rDXHP-t1-S15-MSRboth - Baseline Design - Hourly Results.csv | 9 | 2 | 15 | 3 | 2.4423 | 4.235
| SFM-wCZ04-v2015-rDXHP-t1-S15-MSRboth - Baseline Design - Hourly Results.csv | 9 | 2 | 16 | 3 | 2.5238 | 4.3259
| SFM-wCZ04-v2015-rDXHP-t1-S15-MSRboth - Baseline Design - Hourly Results.csv | 9 | 2 | 17 | 3 | 2.5571 | 4.3549
| SFM-wCZ04-v2015-rDXHP-t1-S15-MSRboth - Baseline Design - Hourly Results.csv | 9 | 3 | 15 | 4 | 1.5579 | 2.6997
| SFM-wCZ04-v2015-rDXHP-t1-S15-MSRboth - Baseline Design - Hourly Results.csv | 9 | 3 | 16 | 4 | 1.6695 | 2.8687
| SFM-wCZ04-v2015-rDXHP-t1-S15-MSRboth - Baseline Design - Hourly Results.csv | 9 | 3 | 17 | 4 | 1.6546 | 2.8138
| SFM-wCZ04-v2015-rDXHP-t1-S15-MSRcool - Baseline Design - Hourly Results.csv | 9 | 1 | 15 | 2 | 2.1256 | 3.6776
| SFM-wCZ04-v2015-rDXHP-t1-S15-MSRcool - Baseline Design - Hourly Results.csv | 9 | 1 | 16 | 2 | 2.3005 | 3.9475
| SFM-wCZ04-v2015-rDXHP-t1-S15-MSRcool - Baseline Design - Hourly Results.csv | 9 | 1 | 17 | 2 | 2.4258 | 4.1452
| SFM-wCZ04-v2015-rDXHP-t1-S15-MSRcool - Baseline Design - Hourly Results.csv | 9 | 2 | 15 | 3 | 2.4423 | 4.235
| SFM-wCZ04-v2015-rDXHP-t1-S15-MSRcool - Baseline Design - Hourly Results.csv | 9 | 2 | 16 | 3 | 2.5238 | 4.3259
| SFM-wCZ04-v2015-rDXHP-t1-S15-MSRcool - Baseline Design - Hourly Results.csv | 9 | 2 | 17 | 3 | 2.5571 | 4.3549
| SFM-wCZ04-v2015-rDXHP-t1-S15-MSRcool - Baseline Design - Hourly Results.csv | 9 | 3 | 15 | 4 | 1.5579 | 2.6997
| SFM-wCZ04-v2015-rDXHP-t1-S15-MSRcool - Baseline Design - Hourly Results.csv | 9 | 3 | 16 | 4 | 1.6695 | 2.8687
| SFM-wCZ04-v2015-rDXHP-t1-S15-MSRcool - Baseline Design - Hourly Results.csv | 9 | 3 | 17 | 4 | 1.6546 | 2.8138
| SFM-wCZ04-v2015-rDXHP-t1-S15-MSRheat - Baseline Design - Hourly Results.csv | 9 | 1 | 15 | 2 | 1.9264 | 3.3328
| SFM-wCZ04-v2015-rDXHP-t1-S15-MSRheat - Baseline Design - Hourly Results.csv | 9 | 1 | 16 | 2 | 2.0848 | 3.5774
| SFM-wCZ04-v2015-rDXHP-t1-S15-MSRheat - Baseline Design - Hourly Results.csv | 9 | 1 | 17 | 2 | 2.1983 | 3.7566
| SFM-wCZ04-v2015-rDXHP-t1-S15-MSRheat - Baseline Design - Hourly Results.csv | 9 | 2 | 15 | 3 | 2.2134 | 3.838
| SFM-wCZ04-v2015-rDXHP-t1-S15-MSRheat - Baseline Design - Hourly Results.csv | 9 | 2 | 16 | 3 | 2.2872 | 3.9203
| SFM-wCZ04-v2015-rDXHP-t1-S15-MSRheat - Baseline Design - Hourly Results.csv | 9 | 2 | 17 | 3 | 2.3173 | 3.9466
| SFM-wCZ04-v2015-rDXHP-t1-S15-MSRheat - Baseline Design - Hourly Results.csv | 9 | 3 | 15 | 4 | 1.4119 | 2.4466
| SFM-wCZ04-v2015-rDXHP-t1-S15-MSRheat - Baseline Design - Hourly Results.csv | 9 | 3 | 16 | 4 | 1.513 | 2.5998
| SFM-wCZ04-v2015-rDXHP-t1-S15-MSRheat - Baseline Design - Hourly Results.csv | 9 | 3 | 17 | 4 | 1.4994 | 2.55
| SFM-wCZ04-v2015-rDXHP-t1-S16-MSRboth - Baseline Design - Hourly Results.csv | 9 | 1 | 15 | 2 | 2.2351 | 3.8208
| SFM-wCZ04-v2015-rDXHP-t1-S16-MSRboth - Baseline Design - Hourly Results.csv | 9 | 1 | 16 | 2 | 2.5234 | 4.0961
| SFM-wCZ04-v2015-rDXHP-t1-S16-MSRboth - Baseline Design - Hourly Results.csv | 9 | 1 | 17 | 2 | 2.6322 | 4.2941
| SFM-wCZ04-v2015-rDXHP-t1-S16-MSRboth - Baseline Design - Hourly Results.csv | 9 | 2 | 15 | 3 | 2.6374 | 4.3947
| SFM-wCZ04-v2015-rDXHP-t1-S16-MSRboth - Baseline Design - Hourly Results.csv | 9 | 2 | 16 | 3 | 2.7029 | 4.4821
| SFM-wCZ04-v2015-rDXHP-t1-S16-MSRboth - Baseline Design - Hourly Results.csv | 9 | 2 | 17 | 3 | 2.7213 | 4.5004
| SFM-wCZ04-v2015-rDXHP-t1-S16-MSRboth - Baseline Design - Hourly Results.csv | 9 | 3 | 15 | 4 | 1.6173 | 2.7706
| SFM-wCZ04-v2015-rDXHP-t1-S16-MSRboth - Baseline Design - Hourly Results.csv | 9 | 3 | 16 | 4 | 1.7297 | 2.9418
| SFM-wCZ04-v2015-rDXHP-t1-S16-MSRboth - Baseline Design - Hourly Results.csv | 9 | 3 | 17 | 4 | 1.7142 | 2.8838
| SFM-wCZ04-v2015-rDXHP-t1-S16-MSRcool - Baseline Design - Hourly Results.csv | 9 | 1 | 15 | 2 | 2.2351 | 3.8208
| SFM-wCZ04-v2015-rDXHP-t1-S16-MSRcool - Baseline Design - Hourly Results.csv | 9 | 1 | 16 | 2 | 2.5234 | 4.0961
| SFM-wCZ04-v2015-rDXHP-t1-S16-MSRcool - Baseline Design - Hourly Results.csv | 9 | 1 | 17 | 2 | 2.6322 | 4.2941
| SFM-wCZ04-v2015-rDXHP-t1-S16-MSRcool - Baseline Design - Hourly Results.csv | 9 | 2 | 15 | 3 | 2.6374 | 4.3947
| SFM-wCZ04-v2015-rDXHP-t1-S16-MSRcool - Baseline Design - Hourly Results.csv | 9 | 2 | 16 | 3 | 2.7029 | 4.4821
| SFM-wCZ04-v2015-rDXHP-t1-S16-MSRcool - Baseline Design - Hourly Results.csv | 9 | 2 | 17 | 3 | 2.7213 | 4.5004
| SFM-wCZ04-v2015-rDXHP-t1-S16-MSRcool - Baseline Design - Hourly Results.csv | 9 | 3 | 15 | 4 | 1.6173 | 2.7706
| SFM-wCZ04-v2015-rDXHP-t1-S16-MSRcool - Baseline Design - Hourly Results.csv | 9 | 3 | 16 | 4 | 1.7297 | 2.9418
| SFM-wCZ04-v2015-rDXHP-t1-S16-MSRcool - Baseline Design - Hourly Results.csv | 9 | 3 | 17 | 4 | 1.7142 | 2.8838
| SFM-wCZ04-v2015-rDXHP-t1-S16-MSRheat - Baseline Design - Hourly Results.csv | 9 | 1 | 15 | 2 | 2.0231 | 3.4583
| SFM-wCZ04-v2015-rDXHP-t1-S16-MSRheat - Baseline Design - Hourly Results.csv | 9 | 1 | 16 | 2 | 2.284 | 3.7075
| SFM-wCZ04-v2015-rDXHP-t1-S16-MSRheat - Baseline Design - Hourly Results.csv | 9 | 1 | 17 | 2 | 2.3825 | 3.8868
| SFM-wCZ04-v2015-rDXHP-t1-S16-MSRheat - Baseline Design - Hourly Results.csv | 9 | 2 | 15 | 3 | 2.3872 | 3.9778
| SFM-wCZ04-v2015-rDXHP-t1-S16-MSRheat - Baseline Design - Hourly Results.csv | 9 | 2 | 16 | 3 | 2.4465 | 4.0569
| SFM-wCZ04-v2015-rDXHP-t1-S16-MSRheat - Baseline Design - Hourly Results.csv | 9 | 2 | 17 | 3 | 2.4632 | 4.0734
| SFM-wCZ04-v2015-rDXHP-t1-S16-MSRheat - Baseline Design - Hourly Results.csv | 9 | 3 | 15 | 4 | 1.4638 | 2.5078
| SFM-wCZ04-v2015-rDXHP-t1-S16-MSRheat - Baseline Design - Hourly Results.csv | 9 | 3 | 16 | 4 | 1.5656 | 2.6627
| SFM-wCZ04-v2015-rDXHP-t1-S16-MSRheat - Baseline Design - Hourly Results.csv | 9 | 3 | 17 | 4 | 1.5516 | 2.6102
| SFM-wCZ04-v2015-rDXHP-t1-S17-MSRboth - Baseline Design - Hourly Results.csv | 9 | 1 | 15 | 2 | 2.0992 | 3.5885
| SFM-wCZ04-v2015-rDXHP-t1-S17-MSRboth - Baseline Design - Hourly Results.csv | 9 | 1 | 16 | 2 | 2.37 | 3.847
| SFM-wCZ04-v2015-rDXHP-t1-S17-MSRboth - Baseline Design - Hourly Results.csv | 9 | 1 | 17 | 2 | 2.4721 | 4.033
| SFM-wCZ04-v2015-rDXHP-t1-S17-MSRboth - Baseline Design - Hourly Results.csv | 9 | 2 | 15 | 3 | 2.477 | 4.1275
| SFM-wCZ04-v2015-rDXHP-t1-S17-MSRboth - Baseline Design - Hourly Results.csv | 9 | 2 | 16 | 3 | 2.5386 | 4.2095
| SFM-wCZ04-v2015-rDXHP-t1-S17-MSRboth - Baseline Design - Hourly Results.csv | 9 | 2 | 17 | 3 | 2.5558 | 4.2267
| SFM-wCZ04-v2015-rDXHP-t1-S17-MSRboth - Baseline Design - Hourly Results.csv | 9 | 3 | 15 | 4 | 1.5189 | 2.6022
| SFM-wCZ04-v2015-rDXHP-t1-S17-MSRboth - Baseline Design - Hourly Results.csv | 9 | 3 | 16 | 4 | 1.6245 | 2.7629
| SFM-wCZ04-v2015-rDXHP-t1-S17-MSRboth - Baseline Design - Hourly Results.csv | 9 | 3 | 17 | 4 | 1.61 | 2.7085
| SFM-wCZ04-v2015-rDXHP-t1-S17-MSRcool - Baseline Design - Hourly Results.csv | 9 | 1 | 15 | 2 | 2.0992 | 3.5885
| SFM-wCZ04-v2015-rDXHP-t1-S17-MSRcool - Baseline Design - Hourly Results.csv | 9 | 1 | 16 | 2 | 2.37 | 3.847
| SFM-wCZ04-v2015-rDXHP-t1-S17-MSRcool - Baseline Design - Hourly Results.csv | 9 | 1 | 17 | 2 | 2.4721 | 4.033
| SFM-wCZ04-v2015-rDXHP-t1-S17-MSRcool - Baseline Design - Hourly Results.csv | 9 | 2 | 15 | 3 | 2.477 | 4.1275
| SFM-wCZ04-v2015-rDXHP-t1-S17-MSRcool - Baseline Design - Hourly Results.csv | 9 | 2 | 16 | 3 | 2.5386 | 4.2095
| SFM-wCZ04-v2015-rDXHP-t1-S17-MSRcool - Baseline Design - Hourly Results.csv | 9 | 2 | 17 | 3 | 2.5558 | 4.2267
| SFM-wCZ04-v2015-rDXHP-t1-S17-MSRcool - Baseline Design - Hourly Results.csv | 9 | 3 | 15 | 4 | 1.5189 | 2.6022
| SFM-wCZ04-v2015-rDXHP-t1-S17-MSRcool - Baseline Design - Hourly Results.csv | 9 | 3 | 16 | 4 | 1.6245 | 2.7629
| SFM-wCZ04-v2015-rDXHP-t1-S17-MSRcool - Baseline Design - Hourly Results.csv | 9 | 3 | 17 | 4 | 1.61 | 2.7085
| SFM-wCZ04-v2015-rDXHP-t1-S17-MSRheat - Baseline Design - Hourly Results.csv | 9 | 1 | 15 | 2 | 1.8902 | 3.2312
| SFM-wCZ04-v2015-rDXHP-t1-S17-MSRheat - Baseline Design - Hourly Results.csv | 9 | 1 | 16 | 2 | 2.134 | 3.464
| SFM-wCZ04-v2015-rDXHP-t1-S17-MSRheat - Baseline Design - Hourly Results.csv | 9 | 1 | 17 | 2 | 2.226 | 3.6315
| SFM-wCZ04-v2015-rDXHP-t1-S17-MSRheat - Baseline Design - Hourly Results.csv | 9 | 2 | 15 | 3 | 2.2304 | 3.7166
| SFM-wCZ04-v2015-rDXHP-t1-S17-MSRheat - Baseline Design - Hourly Results.csv | 9 | 2 | 16 | 3 | 2.2858 | 3.7905
| SFM-wCZ04-v2015-rDXHP-t1-S17-MSRheat - Baseline Design - Hourly Results.csv | 9 | 2 | 17 | 3 | 2.3014 | 3.8059
| SFM-wCZ04-v2015-rDXHP-t1-S17-MSRheat - Baseline Design - Hourly Results.csv | 9 | 3 | 15 | 4 | 1.3677 | 2.3431
| SFM-wCZ04-v2015-rDXHP-t1-S17-MSRheat - Baseline Design - Hourly Results.csv | 9 | 3 | 16 | 4 | 1.4628 | 2.4878
| SFM-wCZ04-v2015-rDXHP-t1-S17-MSRheat - Baseline Design - Hourly Results.csv | 9 | 3 | 17 | 4 | 1.4497 | 2.4388
| SFM-wCZ04-v2015-rDXHP-t2-S14-BSLboth - Baseline Design - Hourly Results.csv | 9 | 1 | 15 | 2 | 2.0844 | 3.4655
| SFM-wCZ04-v2015-rDXHP-t2-S14-BSLboth - Baseline Design - Hourly Results.csv | 9 | 1 | 16 | 2 | 2.3211 | 3.8478
| SFM-wCZ04-v2015-rDXHP-t2-S14-BSLboth - Baseline Design - Hourly Results.csv | 9 | 1 | 17 | 2 | 2.4933 | 4.1377
| SFM-wCZ04-v2015-rDXHP-t2-S14-BSLboth - Baseline Design - Hourly Results.csv | 9 | 2 | 15 | 3 | 2.7241 | 4.8037
| SFM-wCZ04-v2015-rDXHP-t2-S14-BSLboth - Baseline Design - Hourly Results.csv | 9 | 2 | 16 | 3 | 2.8121 | 4.8728
| SFM-wCZ04-v2015-rDXHP-t2-S14-BSLboth - Baseline Design - Hourly Results.csv | 9 | 2 | 17 | 3 | 2.8429 | 4.8736
| SFM-wCZ04-v2015-rDXHP-t2-S14-BSLboth - Baseline Design - Hourly Results.csv | 9 | 3 | 15 | 4 | 1.7613 | 3.1023
| SFM-wCZ04-v2015-rDXHP-t2-S14-BSLboth - Baseline Design - Hourly Results.csv | 9 | 3 | 16 | 4 | 1.8758 | 3.2582
| SFM-wCZ04-v2015-rDXHP-t2-S14-BSLboth - Baseline Design - Hourly Results.csv | 9 | 3 | 17 | 4 | 1.8511 | 3.1636
| SFM-wCZ04-v2015-rDXHP-t2-S14-BSLcool - Baseline Design - Hourly Results.csv | 9 | 1 | 15 | 2 | 2.0844 | 3.4655
| SFM-wCZ04-v2015-rDXHP-t2-S14-BSLcool - Baseline Design - Hourly Results.csv | 9 | 1 | 16 | 2 | 2.3211 | 3.8478
| SFM-wCZ04-v2015-rDXHP-t2-S14-BSLcool - Baseline Design - Hourly Results.csv | 9 | 1 | 17 | 2 | 2.4933 | 4.1377
| SFM-wCZ04-v2015-rDXHP-t2-S14-BSLcool - Baseline Design - Hourly Results.csv | 9 | 2 | 15 | 3 | 2.7241 | 4.8037
| SFM-wCZ04-v2015-rDXHP-t2-S14-BSLcool - Baseline Design - Hourly Results.csv | 9 | 2 | 16 | 3 | 2.8121 | 4.8728
| SFM-wCZ04-v2015-rDXHP-t2-S14-BSLcool - Baseline Design - Hourly Results.csv | 9 | 2 | 17 | 3 | 2.8429 | 4.8736
| SFM-wCZ04-v2015-rDXHP-t2-S14-BSLcool - Baseline Design - Hourly Results.csv | 9 | 3 | 15 | 4 | 1.7613 | 3.1023
| SFM-wCZ04-v2015-rDXHP-t2-S14-BSLcool - Baseline Design - Hourly Results.csv | 9 | 3 | 16 | 4 | 1.8758 | 3.2582
| SFM-wCZ04-v2015-rDXHP-t2-S14-BSLcool - Baseline Design - Hourly Results.csv | 9 | 3 | 17 | 4 | 1.8511 | 3.1636
| SFM-wCZ04-v2015-rDXHP-t2-S14-BSLheat - Baseline Design - Hourly Results.csv | 9 | 1 | 15 | 2 | 1.8188 | 3.0239
| SFM-wCZ04-v2015-rDXHP-t2-S14-BSLheat - Baseline Design - Hourly Results.csv | 9 | 1 | 16 | 2 | 2.0253 | 3.3575
| SFM-wCZ04-v2015-rDXHP-t2-S14-BSLheat - Baseline Design - Hourly Results.csv | 9 | 1 | 17 | 2 | 2.1756 | 3.6105
| SFM-wCZ04-v2015-rDXHP-t2-S14-BSLheat - Baseline Design - Hourly Results.csv | 9 | 2 | 15 | 3 | 2.377 | 4.1916
| SFM-wCZ04-v2015-rDXHP-t2-S14-BSLheat - Baseline Design - Hourly Results.csv | 9 | 2 | 16 | 3 | 2.4538 | 4.2519
| SFM-wCZ04-v2015-rDXHP-t2-S14-BSLheat - Baseline Design - Hourly Results.csv | 9 | 2 | 17 | 3 | 2.4806 | 4.2526
| SFM-wCZ04-v2015-rDXHP-t2-S14-BSLheat - Baseline Design - Hourly Results.csv | 9 | 3 | 15 | 4 | 1.5369 | 2.707
| SFM-wCZ04-v2015-rDXHP-t2-S14-BSLheat - Baseline Design - Hourly Results.csv | 9 | 3 | 16 | 4 | 1.6367 | 2.843
| SFM-wCZ04-v2015-rDXHP-t2-S14-BSLheat - Baseline Design - Hourly Results.csv | 9 | 3 | 17 | 4 | 1.6153 | 2.7605
| SFM-wCZ04-v2015-rDXHP-t2-S15-MSRboth - Baseline Design - Hourly Results.csv | 9 | 1 | 15 | 2 | 1.7582 | 2.9266
| SFM-wCZ04-v2015-rDXHP-t2-S15-MSRboth - Baseline Design - Hourly Results.csv | 9 | 1 | 16 | 2 | 1.9539 | 3.2502
| SFM-wCZ04-v2015-rDXHP-t2-S15-MSRboth - Baseline Design - Hourly Results.csv | 9 | 1 | 17 | 2 | 2.0929 | 3.4971
| SFM-wCZ04-v2015-rDXHP-t2-S15-MSRboth - Baseline Design - Hourly Results.csv | 9 | 2 | 15 | 3 | 2.2785 | 4.0795
| SFM-wCZ04-v2015-rDXHP-t2-S15-MSRboth - Baseline Design - Hourly Results.csv | 9 | 2 | 16 | 3 | 2.352 | 4.1159
| SFM-wCZ04-v2015-rDXHP-t2-S15-MSRboth - Baseline Design - Hourly Results.csv | 9 | 2 | 17 | 3 | 2.3761 | 4.1131
| SFM-wCZ04-v2015-rDXHP-t2-S15-MSRboth - Baseline Design - Hourly Results.csv | 9 | 3 | 15 | 4 | 1.4684 | 2.6103
| SFM-wCZ04-v2015-rDXHP-t2-S15-MSRboth - Baseline Design - Hourly Results.csv | 9 | 3 | 16 | 4 | 1.5658 | 2.7409
| SFM-wCZ04-v2015-rDXHP-t2-S15-MSRboth - Baseline Design - Hourly Results.csv | 9 | 3 | 17 | 4 | 1.5467 | 2.6645
| SFM-wCZ04-v2015-rDXHP-t2-S15-MSRcool - Baseline Design - Hourly Results.csv | 9 | 1 | 15 | 2 | 1.7582 | 2.9266
| SFM-wCZ04-v2015-rDXHP-t2-S15-MSRcool - Baseline Design - Hourly Results.csv | 9 | 1 | 16 | 2 | 1.9539 | 3.2502
| SFM-wCZ04-v2015-rDXHP-t2-S15-MSRcool - Baseline Design - Hourly Results.csv | 9 | 1 | 17 | 2 | 2.0929 | 3.4971
| SFM-wCZ04-v2015-rDXHP-t2-S15-MSRcool - Baseline Design - Hourly Results.csv | 9 | 2 | 15 | 3 | 2.2785 | 4.0795
| SFM-wCZ04-v2015-rDXHP-t2-S15-MSRcool - Baseline Design - Hourly Results.csv | 9 | 2 | 16 | 3 | 2.352 | 4.1159
| SFM-wCZ04-v2015-rDXHP-t2-S15-MSRcool - Baseline Design - Hourly Results.csv | 9 | 2 | 17 | 3 | 2.3761 | 4.1131
| SFM-wCZ04-v2015-rDXHP-t2-S15-MSRcool - Baseline Design - Hourly Results.csv | 9 | 3 | 15 | 4 | 1.4684 | 2.6103
| SFM-wCZ04-v2015-rDXHP-t2-S15-MSRcool - Baseline Design - Hourly Results.csv | 9 | 3 | 16 | 4 | 1.5658 | 2.7409
| SFM-wCZ04-v2015-rDXHP-t2-S15-MSRcool - Baseline Design - Hourly Results.csv | 9 | 3 | 17 | 4 | 1.5467 | 2.6645
| SFM-wCZ04-v2015-rDXHP-t2-S15-MSRheat - Baseline Design - Hourly Results.csv | 9 | 1 | 15 | 2 | 1.5934 | 2.6522
| SFM-wCZ04-v2015-rDXHP-t2-S15-MSRheat - Baseline Design - Hourly Results.csv | 9 | 1 | 16 | 2 | 1.7707 | 2.9454
| SFM-wCZ04-v2015-rDXHP-t2-S15-MSRheat - Baseline Design - Hourly Results.csv | 9 | 1 | 17 | 2 | 1.8967 | 3.1692
| SFM-wCZ04-v2015-rDXHP-t2-S15-MSRheat - Baseline Design - Hourly Results.csv | 9 | 2 | 15 | 3 | 2.0649 | 3.697
| SFM-wCZ04-v2015-rDXHP-t2-S15-MSRheat - Baseline Design - Hourly Results.csv | 9 | 2 | 16 | 3 | 2.1315 | 3.73
| SFM-wCZ04-v2015-rDXHP-t2-S15-MSRheat - Baseline Design - Hourly Results.csv | 9 | 2 | 17 | 3 | 2.1534 | 3.7275
| SFM-wCZ04-v2015-rDXHP-t2-S15-MSRheat - Baseline Design - Hourly Results.csv | 9 | 3 | 15 | 4 | 1.3308 | 2.3656
| SFM-wCZ04-v2015-rDXHP-t2-S15-MSRheat - Baseline Design - Hourly Results.csv | 9 | 3 | 16 | 4 | 1.419 | 2.4839
| SFM-wCZ04-v2015-rDXHP-t2-S15-MSRheat - Baseline Design - Hourly Results.csv | 9 | 3 | 17 | 4 | 1.4017 | 2.4147
| SFM-wCZ04-v2015-rDXHP-t2-S16-MSRboth - Baseline Design - Hourly Results.csv | 9 | 1 | 15 | 2 | 1.8339 | 3.0095
| SFM-wCZ04-v2015-rDXHP-t2-S16-MSRboth - Baseline Design - Hourly Results.csv | 9 | 1 | 16 | 2 | 2.0412 | 3.3479
| SFM-wCZ04-v2015-rDXHP-t2-S16-MSRboth - Baseline Design - Hourly Results.csv | 9 | 1 | 17 | 2 | 2.1823 | 3.5956
| SFM-wCZ04-v2015-rDXHP-t2-S16-MSRboth - Baseline Design - Hourly Results.csv | 9 | 2 | 15 | 3 | 2.3998 | 4.2416
| SFM-wCZ04-v2015-rDXHP-t2-S16-MSRboth - Baseline Design - Hourly Results.csv | 9 | 2 | 16 | 3 | 2.5743 | 4.2871
| SFM-wCZ04-v2015-rDXHP-t2-S16-MSRboth - Baseline Design - Hourly Results.csv | 9 | 2 | 17 | 3 | 2.5874 | 4.2744
| SFM-wCZ04-v2015-rDXHP-t2-S16-MSRboth - Baseline Design - Hourly Results.csv | 9 | 3 | 15 | 4 | 1.5211 | 2.6736
| SFM-wCZ04-v2015-rDXHP-t2-S16-MSRboth - Baseline Design - Hourly Results.csv | 9 | 3 | 16 | 4 | 1.6201 | 2.807
| SFM-wCZ04-v2015-rDXHP-t2-S16-MSRboth - Baseline Design - Hourly Results.csv | 9 | 3 | 17 | 4 | 1.6012 | 2.729
| SFM-wCZ04-v2015-rDXHP-t2-S16-MSRcool - Baseline Design - Hourly Results.csv | 9 | 1 | 15 | 2 | 1.8339 | 3.0095
| SFM-wCZ04-v2015-rDXHP-t2-S16-MSRcool - Baseline Design - Hourly Results.csv | 9 | 1 | 16 | 2 | 2.0412 | 3.3479
| SFM-wCZ04-v2015-rDXHP-t2-S16-MSRcool - Baseline Design - Hourly Results.csv | 9 | 1 | 17 | 2 | 2.1823 | 3.5956
| SFM-wCZ04-v2015-rDXHP-t2-S16-MSRcool - Baseline Design - Hourly Results.csv | 9 | 2 | 15 | 3 | 2.3998 | 4.2416
| SFM-wCZ04-v2015-rDXHP-t2-S16-MSRcool - Baseline Design - Hourly Results.csv | 9 | 2 | 16 | 3 | 2.5743 | 4.2871
| SFM-wCZ04-v2015-rDXHP-t2-S16-MSRcool - Baseline Design - Hourly Results.csv | 9 | 2 | 17 | 3 | 2.5874 | 4.2744
| SFM-wCZ04-v2015-rDXHP-t2-S16-MSRcool - Baseline Design - Hourly Results.csv | 9 | 3 | 15 | 4 | 1.5211 | 2.6736
| SFM-wCZ04-v2015-rDXHP-t2-S16-MSRcool - Baseline Design - Hourly Results.csv | 9 | 3 | 16 | 4 | 1.6201 | 2.807
| SFM-wCZ04-v2015-rDXHP-t2-S16-MSRcool - Baseline Design - Hourly Results.csv | 9 | 3 | 17 | 4 | 1.6012 | 2.729
| SFM-wCZ04-v2015-rDXHP-t2-S16-MSRheat - Baseline Design - Hourly Results.csv | 9 | 1 | 15 | 2 | 1.6599 | 2.724
| SFM-wCZ04-v2015-rDXHP-t2-S16-MSRheat - Baseline Design - Hourly Results.csv | 9 | 1 | 16 | 2 | 1.8476 | 3.0303
| SFM-wCZ04-v2015-rDXHP-t2-S16-MSRheat - Baseline Design - Hourly Results.csv | 9 | 1 | 17 | 2 | 1.9753 | 3.2545
| SFM-wCZ04-v2015-rDXHP-t2-S16-MSRheat - Baseline Design - Hourly Results.csv | 9 | 2 | 15 | 3 | 2.1721 | 3.8392
| SFM-wCZ04-v2015-rDXHP-t2-S16-MSRheat - Baseline Design - Hourly Results.csv | 9 | 2 | 16 | 3 | 2.3301 | 3.8804
| SFM-wCZ04-v2015-rDXHP-t2-S16-MSRheat - Baseline Design - Hourly Results.csv | 9 | 2 | 17 | 3 | 2.3419 | 3.8689
| SFM-wCZ04-v2015-rDXHP-t2-S16-MSRheat - Baseline Design - Hourly Results.csv | 9 | 3 | 15 | 4 | 1.3768 | 2.42
| SFM-wCZ04-v2015-rDXHP-t2-S16-MSRheat - Baseline Design - Hourly Results.csv | 9 | 3 | 16 | 4 | 1.4664 | 2.5406
| SFM-wCZ04-v2015-rDXHP-t2-S16-MSRheat - Baseline Design - Hourly Results.csv | 9 | 3 | 17 | 4 | 1.4493 | 2.4701
| SFM-wCZ04-v2015-rDXHP-t2-S17-MSRboth - Baseline Design - Hourly Results.csv | 9 | 1 | 15 | 2 | 1.7224 | 2.8264
| SFM-wCZ04-v2015-rDXHP-t2-S17-MSRboth - Baseline Design - Hourly Results.csv | 9 | 1 | 16 | 2 | 1.9171 | 3.1443
| SFM-wCZ04-v2015-rDXHP-t2-S17-MSRboth - Baseline Design - Hourly Results.csv | 9 | 1 | 17 | 2 | 2.0496 | 3.377
| SFM-wCZ04-v2015-rDXHP-t2-S17-MSRboth - Baseline Design - Hourly Results.csv | 9 | 2 | 15 | 3 | 2.2538 | 3.9836
| SFM-wCZ04-v2015-rDXHP-t2-S17-MSRboth - Baseline Design - Hourly Results.csv | 9 | 2 | 16 | 3 | 2.4177 | 4.0264
| SFM-wCZ04-v2015-rDXHP-t2-S17-MSRboth - Baseline Design - Hourly Results.csv | 9 | 2 | 17 | 3 | 2.4301 | 4.0144
| SFM-wCZ04-v2015-rDXHP-t2-S17-MSRboth - Baseline Design - Hourly Results.csv | 9 | 3 | 15 | 4 | 1.4286 | 2.511
| SFM-wCZ04-v2015-rDXHP-t2-S17-MSRboth - Baseline Design - Hourly Results.csv | 9 | 3 | 16 | 4 | 1.5216 | 2.6362
| SFM-wCZ04-v2015-rDXHP-t2-S17-MSRboth - Baseline Design - Hourly Results.csv | 9 | 3 | 17 | 4 | 1.5038 | 2.5631
| SFM-wCZ04-v2015-rDXHP-t2-S17-MSRcool - Baseline Design - Hourly Results.csv | 9 | 1 | 15 | 2 | 1.7224 | 2.8264
| SFM-wCZ04-v2015-rDXHP-t2-S17-MSRcool - Baseline Design - Hourly Results.csv | 9 | 1 | 16 | 2 | 1.9171 | 3.1443
| SFM-wCZ04-v2015-rDXHP-t2-S17-MSRcool - Baseline Design - Hourly Results.csv | 9 | 1 | 17 | 2 | 2.0496 | 3.377
| SFM-wCZ04-v2015-rDXHP-t2-S17-MSRcool - Baseline Design - Hourly Results.csv | 9 | 2 | 15 | 3 | 2.2538 | 3.9836
| SFM-wCZ04-v2015-rDXHP-t2-S17-MSRcool - Baseline Design - Hourly Results.csv | 9 | 2 | 16 | 3 | 2.4177 | 4.0264
| SFM-wCZ04-v2015-rDXHP-t2-S17-MSRcool - Baseline Design - Hourly Results.csv | 9 | 2 | 17 | 3 | 2.4301 | 4.0144
| SFM-wCZ04-v2015-rDXHP-t2-S17-MSRcool - Baseline Design - Hourly Results.csv | 9 | 3 | 15 | 4 | 1.4286 | 2.511
| SFM-wCZ04-v2015-rDXHP-t2-S17-MSRcool - Baseline Design - Hourly Results.csv | 9 | 3 | 16 | 4 | 1.5216 | 2.6362
| SFM-wCZ04-v2015-rDXHP-t2-S17-MSRcool - Baseline Design - Hourly Results.csv | 9 | 3 | 17 | 4 | 1.5038 | 2.5631
| SFM-wCZ04-v2015-rDXHP-t2-S17-MSRheat - Baseline Design - Hourly Results.csv | 9 | 1 | 15 | 2 | 1.5509 | 2.5451
| SFM-wCZ04-v2015-rDXHP-t2-S17-MSRheat - Baseline Design - Hourly Results.csv | 9 | 1 | 16 | 2 | 1.7262 | 2.8312
| SFM-wCZ04-v2015-rDXHP-t2-S17-MSRheat - Baseline Design - Hourly Results.csv | 9 | 1 | 17 | 2 | 1.8456 | 3.0408
| SFM-wCZ04-v2015-rDXHP-t2-S17-MSRheat - Baseline Design - Hourly Results.csv | 9 | 2 | 15 | 3 | 2.0294 | 3.5871
| SFM-wCZ04-v2015-rDXHP-t2-S17-MSRheat - Baseline Design - Hourly Results.csv | 9 | 2 | 16 | 3 | 2.177 | 3.6256
| SFM-wCZ04-v2015-rDXHP-t2-S17-MSRheat - Baseline Design - Hourly Results.csv | 9 | 2 | 17 | 3 | 2.1881 | 3.6148
| SFM-wCZ04-v2015-rDXHP-t2-S17-MSRheat - Baseline Design - Hourly Results.csv | 9 | 3 | 15 | 4 | 1.2864 | 2.261
| SFM-wCZ04-v2015-rDXHP-t2-S17-MSRheat - Baseline Design - Hourly Results.csv | 9 | 3 | 16 | 4 | 1.3701 | 2.3738
| SFM-wCZ04-v2015-rDXHP-t2-S17-MSRheat - Baseline Design - Hourly Results.csv | 9 | 3 | 17 | 4 | 1.3541 | 2.3079
| SFM-wCZ04-v2015-rDXHP-t3-S14-BSLboth - Baseline Design - Hourly Results.csv | 9 | 1 | 15 | 2 | 1.4443 | 2.1936
| SFM-wCZ04-v2015-rDXHP-t3-S14-BSLboth - Baseline Design - Hourly Results.csv | 9 | 1 | 16 | 2 | 1.7633 | 2.7608
| SFM-wCZ04-v2015-rDXHP-t3-S14-BSLboth - Baseline Design - Hourly Results.csv | 9 | 1 | 17 | 2 | 1.9844 | 3.1739
| SFM-wCZ04-v2015-rDXHP-t3-S14-BSLboth - Baseline Design - Hourly Results.csv | 9 | 2 | 15 | 3 | 2.2008 | 3.8806
| SFM-wCZ04-v2015-rDXHP-t3-S14-BSLboth - Baseline Design - Hourly Results.csv | 9 | 2 | 16 | 3 | 2.3263 | 4.0218
| SFM-wCZ04-v2015-rDXHP-t3-S14-BSLboth - Baseline Design - Hourly Results.csv | 9 | 2 | 17 | 3 | 2.3894 | 4.0916
| SFM-wCZ04-v2015-rDXHP-t3-S14-BSLboth - Baseline Design - Hourly Results.csv | 9 | 3 | 15 | 4 | 1.2839 | 2.2563
| SFM-wCZ04-v2015-rDXHP-t3-S14-BSLboth - Baseline Design - Hourly Results.csv | 9 | 3 | 16 | 4 | 1.4382 | 2.483
| SFM-wCZ04-v2015-rDXHP-t3-S14-BSLboth - Baseline Design - Hourly Results.csv | 9 | 3 | 17 | 4 | 1.4532 | 2.4677
| SFM-wCZ04-v2015-rDXHP-t3-S14-BSLcool - Baseline Design - Hourly Results.csv | 9 | 1 | 15 | 2 | 1.4443 | 2.1936
| SFM-wCZ04-v2015-rDXHP-t3-S14-BSLcool - Baseline Design - Hourly Results.csv | 9 | 1 | 16 | 2 | 1.7633 | 2.7608
| SFM-wCZ04-v2015-rDXHP-t3-S14-BSLcool - Baseline Design - Hourly Results.csv | 9 | 1 | 17 | 2 | 1.9844 | 3.1739
| SFM-wCZ04-v2015-rDXHP-t3-S14-BSLcool - Baseline Design - Hourly Results.csv | 9 | 2 | 15 | 3 | 2.2008 | 3.8806
| SFM-wCZ04-v2015-rDXHP-t3-S14-BSLcool - Baseline Design - Hourly Results.csv | 9 | 2 | 16 | 3 | 2.3263 | 4.0218
| SFM-wCZ04-v2015-rDXHP-t3-S14-BSLcool - Baseline Design - Hourly Results.csv | 9 | 2 | 17 | 3 | 2.3894 | 4.0916
| SFM-wCZ04-v2015-rDXHP-t3-S14-BSLcool - Baseline Design - Hourly Results.csv | 9 | 3 | 15 | 4 | 1.2839 | 2.2563
| SFM-wCZ04-v2015-rDXHP-t3-S14-BSLcool - Baseline Design - Hourly Results.csv | 9 | 3 | 16 | 4 | 1.4382 | 2.483
| SFM-wCZ04-v2015-rDXHP-t3-S14-BSLcool - Baseline Design - Hourly Results.csv | 9 | 3 | 17 | 4 | 1.4532 | 2.4677
| SFM-wCZ04-v2015-rDXHP-t3-S14-BSLheat - Baseline Design - Hourly Results.csv | 9 | 1 | 15 | 2 | 1.2602 | 1.9141
| SFM-wCZ04-v2015-rDXHP-t3-S14-BSLheat - Baseline Design - Hourly Results.csv | 9 | 1 | 16 | 2 | 1.5387 | 2.409
| SFM-wCZ04-v2015-rDXHP-t3-S14-BSLheat - Baseline Design - Hourly Results.csv | 9 | 1 | 17 | 2 | 1.7316 | 2.7694
| SFM-wCZ04-v2015-rDXHP-t3-S14-BSLheat - Baseline Design - Hourly Results.csv | 9 | 2 | 15 | 3 | 1.9204 | 3.3861
| SFM-wCZ04-v2015-rDXHP-t3-S14-BSLheat - Baseline Design - Hourly Results.csv | 9 | 2 | 16 | 3 | 2.0299 | 3.5093
| SFM-wCZ04-v2015-rDXHP-t3-S14-BSLheat - Baseline Design - Hourly Results.csv | 9 | 2 | 17 | 3 | 2.0849 | 3.5702
| SFM-wCZ04-v2015-rDXHP-t3-S14-BSLheat - Baseline Design - Hourly Results.csv | 9 | 3 | 15 | 4 | 1.1203 | 1.9688
| SFM-wCZ04-v2015-rDXHP-t3-S14-BSLheat - Baseline Design - Hourly Results.csv | 9 | 3 | 16 | 4 | 1.2549 | 2.1666
| SFM-wCZ04-v2015-rDXHP-t3-S14-BSLheat - Baseline Design - Hourly Results.csv | 9 | 3 | 17 | 4 | 1.268 | 2.1532
| SFM-wCZ04-v2015-rDXHP-t3-S15-MSRboth - Baseline Design - Hourly Results.csv | 9 | 1 | 15 | 2 | 1.2051 | 1.8562
| SFM-wCZ04-v2015-rDXHP-t3-S15-MSRboth - Baseline Design - Hourly Results.csv | 9 | 1 | 16 | 2 | 1.4713 | 2.3337
| SFM-wCZ04-v2015-rDXHP-t3-S15-MSRboth - Baseline Design - Hourly Results.csv | 9 | 1 | 17 | 2 | 1.6569 | 2.6817
| SFM-wCZ04-v2015-rDXHP-t3-S15-MSRboth - Baseline Design - Hourly Results.csv | 9 | 2 | 15 | 3 | 1.841 | 3.3192
| SFM-wCZ04-v2015-rDXHP-t3-S15-MSRboth - Baseline Design - Hourly Results.csv | 9 | 2 | 16 | 3 | 1.9399 | 3.4242
| SFM-wCZ04-v2015-rDXHP-t3-S15-MSRboth - Baseline Design - Hourly Results.csv | 9 | 2 | 17 | 3 | 1.9954 | 3.4632
| SFM-wCZ04-v2015-rDXHP-t3-S15-MSRboth - Baseline Design - Hourly Results.csv | 9 | 3 | 15 | 4 | 1.064 | 1.8898
| SFM-wCZ04-v2015-rDXHP-t3-S15-MSRboth - Baseline Design - Hourly Results.csv | 9 | 3 | 16 | 4 | 1.1946 | 2.0829
| SFM-wCZ04-v2015-rDXHP-t3-S15-MSRboth - Baseline Design - Hourly Results.csv | 9 | 3 | 17 | 4 | 1.208 | 2.073
| SFM-wCZ04-v2015-rDXHP-t3-S15-MSRcool - Baseline Design - Hourly Results.csv | 9 | 1 | 15 | 2 | 1.2051 | 1.8562
| SFM-wCZ04-v2015-rDXHP-t3-S15-MSRcool - Baseline Design - Hourly Results.csv | 9 | 1 | 16 | 2 | 1.4713 | 2.3337
| SFM-wCZ04-v2015-rDXHP-t3-S15-MSRcool - Baseline Design - Hourly Results.csv | 9 | 1 | 17 | 2 | 1.6569 | 2.6817
| SFM-wCZ04-v2015-rDXHP-t3-S15-MSRcool - Baseline Design - Hourly Results.csv | 9 | 2 | 15 | 3 | 1.841 | 3.3192
| SFM-wCZ04-v2015-rDXHP-t3-S15-MSRcool - Baseline Design - Hourly Results.csv | 9 | 2 | 16 | 3 | 1.9399 | 3.4242
| SFM-wCZ04-v2015-rDXHP-t3-S15-MSRcool - Baseline Design - Hourly Results.csv | 9 | 2 | 17 | 3 | 1.9954 | 3.4632
| SFM-wCZ04-v2015-rDXHP-t3-S15-MSRcool - Baseline Design - Hourly Results.csv | 9 | 3 | 15 | 4 | 1.064 | 1.8898
| SFM-wCZ04-v2015-rDXHP-t3-S15-MSRcool - Baseline Design - Hourly Results.csv | 9 | 3 | 16 | 4 | 1.1946 | 2.0829
| SFM-wCZ04-v2015-rDXHP-t3-S15-MSRcool - Baseline Design - Hourly Results.csv | 9 | 3 | 17 | 4 | 1.208 | 2.073
| SFM-wCZ04-v2015-rDXHP-t3-S15-MSRheat - Baseline Design - Hourly Results.csv | 9 | 1 | 15 | 2 | 1.0921 | 1.6822
| SFM-wCZ04-v2015-rDXHP-t3-S15-MSRheat - Baseline Design - Hourly Results.csv | 9 | 1 | 16 | 2 | 1.3334 | 2.1149
| SFM-wCZ04-v2015-rDXHP-t3-S15-MSRheat - Baseline Design - Hourly Results.csv | 9 | 1 | 17 | 2 | 1.5015 | 2.4303
| SFM-wCZ04-v2015-rDXHP-t3-S15-MSRheat - Baseline Design - Hourly Results.csv | 9 | 2 | 15 | 3 | 1.6684 | 3.0081
| SFM-wCZ04-v2015-rDXHP-t3-S15-MSRheat - Baseline Design - Hourly Results.csv | 9 | 2 | 16 | 3 | 1.758 | 3.1031
| SFM-wCZ04-v2015-rDXHP-t3-S15-MSRheat - Baseline Design - Hourly Results.csv | 9 | 2 | 17 | 3 | 1.8084 | 3.1385
| SFM-wCZ04-v2015-rDXHP-t3-S15-MSRheat - Baseline Design - Hourly Results.csv | 9 | 3 | 15 | 4 | 0.96422 | 1.7126
| SFM-wCZ04-v2015-rDXHP-t3-S15-MSRheat - Baseline Design - Hourly Results.csv | 9 | 3 | 16 | 4 | 1.0826 | 1.8877
| SFM-wCZ04-v2015-rDXHP-t3-S15-MSRheat - Baseline Design - Hourly Results.csv | 9 | 3 | 17 | 4 | 1.0947 | 1.8786
| SFM-wCZ04-v2015-rDXHP-t3-S16-MSRboth - Baseline Design - Hourly Results.csv | 9 | 1 | 15 | 2 | 1.2456 | 1.8904
| SFM-wCZ04-v2015-rDXHP-t3-S16-MSRboth - Baseline Design - Hourly Results.csv | 9 | 1 | 16 | 2 | 1.5232 | 2.3817
| SFM-wCZ04-v2015-rDXHP-t3-S16-MSRboth - Baseline Design - Hourly Results.csv | 9 | 1 | 17 | 2 | 1.7112 | 2.7311
| SFM-wCZ04-v2015-rDXHP-t3-S16-MSRboth - Baseline Design - Hourly Results.csv | 9 | 2 | 15 | 3 | 1.9351 | 3.3831
| SFM-wCZ04-v2015-rDXHP-t3-S16-MSRboth - Baseline Design - Hourly Results.csv | 9 | 2 | 16 | 3 | 2.0408 | 3.5027
| SFM-wCZ04-v2015-rDXHP-t3-S16-MSRboth - Baseline Design - Hourly Results.csv | 9 | 2 | 17 | 3 | 2.0851 | 3.5535
| SFM-wCZ04-v2015-rDXHP-t3-S16-MSRboth - Baseline Design - Hourly Results.csv | 9 | 3 | 15 | 4 | 1.0989 | 1.9198
| SFM-wCZ04-v2015-rDXHP-t3-S16-MSRboth - Baseline Design - Hourly Results.csv | 9 | 3 | 16 | 4 | 1.2317 | 2.1172
| SFM-wCZ04-v2015-rDXHP-t3-S16-MSRboth - Baseline Design - Hourly Results.csv | 9 | 3 | 17 | 4 | 1.247 | 2.1095
| SFM-wCZ04-v2015-rDXHP-t3-S16-MSRcool - Baseline Design - Hourly Results.csv | 9 | 1 | 15 | 2 | 1.2456 | 1.8904
| SFM-wCZ04-v2015-rDXHP-t3-S16-MSRcool - Baseline Design - Hourly Results.csv | 9 | 1 | 16 | 2 | 1.5232 | 2.3817
| SFM-wCZ04-v2015-rDXHP-t3-S16-MSRcool - Baseline Design - Hourly Results.csv | 9 | 1 | 17 | 2 | 1.7112 | 2.7311
| SFM-wCZ04-v2015-rDXHP-t3-S16-MSRcool - Baseline Design - Hourly Results.csv | 9 | 2 | 15 | 3 | 1.9351 | 3.3831
| SFM-wCZ04-v2015-rDXHP-t3-S16-MSRcool - Baseline Design - Hourly Results.csv | 9 | 2 | 16 | 3 | 2.0408 | 3.5027
| SFM-wCZ04-v2015-rDXHP-t3-S16-MSRcool - Baseline Design - Hourly Results.csv | 9 | 2 | 17 | 3 | 2.0851 | 3.5535
| SFM-wCZ04-v2015-rDXHP-t3-S16-MSRcool - Baseline Design - Hourly Results.csv | 9 | 3 | 15 | 4 | 1.0989 | 1.9198
| SFM-wCZ04-v2015-rDXHP-t3-S16-MSRcool - Baseline Design - Hourly Results.csv | 9 | 3 | 16 | 4 | 1.2317 | 2.1172
| SFM-wCZ04-v2015-rDXHP-t3-S16-MSRcool - Baseline Design - Hourly Results.csv | 9 | 3 | 17 | 4 | 1.247 | 2.1095
| SFM-wCZ04-v2015-rDXHP-t3-S16-MSRheat - Baseline Design - Hourly Results.csv | 9 | 1 | 15 | 2 | 1.1274 | 1.711
| SFM-wCZ04-v2015-rDXHP-t3-S16-MSRheat - Baseline Design - Hourly Results.csv | 9 | 1 | 16 | 2 | 1.3787 | 2.1558
| SFM-wCZ04-v2015-rDXHP-t3-S16-MSRheat - Baseline Design - Hourly Results.csv | 9 | 1 | 17 | 2 | 1.5488 | 2.472
| SFM-wCZ04-v2015-rDXHP-t3-S16-MSRheat - Baseline Design - Hourly Results.csv | 9 | 2 | 15 | 3 | 1.7515 | 3.0621
| SFM-wCZ04-v2015-rDXHP-t3-S16-MSRheat - Baseline Design - Hourly Results.csv | 9 | 2 | 16 | 3 | 1.8472 | 3.1704
| SFM-wCZ04-v2015-rDXHP-t3-S16-MSRheat - Baseline Design - Hourly Results.csv | 9 | 2 | 17 | 3 | 1.8873 | 3.2163
| SFM-wCZ04-v2015-rDXHP-t3-S16-MSRheat - Baseline Design - Hourly Results.csv | 9 | 3 | 15 | 4 | 0.99464 | 1.7376
| SFM-wCZ04-v2015-rDXHP-t3-S16-MSRheat - Baseline Design - Hourly Results.csv | 9 | 3 | 16 | 4 | 1.1148 | 1.9163
| SFM-wCZ04-v2015-rDXHP-t3-S16-MSRheat - Baseline Design - Hourly Results.csv | 9 | 3 | 17 | 4 | 1.1287 | 1.9094
| SFM-wCZ04-v2015-rDXHP-t3-S17-MSRboth - Baseline Design - Hourly Results.csv | 9 | 1 | 15 | 2 | 1.1698 | 1.7754
| SFM-wCZ04-v2015-rDXHP-t3-S17-MSRboth - Baseline Design - Hourly Results.csv | 9 | 1 | 16 | 2 | 1.4306 | 2.2369
| SFM-wCZ04-v2015-rDXHP-t3-S17-MSRboth - Baseline Design - Hourly Results.csv | 9 | 1 | 17 | 2 | 1.6071 | 2.565
| SFM-wCZ04-v2015-rDXHP-t3-S17-MSRboth - Baseline Design - Hourly Results.csv | 9 | 2 | 15 | 3 | 1.8174 | 3.1773
| SFM-wCZ04-v2015-rDXHP-t3-S17-MSRboth - Baseline Design - Hourly Results.csv | 9 | 2 | 16 | 3 | 1.9167 | 3.2897
| SFM-wCZ04-v2015-rDXHP-t3-S17-MSRboth - Baseline Design - Hourly Results.csv | 9 | 2 | 17 | 3 | 1.9583 | 3.3373
| SFM-wCZ04-v2015-rDXHP-t3-S17-MSRboth - Baseline Design - Hourly Results.csv | 9 | 3 | 15 | 4 | 1.0321 | 1.803
| SFM-wCZ04-v2015-rDXHP-t3-S17-MSRboth - Baseline Design - Hourly Results.csv | 9 | 3 | 16 | 4 | 1.1568 | 1.9884
| SFM-wCZ04-v2015-rDXHP-t3-S17-MSRboth - Baseline Design - Hourly Results.csv | 9 | 3 | 17 | 4 | 1.1711 | 1.9812
| SFM-wCZ04-v2015-rDXHP-t3-S17-MSRcool - Baseline Design - Hourly Results.csv | 9 | 1 | 15 | 2 | 1.1698 | 1.7754
| SFM-wCZ04-v2015-rDXHP-t3-S17-MSRcool - Baseline Design - Hourly Results.csv | 9 | 1 | 16 | 2 | 1.4306 | 2.2369
| SFM-wCZ04-v2015-rDXHP-t3-S17-MSRcool - Baseline Design - Hourly Results.csv | 9 | 1 | 17 | 2 | 1.6071 | 2.565
| SFM-wCZ04-v2015-rDXHP-t3-S17-MSRcool - Baseline Design - Hourly Results.csv | 9 | 2 | 15 | 3 | 1.8174 | 3.1773
| SFM-wCZ04-v2015-rDXHP-t3-S17-MSRcool - Baseline Design - Hourly Results.csv | 9 | 2 | 16 | 3 | 1.9167 | 3.2897
| SFM-wCZ04-v2015-rDXHP-t3-S17-MSRcool - Baseline Design - Hourly Results.csv | 9 | 2 | 17 | 3 | 1.9583 | 3.3373
| SFM-wCZ04-v2015-rDXHP-t3-S17-MSRcool - Baseline Design - Hourly Results.csv | 9 | 3 | 15 | 4 | 1.0321 | 1.803
| SFM-wCZ04-v2015-rDXHP-t3-S17-MSRcool - Baseline Design - Hourly Results.csv | 9 | 3 | 16 | 4 | 1.1568 | 1.9884
| SFM-wCZ04-v2015-rDXHP-t3-S17-MSRcool - Baseline Design - Hourly Results.csv | 9 | 3 | 17 | 4 | 1.1711 | 1.9812
| SFM-wCZ04-v2015-rDXHP-t3-S17-MSRheat - Baseline Design - Hourly Results.csv | 9 | 1 | 15 | 2 | 1.0534 | 1.5986
| SFM-wCZ04-v2015-rDXHP-t3-S17-MSRheat - Baseline Design - Hourly Results.csv | 9 | 1 | 16 | 2 | 1.2881 | 2.0142
| SFM-wCZ04-v2015-rDXHP-t3-S17-MSRheat - Baseline Design - Hourly Results.csv | 9 | 1 | 17 | 2 | 1.4471 | 2.3097
| SFM-wCZ04-v2015-rDXHP-t3-S17-MSRheat - Baseline Design - Hourly Results.csv | 9 | 2 | 15 | 3 | 1.6365 | 2.861
| SFM-wCZ04-v2015-rDXHP-t3-S17-MSRheat - Baseline Design - Hourly Results.csv | 9 | 2 | 16 | 3 | 1.7259 | 2.9622
| SFM-wCZ04-v2015-rDXHP-t3-S17-MSRheat - Baseline Design - Hourly Results.csv | 9 | 2 | 17 | 3 | 1.7633 | 3.0051
| SFM-wCZ04-v2015-rDXHP-t3-S17-MSRheat - Baseline Design - Hourly Results.csv | 9 | 3 | 15 | 4 | 0.92932 | 1.6235
| SFM-wCZ04-v2015-rDXHP-t3-S17-MSRheat - Baseline Design - Hourly Results.csv | 9 | 3 | 16 | 4 | 1.0416 | 1.7905
| SFM-wCZ04-v2015-rDXHP-t3-S17-MSRheat - Baseline Design - Hourly Results.csv | 9 | 3 | 17 | 4 | 1.0546 | 1.7839
| SFM-wCZ04-v2015-rDXHP-t4-S14-BSLboth - Baseline Design - Hourly Results.csv | 9 | 1 | 15 | 2 | 0.4935 | 0
| SFM-wCZ04-v2015-rDXHP-t4-S14-BSLboth - Baseline Design - Hourly Results.csv | 9 | 1 | 16 | 2 | 1.015 | 0.82465
| SFM-wCZ04-v2015-rDXHP-t4-S14-BSLboth - Baseline Design - Hourly Results.csv | 9 | 1 | 17 | 2 | 1.3563 | 1.6184
| SFM-wCZ04-v2015-rDXHP-t4-S14-BSLboth - Baseline Design - Hourly Results.csv | 9 | 2 | 15 | 3 | 1.8865 | 3.4262
| SFM-wCZ04-v2015-rDXHP-t4-S14-BSLboth - Baseline Design - Hourly Results.csv | 9 | 2 | 16 | 3 | 2.0236 | 3.5703
| SFM-wCZ04-v2015-rDXHP-t4-S14-BSLboth - Baseline Design - Hourly Results.csv | 9 | 2 | 17 | 3 | 2.0995 | 3.6316
| SFM-wCZ04-v2015-rDXHP-t4-S14-BSLboth - Baseline Design - Hourly Results.csv | 9 | 3 | 15 | 4 | 1.0838 | 2.0069
| SFM-wCZ04-v2015-rDXHP-t4-S14-BSLboth - Baseline Design - Hourly Results.csv | 9 | 3 | 16 | 4 | 1.2398 | 2.2193
| SFM-wCZ04-v2015-rDXHP-t4-S14-BSLboth - Baseline Design - Hourly Results.csv | 9 | 3 | 17 | 4 | 1.2623 | 2.2012
| SFM-wCZ04-v2015-rDXHP-t4-S14-BSLcool - Baseline Design - Hourly Results.csv | 9 | 1 | 15 | 2 | 0.4935 | 0
| SFM-wCZ04-v2015-rDXHP-t4-S14-BSLcool - Baseline Design - Hourly Results.csv | 9 | 1 | 16 | 2 | 1.015 | 0.82465
| SFM-wCZ04-v2015-rDXHP-t4-S14-BSLcool - Baseline Design - Hourly Results.csv | 9 | 1 | 17 | 2 | 1.3563 | 1.6184
| SFM-wCZ04-v2015-rDXHP-t4-S14-BSLcool - Baseline Design - Hourly Results.csv | 9 | 2 | 15 | 3 | 1.8865 | 3.4262
| SFM-wCZ04-v2015-rDXHP-t4-S14-BSLcool - Baseline Design - Hourly Results.csv | 9 | 2 | 16 | 3 | 2.0236 | 3.5703
| SFM-wCZ04-v2015-rDXHP-t4-S14-BSLcool - Baseline Design - Hourly Results.csv | 9 | 2 | 17 | 3 | 2.0995 | 3.6316
| SFM-wCZ04-v2015-rDXHP-t4-S14-BSLcool - Baseline Design - Hourly Results.csv | 9 | 3 | 15 | 4 | 1.0838 | 2.0069
| SFM-wCZ04-v2015-rDXHP-t4-S14-BSLcool - Baseline Design - Hourly Results.csv | 9 | 3 | 16 | 4 | 1.2398 | 2.2193
| SFM-wCZ04-v2015-rDXHP-t4-S14-BSLcool - Baseline Design - Hourly Results.csv | 9 | 3 | 17 | 4 | 1.2623 | 2.2012
| SFM-wCZ04-v2015-rDXHP-t4-S14-BSLheat - Baseline Design - Hourly Results.csv | 9 | 1 | 15 | 2 | 0.43061 | 0
| SFM-wCZ04-v2015-rDXHP-t4-S14-BSLheat - Baseline Design - Hourly Results.csv | 9 | 1 | 16 | 2 | 0.8857 | 0.71957
| SFM-wCZ04-v2015-rDXHP-t4-S14-BSLheat - Baseline Design - Hourly Results.csv | 9 | 1 | 17 | 2 | 1.1835 | 1.4122
| SFM-wCZ04-v2015-rDXHP-t4-S14-BSLheat - Baseline Design - Hourly Results.csv | 9 | 2 | 15 | 3 | 1.6461 | 2.9897
| SFM-wCZ04-v2015-rDXHP-t4-S14-BSLheat - Baseline Design - Hourly Results.csv | 9 | 2 | 16 | 3 | 1.7658 | 3.1154
| SFM-wCZ04-v2015-rDXHP-t4-S14-BSLheat - Baseline Design - Hourly Results.csv | 9 | 2 | 17 | 3 | 1.832 | 3.1688
| SFM-wCZ04-v2015-rDXHP-t4-S14-BSLheat - Baseline Design - Hourly Results.csv | 9 | 3 | 15 | 4 | 0.94571 | 1.7512
| SFM-wCZ04-v2015-rDXHP-t4-S14-BSLheat - Baseline Design - Hourly Results.csv | 9 | 3 | 16 | 4 | 1.0818 | 1.9365
| SFM-wCZ04-v2015-rDXHP-t4-S14-BSLheat - Baseline Design - Hourly Results.csv | 9 | 3 | 17 | 4 | 1.1015 | 1.9207
| SFM-wCZ04-v2015-rDXHP-t4-S15-MSRboth - Baseline Design - Hourly Results.csv | 9 | 1 | 15 | 2 | 0.40923 | 0
| SFM-wCZ04-v2015-rDXHP-t4-S15-MSRboth - Baseline Design - Hourly Results.csv | 9 | 1 | 16 | 2 | 0.84347 | 0.68863
| SFM-wCZ04-v2015-rDXHP-t4-S15-MSRboth - Baseline Design - Hourly Results.csv | 9 | 1 | 17 | 2 | 1.1285 | 1.3562
| SFM-wCZ04-v2015-rDXHP-t4-S15-MSRboth - Baseline Design - Hourly Results.csv | 9 | 2 | 15 | 3 | 1.5887 | 2.9326
| SFM-wCZ04-v2015-rDXHP-t4-S15-MSRboth - Baseline Design - Hourly Results.csv | 9 | 2 | 16 | 3 | 1.6979 | 3.0559
| SFM-wCZ04-v2015-rDXHP-t4-S15-MSRboth - Baseline Design - Hourly Results.csv | 9 | 2 | 17 | 3 | 1.7482 | 3.1125
| SFM-wCZ04-v2015-rDXHP-t4-S15-MSRboth - Baseline Design - Hourly Results.csv | 9 | 3 | 15 | 4 | 0.89817 | 1.6784
| SFM-wCZ04-v2015-rDXHP-t4-S15-MSRboth - Baseline Design - Hourly Results.csv | 9 | 3 | 16 | 4 | 1.0296 | 1.8597
| SFM-wCZ04-v2015-rDXHP-t4-S15-MSRboth - Baseline Design - Hourly Results.csv | 9 | 3 | 17 | 4 | 1.0485 | 1.846
| SFM-wCZ04-v2015-rDXHP-t4-S15-MSRcool - Baseline Design - Hourly Results.csv | 9 | 1 | 15 | 2 | 0.40923 | 0
| SFM-wCZ04-v2015-rDXHP-t4-S15-MSRcool - Baseline Design - Hourly Results.csv | 9 | 1 | 16 | 2 | 0.84347 | 0.68863
| SFM-wCZ04-v2015-rDXHP-t4-S15-MSRcool - Baseline Design - Hourly Results.csv | 9 | 1 | 17 | 2 | 1.1285 | 1.3562
| SFM-wCZ04-v2015-rDXHP-t4-S15-MSRcool - Baseline Design - Hourly Results.csv | 9 | 2 | 15 | 3 | 1.5887 | 2.9326
| SFM-wCZ04-v2015-rDXHP-t4-S15-MSRcool - Baseline Design - Hourly Results.csv | 9 | 2 | 16 | 3 | 1.6979 | 3.0559
| SFM-wCZ04-v2015-rDXHP-t4-S15-MSRcool - Baseline Design - Hourly Results.csv | 9 | 2 | 17 | 3 | 1.7482 | 3.1125
| SFM-wCZ04-v2015-rDXHP-t4-S15-MSRcool - Baseline Design - Hourly Results.csv | 9 | 3 | 15 | 4 | 0.89817 | 1.6784
| SFM-wCZ04-v2015-rDXHP-t4-S15-MSRcool - Baseline Design - Hourly Results.csv | 9 | 3 | 16 | 4 | 1.0296 | 1.8597
| SFM-wCZ04-v2015-rDXHP-t4-S15-MSRcool - Baseline Design - Hourly Results.csv | 9 | 3 | 17 | 4 | 1.0485 | 1.846
| SFM-wCZ04-v2015-rDXHP-t4-S15-MSRheat - Baseline Design - Hourly Results.csv | 9 | 1 | 15 | 2 | 0.37086 | 0
| SFM-wCZ04-v2015-rDXHP-t4-S15-MSRheat - Baseline Design - Hourly Results.csv | 9 | 1 | 16 | 2 | 0.76439 | 0.62406
| SFM-wCZ04-v2015-rDXHP-t4-S15-MSRheat - Baseline Design - Hourly Results.csv | 9 | 1 | 17 | 2 | 1.0227 | 1.2291
| SFM-wCZ04-v2015-rDXHP-t4-S15-MSRheat - Baseline Design - Hourly Results.csv | 9 | 2 | 15 | 3 | 1.4397 | 2.6577
| SFM-wCZ04-v2015-rDXHP-t4-S15-MSRheat - Baseline Design - Hourly Results.csv | 9 | 2 | 16 | 3 | 1.5387 | 2.7694
| SFM-wCZ04-v2015-rDXHP-t4-S15-MSRheat - Baseline Design - Hourly Results.csv | 9 | 2 | 17 | 3 | 1.5843 | 2.8207
| SFM-wCZ04-v2015-rDXHP-t4-S15-MSRheat - Baseline Design - Hourly Results.csv | 9 | 3 | 15 | 4 | 0.81396 | 1.521
| SFM-wCZ04-v2015-rDXHP-t4-S15-MSRheat - Baseline Design - Hourly Results.csv | 9 | 3 | 16 | 4 | 0.93308 | 1.6853
| SFM-wCZ04-v2015-rDXHP-t4-S15-MSRheat - Baseline Design - Hourly Results.csv | 9 | 3 | 17 | 4 | 0.95017 | 1.6729
| SFM-wCZ04-v2015-rDXHP-t4-S16-MSRboth - Baseline Design - Hourly Results.csv | 9 | 1 | 15 | 2 | 0.41705 | 0
| SFM-wCZ04-v2015-rDXHP-t4-S16-MSRboth - Baseline Design - Hourly Results.csv | 9 | 1 | 16 | 2 | 0.86243 | 0.69345
| SFM-wCZ04-v2015-rDXHP-t4-S16-MSRboth - Baseline Design - Hourly Results.csv | 9 | 1 | 17 | 2 | 1.1531 | 1.3663
| SFM-wCZ04-v2015-rDXHP-t4-S16-MSRboth - Baseline Design - Hourly Results.csv | 9 | 2 | 15 | 3 | 1.6407 | 2.9422
| SFM-wCZ04-v2015-rDXHP-t4-S16-MSRboth - Baseline Design - Hourly Results.csv | 9 | 2 | 16 | 3 | 1.7563 | 3.0632
| SFM-wCZ04-v2015-rDXHP-t4-S16-MSRboth - Baseline Design - Hourly Results.csv | 9 | 2 | 17 | 3 | 1.8145 | 3.1194
| SFM-wCZ04-v2015-rDXHP-t4-S16-MSRboth - Baseline Design - Hourly Results.csv | 9 | 3 | 15 | 4 | 0.91817 | 1.6945
| SFM-wCZ04-v2015-rDXHP-t4-S16-MSRboth - Baseline Design - Hourly Results.csv | 9 | 3 | 16 | 4 | 1.0527 | 1.877
| SFM-wCZ04-v2015-rDXHP-t4-S16-MSRboth - Baseline Design - Hourly Results.csv | 9 | 3 | 17 | 4 | 1.0738 | 1.8677
| SFM-wCZ04-v2015-rDXHP-t4-S16-MSRcool - Baseline Design - Hourly Results.csv | 9 | 1 | 15 | 2 | 0.41705 | 0
| SFM-wCZ04-v2015-rDXHP-t4-S16-MSRcool - Baseline Design - Hourly Results.csv | 9 | 1 | 16 | 2 | 0.86243 | 0.69345
| SFM-wCZ04-v2015-rDXHP-t4-S16-MSRcool - Baseline Design - Hourly Results.csv | 9 | 1 | 17 | 2 | 1.1531 | 1.3663
| SFM-wCZ04-v2015-rDXHP-t4-S16-MSRcool - Baseline Design - Hourly Results.csv | 9 | 2 | 15 | 3 | 1.6407 | 2.9422
| SFM-wCZ04-v2015-rDXHP-t4-S16-MSRcool - Baseline Design - Hourly Results.csv | 9 | 2 | 16 | 3 | 1.7563 | 3.0632
| SFM-wCZ04-v2015-rDXHP-t4-S16-MSRcool - Baseline Design - Hourly Results.csv | 9 | 2 | 17 | 3 | 1.8145 | 3.1194
| SFM-wCZ04-v2015-rDXHP-t4-S16-MSRcool - Baseline Design - Hourly Results.csv | 9 | 3 | 15 | 4 | 0.91817 | 1.6945
| SFM-wCZ04-v2015-rDXHP-t4-S16-MSRcool - Baseline Design - Hourly Results.csv | 9 | 3 | 16 | 4 | 1.0527 | 1.877
| SFM-wCZ04-v2015-rDXHP-t4-S16-MSRcool - Baseline Design - Hourly Results.csv | 9 | 3 | 17 | 4 | 1.0738 | 1.8677
| SFM-wCZ04-v2015-rDXHP-t4-S16-MSRheat - Baseline Design - Hourly Results.csv | 9 | 1 | 15 | 2 | 0.37749 | 0
| SFM-wCZ04-v2015-rDXHP-t4-S16-MSRheat - Baseline Design - Hourly Results.csv | 9 | 1 | 16 | 2 | 0.78061 | 0.62766
| SFM-wCZ04-v2015-rDXHP-t4-S16-MSRheat - Baseline Design - Hourly Results.csv | 9 | 1 | 17 | 2 | 1.0437 | 1.2367
| SFM-wCZ04-v2015-rDXHP-t4-S16-MSRheat - Baseline Design - Hourly Results.csv | 9 | 2 | 15 | 3 | 1.4851 | 2.6631
| SFM-wCZ04-v2015-rDXHP-t4-S16-MSRheat - Baseline Design - Hourly Results.csv | 9 | 2 | 16 | 3 | 1.5897 | 2.7726
| SFM-wCZ04-v2015-rDXHP-t4-S16-MSRheat - Baseline Design - Hourly Results.csv | 9 | 2 | 17 | 3 | 1.6424 | 2.8235
| SFM-wCZ04-v2015-rDXHP-t4-S16-MSRheat - Baseline Design - Hourly Results.csv | 9 | 3 | 15 | 4 | 0.83107 | 1.5337
| SFM-wCZ04-v2015-rDXHP-t4-S16-MSRheat - Baseline Design - Hourly Results.csv | 9 | 3 | 16 | 4 | 0.95286 | 1.699
| SFM-wCZ04-v2015-rDXHP-t4-S16-MSRheat - Baseline Design - Hourly Results.csv | 9 | 3 | 17 | 4 | 0.97197 | 1.6905
| SFM-wCZ04-v2015-rDXHP-t4-S17-MSRboth - Baseline Design - Hourly Results.csv | 9 | 1 | 15 | 2 | 0.39169 | 0
| SFM-wCZ04-v2015-rDXHP-t4-S17-MSRboth - Baseline Design - Hourly Results.csv | 9 | 1 | 16 | 2 | 0.80998 | 0.65128
| SFM-wCZ04-v2015-rDXHP-t4-S17-MSRboth - Baseline Design - Hourly Results.csv | 9 | 1 | 17 | 2 | 1.0829 | 1.2832
| SFM-wCZ04-v2015-rDXHP-t4-S17-MSRboth - Baseline Design - Hourly Results.csv | 9 | 2 | 15 | 3 | 1.541 | 2.7633
| SFM-wCZ04-v2015-rDXHP-t4-S17-MSRboth - Baseline Design - Hourly Results.csv | 9 | 2 | 16 | 3 | 1.6495 | 2.8769
| SFM-wCZ04-v2015-rDXHP-t4-S17-MSRboth - Baseline Design - Hourly Results.csv | 9 | 2 | 17 | 3 | 1.7042 | 2.9297
| SFM-wCZ04-v2015-rDXHP-t4-S17-MSRboth - Baseline Design - Hourly Results.csv | 9 | 3 | 15 | 4 | 0.86234 | 1.5914
| SFM-wCZ04-v2015-rDXHP-t4-S17-MSRboth - Baseline Design - Hourly Results.csv | 9 | 3 | 16 | 4 | 0.98871 | 1.7629
| SFM-wCZ04-v2015-rDXHP-t4-S17-MSRboth - Baseline Design - Hourly Results.csv | 9 | 3 | 17 | 4 | 1.0085 | 1.7541
| SFM-wCZ04-v2015-rDXHP-t4-S17-MSRcool - Baseline Design - Hourly Results.csv | 9 | 1 | 15 | 2 | 0.39169 | 0
| SFM-wCZ04-v2015-rDXHP-t4-S17-MSRcool - Baseline Design - Hourly Results.csv | 9 | 1 | 16 | 2 | 0.80998 | 0.65128
| SFM-wCZ04-v2015-rDXHP-t4-S17-MSRcool - Baseline Design - Hourly Results.csv | 9 | 1 | 17 | 2 | 1.0829 | 1.2832
| SFM-wCZ04-v2015-rDXHP-t4-S17-MSRcool - Baseline Design - Hourly Results.csv | 9 | 2 | 15 | 3 | 1.541 | 2.7633
| SFM-wCZ04-v2015-rDXHP-t4-S17-MSRcool - Baseline Design - Hourly Results.csv | 9 | 2 | 16 | 3 | 1.6495 | 2.8769
| SFM-wCZ04-v2015-rDXHP-t4-S17-MSRcool - Baseline Design - Hourly Results.csv | 9 | 2 | 17 | 3 | 1.7042 | 2.9297
| SFM-wCZ04-v2015-rDXHP-t4-S17-MSRcool - Baseline Design - Hourly Results.csv | 9 | 3 | 15 | 4 | 0.86234 | 1.5914
| SFM-wCZ04-v2015-rDXHP-t4-S17-MSRcool - Baseline Design - Hourly Results.csv | 9 | 3 | 16 | 4 | 0.98871 | 1.7629
| SFM-wCZ04-v2015-rDXHP-t4-S17-MSRcool - Baseline Design - Hourly Results.csv | 9 | 3 | 17 | 4 | 1.0085 | 1.7541
| SFM-wCZ04-v2015-rDXHP-t4-S17-MSRheat - Baseline Design - Hourly Results.csv | 9 | 1 | 15 | 2 | 0.35269 | 0
| SFM-wCZ04-v2015-rDXHP-t4-S17-MSRheat - Baseline Design - Hourly Results.csv | 9 | 1 | 16 | 2 | 0.72934 | 0.58644
| SFM-wCZ04-v2015-rDXHP-t4-S17-MSRheat - Baseline Design - Hourly Results.csv | 9 | 1 | 17 | 2 | 0.97513 | 1.1555
| SFM-wCZ04-v2015-rDXHP-t4-S17-MSRheat - Baseline Design - Hourly Results.csv | 9 | 2 | 15 | 3 | 1.3876 | 2.4882
| SFM-wCZ04-v2015-rDXHP-t4-S17-MSRheat - Baseline Design - Hourly Results.csv | 9 | 2 | 16 | 3 | 1.4852 | 2.5905
| SFM-wCZ04-v2015-rDXHP-t4-S17-MSRheat - Baseline Design - Hourly Results.csv | 9 | 2 | 17 | 3 | 1.5345 | 2.638
| SFM-wCZ04-v2015-rDXHP-t4-S17-MSRheat - Baseline Design - Hourly Results.csv | 9 | 3 | 15 | 4 | 0.77649 | 1.433
| SFM-wCZ04-v2015-rDXHP-t4-S17-MSRheat - Baseline Design - Hourly Results.csv | 9 | 3 | 16 | 4 | 0.89028 | 1.5874
| SFM-wCZ04-v2015-rDXHP-t4-S17-MSRheat - Baseline Design - Hourly Results.csv | 9 | 3 | 17 | 4 | 0.90813 | 1.5795
| SFM-wCZ04-v2015-rDXHP-t5-S14-BSLboth - Baseline Design - Hourly Results.csv | 9 | 1 | 15 | 2 | 0.50482 | 0
| SFM-wCZ04-v2015-rDXHP-t5-S14-BSLboth - Baseline Design - Hourly Results.csv | 9 | 1 | 16 | 2 | 1.0231 | 0.81007
| SFM-wCZ04-v2015-rDXHP-t5-S14-BSLboth - Baseline Design - Hourly Results.csv | 9 | 1 | 17 | 2 | 1.3617 | 1.6087
| SFM-wCZ04-v2015-rDXHP-t5-S14-BSLboth - Baseline Design - Hourly Results.csv | 9 | 2 | 15 | 3 | 1.7934 | 3.2448
| SFM-wCZ04-v2015-rDXHP-t5-S14-BSLboth - Baseline Design - Hourly Results.csv | 9 | 2 | 16 | 3 | 1.9486 | 3.4204
| SFM-wCZ04-v2015-rDXHP-t5-S14-BSLboth - Baseline Design - Hourly Results.csv | 9 | 2 | 17 | 3 | 2.0349 | 3.5095
| SFM-wCZ04-v2015-rDXHP-t5-S14-BSLboth - Baseline Design - Hourly Results.csv | 9 | 3 | 15 | 4 | 0.93747 | 1.7085
| SFM-wCZ04-v2015-rDXHP-t5-S14-BSLboth - Baseline Design - Hourly Results.csv | 9 | 3 | 16 | 4 | 1.1218 | 1.975
| SFM-wCZ04-v2015-rDXHP-t5-S14-BSLboth - Baseline Design - Hourly Results.csv | 9 | 3 | 17 | 4 | 1.1649 | 2.0005
| SFM-wCZ04-v2015-rDXHP-t5-S14-BSLcool - Baseline Design - Hourly Results.csv | 9 | 1 | 15 | 2 | 0.50482 | 0
| SFM-wCZ04-v2015-rDXHP-t5-S14-BSLcool - Baseline Design - Hourly Results.csv | 9 | 1 | 16 | 2 | 1.0231 | 0.81007
| SFM-wCZ04-v2015-rDXHP-t5-S14-BSLcool - Baseline Design - Hourly Results.csv | 9 | 1 | 17 | 2 | 1.3617 | 1.6087
| SFM-wCZ04-v2015-rDXHP-t5-S14-BSLcool - Baseline Design - Hourly Results.csv | 9 | 2 | 15 | 3 | 1.7934 | 3.2448
| SFM-wCZ04-v2015-rDXHP-t5-S14-BSLcool - Baseline Design - Hourly Results.csv | 9 | 2 | 16 | 3 | 1.9486 | 3.4204
| SFM-wCZ04-v2015-rDXHP-t5-S14-BSLcool - Baseline Design - Hourly Results.csv | 9 | 2 | 17 | 3 | 2.0349 | 3.5095
| SFM-wCZ04-v2015-rDXHP-t5-S14-BSLcool - Baseline Design - Hourly Results.csv | 9 | 3 | 15 | 4 | 0.93747 | 1.7085
| SFM-wCZ04-v2015-rDXHP-t5-S14-BSLcool - Baseline Design - Hourly Results.csv | 9 | 3 | 16 | 4 | 1.1218 | 1.975
| SFM-wCZ04-v2015-rDXHP-t5-S14-BSLcool - Baseline Design - Hourly Results.csv | 9 | 3 | 17 | 4 | 1.1649 | 2.0005
| SFM-wCZ04-v2015-rDXHP-t5-S14-BSLheat - Baseline Design - Hourly Results.csv | 9 | 1 | 15 | 2 | 0.44049 | 0
| SFM-wCZ04-v2015-rDXHP-t5-S14-BSLheat - Baseline Design - Hourly Results.csv | 9 | 1 | 16 | 2 | 0.89269 | 0.70684
| SFM-wCZ04-v2015-rDXHP-t5-S14-BSLheat - Baseline Design - Hourly Results.csv | 9 | 1 | 17 | 2 | 1.1882 | 1.4038
| SFM-wCZ04-v2015-rDXHP-t5-S14-BSLheat - Baseline Design - Hourly Results.csv | 9 | 2 | 15 | 3 | 1.5649 | 2.8313
| SFM-wCZ04-v2015-rDXHP-t5-S14-BSLheat - Baseline Design - Hourly Results.csv | 9 | 2 | 16 | 3 | 1.7003 | 2.9845
| SFM-wCZ04-v2015-rDXHP-t5-S14-BSLheat - Baseline Design - Hourly Results.csv | 9 | 2 | 17 | 3 | 1.7756 | 3.0623
| SFM-wCZ04-v2015-rDXHP-t5-S14-BSLheat - Baseline Design - Hourly Results.csv | 9 | 3 | 15 | 4 | 0.81801 | 1.4908
| SFM-wCZ04-v2015-rDXHP-t5-S14-BSLheat - Baseline Design - Hourly Results.csv | 9 | 3 | 16 | 4 | 0.97887 | 1.7233
| SFM-wCZ04-v2015-rDXHP-t5-S14-BSLheat - Baseline Design - Hourly Results.csv | 9 | 3 | 17 | 4 | 1.0164 | 1.7456
| SFM-wCZ04-v2015-rDXHP-t5-S15-MSRboth - Baseline Design - Hourly Results.csv | 9 | 1 | 15 | 2 | 0.41843 | 0
| SFM-wCZ04-v2015-rDXHP-t5-S15-MSRboth - Baseline Design - Hourly Results.csv | 9 | 1 | 16 | 2 | 0.84966 | 0.67655
| SFM-wCZ04-v2015-rDXHP-t5-S15-MSRboth - Baseline Design - Hourly Results.csv | 9 | 1 | 17 | 2 | 1.133 | 1.3478
| SFM-wCZ04-v2015-rDXHP-t5-S15-MSRboth - Baseline Design - Hourly Results.csv | 9 | 2 | 15 | 3 | 1.5072 | 2.776
| SFM-wCZ04-v2015-rDXHP-t5-S15-MSRboth - Baseline Design - Hourly Results.csv | 9 | 2 | 16 | 3 | 1.6313 | 2.9282
| SFM-wCZ04-v2015-rDXHP-t5-S15-MSRboth - Baseline Design - Hourly Results.csv | 9 | 2 | 17 | 3 | 1.694 | 3.0021
| SFM-wCZ04-v2015-rDXHP-t5-S15-MSRboth - Baseline Design - Hourly Results.csv | 9 | 3 | 15 | 4 | 0.77437 | 1.4224
| SFM-wCZ04-v2015-rDXHP-t5-S15-MSRboth - Baseline Design - Hourly Results.csv | 9 | 3 | 16 | 4 | 0.9296 | 1.6498
| SFM-wCZ04-v2015-rDXHP-t5-S15-MSRboth - Baseline Design - Hourly Results.csv | 9 | 3 | 17 | 4 | 0.96617 | 1.6746
| SFM-wCZ04-v2015-rDXHP-t5-S15-MSRcool - Baseline Design - Hourly Results.csv | 9 | 1 | 15 | 2 | 0.41843 | 0
| SFM-wCZ04-v2015-rDXHP-t5-S15-MSRcool - Baseline Design - Hourly Results.csv | 9 | 1 | 16 | 2 | 0.84966 | 0.67655
| SFM-wCZ04-v2015-rDXHP-t5-S15-MSRcool - Baseline Design - Hourly Results.csv | 9 | 1 | 17 | 2 | 1.133 | 1.3478
| SFM-wCZ04-v2015-rDXHP-t5-S15-MSRcool - Baseline Design - Hourly Results.csv | 9 | 2 | 15 | 3 | 1.5072 | 2.776
| SFM-wCZ04-v2015-rDXHP-t5-S15-MSRcool - Baseline Design - Hourly Results.csv | 9 | 2 | 16 | 3 | 1.6313 | 2.9282
| SFM-wCZ04-v2015-rDXHP-t5-S15-MSRcool - Baseline Design - Hourly Results.csv | 9 | 2 | 17 | 3 | 1.694 | 3.0021
| SFM-wCZ04-v2015-rDXHP-t5-S15-MSRcool - Baseline Design - Hourly Results.csv | 9 | 3 | 15 | 4 | 0.77437 | 1.4224
| SFM-wCZ04-v2015-rDXHP-t5-S15-MSRcool - Baseline Design - Hourly Results.csv | 9 | 3 | 16 | 4 | 0.9296 | 1.6498
| SFM-wCZ04-v2015-rDXHP-t5-S15-MSRcool - Baseline Design - Hourly Results.csv | 9 | 3 | 17 | 4 | 0.96617 | 1.6746
| SFM-wCZ04-v2015-rDXHP-t5-S15-MSRheat - Baseline Design - Hourly Results.csv | 9 | 1 | 15 | 2 | 0.3792 | 0
| SFM-wCZ04-v2015-rDXHP-t5-S15-MSRheat - Baseline Design - Hourly Results.csv | 9 | 1 | 16 | 2 | 0.77 | 0.61312
| SFM-wCZ04-v2015-rDXHP-t5-S15-MSRheat - Baseline Design - Hourly Results.csv | 9 | 1 | 17 | 2 | 1.0268 | 1.2215
| SFM-wCZ04-v2015-rDXHP-t5-S15-MSRheat - Baseline Design - Hourly Results.csv | 9 | 2 | 15 | 3 | 1.3659 | 2.5158
| SFM-wCZ04-v2015-rDXHP-t5-S15-MSRheat - Baseline Design - Hourly Results.csv | 9 | 2 | 16 | 3 | 1.4783 | 2.6537
| SFM-wCZ04-v2015-rDXHP-t5-S15-MSRheat - Baseline Design - Hourly Results.csv | 9 | 2 | 17 | 3 | 1.5352 | 2.7206
| SFM-wCZ04-v2015-rDXHP-t5-S15-MSRheat - Baseline Design - Hourly Results.csv | 9 | 3 | 15 | 4 | 0.70177 | 1.2891
| SFM-wCZ04-v2015-rDXHP-t5-S15-MSRheat - Baseline Design - Hourly Results.csv | 9 | 3 | 16 | 4 | 0.84245 | 1.4951
| SFM-wCZ04-v2015-rDXHP-t5-S15-MSRheat - Baseline Design - Hourly Results.csv | 9 | 3 | 17 | 4 | 0.87559 | 1.5176
| SFM-wCZ04-v2015-rDXHP-t5-S16-MSRboth - Baseline Design - Hourly Results.csv | 9 | 1 | 15 | 2 | 0.42638 | 0
| SFM-wCZ04-v2015-rDXHP-t5-S16-MSRboth - Baseline Design - Hourly Results.csv | 9 | 1 | 16 | 2 | 0.86908 | 0.68096
| SFM-wCZ04-v2015-rDXHP-t5-S16-MSRboth - Baseline Design - Hourly Results.csv | 9 | 1 | 17 | 2 | 1.1583 | 1.3574
| SFM-wCZ04-v2015-rDXHP-t5-S16-MSRboth - Baseline Design - Hourly Results.csv | 9 | 2 | 15 | 3 | 1.5582 | 2.7815
| SFM-wCZ04-v2015-rDXHP-t5-S16-MSRboth - Baseline Design - Hourly Results.csv | 9 | 2 | 16 | 3 | 1.6889 | 2.9321
| SFM-wCZ04-v2015-rDXHP-t5-S16-MSRboth - Baseline Design - Hourly Results.csv | 9 | 2 | 17 | 3 | 1.7582 | 3.0106
| SFM-wCZ04-v2015-rDXHP-t5-S16-MSRboth - Baseline Design - Hourly Results.csv | 9 | 3 | 15 | 4 | 0.79212 | 1.433
| SFM-wCZ04-v2015-rDXHP-t5-S16-MSRboth - Baseline Design - Hourly Results.csv | 9 | 3 | 16 | 4 | 0.95015 | 1.6619
| SFM-wCZ04-v2015-rDXHP-t5-S16-MSRboth - Baseline Design - Hourly Results.csv | 9 | 3 | 17 | 4 | 0.98923 | 1.6904
| SFM-wCZ04-v2015-rDXHP-t5-S16-MSRcool - Baseline Design - Hourly Results.csv | 9 | 1 | 15 | 2 | 0.42638 | 0
| SFM-wCZ04-v2015-rDXHP-t5-S16-MSRcool - Baseline Design - Hourly Results.csv | 9 | 1 | 16 | 2 | 0.86908 | 0.68096
| SFM-wCZ04-v2015-rDXHP-t5-S16-MSRcool - Baseline Design - Hourly Results.csv | 9 | 1 | 17 | 2 | 1.1583 | 1.3574
| SFM-wCZ04-v2015-rDXHP-t5-S16-MSRcool - Baseline Design - Hourly Results.csv | 9 | 2 | 15 | 3 | 1.5582 | 2.7815
| SFM-wCZ04-v2015-rDXHP-t5-S16-MSRcool - Baseline Design - Hourly Results.csv | 9 | 2 | 16 | 3 | 1.6889 | 2.9321
| SFM-wCZ04-v2015-rDXHP-t5-S16-MSRcool - Baseline Design - Hourly Results.csv | 9 | 2 | 17 | 3 | 1.7582 | 3.0106
| SFM-wCZ04-v2015-rDXHP-t5-S16-MSRcool - Baseline Design - Hourly Results.csv | 9 | 3 | 15 | 4 | 0.79212 | 1.433
| SFM-wCZ04-v2015-rDXHP-t5-S16-MSRcool - Baseline Design - Hourly Results.csv | 9 | 3 | 16 | 4 | 0.95015 | 1.6619
| SFM-wCZ04-v2015-rDXHP-t5-S16-MSRcool - Baseline Design - Hourly Results.csv | 9 | 3 | 17 | 4 | 0.98923 | 1.6904
| SFM-wCZ04-v2015-rDXHP-t5-S16-MSRheat - Baseline Design - Hourly Results.csv | 9 | 1 | 15 | 2 | 0.38593 | 0
| SFM-wCZ04-v2015-rDXHP-t5-S16-MSRheat - Baseline Design - Hourly Results.csv | 9 | 1 | 16 | 2 | 0.78663 | 0.61636
| SFM-wCZ04-v2015-rDXHP-t5-S16-MSRheat - Baseline Design - Hourly Results.csv | 9 | 1 | 17 | 2 | 1.0484 | 1.2286
| SFM-wCZ04-v2015-rDXHP-t5-S16-MSRheat - Baseline Design - Hourly Results.csv | 9 | 2 | 15 | 3 | 1.4104 | 2.5177
| SFM-wCZ04-v2015-rDXHP-t5-S16-MSRheat - Baseline Design - Hourly Results.csv | 9 | 2 | 16 | 3 | 1.5287 | 2.6539
| SFM-wCZ04-v2015-rDXHP-t5-S16-MSRheat - Baseline Design - Hourly Results.csv | 9 | 2 | 17 | 3 | 1.5914 | 2.725
| SFM-wCZ04-v2015-rDXHP-t5-S16-MSRheat - Baseline Design - Hourly Results.csv | 9 | 3 | 15 | 4 | 0.71698 | 1.2971
| SFM-wCZ04-v2015-rDXHP-t5-S16-MSRheat - Baseline Design - Hourly Results.csv | 9 | 3 | 16 | 4 | 0.86001 | 1.5042
| SFM-wCZ04-v2015-rDXHP-t5-S16-MSRheat - Baseline Design - Hourly Results.csv | 9 | 3 | 17 | 4 | 0.89538 | 1.53
| SFM-wCZ04-v2015-rDXHP-t5-S17-MSRboth - Baseline Design - Hourly Results.csv | 9 | 1 | 15 | 2 | 0.40045 | 0
| SFM-wCZ04-v2015-rDXHP-t5-S17-MSRboth - Baseline Design - Hourly Results.csv | 9 | 1 | 16 | 2 | 0.81623 | 0.63955
| SFM-wCZ04-v2015-rDXHP-t5-S17-MSRboth - Baseline Design - Hourly Results.csv | 9 | 1 | 17 | 2 | 1.0879 | 1.2749
| SFM-wCZ04-v2015-rDXHP-t5-S17-MSRboth - Baseline Design - Hourly Results.csv | 9 | 2 | 15 | 3 | 1.4635 | 2.6124
| SFM-wCZ04-v2015-rDXHP-t5-S17-MSRboth - Baseline Design - Hourly Results.csv | 9 | 2 | 16 | 3 | 1.5862 | 2.7538
| SFM-wCZ04-v2015-rDXHP-t5-S17-MSRboth - Baseline Design - Hourly Results.csv | 9 | 2 | 17 | 3 | 1.6512 | 2.8275
| SFM-wCZ04-v2015-rDXHP-t5-S17-MSRboth - Baseline Design - Hourly Results.csv | 9 | 3 | 15 | 4 | 0.74395 | 1.3459
| SFM-wCZ04-v2015-rDXHP-t5-S17-MSRboth - Baseline Design - Hourly Results.csv | 9 | 3 | 16 | 4 | 0.89237 | 1.5608
| SFM-wCZ04-v2015-rDXHP-t5-S17-MSRboth - Baseline Design - Hourly Results.csv | 9 | 3 | 17 | 4 | 0.92907 | 1.5876
| SFM-wCZ04-v2015-rDXHP-t5-S17-MSRcool - Baseline Design - Hourly Results.csv | 9 | 1 | 15 | 2 | 0.40045 | 0
| SFM-wCZ04-v2015-rDXHP-t5-S17-MSRcool - Baseline Design - Hourly Results.csv | 9 | 1 | 16 | 2 | 0.81623 | 0.63955
| SFM-wCZ04-v2015-rDXHP-t5-S17-MSRcool - Baseline Design - Hourly Results.csv | 9 | 1 | 17 | 2 | 1.0879 | 1.2749
| SFM-wCZ04-v2015-rDXHP-t5-S17-MSRcool - Baseline Design - Hourly Results.csv | 9 | 2 | 15 | 3 | 1.4635 | 2.6124
| SFM-wCZ04-v2015-rDXHP-t5-S17-MSRcool - Baseline Design - Hourly Results.csv | 9 | 2 | 16 | 3 | 1.5862 | 2.7538
| SFM-wCZ04-v2015-rDXHP-t5-S17-MSRcool - Baseline Design - Hourly Results.csv | 9 | 2 | 17 | 3 | 1.6512 | 2.8275
| SFM-wCZ04-v2015-rDXHP-t5-S17-MSRcool - Baseline Design - Hourly Results.csv | 9 | 3 | 15 | 4 | 0.74395 | 1.3459
| SFM-wCZ04-v2015-rDXHP-t5-S17-MSRcool - Baseline Design - Hourly Results.csv | 9 | 3 | 16 | 4 | 0.89237 | 1.5608
| SFM-wCZ04-v2015-rDXHP-t5-S17-MSRcool - Baseline Design - Hourly Results.csv | 9 | 3 | 17 | 4 | 0.92907 | 1.5876
| SFM-wCZ04-v2015-rDXHP-t5-S17-MSRheat - Baseline Design - Hourly Results.csv | 9 | 1 | 15 | 2 | 0.36058 | 0
| SFM-wCZ04-v2015-rDXHP-t5-S17-MSRheat - Baseline Design - Hourly Results.csv | 9 | 1 | 16 | 2 | 0.73497 | 0.57588
| SFM-wCZ04-v2015-rDXHP-t5-S17-MSRheat - Baseline Design - Hourly Results.csv | 9 | 1 | 17 | 2 | 0.97957 | 1.1479
| SFM-wCZ04-v2015-rDXHP-t5-S17-MSRheat - Baseline Design - Hourly Results.csv | 9 | 2 | 15 | 3 | 1.3178 | 2.3523
| SFM-wCZ04-v2015-rDXHP-t5-S17-MSRheat - Baseline Design - Hourly Results.csv | 9 | 2 | 16 | 3 | 1.4283 | 2.4796
| SFM-wCZ04-v2015-rDXHP-t5-S17-MSRheat - Baseline Design - Hourly Results.csv | 9 | 2 | 17 | 3 | 1.4868 | 2.546
| SFM-wCZ04-v2015-rDXHP-t5-S17-MSRheat - Baseline Design - Hourly Results.csv | 9 | 3 | 15 | 4 | 0.66989 | 1.2119
| SFM-wCZ04-v2015-rDXHP-t5-S17-MSRheat - Baseline Design - Hourly Results.csv | 9 | 3 | 16 | 4 | 0.80353 | 1.4055
| SFM-wCZ04-v2015-rDXHP-t5-S17-MSRheat - Baseline Design - Hourly Results.csv | 9 | 3 | 17 | 4 | 0.83657 | 1.4296
| SFM-wCZ05-v2015-rDXGF-t1-S14-BSLcool - Baseline Design - Hourly Results.csv | 9 | 8 | 15 | 2 | 0 | 0.31051
| SFM-wCZ05-v2015-rDXGF-t1-S14-BSLcool - Baseline Design - Hourly Results.csv | 9 | 8 | 16 | 2 | 0 | 0.60766
| SFM-wCZ05-v2015-rDXGF-t1-S14-BSLcool - Baseline Design - Hourly Results.csv | 9 | 8 | 17 | 2 | 0.22995 | 0.85291
| SFM-wCZ05-v2015-rDXGF-t1-S14-BSLcool - Baseline Design - Hourly Results.csv | 9 | 9 | 15 | 3 | 1.2336 | 3.0418
| SFM-wCZ05-v2015-rDXGF-t1-S14-BSLcool - Baseline Design - Hourly Results.csv | 9 | 9 | 16 | 3 | 1.3518 | 3.059
| SFM-wCZ05-v2015-rDXGF-t1-S14-BSLcool - Baseline Design - Hourly Results.csv | 9 | 9 | 17 | 3 | 1.3405 | 2.8548
| SFM-wCZ05-v2015-rDXGF-t1-S14-BSLcool - Baseline Design - Hourly Results.csv | 9 | 10 | 15 | 4 | 1.4367 | 3.2748
| SFM-wCZ05-v2015-rDXGF-t1-S14-BSLcool - Baseline Design - Hourly Results.csv | 9 | 10 | 16 | 4 | 1.7873 | 3.7677
| SFM-wCZ05-v2015-rDXGF-t1-S14-BSLcool - Baseline Design - Hourly Results.csv | 9 | 10 | 17 | 4 | 1.9295 | 3.8715
| SFM-wCZ05-v2015-rDXGF-t1-S14-BSLheat - Baseline Design - Hourly Results.csv | 9 | 8 | 15 | 2 | 0 | 0.27321
| SFM-wCZ05-v2015-rDXGF-t1-S14-BSLheat - Baseline Design - Hourly Results.csv | 9 | 8 | 16 | 2 | 0 | 0.53736
| SFM-wCZ05-v2015-rDXGF-t1-S14-BSLheat - Baseline Design - Hourly Results.csv | 9 | 8 | 17 | 2 | 0.20295 | 0.75597
| SFM-wCZ05-v2015-rDXGF-t1-S14-BSLheat - Baseline Design - Hourly Results.csv | 9 | 9 | 15 | 3 | 1.1 | 2.7189
| SFM-wCZ05-v2015-rDXGF-t1-S14-BSLheat - Baseline Design - Hourly Results.csv | 9 | 9 | 16 | 3 | 1.2056 | 2.7372
| SFM-wCZ05-v2015-rDXGF-t1-S14-BSLheat - Baseline Design - Hourly Results.csv | 9 | 9 | 17 | 3 | 1.1961 | 2.5553
| SFM-wCZ05-v2015-rDXGF-t1-S14-BSLheat - Baseline Design - Hourly Results.csv | 9 | 10 | 15 | 4 | 1.2832 | 2.9296
| SFM-wCZ05-v2015-rDXGF-t1-S14-BSLheat - Baseline Design - Hourly Results.csv | 9 | 10 | 16 | 4 | 1.5959 | 3.3732
| SFM-wCZ05-v2015-rDXGF-t1-S14-BSLheat - Baseline Design - Hourly Results.csv | 9 | 10 | 17 | 4 | 1.7243 | 3.4697
| SFM-wCZ05-v2015-rDXGF-t1-S15-MSRcool - Baseline Design - Hourly Results.csv | 9 | 8 | 15 | 2 | 0 | 0.27515
| SFM-wCZ05-v2015-rDXGF-t1-S15-MSRcool - Baseline Design - Hourly Results.csv | 9 | 8 | 16 | 2 | 0 | 0.54228
| SFM-wCZ05-v2015-rDXGF-t1-S15-MSRcool - Baseline Design - Hourly Results.csv | 9 | 8 | 17 | 2 | 0.20339 | 0.7612
| SFM-wCZ05-v2015-rDXGF-t1-S15-MSRcool - Baseline Design - Hourly Results.csv | 9 | 9 | 15 | 3 | 1.0481 | 2.6163
| SFM-wCZ05-v2015-rDXGF-t1-S15-MSRcool - Baseline Design - Hourly Results.csv | 9 | 9 | 16 | 3 | 1.1564 | 2.6505
| SFM-wCZ05-v2015-rDXGF-t1-S15-MSRcool - Baseline Design - Hourly Results.csv | 9 | 9 | 17 | 3 | 1.1562 | 2.494
| SFM-wCZ05-v2015-rDXGF-t1-S15-MSRcool - Baseline Design - Hourly Results.csv | 9 | 10 | 15 | 4 | 1.2236 | 2.8235
| SFM-wCZ05-v2015-rDXGF-t1-S15-MSRcool - Baseline Design - Hourly Results.csv | 9 | 10 | 16 | 4 | 1.5225 | 3.2491
| SFM-wCZ05-v2015-rDXGF-t1-S15-MSRcool - Baseline Design - Hourly Results.csv | 9 | 10 | 17 | 4 | 1.6482 | 3.3502
| SFM-wCZ05-v2015-rDXGF-t1-S15-MSRheat - Baseline Design - Hourly Results.csv | 9 | 8 | 15 | 2 | 0 | 0.25651
| SFM-wCZ05-v2015-rDXGF-t1-S15-MSRheat - Baseline Design - Hourly Results.csv | 9 | 8 | 16 | 2 | 0 | 0.50782
| SFM-wCZ05-v2015-rDXGF-t1-S15-MSRheat - Baseline Design - Hourly Results.csv | 9 | 8 | 17 | 2 | 0.19019 | 0.71505
| SFM-wCZ05-v2015-rDXGF-t1-S15-MSRheat - Baseline Design - Hourly Results.csv | 9 | 9 | 15 | 3 | 0.98896 | 2.4747
| SFM-wCZ05-v2015-rDXGF-t1-S15-MSRheat - Baseline Design - Hourly Results.csv | 9 | 9 | 16 | 3 | 1.0921 | 2.5114
| SFM-wCZ05-v2015-rDXGF-t1-S15-MSRheat - Baseline Design - Hourly Results.csv | 9 | 9 | 17 | 3 | 1.0923 | 2.3643
| SFM-wCZ05-v2015-rDXGF-t1-S15-MSRheat - Baseline Design - Hourly Results.csv | 9 | 10 | 15 | 4 | 1.1562 | 2.6578
| SFM-wCZ05-v2015-rDXGF-t1-S15-MSRheat - Baseline Design - Hourly Results.csv | 9 | 10 | 16 | 4 | 1.4385 | 3.0621
| SFM-wCZ05-v2015-rDXGF-t1-S15-MSRheat - Baseline Design - Hourly Results.csv | 9 | 10 | 17 | 4 | 1.5593 | 3.1709
| SFM-wCZ05-v2015-rDXGF-t1-S16-MSRcool - Baseline Design - Hourly Results.csv | 9 | 8 | 15 | 2 | 0 | 0.28775
| SFM-wCZ05-v2015-rDXGF-t1-S16-MSRcool - Baseline Design - Hourly Results.csv | 9 | 8 | 16 | 2 | 0 | 0.56809
| SFM-wCZ05-v2015-rDXGF-t1-S16-MSRcool - Baseline Design - Hourly Results.csv | 9 | 8 | 17 | 2 | 0.2123 | 0.79073
| SFM-wCZ05-v2015-rDXGF-t1-S16-MSRcool - Baseline Design - Hourly Results.csv | 9 | 9 | 15 | 3 | 1.0752 | 2.6597
| SFM-wCZ05-v2015-rDXGF-t1-S16-MSRcool - Baseline Design - Hourly Results.csv | 9 | 9 | 16 | 3 | 1.1853 | 2.6977
| SFM-wCZ05-v2015-rDXGF-t1-S16-MSRcool - Baseline Design - Hourly Results.csv | 9 | 9 | 17 | 3 | 1.1855 | 2.5418
| SFM-wCZ05-v2015-rDXGF-t1-S16-MSRcool - Baseline Design - Hourly Results.csv | 9 | 10 | 15 | 4 | 1.2515 | 2.867
| SFM-wCZ05-v2015-rDXGF-t1-S16-MSRcool - Baseline Design - Hourly Results.csv | 9 | 10 | 16 | 4 | 1.5505 | 3.285
| SFM-wCZ05-v2015-rDXGF-t1-S16-MSRcool - Baseline Design - Hourly Results.csv | 9 | 10 | 17 | 4 | 1.6712 | 3.3731
| SFM-wCZ05-v2015-rDXGF-t1-S16-MSRheat - Baseline Design - Hourly Results.csv | 9 | 8 | 15 | 2 | 0 | 0.2684
| SFM-wCZ05-v2015-rDXGF-t1-S16-MSRheat - Baseline Design - Hourly Results.csv | 9 | 8 | 16 | 2 | 0 | 0.53038
| SFM-wCZ05-v2015-rDXGF-t1-S16-MSRheat - Baseline Design - Hourly Results.csv | 9 | 8 | 17 | 2 | 0.19786 | 0.73926
| SFM-wCZ05-v2015-rDXGF-t1-S16-MSRheat - Baseline Design - Hourly Results.csv | 9 | 9 | 15 | 3 | 1.0101 | 2.5028
| SFM-wCZ05-v2015-rDXGF-t1-S16-MSRheat - Baseline Design - Hourly Results.csv | 9 | 9 | 16 | 3 | 1.1129 | 2.539
| SFM-wCZ05-v2015-rDXGF-t1-S16-MSRheat - Baseline Design - Hourly Results.csv | 9 | 9 | 17 | 3 | 1.1133 | 2.3926
| SFM-wCZ05-v2015-rDXGF-t1-S16-MSRheat - Baseline Design - Hourly Results.csv | 9 | 10 | 15 | 4 | 1.1771 | 2.6979
| SFM-wCZ05-v2015-rDXGF-t1-S16-MSRheat - Baseline Design - Hourly Results.csv | 9 | 10 | 16 | 4 | 1.4568 | 3.0946
| SFM-wCZ05-v2015-rDXGF-t1-S16-MSRheat - Baseline Design - Hourly Results.csv | 9 | 10 | 17 | 4 | 1.572 | 3.1799
| SFM-wCZ05-v2015-rDXGF-t1-S17-MSRcool - Baseline Design - Hourly Results.csv | 9 | 8 | 15 | 2 | 0 | 0.27025
| SFM-wCZ05-v2015-rDXGF-t1-S17-MSRcool - Baseline Design - Hourly Results.csv | 9 | 8 | 16 | 2 | 0 | 0.53355
| SFM-wCZ05-v2015-rDXGF-t1-S17-MSRcool - Baseline Design - Hourly Results.csv | 9 | 8 | 17 | 2 | 0.19939 | 0.74264
| SFM-wCZ05-v2015-rDXGF-t1-S17-MSRcool - Baseline Design - Hourly Results.csv | 9 | 9 | 15 | 3 | 1.0098 | 2.4979
| SFM-wCZ05-v2015-rDXGF-t1-S17-MSRcool - Baseline Design - Hourly Results.csv | 9 | 9 | 16 | 3 | 1.1132 | 2.5337
| SFM-wCZ05-v2015-rDXGF-t1-S17-MSRcool - Baseline Design - Hourly Results.csv | 9 | 9 | 17 | 3 | 1.1134 | 2.3872
| SFM-wCZ05-v2015-rDXGF-t1-S17-MSRcool - Baseline Design - Hourly Results.csv | 9 | 10 | 15 | 4 | 1.1754 | 2.6926
| SFM-wCZ05-v2015-rDXGF-t1-S17-MSRcool - Baseline Design - Hourly Results.csv | 9 | 10 | 16 | 4 | 1.4562 | 3.0852
| SFM-wCZ05-v2015-rDXGF-t1-S17-MSRcool - Baseline Design - Hourly Results.csv | 9 | 10 | 17 | 4 | 1.5696 | 3.168
| SFM-wCZ05-v2015-rDXGF-t1-S17-MSRheat - Baseline Design - Hourly Results.csv | 9 | 8 | 15 | 2 | 0 | 0.25077
| SFM-wCZ05-v2015-rDXGF-t1-S17-MSRheat - Baseline Design - Hourly Results.csv | 9 | 8 | 16 | 2 | 0 | 0.49555
| SFM-wCZ05-v2015-rDXGF-t1-S17-MSRheat - Baseline Design - Hourly Results.csv | 9 | 8 | 17 | 2 | 0.18486 | 0.69071
| SFM-wCZ05-v2015-rDXGF-t1-S17-MSRheat - Baseline Design - Hourly Results.csv | 9 | 9 | 15 | 3 | 0.94377 | 2.3384
| SFM-wCZ05-v2015-rDXGF-t1-S17-MSRheat - Baseline Design - Hourly Results.csv | 9 | 9 | 16 | 3 | 1.0398 | 2.3723
| SFM-wCZ05-v2015-rDXGF-t1-S17-MSRheat - Baseline Design - Hourly Results.csv | 9 | 9 | 17 | 3 | 1.0402 | 2.2355
| SFM-wCZ05-v2015-rDXGF-t1-S17-MSRheat - Baseline Design - Hourly Results.csv | 9 | 10 | 15 | 4 | 1.0998 | 2.5207
| SFM-wCZ05-v2015-rDXGF-t1-S17-MSRheat - Baseline Design - Hourly Results.csv | 9 | 10 | 16 | 4 | 1.3611 | 2.8914
| SFM-wCZ05-v2015-rDXGF-t1-S17-MSRheat - Baseline Design - Hourly Results.csv | 9 | 10 | 17 | 4 | 1.4688 | 2.971
| SFM-wCZ05-v2015-rDXGF-t2-S14-BSLcool - Baseline Design - Hourly Results.csv | 9 | 8 | 15 | 2 | 0 | 0
| SFM-wCZ05-v2015-rDXGF-t2-S14-BSLcool - Baseline Design - Hourly Results.csv | 9 | 8 | 16 | 2 | 0 | 0
| SFM-wCZ05-v2015-rDXGF-t2-S14-BSLcool - Baseline Design - Hourly Results.csv | 9 | 8 | 17 | 2 | 0.23184 | 0.80623
| SFM-wCZ05-v2015-rDXGF-t2-S14-BSLcool - Baseline Design - Hourly Results.csv | 9 | 9 | 15 | 3 | 0.94507 | 2.5641
| SFM-wCZ05-v2015-rDXGF-t2-S14-BSLcool - Baseline Design - Hourly Results.csv | 9 | 9 | 16 | 3 | 1.1188 | 2.6647
| SFM-wCZ05-v2015-rDXGF-t2-S14-BSLcool - Baseline Design - Hourly Results.csv | 9 | 9 | 17 | 3 | 1.5725 | 3.4097
| SFM-wCZ05-v2015-rDXGF-t2-S14-BSLcool - Baseline Design - Hourly Results.csv | 9 | 10 | 15 | 4 | 1.2059 | 2.9094
| SFM-wCZ05-v2015-rDXGF-t2-S14-BSLcool - Baseline Design - Hourly Results.csv | 9 | 10 | 16 | 4 | 1.5854 | 3.44
| SFM-wCZ05-v2015-rDXGF-t2-S14-BSLcool - Baseline Design - Hourly Results.csv | 9 | 10 | 17 | 4 | 2.2089 | 4.5351
| SFM-wCZ05-v2015-rDXGF-t2-S14-BSLheat - Baseline Design - Hourly Results.csv | 9 | 8 | 15 | 2 | 0 | 0
| SFM-wCZ05-v2015-rDXGF-t2-S14-BSLheat - Baseline Design - Hourly Results.csv | 9 | 8 | 16 | 2 | 0 | 0
| SFM-wCZ05-v2015-rDXGF-t2-S14-BSLheat - Baseline Design - Hourly Results.csv | 9 | 8 | 17 | 2 | 0.2046 | 0.71135
| SFM-wCZ05-v2015-rDXGF-t2-S14-BSLheat - Baseline Design - Hourly Results.csv | 9 | 9 | 15 | 3 | 0.84031 | 2.2882
| SFM-wCZ05-v2015-rDXGF-t2-S14-BSLheat - Baseline Design - Hourly Results.csv | 9 | 9 | 16 | 3 | 0.99612 | 2.381
| SFM-wCZ05-v2015-rDXGF-t2-S14-BSLheat - Baseline Design - Hourly Results.csv | 9 | 9 | 17 | 3 | 1.3986 | 3.0402
| SFM-wCZ05-v2015-rDXGF-t2-S14-BSLheat - Baseline Design - Hourly Results.csv | 9 | 10 | 15 | 4 | 1.0702 | 2.5725
| SFM-wCZ05-v2015-rDXGF-t2-S14-BSLheat - Baseline Design - Hourly Results.csv | 9 | 10 | 16 | 4 | 1.4129 | 3.0671
| SFM-wCZ05-v2015-rDXGF-t2-S14-BSLheat - Baseline Design - Hourly Results.csv | 9 | 10 | 17 | 4 | 1.9682 | 4.0508
| SFM-wCZ05-v2015-rDXGF-t2-S15-MSRcool - Baseline Design - Hourly Results.csv | 9 | 8 | 15 | 2 | 0 | 0
| SFM-wCZ05-v2015-rDXGF-t2-S15-MSRcool - Baseline Design - Hourly Results.csv | 9 | 8 | 16 | 2 | 0 | 0
| SFM-wCZ05-v2015-rDXGF-t2-S15-MSRcool - Baseline Design - Hourly Results.csv | 9 | 8 | 17 | 2 | 0.205 | 0.71592
| SFM-wCZ05-v2015-rDXGF-t2-S15-MSRcool - Baseline Design - Hourly Results.csv | 9 | 9 | 15 | 3 | 0.80025 | 2.1991
| SFM-wCZ05-v2015-rDXGF-t2-S15-MSRcool - Baseline Design - Hourly Results.csv | 9 | 9 | 16 | 3 | 0.95632 | 2.3064
| SFM-wCZ05-v2015-rDXGF-t2-S15-MSRcool - Baseline Design - Hourly Results.csv | 9 | 9 | 17 | 3 | 1.3586 | 2.9851
| SFM-wCZ05-v2015-rDXGF-t2-S15-MSRcool - Baseline Design - Hourly Results.csv | 9 | 10 | 15 | 4 | 1.0252 | 2.4904
| SFM-wCZ05-v2015-rDXGF-t2-S15-MSRcool - Baseline Design - Hourly Results.csv | 9 | 10 | 16 | 4 | 1.347 | 2.9499
| SFM-wCZ05-v2015-rDXGF-t2-S15-MSRcool - Baseline Design - Hourly Results.csv | 9 | 10 | 17 | 4 | 1.8877 | 3.9236
| SFM-wCZ05-v2015-rDXGF-t2-S15-MSRheat - Baseline Design - Hourly Results.csv | 9 | 8 | 15 | 2 | 0 | 0
| SFM-wCZ05-v2015-rDXGF-t2-S15-MSRheat - Baseline Design - Hourly Results.csv | 9 | 8 | 16 | 2 | 0 | 0
| SFM-wCZ05-v2015-rDXGF-t2-S15-MSRheat - Baseline Design - Hourly Results.csv | 9 | 8 | 17 | 2 | 0.19169 | 0.67133
| SFM-wCZ05-v2015-rDXGF-t2-S15-MSRheat - Baseline Design - Hourly Results.csv | 9 | 9 | 15 | 3 | 0.75327 | 2.0637
| SFM-wCZ05-v2015-rDXGF-t2-S15-MSRheat - Baseline Design - Hourly Results.csv | 9 | 9 | 16 | 3 | 0.90096 | 2.1641
| SFM-wCZ05-v2015-rDXGF-t2-S15-MSRheat - Baseline Design - Hourly Results.csv | 9 | 9 | 17 | 3 | 1.2795 | 2.8162
| SFM-wCZ05-v2015-rDXGF-t2-S15-MSRheat - Baseline Design - Hourly Results.csv | 9 | 10 | 15 | 4 | 0.96229 | 2.3331
| SFM-wCZ05-v2015-rDXGF-t2-S15-MSRheat - Baseline Design - Hourly Results.csv | 9 | 10 | 16 | 4 | 1.2682 | 2.7657
| SFM-wCZ05-v2015-rDXGF-t2-S15-MSRheat - Baseline Design - Hourly Results.csv | 9 | 10 | 17 | 4 | 1.7812 | 3.6984
| SFM-wCZ05-v2015-rDXGF-t2-S16-MSRcool - Baseline Design - Hourly Results.csv | 9 | 8 | 15 | 2 | 0 | 0
| SFM-wCZ05-v2015-rDXGF-t2-S16-MSRcool - Baseline Design - Hourly Results.csv | 9 | 8 | 16 | 2 | 0 | 0
| SFM-wCZ05-v2015-rDXGF-t2-S16-MSRcool - Baseline Design - Hourly Results.csv | 9 | 8 | 17 | 2 | 0.21398 | 0.74933
| SFM-wCZ05-v2015-rDXGF-t2-S16-MSRcool - Baseline Design - Hourly Results.csv | 9 | 9 | 15 | 3 | 0.82563 | 2.2491
| SFM-wCZ05-v2015-rDXGF-t2-S16-MSRcool - Baseline Design - Hourly Results.csv | 9 | 9 | 16 | 3 | 0.98337 | 2.3577
| SFM-wCZ05-v2015-rDXGF-t2-S16-MSRcool - Baseline Design - Hourly Results.csv | 9 | 9 | 17 | 3 | 1.3986 | 3.0501
| SFM-wCZ05-v2015-rDXGF-t2-S16-MSRcool - Baseline Design - Hourly Results.csv | 9 | 10 | 15 | 4 | 1.0531 | 2.5503
| SFM-wCZ05-v2015-rDXGF-t2-S16-MSRcool - Baseline Design - Hourly Results.csv | 9 | 10 | 16 | 4 | 1.3759 | 3.0009
| SFM-wCZ05-v2015-rDXGF-t2-S16-MSRcool - Baseline Design - Hourly Results.csv | 9 | 10 | 17 | 4 | 1.9171 | 3.9676
| SFM-wCZ05-v2015-rDXGF-t2-S16-MSRheat - Baseline Design - Hourly Results.csv | 9 | 8 | 15 | 2 | 0 | 0
| SFM-wCZ05-v2015-rDXGF-t2-S16-MSRheat - Baseline Design - Hourly Results.csv | 9 | 8 | 16 | 2 | 0 | 0
| SFM-wCZ05-v2015-rDXGF-t2-S16-MSRheat - Baseline Design - Hourly Results.csv | 9 | 8 | 17 | 2 | 0.19942 | 0.70035
| SFM-wCZ05-v2015-rDXGF-t2-S16-MSRheat - Baseline Design - Hourly Results.csv | 9 | 9 | 15 | 3 | 0.77384 | 2.1151
| SFM-wCZ05-v2015-rDXGF-t2-S16-MSRheat - Baseline Design - Hourly Results.csv | 9 | 9 | 16 | 3 | 0.92268 | 2.2165
| SFM-wCZ05-v2015-rDXGF-t2-S16-MSRheat - Baseline Design - Hourly Results.csv | 9 | 9 | 17 | 3 | 1.31 | 2.8664
| SFM-wCZ05-v2015-rDXGF-t2-S16-MSRheat - Baseline Design - Hourly Results.csv | 9 | 10 | 15 | 4 | 0.989 | 2.3993
| SFM-wCZ05-v2015-rDXGF-t2-S16-MSRheat - Baseline Design - Hourly Results.csv | 9 | 10 | 16 | 4 | 1.2925 | 2.8254
| SFM-wCZ05-v2015-rDXGF-t2-S16-MSRheat - Baseline Design - Hourly Results.csv | 9 | 10 | 17 | 4 | 1.8004 | 3.8246
| SFM-wCZ05-v2015-rDXGF-t2-S17-MSRcool - Baseline Design - Hourly Results.csv | 9 | 8 | 15 | 2 | 0 | 0
| SFM-wCZ05-v2015-rDXGF-t2-S17-MSRcool - Baseline Design - Hourly Results.csv | 9 | 8 | 16 | 2 | 0 | 0
| SFM-wCZ05-v2015-rDXGF-t2-S17-MSRcool - Baseline Design - Hourly Results.csv | 9 | 8 | 17 | 2 | 0.20097 | 0.70376
| SFM-wCZ05-v2015-rDXGF-t2-S17-MSRcool - Baseline Design - Hourly Results.csv | 9 | 9 | 15 | 3 | 0.77542 | 2.1124
| SFM-wCZ05-v2015-rDXGF-t2-S17-MSRcool - Baseline Design - Hourly Results.csv | 9 | 9 | 16 | 3 | 0.92357 | 2.2143
| SFM-wCZ05-v2015-rDXGF-t2-S17-MSRcool - Baseline Design - Hourly Results.csv | 9 | 9 | 17 | 3 | 1.3135 | 2.8646
| SFM-wCZ05-v2015-rDXGF-t2-S17-MSRcool - Baseline Design - Hourly Results.csv | 9 | 10 | 15 | 4 | 0.98901 | 2.3952
| SFM-wCZ05-v2015-rDXGF-t2-S17-MSRcool - Baseline Design - Hourly Results.csv | 9 | 10 | 16 | 4 | 1.2922 | 2.8184
| SFM-wCZ05-v2015-rDXGF-t2-S17-MSRcool - Baseline Design - Hourly Results.csv | 9 | 10 | 17 | 4 | 1.8006 | 3.7264
| SFM-wCZ05-v2015-rDXGF-t2-S17-MSRheat - Baseline Design - Hourly Results.csv | 9 | 8 | 15 | 2 | 0 | 0
| SFM-wCZ05-v2015-rDXGF-t2-S17-MSRheat - Baseline Design - Hourly Results.csv | 9 | 8 | 16 | 2 | 0 | 0
| SFM-wCZ05-v2015-rDXGF-t2-S17-MSRheat - Baseline Design - Hourly Results.csv | 9 | 8 | 17 | 2 | 0.18632 | 0.65435
| SFM-wCZ05-v2015-rDXGF-t2-S17-MSRheat - Baseline Design - Hourly Results.csv | 9 | 9 | 15 | 3 | 0.72302 | 1.9762
| SFM-wCZ05-v2015-rDXGF-t2-S17-MSRheat - Baseline Design - Hourly Results.csv | 9 | 9 | 16 | 3 | 0.86208 | 2.0709
| SFM-wCZ05-v2015-rDXGF-t2-S17-MSRheat - Baseline Design - Hourly Results.csv | 9 | 9 | 17 | 3 | 1.2239 | 2.6782
| SFM-wCZ05-v2015-rDXGF-t2-S17-MSRheat - Baseline Design - Hourly Results.csv | 9 | 10 | 15 | 4 | 0.92405 | 2.2418
| SFM-wCZ05-v2015-rDXGF-t2-S17-MSRheat - Baseline Design - Hourly Results.csv | 9 | 10 | 16 | 4 | 1.2076 | 2.6399
| SFM-wCZ05-v2015-rDXGF-t2-S17-MSRheat - Baseline Design - Hourly Results.csv | 9 | 10 | 17 | 4 | 1.6822 | 3.5734
| SFM-wCZ05-v2015-rDXGF-t3-S14-BSLcool - Baseline Design - Hourly Results.csv | 9 | 8 | 15 | 2 | 0 | 0
| SFM-wCZ05-v2015-rDXGF-t3-S14-BSLcool - Baseline Design - Hourly Results.csv | 9 | 8 | 16 | 2 | 0 | 0
| SFM-wCZ05-v2015-rDXGF-t3-S14-BSLcool - Baseline Design - Hourly Results.csv | 9 | 8 | 17 | 2 | 0 | 0
| SFM-wCZ05-v2015-rDXGF-t3-S14-BSLcool - Baseline Design - Hourly Results.csv | 9 | 9 | 15 | 3 | 0.94914 | 2.5645
| SFM-wCZ05-v2015-rDXGF-t3-S14-BSLcool - Baseline Design - Hourly Results.csv | 9 | 9 | 16 | 3 | 1.1226 | 2.6681
| SFM-wCZ05-v2015-rDXGF-t3-S14-BSLcool - Baseline Design - Hourly Results.csv | 9 | 9 | 17 | 3 | 1.1484 | 2.5243
| SFM-wCZ05-v2015-rDXGF-t3-S14-BSLcool - Baseline Design - Hourly Results.csv | 9 | 10 | 15 | 4 | 1.2357 | 2.9608
| SFM-wCZ05-v2015-rDXGF-t3-S14-BSLcool - Baseline Design - Hourly Results.csv | 9 | 10 | 16 | 4 | 1.6089 | 3.4823
| SFM-wCZ05-v2015-rDXGF-t3-S14-BSLcool - Baseline Design - Hourly Results.csv | 9 | 10 | 17 | 4 | 1.7702 | 3.612
| SFM-wCZ05-v2015-rDXGF-t3-S14-BSLheat - Baseline Design - Hourly Results.csv | 9 | 8 | 15 | 2 | 0 | 0
| SFM-wCZ05-v2015-rDXGF-t3-S14-BSLheat - Baseline Design - Hourly Results.csv | 9 | 8 | 16 | 2 | 0 | 0
| SFM-wCZ05-v2015-rDXGF-t3-S14-BSLheat - Baseline Design - Hourly Results.csv | 9 | 8 | 17 | 2 | 0 | 0
| SFM-wCZ05-v2015-rDXGF-t3-S14-BSLheat - Baseline Design - Hourly Results.csv | 9 | 9 | 15 | 3 | 0.84362 | 2.2881
| SFM-wCZ05-v2015-rDXGF-t3-S14-BSLheat - Baseline Design - Hourly Results.csv | 9 | 9 | 16 | 3 | 0.99891 | 2.3825
| SFM-wCZ05-v2015-rDXGF-t3-S14-BSLheat - Baseline Design - Hourly Results.csv | 9 | 9 | 17 | 3 | 1.0226 | 2.2565
| SFM-wCZ05-v2015-rDXGF-t3-S14-BSLheat - Baseline Design - Hourly Results.csv | 9 | 10 | 15 | 4 | 1.0967 | 2.6197
| SFM-wCZ05-v2015-rDXGF-t3-S14-BSLheat - Baseline Design - Hourly Results.csv | 9 | 10 | 16 | 4 | 1.4344 | 3.1068
| SFM-wCZ05-v2015-rDXGF-t3-S14-BSLheat - Baseline Design - Hourly Results.csv | 9 | 10 | 17 | 4 | 1.5792 | 3.2336
| SFM-wCZ05-v2015-rDXGF-t3-S15-MSRcool - Baseline Design - Hourly Results.csv | 9 | 8 | 15 | 2 | 0 | 0
| SFM-wCZ05-v2015-rDXGF-t3-S15-MSRcool - Baseline Design - Hourly Results.csv | 9 | 8 | 16 | 2 | 0 | 0
| SFM-wCZ05-v2015-rDXGF-t3-S15-MSRcool - Baseline Design - Hourly Results.csv | 9 | 8 | 17 | 2 | 0 | 0
| SFM-wCZ05-v2015-rDXGF-t3-S15-MSRcool - Baseline Design - Hourly Results.csv | 9 | 9 | 15 | 3 | 0.80427 | 2.1962
| SFM-wCZ05-v2015-rDXGF-t3-S15-MSRcool - Baseline Design - Hourly Results.csv | 9 | 9 | 16 | 3 | 0.95841 | 2.3063
| SFM-wCZ05-v2015-rDXGF-t3-S15-MSRcool - Baseline Design - Hourly Results.csv | 9 | 9 | 17 | 3 | 0.99 | 2.2023
| SFM-wCZ05-v2015-rDXGF-t3-S15-MSRcool - Baseline Design - Hourly Results.csv | 9 | 10 | 15 | 4 | 1.0504 | 2.5366
| SFM-wCZ05-v2015-rDXGF-t3-S15-MSRcool - Baseline Design - Hourly Results.csv | 9 | 10 | 16 | 4 | 1.3683 | 2.9874
| SFM-wCZ05-v2015-rDXGF-t3-S15-MSRcool - Baseline Design - Hourly Results.csv | 9 | 10 | 17 | 4 | 1.5093 | 3.1174
| SFM-wCZ05-v2015-rDXGF-t3-S15-MSRheat - Baseline Design - Hourly Results.csv | 9 | 8 | 15 | 2 | 0 | 0
| SFM-wCZ05-v2015-rDXGF-t3-S15-MSRheat - Baseline Design - Hourly Results.csv | 9 | 8 | 16 | 2 | 0 | 0
| SFM-wCZ05-v2015-rDXGF-t3-S15-MSRheat - Baseline Design - Hourly Results.csv | 9 | 8 | 17 | 2 | 0 | 0
| SFM-wCZ05-v2015-rDXGF-t3-S15-MSRheat - Baseline Design - Hourly Results.csv | 9 | 9 | 15 | 3 | 0.75659 | 2.0622
| SFM-wCZ05-v2015-rDXGF-t3-S15-MSRheat - Baseline Design - Hourly Results.csv | 9 | 9 | 16 | 3 | 0.90363 | 2.1622
| SFM-wCZ05-v2015-rDXGF-t3-S15-MSRheat - Baseline Design - Hourly Results.csv | 9 | 9 | 17 | 3 | 0.93366 | 2.0699
| SFM-wCZ05-v2015-rDXGF-t3-S15-MSRheat - Baseline Design - Hourly Results.csv | 9 | 10 | 15 | 4 | 0.98593 | 2.3753
| SFM-wCZ05-v2015-rDXGF-t3-S15-MSRheat - Baseline Design - Hourly Results.csv | 9 | 10 | 16 | 4 | 1.2893 | 2.8007
| SFM-wCZ05-v2015-rDXGF-t3-S15-MSRheat - Baseline Design - Hourly Results.csv | 9 | 10 | 17 | 4 | 1.4263 | 2.9272
| SFM-wCZ05-v2015-rDXGF-t3-S16-MSRcool - Baseline Design - Hourly Results.csv | 9 | 8 | 15 | 2 | 0 | 0
| SFM-wCZ05-v2015-rDXGF-t3-S16-MSRcool - Baseline Design - Hourly Results.csv | 9 | 8 | 16 | 2 | 0 | 0
| SFM-wCZ05-v2015-rDXGF-t3-S16-MSRcool - Baseline Design - Hourly Results.csv | 9 | 8 | 17 | 2 | 0 | 0
| SFM-wCZ05-v2015-rDXGF-t3-S16-MSRcool - Baseline Design - Hourly Results.csv | 9 | 9 | 15 | 3 | 0.82967 | 2.2475
| SFM-wCZ05-v2015-rDXGF-t3-S16-MSRcool - Baseline Design - Hourly Results.csv | 9 | 9 | 16 | 3 | 0.98678 | 2.3556
| SFM-wCZ05-v2015-rDXGF-t3-S16-MSRcool - Baseline Design - Hourly Results.csv | 9 | 9 | 17 | 3 | 1.0184 | 2.2514
| SFM-wCZ05-v2015-rDXGF-t3-S16-MSRcool - Baseline Design - Hourly Results.csv | 9 | 10 | 15 | 4 | 1.0784 | 2.5949
| SFM-wCZ05-v2015-rDXGF-t3-S16-MSRcool - Baseline Design - Hourly Results.csv | 9 | 10 | 16 | 4 | 1.3966 | 3.0378
| SFM-wCZ05-v2015-rDXGF-t3-S16-MSRcool - Baseline Design - Hourly Results.csv | 9 | 10 | 17 | 4 | 1.534 | 3.15
| SFM-wCZ05-v2015-rDXGF-t3-S16-MSRheat - Baseline Design - Hourly Results.csv | 9 | 8 | 15 | 2 | 0 | 0
| SFM-wCZ05-v2015-rDXGF-t3-S16-MSRheat - Baseline Design - Hourly Results.csv | 9 | 8 | 16 | 2 | 0 | 0
| SFM-wCZ05-v2015-rDXGF-t3-S16-MSRheat - Baseline Design - Hourly Results.csv | 9 | 8 | 17 | 2 | 0 | 0
| SFM-wCZ05-v2015-rDXGF-t3-S16-MSRheat - Baseline Design - Hourly Results.csv | 9 | 9 | 15 | 3 | 0.77758 | 2.111
| SFM-wCZ05-v2015-rDXGF-t3-S16-MSRheat - Baseline Design - Hourly Results.csv | 9 | 9 | 16 | 3 | 0.92538 | 2.2157
| SFM-wCZ05-v2015-rDXGF-t3-S16-MSRheat - Baseline Design - Hourly Results.csv | 9 | 9 | 17 | 3 | 0.95534 | 2.1176
| SFM-wCZ05-v2015-rDXGF-t3-S16-MSRheat - Baseline Design - Hourly Results.csv | 9 | 10 | 15 | 4 | 1.0118 | 2.4409
| SFM-wCZ05-v2015-rDXGF-t3-S16-MSRheat - Baseline Design - Hourly Results.csv | 9 | 10 | 16 | 4 | 1.3112 | 2.8599
| SFM-wCZ05-v2015-rDXGF-t3-S16-MSRheat - Baseline Design - Hourly Results.csv | 9 | 10 | 17 | 4 | 1.4408 | 2.9636
| SFM-wCZ05-v2015-rDXGF-t3-S17-MSRcool - Baseline Design - Hourly Results.csv | 9 | 8 | 15 | 2 | 0 | 0
| SFM-wCZ05-v2015-rDXGF-t3-S17-MSRcool - Baseline Design - Hourly Results.csv | 9 | 8 | 16 | 2 | 0 | 0
| SFM-wCZ05-v2015-rDXGF-t3-S17-MSRcool - Baseline Design - Hourly Results.csv | 9 | 8 | 17 | 2 | 0 | 0
| SFM-wCZ05-v2015-rDXGF-t3-S17-MSRcool - Baseline Design - Hourly Results.csv | 9 | 9 | 15 | 3 | 0.77922 | 2.1109
| SFM-wCZ05-v2015-rDXGF-t3-S17-MSRcool - Baseline Design - Hourly Results.csv | 9 | 9 | 16 | 3 | 0.92677 | 2.2124
| SFM-wCZ05-v2015-rDXGF-t3-S17-MSRcool - Baseline Design - Hourly Results.csv | 9 | 9 | 17 | 3 | 0.95645 | 2.1145
| SFM-wCZ05-v2015-rDXGF-t3-S17-MSRcool - Baseline Design - Hourly Results.csv | 9 | 10 | 15 | 4 | 1.0129 | 2.4371
| SFM-wCZ05-v2015-rDXGF-t3-S17-MSRcool - Baseline Design - Hourly Results.csv | 9 | 10 | 16 | 4 | 1.3117 | 2.8531
| SFM-wCZ05-v2015-rDXGF-t3-S17-MSRcool - Baseline Design - Hourly Results.csv | 9 | 10 | 17 | 4 | 1.4407 | 2.9585
| SFM-wCZ05-v2015-rDXGF-t3-S17-MSRheat - Baseline Design - Hourly Results.csv | 9 | 8 | 15 | 2 | 0 | 0
| SFM-wCZ05-v2015-rDXGF-t3-S17-MSRheat - Baseline Design - Hourly Results.csv | 9 | 8 | 16 | 2 | 0 | 0
| SFM-wCZ05-v2015-rDXGF-t3-S17-MSRheat - Baseline Design - Hourly Results.csv | 9 | 8 | 17 | 2 | 0 | 0
| SFM-wCZ05-v2015-rDXGF-t3-S17-MSRheat - Baseline Design - Hourly Results.csv | 9 | 9 | 15 | 3 | 0.72651 | 1.9724
| SFM-wCZ05-v2015-rDXGF-t3-S17-MSRheat - Baseline Design - Hourly Results.csv | 9 | 9 | 16 | 3 | 0.86461 | 2.0702
| SFM-wCZ05-v2015-rDXGF-t3-S17-MSRheat - Baseline Design - Hourly Results.csv | 9 | 9 | 17 | 3 | 0.8926 | 1.9786
| SFM-wCZ05-v2015-rDXGF-t3-S17-MSRheat - Baseline Design - Hourly Results.csv | 9 | 10 | 15 | 4 | 0.94532 | 2.2805
| SFM-wCZ05-v2015-rDXGF-t3-S17-MSRheat - Baseline Design - Hourly Results.csv | 9 | 10 | 16 | 4 | 1.2251 | 2.6721
| SFM-wCZ05-v2015-rDXGF-t3-S17-MSRheat - Baseline Design - Hourly Results.csv | 9 | 10 | 17 | 4 | 1.3461 | 2.769
| SFM-wCZ05-v2015-rDXGF-t4-S14-BSLcool - Baseline Design - Hourly Results.csv | 9 | 8 | 15 | 2 | 0 | 0.30567
| SFM-wCZ05-v2015-rDXGF-t4-S14-BSLcool - Baseline Design - Hourly Results.csv | 9 | 8 | 16 | 2 | 0 | 0.60429
| SFM-wCZ05-v2015-rDXGF-t4-S14-BSLcool - Baseline Design - Hourly Results.csv | 9 | 8 | 17 | 2 | 0.2306 | 0.85041
| SFM-wCZ05-v2015-rDXGF-t4-S14-BSLcool - Baseline Design - Hourly Results.csv | 9 | 9 | 15 | 3 | 1.2362 | 3.042
| SFM-wCZ05-v2015-rDXGF-t4-S14-BSLcool - Baseline Design - Hourly Results.csv | 9 | 9 | 16 | 3 | 1.353 | 3.0593
| SFM-wCZ05-v2015-rDXGF-t4-S14-BSLcool - Baseline Design - Hourly Results.csv | 9 | 9 | 17 | 3 | 1.3415 | 2.855
| SFM-wCZ05-v2015-rDXGF-t4-S14-BSLcool - Baseline Design - Hourly Results.csv | 9 | 10 | 15 | 4 | 1.4399 | 3.2834
| SFM-wCZ05-v2015-rDXGF-t4-S14-BSLcool - Baseline Design - Hourly Results.csv | 9 | 10 | 16 | 4 | 1.7903 | 3.7747
| SFM-wCZ05-v2015-rDXGF-t4-S14-BSLcool - Baseline Design - Hourly Results.csv | 9 | 10 | 17 | 4 | 1.9322 | 3.8804
| SFM-wCZ05-v2015-rDXGF-t4-S14-BSLheat - Baseline Design - Hourly Results.csv | 9 | 8 | 15 | 2 | 0 | 0.26891
| SFM-wCZ05-v2015-rDXGF-t4-S14-BSLheat - Baseline Design - Hourly Results.csv | 9 | 8 | 16 | 2 | 0 | 0.53438
| SFM-wCZ05-v2015-rDXGF-t4-S14-BSLheat - Baseline Design - Hourly Results.csv | 9 | 8 | 17 | 2 | 0.20364 | 0.7538
| SFM-wCZ05-v2015-rDXGF-t4-S14-BSLheat - Baseline Design - Hourly Results.csv | 9 | 9 | 15 | 3 | 1.102 | 2.7201
| SFM-wCZ05-v2015-rDXGF-t4-S14-BSLheat - Baseline Design - Hourly Results.csv | 9 | 9 | 16 | 3 | 1.2066 | 2.7371
| SFM-wCZ05-v2015-rDXGF-t4-S14-BSLheat - Baseline Design - Hourly Results.csv | 9 | 9 | 17 | 3 | 1.1969 | 2.5546
| SFM-wCZ05-v2015-rDXGF-t4-S14-BSLheat - Baseline Design - Hourly Results.csv | 9 | 10 | 15 | 4 | 1.2847 | 2.9396
| SFM-wCZ05-v2015-rDXGF-t4-S14-BSLheat - Baseline Design - Hourly Results.csv | 9 | 10 | 16 | 4 | 1.5987 | 3.3816
| SFM-wCZ05-v2015-rDXGF-t4-S14-BSLheat - Baseline Design - Hourly Results.csv | 9 | 10 | 17 | 4 | 1.7261 | 3.4767
| SFM-wCZ05-v2015-rDXGF-t4-S15-MSRcool - Baseline Design - Hourly Results.csv | 9 | 8 | 15 | 2 | 0 | 0.27499
| SFM-wCZ05-v2015-rDXGF-t4-S15-MSRcool - Baseline Design - Hourly Results.csv | 9 | 8 | 16 | 2 | 0 | 0.54219
| SFM-wCZ05-v2015-rDXGF-t4-S15-MSRcool - Baseline Design - Hourly Results.csv | 9 | 8 | 17 | 2 | 0.2039 | 0.76115
| SFM-wCZ05-v2015-rDXGF-t4-S15-MSRcool - Baseline Design - Hourly Results.csv | 9 | 9 | 15 | 3 | 1.0494 | 2.6169
| SFM-wCZ05-v2015-rDXGF-t4-S15-MSRcool - Baseline Design - Hourly Results.csv | 9 | 9 | 16 | 3 | 1.1573 | 2.6505
| SFM-wCZ05-v2015-rDXGF-t4-S15-MSRcool - Baseline Design - Hourly Results.csv | 9 | 9 | 17 | 3 | 1.1569 | 2.4942
| SFM-wCZ05-v2015-rDXGF-t4-S15-MSRcool - Baseline Design - Hourly Results.csv | 9 | 10 | 15 | 4 | 1.2254 | 2.8315
| SFM-wCZ05-v2015-rDXGF-t4-S15-MSRcool - Baseline Design - Hourly Results.csv | 9 | 10 | 16 | 4 | 1.5232 | 3.2557
| SFM-wCZ05-v2015-rDXGF-t4-S15-MSRcool - Baseline Design - Hourly Results.csv | 9 | 10 | 17 | 4 | 1.6494 | 3.3557
| SFM-wCZ05-v2015-rDXGF-t4-S15-MSRheat - Baseline Design - Hourly Results.csv | 9 | 8 | 15 | 2 | 0 | 0.25633
| SFM-wCZ05-v2015-rDXGF-t4-S15-MSRheat - Baseline Design - Hourly Results.csv | 9 | 8 | 16 | 2 | 0 | 0.50739
| SFM-wCZ05-v2015-rDXGF-t4-S15-MSRheat - Baseline Design - Hourly Results.csv | 9 | 8 | 17 | 2 | 0.19057 | 0.71503
| SFM-wCZ05-v2015-rDXGF-t4-S15-MSRheat - Baseline Design - Hourly Results.csv | 9 | 9 | 15 | 3 | 0.99017 | 2.4754
| SFM-wCZ05-v2015-rDXGF-t4-S15-MSRheat - Baseline Design - Hourly Results.csv | 9 | 9 | 16 | 3 | 1.0931 | 2.5121
| SFM-wCZ05-v2015-rDXGF-t4-S15-MSRheat - Baseline Design - Hourly Results.csv | 9 | 9 | 17 | 3 | 1.093 | 2.3638
| SFM-wCZ05-v2015-rDXGF-t4-S15-MSRheat - Baseline Design - Hourly Results.csv | 9 | 10 | 15 | 4 | 1.1572 | 2.6662
| SFM-wCZ05-v2015-rDXGF-t4-S15-MSRheat - Baseline Design - Hourly Results.csv | 9 | 10 | 16 | 4 | 1.44 | 3.0709
| SFM-wCZ05-v2015-rDXGF-t4-S15-MSRheat - Baseline Design - Hourly Results.csv | 9 | 10 | 17 | 4 | 1.5615 | 3.1788
| SFM-wCZ05-v2015-rDXGF-t4-S16-MSRcool - Baseline Design - Hourly Results.csv | 9 | 8 | 15 | 2 | 0 | 0.28762
| SFM-wCZ05-v2015-rDXGF-t4-S16-MSRcool - Baseline Design - Hourly Results.csv | 9 | 8 | 16 | 2 | 0 | 0.568
| SFM-wCZ05-v2015-rDXGF-t4-S16-MSRcool - Baseline Design - Hourly Results.csv | 9 | 8 | 17 | 2 | 0.21283 | 0.7907
| SFM-wCZ05-v2015-rDXGF-t4-S16-MSRcool - Baseline Design - Hourly Results.csv | 9 | 9 | 15 | 3 | 1.0767 | 2.6603
| SFM-wCZ05-v2015-rDXGF-t4-S16-MSRcool - Baseline Design - Hourly Results.csv | 9 | 9 | 16 | 3 | 1.1863 | 2.6989
| SFM-wCZ05-v2015-rDXGF-t4-S16-MSRcool - Baseline Design - Hourly Results.csv | 9 | 9 | 17 | 3 | 1.1868 | 2.5415
| SFM-wCZ05-v2015-rDXGF-t4-S16-MSRcool - Baseline Design - Hourly Results.csv | 9 | 10 | 15 | 4 | 1.2533 | 2.8747
| SFM-wCZ05-v2015-rDXGF-t4-S16-MSRcool - Baseline Design - Hourly Results.csv | 9 | 10 | 16 | 4 | 1.551 | 3.2915
| SFM-wCZ05-v2015-rDXGF-t4-S16-MSRcool - Baseline Design - Hourly Results.csv | 9 | 10 | 17 | 4 | 1.6733 | 3.3785
| SFM-wCZ05-v2015-rDXGF-t4-S16-MSRheat - Baseline Design - Hourly Results.csv | 9 | 8 | 15 | 2 | 0 | 0.26828
| SFM-wCZ05-v2015-rDXGF-t4-S16-MSRheat - Baseline Design - Hourly Results.csv | 9 | 8 | 16 | 2 | 0 | 0.53034
| SFM-wCZ05-v2015-rDXGF-t4-S16-MSRheat - Baseline Design - Hourly Results.csv | 9 | 8 | 17 | 2 | 0.19835 | 0.73925
| SFM-wCZ05-v2015-rDXGF-t4-S16-MSRheat - Baseline Design - Hourly Results.csv | 9 | 9 | 15 | 3 | 1.0113 | 2.5058
| SFM-wCZ05-v2015-rDXGF-t4-S16-MSRheat - Baseline Design - Hourly Results.csv | 9 | 9 | 16 | 3 | 1.1142 | 2.5406
| SFM-wCZ05-v2015-rDXGF-t4-S16-MSRheat - Baseline Design - Hourly Results.csv | 9 | 9 | 17 | 3 | 1.1136 | 2.394
| SFM-wCZ05-v2015-rDXGF-t4-S16-MSRheat - Baseline Design - Hourly Results.csv | 9 | 10 | 15 | 4 | 1.1788 | 2.7072
| SFM-wCZ05-v2015-rDXGF-t4-S16-MSRheat - Baseline Design - Hourly Results.csv | 9 | 10 | 16 | 4 | 1.4583 | 3.0996
| SFM-wCZ05-v2015-rDXGF-t4-S16-MSRheat - Baseline Design - Hourly Results.csv | 9 | 10 | 17 | 4 | 1.5734 | 3.1837
| SFM-wCZ05-v2015-rDXGF-t4-S17-MSRcool - Baseline Design - Hourly Results.csv | 9 | 8 | 15 | 2 | 0 | 0.27013
| SFM-wCZ05-v2015-rDXGF-t4-S17-MSRcool - Baseline Design - Hourly Results.csv | 9 | 8 | 16 | 2 | 0 | 0.53346
| SFM-wCZ05-v2015-rDXGF-t4-S17-MSRcool - Baseline Design - Hourly Results.csv | 9 | 8 | 17 | 2 | 0.19988 | 0.74261
| SFM-wCZ05-v2015-rDXGF-t4-S17-MSRcool - Baseline Design - Hourly Results.csv | 9 | 9 | 15 | 3 | 1.0112 | 2.4985
| SFM-wCZ05-v2015-rDXGF-t4-S17-MSRcool - Baseline Design - Hourly Results.csv | 9 | 9 | 16 | 3 | 1.1142 | 2.5348
| SFM-wCZ05-v2015-rDXGF-t4-S17-MSRcool - Baseline Design - Hourly Results.csv | 9 | 9 | 17 | 3 | 1.1146 | 2.3869
| SFM-wCZ05-v2015-rDXGF-t4-S17-MSRcool - Baseline Design - Hourly Results.csv | 9 | 10 | 15 | 4 | 1.1771 | 2.6999
| SFM-wCZ05-v2015-rDXGF-t4-S17-MSRcool - Baseline Design - Hourly Results.csv | 9 | 10 | 16 | 4 | 1.4567 | 3.0914
| SFM-wCZ05-v2015-rDXGF-t4-S17-MSRcool - Baseline Design - Hourly Results.csv | 9 | 10 | 17 | 4 | 1.5715 | 3.1731
| SFM-wCZ05-v2015-rDXGF-t4-S17-MSRheat - Baseline Design - Hourly Results.csv | 9 | 8 | 15 | 2 | 0 | 0.25066
| SFM-wCZ05-v2015-rDXGF-t4-S17-MSRheat - Baseline Design - Hourly Results.csv | 9 | 8 | 16 | 2 | 0 | 0.49551
| SFM-wCZ05-v2015-rDXGF-t4-S17-MSRheat - Baseline Design - Hourly Results.csv | 9 | 8 | 17 | 2 | 0.18532 | 0.6907
| SFM-wCZ05-v2015-rDXGF-t4-S17-MSRheat - Baseline Design - Hourly Results.csv | 9 | 9 | 15 | 3 | 0.94493 | 2.3413
| SFM-wCZ05-v2015-rDXGF-t4-S17-MSRheat - Baseline Design - Hourly Results.csv | 9 | 9 | 16 | 3 | 1.0411 | 2.3737
| SFM-wCZ05-v2015-rDXGF-t4-S17-MSRheat - Baseline Design - Hourly Results.csv | 9 | 9 | 17 | 3 | 1.0405 | 2.2367
| SFM-wCZ05-v2015-rDXGF-t4-S17-MSRheat - Baseline Design - Hourly Results.csv | 9 | 10 | 15 | 4 | 1.1014 | 2.5294
| SFM-wCZ05-v2015-rDXGF-t4-S17-MSRheat - Baseline Design - Hourly Results.csv | 9 | 10 | 16 | 4 | 1.3625 | 2.896
| SFM-wCZ05-v2015-rDXGF-t4-S17-MSRheat - Baseline Design - Hourly Results.csv | 9 | 10 | 17 | 4 | 1.4701 | 2.9746
| SFM-wCZ05-v2015-rDXGF-t5-S14-BSLcool - Baseline Design - Hourly Results.csv | 9 | 8 | 15 | 2 | 0 | 0.31051
| SFM-wCZ05-v2015-rDXGF-t5-S14-BSLcool - Baseline Design - Hourly Results.csv | 9 | 8 | 16 | 2 | 0 | 0.60766
| SFM-wCZ05-v2015-rDXGF-t5-S14-BSLcool - Baseline Design - Hourly Results.csv | 9 | 8 | 17 | 2 | 0.22995 | 0.85291
| SFM-wCZ05-v2015-rDXGF-t5-S14-BSLcool - Baseline Design - Hourly Results.csv | 9 | 9 | 15 | 3 | 1.2336 | 3.0418
| SFM-wCZ05-v2015-rDXGF-t5-S14-BSLcool - Baseline Design - Hourly Results.csv | 9 | 9 | 16 | 3 | 1.3518 | 3.059
| SFM-wCZ05-v2015-rDXGF-t5-S14-BSLcool - Baseline Design - Hourly Results.csv | 9 | 9 | 17 | 3 | 1.3405 | 2.8548
| SFM-wCZ05-v2015-rDXGF-t5-S14-BSLcool - Baseline Design - Hourly Results.csv | 9 | 10 | 15 | 4 | 1.4367 | 3.2748
| SFM-wCZ05-v2015-rDXGF-t5-S14-BSLcool - Baseline Design - Hourly Results.csv | 9 | 10 | 16 | 4 | 1.7873 | 3.7677
| SFM-wCZ05-v2015-rDXGF-t5-S14-BSLcool - Baseline Design - Hourly Results.csv | 9 | 10 | 17 | 4 | 1.9295 | 3.8715
| SFM-wCZ05-v2015-rDXGF-t5-S14-BSLheat - Baseline Design - Hourly Results.csv | 9 | 8 | 15 | 2 | 0 | 0.27321
| SFM-wCZ05-v2015-rDXGF-t5-S14-BSLheat - Baseline Design - Hourly Results.csv | 9 | 8 | 16 | 2 | 0 | 0.53736
| SFM-wCZ05-v2015-rDXGF-t5-S14-BSLheat - Baseline Design - Hourly Results.csv | 9 | 8 | 17 | 2 | 0.20295 | 0.75597
| SFM-wCZ05-v2015-rDXGF-t5-S14-BSLheat - Baseline Design - Hourly Results.csv | 9 | 9 | 15 | 3 | 1.1 | 2.7189
| SFM-wCZ05-v2015-rDXGF-t5-S14-BSLheat - Baseline Design - Hourly Results.csv | 9 | 9 | 16 | 3 | 1.2056 | 2.7372
| SFM-wCZ05-v2015-rDXGF-t5-S14-BSLheat - Baseline Design - Hourly Results.csv | 9 | 9 | 17 | 3 | 1.1961 | 2.5553
| SFM-wCZ05-v2015-rDXGF-t5-S14-BSLheat - Baseline Design - Hourly Results.csv | 9 | 10 | 15 | 4 | 1.2832 | 2.9296
| SFM-wCZ05-v2015-rDXGF-t5-S14-BSLheat - Baseline Design - Hourly Results.csv | 9 | 10 | 16 | 4 | 1.5959 | 3.3732
| SFM-wCZ05-v2015-rDXGF-t5-S14-BSLheat - Baseline Design - Hourly Results.csv | 9 | 10 | 17 | 4 | 1.7243 | 3.4697
| SFM-wCZ05-v2015-rDXGF-t5-S15-MSRcool - Baseline Design - Hourly Results.csv | 9 | 8 | 15 | 2 | 0 | 0.27515
| SFM-wCZ05-v2015-rDXGF-t5-S15-MSRcool - Baseline Design - Hourly Results.csv | 9 | 8 | 16 | 2 | 0 | 0.54228
| SFM-wCZ05-v2015-rDXGF-t5-S15-MSRcool - Baseline Design - Hourly Results.csv | 9 | 8 | 17 | 2 | 0.20339 | 0.7612
| SFM-wCZ05-v2015-rDXGF-t5-S15-MSRcool - Baseline Design - Hourly Results.csv | 9 | 9 | 15 | 3 | 1.0481 | 2.6163
| SFM-wCZ05-v2015-rDXGF-t5-S15-MSRcool - Baseline Design - Hourly Results.csv | 9 | 9 | 16 | 3 | 1.1564 | 2.6505
| SFM-wCZ05-v2015-rDXGF-t5-S15-MSRcool - Baseline Design - Hourly Results.csv | 9 | 9 | 17 | 3 | 1.1562 | 2.494
| SFM-wCZ05-v2015-rDXGF-t5-S15-MSRcool - Baseline Design - Hourly Results.csv | 9 | 10 | 15 | 4 | 1.2236 | 2.8235
| SFM-wCZ05-v2015-rDXGF-t5-S15-MSRcool - Baseline Design - Hourly Results.csv | 9 | 10 | 16 | 4 | 1.5225 | 3.2491
| SFM-wCZ05-v2015-rDXGF-t5-S15-MSRcool - Baseline Design - Hourly Results.csv | 9 | 10 | 17 | 4 | 1.6482 | 3.3502
| SFM-wCZ05-v2015-rDXGF-t5-S15-MSRheat - Baseline Design - Hourly Results.csv | 9 | 8 | 15 | 2 | 0 | 0.25651
| SFM-wCZ05-v2015-rDXGF-t5-S15-MSRheat - Baseline Design - Hourly Results.csv | 9 | 8 | 16 | 2 | 0 | 0.50782
| SFM-wCZ05-v2015-rDXGF-t5-S15-MSRheat - Baseline Design - Hourly Results.csv | 9 | 8 | 17 | 2 | 0.19019 | 0.71505
| SFM-wCZ05-v2015-rDXGF-t5-S15-MSRheat - Baseline Design - Hourly Results.csv | 9 | 9 | 15 | 3 | 0.98896 | 2.4747
| SFM-wCZ05-v2015-rDXGF-t5-S15-MSRheat - Baseline Design - Hourly Results.csv | 9 | 9 | 16 | 3 | 1.0921 | 2.5114
| SFM-wCZ05-v2015-rDXGF-t5-S15-MSRheat - Baseline Design - Hourly Results.csv | 9 | 9 | 17 | 3 | 1.0923 | 2.3643
| SFM-wCZ05-v2015-rDXGF-t5-S15-MSRheat - Baseline Design - Hourly Results.csv | 9 | 10 | 15 | 4 | 1.1562 | 2.6578
| SFM-wCZ05-v2015-rDXGF-t5-S15-MSRheat - Baseline Design - Hourly Results.csv | 9 | 10 | 16 | 4 | 1.4385 | 3.0621
| SFM-wCZ05-v2015-rDXGF-t5-S15-MSRheat - Baseline Design - Hourly Results.csv | 9 | 10 | 17 | 4 | 1.5593 | 3.1709
| SFM-wCZ05-v2015-rDXGF-t5-S16-MSRcool - Baseline Design - Hourly Results.csv | 9 | 8 | 15 | 2 | 0 | 0.28775
| SFM-wCZ05-v2015-rDXGF-t5-S16-MSRcool - Baseline Design - Hourly Results.csv | 9 | 8 | 16 | 2 | 0 | 0.56809
| SFM-wCZ05-v2015-rDXGF-t5-S16-MSRcool - Baseline Design - Hourly Results.csv | 9 | 8 | 17 | 2 | 0.2123 | 0.79073
| SFM-wCZ05-v2015-rDXGF-t5-S16-MSRcool - Baseline Design - Hourly Results.csv | 9 | 9 | 15 | 3 | 1.0752 | 2.6597
| SFM-wCZ05-v2015-rDXGF-t5-S16-MSRcool - Baseline Design - Hourly Results.csv | 9 | 9 | 16 | 3 | 1.1853 | 2.6977
| SFM-wCZ05-v2015-rDXGF-t5-S16-MSRcool - Baseline Design - Hourly Results.csv | 9 | 9 | 17 | 3 | 1.1855 | 2.5418
| SFM-wCZ05-v2015-rDXGF-t5-S16-MSRcool - Baseline Design - Hourly Results.csv | 9 | 10 | 15 | 4 | 1.2515 | 2.867
| SFM-wCZ05-v2015-rDXGF-t5-S16-MSRcool - Baseline Design - Hourly Results.csv | 9 | 10 | 16 | 4 | 1.5505 | 3.285
| SFM-wCZ05-v2015-rDXGF-t5-S16-MSRcool - Baseline Design - Hourly Results.csv | 9 | 10 | 17 | 4 | 1.6712 | 3.3731
| SFM-wCZ05-v2015-rDXGF-t5-S16-MSRheat - Baseline Design - Hourly Results.csv | 9 | 8 | 15 | 2 | 0 | 0.2684
| SFM-wCZ05-v2015-rDXGF-t5-S16-MSRheat - Baseline Design - Hourly Results.csv | 9 | 8 | 16 | 2 | 0 | 0.53038
| SFM-wCZ05-v2015-rDXGF-t5-S16-MSRheat - Baseline Design - Hourly Results.csv | 9 | 8 | 17 | 2 | 0.19786 | 0.73926
| SFM-wCZ05-v2015-rDXGF-t5-S16-MSRheat - Baseline Design - Hourly Results.csv | 9 | 9 | 15 | 3 | 1.0101 | 2.5028
| SFM-wCZ05-v2015-rDXGF-t5-S16-MSRheat - Baseline Design - Hourly Results.csv | 9 | 9 | 16 | 3 | 1.1129 | 2.539
| SFM-wCZ05-v2015-rDXGF-t5-S16-MSRheat - Baseline Design - Hourly Results.csv | 9 | 9 | 17 | 3 | 1.1133 | 2.3926
| SFM-wCZ05-v2015-rDXGF-t5-S16-MSRheat - Baseline Design - Hourly Results.csv | 9 | 10 | 15 | 4 | 1.1771 | 2.6979
| SFM-wCZ05-v2015-rDXGF-t5-S16-MSRheat - Baseline Design - Hourly Results.csv | 9 | 10 | 16 | 4 | 1.4568 | 3.0946
| SFM-wCZ05-v2015-rDXGF-t5-S16-MSRheat - Baseline Design - Hourly Results.csv | 9 | 10 | 17 | 4 | 1.572 | 3.1799
| SFM-wCZ05-v2015-rDXGF-t5-S17-MSRcool - Baseline Design - Hourly Results.csv | 9 | 8 | 15 | 2 | 0 | 0.27025
| SFM-wCZ05-v2015-rDXGF-t5-S17-MSRcool - Baseline Design - Hourly Results.csv | 9 | 8 | 16 | 2 | 0 | 0.53355
| SFM-wCZ05-v2015-rDXGF-t5-S17-MSRcool - Baseline Design - Hourly Results.csv | 9 | 8 | 17 | 2 | 0.19939 | 0.74264
| SFM-wCZ05-v2015-rDXGF-t5-S17-MSRcool - Baseline Design - Hourly Results.csv | 9 | 9 | 15 | 3 | 1.0098 | 2.4979
| SFM-wCZ05-v2015-rDXGF-t5-S17-MSRcool - Baseline Design - Hourly Results.csv | 9 | 9 | 16 | 3 | 1.1132 | 2.5337
| SFM-wCZ05-v2015-rDXGF-t5-S17-MSRcool - Baseline Design - Hourly Results.csv | 9 | 9 | 17 | 3 | 1.1134 | 2.3872
| SFM-wCZ05-v2015-rDXGF-t5-S17-MSRcool - Baseline Design - Hourly Results.csv | 9 | 10 | 15 | 4 | 1.1754 | 2.6926
| SFM-wCZ05-v2015-rDXGF-t5-S17-MSRcool - Baseline Design - Hourly Results.csv | 9 | 10 | 16 | 4 | 1.4562 | 3.0852
| SFM-wCZ05-v2015-rDXGF-t5-S17-MSRcool - Baseline Design - Hourly Results.csv | 9 | 10 | 17 | 4 | 1.5696 | 3.168
| SFM-wCZ05-v2015-rDXGF-t5-S17-MSRheat - Baseline Design - Hourly Results.csv | 9 | 8 | 15 | 2 | 0 | 0.25077
| SFM-wCZ05-v2015-rDXGF-t5-S17-MSRheat - Baseline Design - Hourly Results.csv | 9 | 8 | 16 | 2 | 0 | 0.49555
| SFM-wCZ05-v2015-rDXGF-t5-S17-MSRheat - Baseline Design - Hourly Results.csv | 9 | 8 | 17 | 2 | 0.18486 | 0.69071
| SFM-wCZ05-v2015-rDXGF-t5-S17-MSRheat - Baseline Design - Hourly Results.csv | 9 | 9 | 15 | 3 | 0.94377 | 2.3384
| SFM-wCZ05-v2015-rDXGF-t5-S17-MSRheat - Baseline Design - Hourly Results.csv | 9 | 9 | 16 | 3 | 1.0398 | 2.3723
| SFM-wCZ05-v2015-rDXGF-t5-S17-MSRheat - Baseline Design - Hourly Results.csv | 9 | 9 | 17 | 3 | 1.0402 | 2.2355
| SFM-wCZ05-v2015-rDXGF-t5-S17-MSRheat - Baseline Design - Hourly Results.csv | 9 | 10 | 15 | 4 | 1.0998 | 2.5207
| SFM-wCZ05-v2015-rDXGF-t5-S17-MSRheat - Baseline Design - Hourly Results.csv | 9 | 10 | 16 | 4 | 1.3611 | 2.8914
| SFM-wCZ05-v2015-rDXGF-t5-S17-MSRheat - Baseline Design - Hourly Results.csv | 9 | 10 | 17 | 4 | 1.4688 | 2.971
| SFM-wCZ05-v2015-rDXHP-t1-S14-BSLboth - Baseline Design - Hourly Results.csv | 9 | 8 | 15 | 2 | 0 | 0.3074
| SFM-wCZ05-v2015-rDXHP-t1-S14-BSLboth - Baseline Design - Hourly Results.csv | 9 | 8 | 16 | 2 | 0 | 0.54808
| SFM-wCZ05-v2015-rDXHP-t1-S14-BSLboth - Baseline Design - Hourly Results.csv | 9 | 8 | 17 | 2 | 0 | 0.73793
| SFM-wCZ05-v2015-rDXHP-t1-S14-BSLboth - Baseline Design - Hourly Results.csv | 9 | 9 | 15 | 3 | 1.085 | 2.7776
| SFM-wCZ05-v2015-rDXHP-t1-S14-BSLboth - Baseline Design - Hourly Results.csv | 9 | 9 | 16 | 3 | 1.2052 | 2.7889
| SFM-wCZ05-v2015-rDXHP-t1-S14-BSLboth - Baseline Design - Hourly Results.csv | 9 | 9 | 17 | 3 | 1.1724 | 2.5737
| SFM-wCZ05-v2015-rDXHP-t1-S14-BSLboth - Baseline Design - Hourly Results.csv | 9 | 10 | 15 | 4 | 1.3281 | 3.0348
| SFM-wCZ05-v2015-rDXHP-t1-S14-BSLboth - Baseline Design - Hourly Results.csv | 9 | 10 | 16 | 4 | 1.6499 | 3.4642
| SFM-wCZ05-v2015-rDXHP-t1-S14-BSLboth - Baseline Design - Hourly Results.csv | 9 | 10 | 17 | 4 | 1.7498 | 3.515
| SFM-wCZ05-v2015-rDXHP-t1-S14-BSLcool - Baseline Design - Hourly Results.csv | 9 | 8 | 15 | 2 | 0 | 0.3074
| SFM-wCZ05-v2015-rDXHP-t1-S14-BSLcool - Baseline Design - Hourly Results.csv | 9 | 8 | 16 | 2 | 0 | 0.54808
| SFM-wCZ05-v2015-rDXHP-t1-S14-BSLcool - Baseline Design - Hourly Results.csv | 9 | 8 | 17 | 2 | 0 | 0.73793
| SFM-wCZ05-v2015-rDXHP-t1-S14-BSLcool - Baseline Design - Hourly Results.csv | 9 | 9 | 15 | 3 | 1.085 | 2.7776
| SFM-wCZ05-v2015-rDXHP-t1-S14-BSLcool - Baseline Design - Hourly Results.csv | 9 | 9 | 16 | 3 | 1.2052 | 2.7889
| SFM-wCZ05-v2015-rDXHP-t1-S14-BSLcool - Baseline Design - Hourly Results.csv | 9 | 9 | 17 | 3 | 1.1724 | 2.5737
| SFM-wCZ05-v2015-rDXHP-t1-S14-BSLcool - Baseline Design - Hourly Results.csv | 9 | 10 | 15 | 4 | 1.3281 | 3.0348
| SFM-wCZ05-v2015-rDXHP-t1-S14-BSLcool - Baseline Design - Hourly Results.csv | 9 | 10 | 16 | 4 | 1.6499 | 3.4642
| SFM-wCZ05-v2015-rDXHP-t1-S14-BSLcool - Baseline Design - Hourly Results.csv | 9 | 10 | 17 | 4 | 1.7498 | 3.515
| SFM-wCZ05-v2015-rDXHP-t1-S14-BSLheat - Baseline Design - Hourly Results.csv | 9 | 8 | 15 | 2 | 0 | 0.26823
| SFM-wCZ05-v2015-rDXHP-t1-S14-BSLheat - Baseline Design - Hourly Results.csv | 9 | 8 | 16 | 2 | 0 | 0.47824
| SFM-wCZ05-v2015-rDXHP-t1-S14-BSLheat - Baseline Design - Hourly Results.csv | 9 | 8 | 17 | 2 | 0 | 0.6439
| SFM-wCZ05-v2015-rDXHP-t1-S14-BSLheat - Baseline Design - Hourly Results.csv | 9 | 9 | 15 | 3 | 0.94678 | 2.4236
| SFM-wCZ05-v2015-rDXHP-t1-S14-BSLheat - Baseline Design - Hourly Results.csv | 9 | 9 | 16 | 3 | 1.0517 | 2.4336
| SFM-wCZ05-v2015-rDXHP-t1-S14-BSLheat - Baseline Design - Hourly Results.csv | 9 | 9 | 17 | 3 | 1.023 | 2.2458
| SFM-wCZ05-v2015-rDXHP-t1-S14-BSLheat - Baseline Design - Hourly Results.csv | 9 | 10 | 15 | 4 | 1.1588 | 2.6481
| SFM-wCZ05-v2015-rDXHP-t1-S14-BSLheat - Baseline Design - Hourly Results.csv | 9 | 10 | 16 | 4 | 1.4397 | 3.0227
| SFM-wCZ05-v2015-rDXHP-t1-S14-BSLheat - Baseline Design - Hourly Results.csv | 9 | 10 | 17 | 4 | 1.5269 | 3.0671
| SFM-wCZ05-v2015-rDXHP-t1-S15-MSRboth - Baseline Design - Hourly Results.csv | 9 | 8 | 15 | 2 | 0 | 0.26023
| SFM-wCZ05-v2015-rDXHP-t1-S15-MSRboth - Baseline Design - Hourly Results.csv | 9 | 8 | 16 | 2 | 0 | 0.46675
| SFM-wCZ05-v2015-rDXHP-t1-S15-MSRboth - Baseline Design - Hourly Results.csv | 9 | 8 | 17 | 2 | 0 | 0.63074
| SFM-wCZ05-v2015-rDXHP-t1-S15-MSRboth - Baseline Design - Hourly Results.csv | 9 | 9 | 15 | 3 | 0.90184 | 2.3488
| SFM-wCZ05-v2015-rDXHP-t1-S15-MSRboth - Baseline Design - Hourly Results.csv | 9 | 9 | 16 | 3 | 1.004 | 2.3689
| SFM-wCZ05-v2015-rDXHP-t1-S15-MSRboth - Baseline Design - Hourly Results.csv | 9 | 9 | 17 | 3 | 0.97823 | 2.1894
| SFM-wCZ05-v2015-rDXHP-t1-S15-MSRboth - Baseline Design - Hourly Results.csv | 9 | 10 | 15 | 4 | 1.1076 | 2.5716
| SFM-wCZ05-v2015-rDXHP-t1-S15-MSRboth - Baseline Design - Hourly Results.csv | 9 | 10 | 16 | 4 | 1.3823 | 2.9481
| SFM-wCZ05-v2015-rDXHP-t1-S15-MSRboth - Baseline Design - Hourly Results.csv | 9 | 10 | 17 | 4 | 1.468 | 2.9982
| SFM-wCZ05-v2015-rDXHP-t1-S15-MSRcool - Baseline Design - Hourly Results.csv | 9 | 8 | 15 | 2 | 0 | 0.26023
| SFM-wCZ05-v2015-rDXHP-t1-S15-MSRcool - Baseline Design - Hourly Results.csv | 9 | 8 | 16 | 2 | 0 | 0.46675
| SFM-wCZ05-v2015-rDXHP-t1-S15-MSRcool - Baseline Design - Hourly Results.csv | 9 | 8 | 17 | 2 | 0 | 0.63074
| SFM-wCZ05-v2015-rDXHP-t1-S15-MSRcool - Baseline Design - Hourly Results.csv | 9 | 9 | 15 | 3 | 0.90184 | 2.3488
| SFM-wCZ05-v2015-rDXHP-t1-S15-MSRcool - Baseline Design - Hourly Results.csv | 9 | 9 | 16 | 3 | 1.004 | 2.3689
| SFM-wCZ05-v2015-rDXHP-t1-S15-MSRcool - Baseline Design - Hourly Results.csv | 9 | 9 | 17 | 3 | 0.97823 | 2.1894
| SFM-wCZ05-v2015-rDXHP-t1-S15-MSRcool - Baseline Design - Hourly Results.csv | 9 | 10 | 15 | 4 | 1.1076 | 2.5716
| SFM-wCZ05-v2015-rDXHP-t1-S15-MSRcool - Baseline Design - Hourly Results.csv | 9 | 10 | 16 | 4 | 1.3823 | 2.9481
| SFM-wCZ05-v2015-rDXHP-t1-S15-MSRcool - Baseline Design - Hourly Results.csv | 9 | 10 | 17 | 4 | 1.468 | 2.9982
| SFM-wCZ05-v2015-rDXHP-t1-S15-MSRheat - Baseline Design - Hourly Results.csv | 9 | 8 | 15 | 2 | 0 | 0.23584
| SFM-wCZ05-v2015-rDXHP-t1-S15-MSRheat - Baseline Design - Hourly Results.csv | 9 | 8 | 16 | 2 | 0 | 0.42299
| SFM-wCZ05-v2015-rDXHP-t1-S15-MSRheat - Baseline Design - Hourly Results.csv | 9 | 8 | 17 | 2 | 0 | 0.57161
| SFM-wCZ05-v2015-rDXHP-t1-S15-MSRheat - Baseline Design - Hourly Results.csv | 9 | 9 | 15 | 3 | 0.81729 | 2.1286
| SFM-wCZ05-v2015-rDXHP-t1-S15-MSRheat - Baseline Design - Hourly Results.csv | 9 | 9 | 16 | 3 | 0.90987 | 2.1468
| SFM-wCZ05-v2015-rDXHP-t1-S15-MSRheat - Baseline Design - Hourly Results.csv | 9 | 9 | 17 | 3 | 0.88652 | 1.9842
| SFM-wCZ05-v2015-rDXHP-t1-S15-MSRheat - Baseline Design - Hourly Results.csv | 9 | 10 | 15 | 4 | 1.0038 | 2.3305
| SFM-wCZ05-v2015-rDXHP-t1-S15-MSRheat - Baseline Design - Hourly Results.csv | 9 | 10 | 16 | 4 | 1.2527 | 2.6717
| SFM-wCZ05-v2015-rDXHP-t1-S15-MSRheat - Baseline Design - Hourly Results.csv | 9 | 10 | 17 | 4 | 1.3304 | 2.7171
| SFM-wCZ05-v2015-rDXHP-t1-S16-MSRboth - Baseline Design - Hourly Results.csv | 9 | 8 | 15 | 2 | 0 | 0.27224
| SFM-wCZ05-v2015-rDXHP-t1-S16-MSRboth - Baseline Design - Hourly Results.csv | 9 | 8 | 16 | 2 | 0 | 0.48912
| SFM-wCZ05-v2015-rDXHP-t1-S16-MSRboth - Baseline Design - Hourly Results.csv | 9 | 8 | 17 | 2 | 0 | 0.65576
| SFM-wCZ05-v2015-rDXHP-t1-S16-MSRboth - Baseline Design - Hourly Results.csv | 9 | 9 | 15 | 3 | 0.92891 | 2.3963
| SFM-wCZ05-v2015-rDXHP-t1-S16-MSRboth - Baseline Design - Hourly Results.csv | 9 | 9 | 16 | 3 | 1.032 | 2.4156
| SFM-wCZ05-v2015-rDXHP-t1-S16-MSRboth - Baseline Design - Hourly Results.csv | 9 | 9 | 17 | 3 | 1.0067 | 2.2342
| SFM-wCZ05-v2015-rDXHP-t1-S16-MSRboth - Baseline Design - Hourly Results.csv | 9 | 10 | 15 | 4 | 1.1361 | 2.6216
| SFM-wCZ05-v2015-rDXHP-t1-S16-MSRboth - Baseline Design - Hourly Results.csv | 9 | 10 | 16 | 4 | 1.4108 | 2.9896
| SFM-wCZ05-v2015-rDXHP-t1-S16-MSRboth - Baseline Design - Hourly Results.csv | 9 | 10 | 17 | 4 | 1.494 | 3.0319
| SFM-wCZ05-v2015-rDXHP-t1-S16-MSRcool - Baseline Design - Hourly Results.csv | 9 | 8 | 15 | 2 | 0 | 0.27224
| SFM-wCZ05-v2015-rDXHP-t1-S16-MSRcool - Baseline Design - Hourly Results.csv | 9 | 8 | 16 | 2 | 0 | 0.48912
| SFM-wCZ05-v2015-rDXHP-t1-S16-MSRcool - Baseline Design - Hourly Results.csv | 9 | 8 | 17 | 2 | 0 | 0.65576
| SFM-wCZ05-v2015-rDXHP-t1-S16-MSRcool - Baseline Design - Hourly Results.csv | 9 | 9 | 15 | 3 | 0.92891 | 2.3963
| SFM-wCZ05-v2015-rDXHP-t1-S16-MSRcool - Baseline Design - Hourly Results.csv | 9 | 9 | 16 | 3 | 1.032 | 2.4156
| SFM-wCZ05-v2015-rDXHP-t1-S16-MSRcool - Baseline Design - Hourly Results.csv | 9 | 9 | 17 | 3 | 1.0067 | 2.2342
| SFM-wCZ05-v2015-rDXHP-t1-S16-MSRcool - Baseline Design - Hourly Results.csv | 9 | 10 | 15 | 4 | 1.1361 | 2.6216
| SFM-wCZ05-v2015-rDXHP-t1-S16-MSRcool - Baseline Design - Hourly Results.csv | 9 | 10 | 16 | 4 | 1.4108 | 2.9896
| SFM-wCZ05-v2015-rDXHP-t1-S16-MSRcool - Baseline Design - Hourly Results.csv | 9 | 10 | 17 | 4 | 1.494 | 3.0319
| SFM-wCZ05-v2015-rDXHP-t1-S16-MSRheat - Baseline Design - Hourly Results.csv | 9 | 8 | 15 | 2 | 0 | 0.24641
| SFM-wCZ05-v2015-rDXHP-t1-S16-MSRheat - Baseline Design - Hourly Results.csv | 9 | 8 | 16 | 2 | 0 | 0.44272
| SFM-wCZ05-v2015-rDXHP-t1-S16-MSRheat - Baseline Design - Hourly Results.csv | 9 | 8 | 17 | 2 | 0 | 0.59355
| SFM-wCZ05-v2015-rDXHP-t1-S16-MSRheat - Baseline Design - Hourly Results.csv | 9 | 9 | 15 | 3 | 0.84079 | 2.169
| SFM-wCZ05-v2015-rDXHP-t1-S16-MSRheat - Baseline Design - Hourly Results.csv | 9 | 9 | 16 | 3 | 0.93413 | 2.1865
| SFM-wCZ05-v2015-rDXHP-t1-S16-MSRheat - Baseline Design - Hourly Results.csv | 9 | 9 | 17 | 3 | 0.91118 | 2.0223
| SFM-wCZ05-v2015-rDXHP-t1-S16-MSRheat - Baseline Design - Hourly Results.csv | 9 | 10 | 15 | 4 | 1.0283 | 2.3729
| SFM-wCZ05-v2015-rDXHP-t1-S16-MSRheat - Baseline Design - Hourly Results.csv | 9 | 10 | 16 | 4 | 1.277 | 2.706
| SFM-wCZ05-v2015-rDXHP-t1-S16-MSRheat - Baseline Design - Hourly Results.csv | 9 | 10 | 17 | 4 | 1.3522 | 2.7443
| SFM-wCZ05-v2015-rDXHP-t1-S17-MSRboth - Baseline Design - Hourly Results.csv | 9 | 8 | 15 | 2 | 0 | 0.25568
| SFM-wCZ05-v2015-rDXHP-t1-S17-MSRboth - Baseline Design - Hourly Results.csv | 9 | 8 | 16 | 2 | 0 | 0.45938
| SFM-wCZ05-v2015-rDXHP-t1-S17-MSRboth - Baseline Design - Hourly Results.csv | 9 | 8 | 17 | 2 | 0 | 0.61588
| SFM-wCZ05-v2015-rDXHP-t1-S17-MSRboth - Baseline Design - Hourly Results.csv | 9 | 9 | 15 | 3 | 0.87242 | 2.2506
| SFM-wCZ05-v2015-rDXHP-t1-S17-MSRboth - Baseline Design - Hourly Results.csv | 9 | 9 | 16 | 3 | 0.96928 | 2.2687
| SFM-wCZ05-v2015-rDXHP-t1-S17-MSRboth - Baseline Design - Hourly Results.csv | 9 | 9 | 17 | 3 | 0.94546 | 2.0984
| SFM-wCZ05-v2015-rDXHP-t1-S17-MSRboth - Baseline Design - Hourly Results.csv | 9 | 10 | 15 | 4 | 1.067 | 2.4622
| SFM-wCZ05-v2015-rDXHP-t1-S17-MSRboth - Baseline Design - Hourly Results.csv | 9 | 10 | 16 | 4 | 1.325 | 2.8078
| SFM-wCZ05-v2015-rDXHP-t1-S17-MSRboth - Baseline Design - Hourly Results.csv | 9 | 10 | 17 | 4 | 1.4031 | 2.8475
| SFM-wCZ05-v2015-rDXHP-t1-S17-MSRcool - Baseline Design - Hourly Results.csv | 9 | 8 | 15 | 2 | 0 | 0.25568
| SFM-wCZ05-v2015-rDXHP-t1-S17-MSRcool - Baseline Design - Hourly Results.csv | 9 | 8 | 16 | 2 | 0 | 0.45938
| SFM-wCZ05-v2015-rDXHP-t1-S17-MSRcool - Baseline Design - Hourly Results.csv | 9 | 8 | 17 | 2 | 0 | 0.61588
| SFM-wCZ05-v2015-rDXHP-t1-S17-MSRcool - Baseline Design - Hourly Results.csv | 9 | 9 | 15 | 3 | 0.87242 | 2.2506
| SFM-wCZ05-v2015-rDXHP-t1-S17-MSRcool - Baseline Design - Hourly Results.csv | 9 | 9 | 16 | 3 | 0.96928 | 2.2687
| SFM-wCZ05-v2015-rDXHP-t1-S17-MSRcool - Baseline Design - Hourly Results.csv | 9 | 9 | 17 | 3 | 0.94546 | 2.0984
| SFM-wCZ05-v2015-rDXHP-t1-S17-MSRcool - Baseline Design - Hourly Results.csv | 9 | 10 | 15 | 4 | 1.067 | 2.4622
| SFM-wCZ05-v2015-rDXHP-t1-S17-MSRcool - Baseline Design - Hourly Results.csv | 9 | 10 | 16 | 4 | 1.325 | 2.8078
| SFM-wCZ05-v2015-rDXHP-t1-S17-MSRcool - Baseline Design - Hourly Results.csv | 9 | 10 | 17 | 4 | 1.4031 | 2.8475
| SFM-wCZ05-v2015-rDXHP-t1-S17-MSRheat - Baseline Design - Hourly Results.csv | 9 | 8 | 15 | 2 | 0 | 0.23023
| SFM-wCZ05-v2015-rDXHP-t1-S17-MSRheat - Baseline Design - Hourly Results.csv | 9 | 8 | 16 | 2 | 0 | 0.41364
| SFM-wCZ05-v2015-rDXHP-t1-S17-MSRheat - Baseline Design - Hourly Results.csv | 9 | 8 | 17 | 2 | 0 | 0.55456
| SFM-wCZ05-v2015-rDXHP-t1-S17-MSRheat - Baseline Design - Hourly Results.csv | 9 | 9 | 15 | 3 | 0.78557 | 2.0265
| SFM-wCZ05-v2015-rDXHP-t1-S17-MSRheat - Baseline Design - Hourly Results.csv | 9 | 9 | 16 | 3 | 0.87278 | 2.0429
| SFM-wCZ05-v2015-rDXHP-t1-S17-MSRheat - Baseline Design - Hourly Results.csv | 9 | 9 | 17 | 3 | 0.85133 | 1.8895
| SFM-wCZ05-v2015-rDXHP-t1-S17-MSRheat - Baseline Design - Hourly Results.csv | 9 | 10 | 15 | 4 | 0.96079 | 2.2171
| SFM-wCZ05-v2015-rDXHP-t1-S17-MSRheat - Baseline Design - Hourly Results.csv | 9 | 10 | 16 | 4 | 1.1931 | 2.5282
| SFM-wCZ05-v2015-rDXHP-t1-S17-MSRheat - Baseline Design - Hourly Results.csv | 9 | 10 | 17 | 4 | 1.2634 | 2.564
| SFM-wCZ05-v2015-rDXHP-t2-S14-BSLboth - Baseline Design - Hourly Results.csv | 9 | 8 | 15 | 2 | 0 | 0
| SFM-wCZ05-v2015-rDXHP-t2-S14-BSLboth - Baseline Design - Hourly Results.csv | 9 | 8 | 16 | 2 | 0 | 0
| SFM-wCZ05-v2015-rDXHP-t2-S14-BSLboth - Baseline Design - Hourly Results.csv | 9 | 8 | 17 | 2 | 0 | 0.61579
| SFM-wCZ05-v2015-rDXHP-t2-S14-BSLboth - Baseline Design - Hourly Results.csv | 9 | 9 | 15 | 3 | 0.77313 | 2.2813
| SFM-wCZ05-v2015-rDXHP-t2-S14-BSLboth - Baseline Design - Hourly Results.csv | 9 | 9 | 16 | 3 | 0.95724 | 2.3806
| SFM-wCZ05-v2015-rDXHP-t2-S14-BSLboth - Baseline Design - Hourly Results.csv | 9 | 9 | 17 | 3 | 1.3974 | 3.0737
| SFM-wCZ05-v2015-rDXHP-t2-S14-BSLboth - Baseline Design - Hourly Results.csv | 9 | 10 | 15 | 4 | 1.0867 | 2.661
| SFM-wCZ05-v2015-rDXHP-t2-S14-BSLboth - Baseline Design - Hourly Results.csv | 9 | 10 | 16 | 4 | 1.4404 | 3.1266
| SFM-wCZ05-v2015-rDXHP-t2-S14-BSLboth - Baseline Design - Hourly Results.csv | 9 | 10 | 17 | 4 | 2.0171 | 4.1233
| SFM-wCZ05-v2015-rDXHP-t2-S14-BSLcool - Baseline Design - Hourly Results.csv | 9 | 8 | 15 | 2 | 0 | 0
| SFM-wCZ05-v2015-rDXHP-t2-S14-BSLcool - Baseline Design - Hourly Results.csv | 9 | 8 | 16 | 2 | 0 | 0
| SFM-wCZ05-v2015-rDXHP-t2-S14-BSLcool - Baseline Design - Hourly Results.csv | 9 | 8 | 17 | 2 | 0 | 0.61579
| SFM-wCZ05-v2015-rDXHP-t2-S14-BSLcool - Baseline Design - Hourly Results.csv | 9 | 9 | 15 | 3 | 0.77313 | 2.2813
| SFM-wCZ05-v2015-rDXHP-t2-S14-BSLcool - Baseline Design - Hourly Results.csv | 9 | 9 | 16 | 3 | 0.95724 | 2.3806
| SFM-wCZ05-v2015-rDXHP-t2-S14-BSLcool - Baseline Design - Hourly Results.csv | 9 | 9 | 17 | 3 | 1.3974 | 3.0737
| SFM-wCZ05-v2015-rDXHP-t2-S14-BSLcool - Baseline Design - Hourly Results.csv | 9 | 10 | 15 | 4 | 1.0867 | 2.661
| SFM-wCZ05-v2015-rDXHP-t2-S14-BSLcool - Baseline Design - Hourly Results.csv | 9 | 10 | 16 | 4 | 1.4404 | 3.1266
| SFM-wCZ05-v2015-rDXHP-t2-S14-BSLcool - Baseline Design - Hourly Results.csv | 9 | 10 | 17 | 4 | 2.0171 | 4.1233
| SFM-wCZ05-v2015-rDXHP-t2-S14-BSLheat - Baseline Design - Hourly Results.csv | 9 | 8 | 15 | 2 | 0 | 0
| SFM-wCZ05-v2015-rDXHP-t2-S14-BSLheat - Baseline Design - Hourly Results.csv | 9 | 8 | 16 | 2 | 0 | 0
| SFM-wCZ05-v2015-rDXHP-t2-S14-BSLheat - Baseline Design - Hourly Results.csv | 9 | 8 | 17 | 2 | 0 | 0.53733
| SFM-wCZ05-v2015-rDXHP-t2-S14-BSLheat - Baseline Design - Hourly Results.csv | 9 | 9 | 15 | 3 | 0.67461 | 1.9906
| SFM-wCZ05-v2015-rDXHP-t2-S14-BSLheat - Baseline Design - Hourly Results.csv | 9 | 9 | 16 | 3 | 0.83527 | 2.0772
| SFM-wCZ05-v2015-rDXHP-t2-S14-BSLheat - Baseline Design - Hourly Results.csv | 9 | 9 | 17 | 3 | 1.2193 | 2.682
| SFM-wCZ05-v2015-rDXHP-t2-S14-BSLheat - Baseline Design - Hourly Results.csv | 9 | 10 | 15 | 4 | 0.9482 | 2.3219
| SFM-wCZ05-v2015-rDXHP-t2-S14-BSLheat - Baseline Design - Hourly Results.csv | 9 | 10 | 16 | 4 | 1.2569 | 2.7282
| SFM-wCZ05-v2015-rDXHP-t2-S14-BSLheat - Baseline Design - Hourly Results.csv | 9 | 10 | 17 | 4 | 1.7601 | 3.5979
| SFM-wCZ05-v2015-rDXHP-t2-S15-MSRboth - Baseline Design - Hourly Results.csv | 9 | 8 | 15 | 2 | 0 | 0
| SFM-wCZ05-v2015-rDXHP-t2-S15-MSRboth - Baseline Design - Hourly Results.csv | 9 | 8 | 16 | 2 | 0 | 0
| SFM-wCZ05-v2015-rDXHP-t2-S15-MSRboth - Baseline Design - Hourly Results.csv | 9 | 8 | 17 | 2 | 0 | 0.52524
| SFM-wCZ05-v2015-rDXHP-t2-S15-MSRboth - Baseline Design - Hourly Results.csv | 9 | 9 | 15 | 3 | 0.6404 | 1.9226
| SFM-wCZ05-v2015-rDXHP-t2-S15-MSRboth - Baseline Design - Hourly Results.csv | 9 | 9 | 16 | 3 | 0.79629 | 2.0126
| SFM-wCZ05-v2015-rDXHP-t2-S15-MSRboth - Baseline Design - Hourly Results.csv | 9 | 9 | 17 | 3 | 1.1733 | 2.6276
| SFM-wCZ05-v2015-rDXHP-t2-S15-MSRboth - Baseline Design - Hourly Results.csv | 9 | 10 | 15 | 4 | 0.90353 | 2.2442
| SFM-wCZ05-v2015-rDXHP-t2-S15-MSRboth - Baseline Design - Hourly Results.csv | 9 | 10 | 16 | 4 | 1.2043 | 2.6466
| SFM-wCZ05-v2015-rDXHP-t2-S15-MSRboth - Baseline Design - Hourly Results.csv | 9 | 10 | 17 | 4 | 1.7016 | 3.5353
| SFM-wCZ05-v2015-rDXHP-t2-S15-MSRcool - Baseline Design - Hourly Results.csv | 9 | 8 | 15 | 2 | 0 | 0
| SFM-wCZ05-v2015-rDXHP-t2-S15-MSRcool - Baseline Design - Hourly Results.csv | 9 | 8 | 16 | 2 | 0 | 0
| SFM-wCZ05-v2015-rDXHP-t2-S15-MSRcool - Baseline Design - Hourly Results.csv | 9 | 8 | 17 | 2 | 0 | 0.52524
| SFM-wCZ05-v2015-rDXHP-t2-S15-MSRcool - Baseline Design - Hourly Results.csv | 9 | 9 | 15 | 3 | 0.6404 | 1.9226
| SFM-wCZ05-v2015-rDXHP-t2-S15-MSRcool - Baseline Design - Hourly Results.csv | 9 | 9 | 16 | 3 | 0.79629 | 2.0126
| SFM-wCZ05-v2015-rDXHP-t2-S15-MSRcool - Baseline Design - Hourly Results.csv | 9 | 9 | 17 | 3 | 1.1733 | 2.6276
| SFM-wCZ05-v2015-rDXHP-t2-S15-MSRcool - Baseline Design - Hourly Results.csv | 9 | 10 | 15 | 4 | 0.90353 | 2.2442
| SFM-wCZ05-v2015-rDXHP-t2-S15-MSRcool - Baseline Design - Hourly Results.csv | 9 | 10 | 16 | 4 | 1.2043 | 2.6466
| SFM-wCZ05-v2015-rDXHP-t2-S15-MSRcool - Baseline Design - Hourly Results.csv | 9 | 10 | 17 | 4 | 1.7016 | 3.5353
| SFM-wCZ05-v2015-rDXHP-t2-S15-MSRheat - Baseline Design - Hourly Results.csv | 9 | 8 | 15 | 2 | 0 | 0
| SFM-wCZ05-v2015-rDXHP-t2-S15-MSRheat - Baseline Design - Hourly Results.csv | 9 | 8 | 16 | 2 | 0 | 0
| SFM-wCZ05-v2015-rDXHP-t2-S15-MSRheat - Baseline Design - Hourly Results.csv | 9 | 8 | 17 | 2 | 0 | 0.476
| SFM-wCZ05-v2015-rDXHP-t2-S15-MSRheat - Baseline Design - Hourly Results.csv | 9 | 9 | 15 | 3 | 0.58036 | 1.7423
| SFM-wCZ05-v2015-rDXHP-t2-S15-MSRheat - Baseline Design - Hourly Results.csv | 9 | 9 | 16 | 3 | 0.72163 | 1.8239
| SFM-wCZ05-v2015-rDXHP-t2-S15-MSRheat - Baseline Design - Hourly Results.csv | 9 | 9 | 17 | 3 | 1.0634 | 2.3813
| SFM-wCZ05-v2015-rDXHP-t2-S15-MSRheat - Baseline Design - Hourly Results.csv | 9 | 10 | 15 | 4 | 0.81882 | 2.0338
| SFM-wCZ05-v2015-rDXHP-t2-S15-MSRheat - Baseline Design - Hourly Results.csv | 9 | 10 | 16 | 4 | 1.0914 | 2.3985
| SFM-wCZ05-v2015-rDXHP-t2-S15-MSRheat - Baseline Design - Hourly Results.csv | 9 | 10 | 17 | 4 | 1.542 | 3.2038
| SFM-wCZ05-v2015-rDXHP-t2-S16-MSRboth - Baseline Design - Hourly Results.csv | 9 | 8 | 15 | 2 | 0 | 0
| SFM-wCZ05-v2015-rDXHP-t2-S16-MSRboth - Baseline Design - Hourly Results.csv | 9 | 8 | 16 | 2 | 0 | 0
| SFM-wCZ05-v2015-rDXHP-t2-S16-MSRboth - Baseline Design - Hourly Results.csv | 9 | 8 | 17 | 2 | 0 | 0.55032
| SFM-wCZ05-v2015-rDXHP-t2-S16-MSRboth - Baseline Design - Hourly Results.csv | 9 | 9 | 15 | 3 | 0.66336 | 1.9762
| SFM-wCZ05-v2015-rDXHP-t2-S16-MSRboth - Baseline Design - Hourly Results.csv | 9 | 9 | 16 | 3 | 0.82237 | 2.0649
| SFM-wCZ05-v2015-rDXHP-t2-S16-MSRboth - Baseline Design - Hourly Results.csv | 9 | 9 | 17 | 3 | 1.2105 | 2.694
| SFM-wCZ05-v2015-rDXHP-t2-S16-MSRboth - Baseline Design - Hourly Results.csv | 9 | 10 | 15 | 4 | 0.93075 | 2.31
| SFM-wCZ05-v2015-rDXHP-t2-S16-MSRboth - Baseline Design - Hourly Results.csv | 9 | 10 | 16 | 4 | 1.2334 | 2.7086
| SFM-wCZ05-v2015-rDXHP-t2-S16-MSRboth - Baseline Design - Hourly Results.csv | 9 | 10 | 17 | 4 | 1.7352 | 3.5843
| SFM-wCZ05-v2015-rDXHP-t2-S16-MSRcool - Baseline Design - Hourly Results.csv | 9 | 8 | 15 | 2 | 0 | 0
| SFM-wCZ05-v2015-rDXHP-t2-S16-MSRcool - Baseline Design - Hourly Results.csv | 9 | 8 | 16 | 2 | 0 | 0
| SFM-wCZ05-v2015-rDXHP-t2-S16-MSRcool - Baseline Design - Hourly Results.csv | 9 | 8 | 17 | 2 | 0 | 0.55032
| SFM-wCZ05-v2015-rDXHP-t2-S16-MSRcool - Baseline Design - Hourly Results.csv | 9 | 9 | 15 | 3 | 0.66336 | 1.9762
| SFM-wCZ05-v2015-rDXHP-t2-S16-MSRcool - Baseline Design - Hourly Results.csv | 9 | 9 | 16 | 3 | 0.82237 | 2.0649
| SFM-wCZ05-v2015-rDXHP-t2-S16-MSRcool - Baseline Design - Hourly Results.csv | 9 | 9 | 17 | 3 | 1.2105 | 2.694
| SFM-wCZ05-v2015-rDXHP-t2-S16-MSRcool - Baseline Design - Hourly Results.csv | 9 | 10 | 15 | 4 | 0.93075 | 2.31
| SFM-wCZ05-v2015-rDXHP-t2-S16-MSRcool - Baseline Design - Hourly Results.csv | 9 | 10 | 16 | 4 | 1.2334 | 2.7086
| SFM-wCZ05-v2015-rDXHP-t2-S16-MSRcool - Baseline Design - Hourly Results.csv | 9 | 10 | 17 | 4 | 1.7352 | 3.5843
| SFM-wCZ05-v2015-rDXHP-t2-S16-MSRheat - Baseline Design - Hourly Results.csv | 9 | 8 | 15 | 2 | 0 | 0
| SFM-wCZ05-v2015-rDXHP-t2-S16-MSRheat - Baseline Design - Hourly Results.csv | 9 | 8 | 16 | 2 | 0 | 0
| SFM-wCZ05-v2015-rDXHP-t2-S16-MSRheat - Baseline Design - Hourly Results.csv | 9 | 8 | 17 | 2 | 0 | 0.49811
| SFM-wCZ05-v2015-rDXHP-t2-S16-MSRheat - Baseline Design - Hourly Results.csv | 9 | 9 | 15 | 3 | 0.60043 | 1.7887
| SFM-wCZ05-v2015-rDXHP-t2-S16-MSRheat - Baseline Design - Hourly Results.csv | 9 | 9 | 16 | 3 | 0.74435 | 1.869
| SFM-wCZ05-v2015-rDXHP-t2-S16-MSRheat - Baseline Design - Hourly Results.csv | 9 | 9 | 17 | 3 | 1.0957 | 2.4385
| SFM-wCZ05-v2015-rDXHP-t2-S16-MSRheat - Baseline Design - Hourly Results.csv | 9 | 10 | 15 | 4 | 0.84246 | 2.0909
| SFM-wCZ05-v2015-rDXHP-t2-S16-MSRheat - Baseline Design - Hourly Results.csv | 9 | 10 | 16 | 4 | 1.1164 | 2.4516
| SFM-wCZ05-v2015-rDXHP-t2-S16-MSRheat - Baseline Design - Hourly Results.csv | 9 | 10 | 17 | 4 | 1.5705 | 3.2443
| SFM-wCZ05-v2015-rDXHP-t2-S17-MSRboth - Baseline Design - Hourly Results.csv | 9 | 8 | 15 | 2 | 0 | 0
| SFM-wCZ05-v2015-rDXHP-t2-S17-MSRboth - Baseline Design - Hourly Results.csv | 9 | 8 | 16 | 2 | 0 | 0
| SFM-wCZ05-v2015-rDXHP-t2-S17-MSRboth - Baseline Design - Hourly Results.csv | 9 | 8 | 17 | 2 | 0 | 0.51685
| SFM-wCZ05-v2015-rDXHP-t2-S17-MSRboth - Baseline Design - Hourly Results.csv | 9 | 9 | 15 | 3 | 0.62302 | 1.856
| SFM-wCZ05-v2015-rDXHP-t2-S17-MSRboth - Baseline Design - Hourly Results.csv | 9 | 9 | 16 | 3 | 0.77236 | 1.9394
| SFM-wCZ05-v2015-rDXHP-t2-S17-MSRboth - Baseline Design - Hourly Results.csv | 9 | 9 | 17 | 3 | 1.1369 | 2.5302
| SFM-wCZ05-v2015-rDXHP-t2-S17-MSRboth - Baseline Design - Hourly Results.csv | 9 | 10 | 15 | 4 | 0.87415 | 2.1696
| SFM-wCZ05-v2015-rDXHP-t2-S17-MSRboth - Baseline Design - Hourly Results.csv | 9 | 10 | 16 | 4 | 1.1584 | 2.5439
| SFM-wCZ05-v2015-rDXHP-t2-S17-MSRboth - Baseline Design - Hourly Results.csv | 9 | 10 | 17 | 4 | 1.6296 | 3.3664
| SFM-wCZ05-v2015-rDXHP-t2-S17-MSRcool - Baseline Design - Hourly Results.csv | 9 | 8 | 15 | 2 | 0 | 0
| SFM-wCZ05-v2015-rDXHP-t2-S17-MSRcool - Baseline Design - Hourly Results.csv | 9 | 8 | 16 | 2 | 0 | 0
| SFM-wCZ05-v2015-rDXHP-t2-S17-MSRcool - Baseline Design - Hourly Results.csv | 9 | 8 | 17 | 2 | 0 | 0.51685
| SFM-wCZ05-v2015-rDXHP-t2-S17-MSRcool - Baseline Design - Hourly Results.csv | 9 | 9 | 15 | 3 | 0.62302 | 1.856
| SFM-wCZ05-v2015-rDXHP-t2-S17-MSRcool - Baseline Design - Hourly Results.csv | 9 | 9 | 16 | 3 | 0.77236 | 1.9394
| SFM-wCZ05-v2015-rDXHP-t2-S17-MSRcool - Baseline Design - Hourly Results.csv | 9 | 9 | 17 | 3 | 1.1369 | 2.5302
| SFM-wCZ05-v2015-rDXHP-t2-S17-MSRcool - Baseline Design - Hourly Results.csv | 9 | 10 | 15 | 4 | 0.87415 | 2.1696
| SFM-wCZ05-v2015-rDXHP-t2-S17-MSRcool - Baseline Design - Hourly Results.csv | 9 | 10 | 16 | 4 | 1.1584 | 2.5439
| SFM-wCZ05-v2015-rDXHP-t2-S17-MSRcool - Baseline Design - Hourly Results.csv | 9 | 10 | 17 | 4 | 1.6296 | 3.3664
| SFM-wCZ05-v2015-rDXHP-t2-S17-MSRheat - Baseline Design - Hourly Results.csv | 9 | 8 | 15 | 2 | 0 | 0
| SFM-wCZ05-v2015-rDXHP-t2-S17-MSRheat - Baseline Design - Hourly Results.csv | 9 | 8 | 16 | 2 | 0 | 0
| SFM-wCZ05-v2015-rDXHP-t2-S17-MSRheat - Baseline Design - Hourly Results.csv | 9 | 8 | 17 | 2 | 0 | 0.4654
| SFM-wCZ05-v2015-rDXHP-t2-S17-MSRheat - Baseline Design - Hourly Results.csv | 9 | 9 | 15 | 3 | 0.561 | 1.6712
| SFM-wCZ05-v2015-rDXHP-t2-S17-MSRheat - Baseline Design - Hourly Results.csv | 9 | 9 | 16 | 3 | 0.69547 | 1.7463
| SFM-wCZ05-v2015-rDXHP-t2-S17-MSRheat - Baseline Design - Hourly Results.csv | 9 | 9 | 17 | 3 | 1.0237 | 2.2783
| SFM-wCZ05-v2015-rDXHP-t2-S17-MSRheat - Baseline Design - Hourly Results.csv | 9 | 10 | 15 | 4 | 0.78713 | 1.9536
| SFM-wCZ05-v2015-rDXHP-t2-S17-MSRheat - Baseline Design - Hourly Results.csv | 9 | 10 | 16 | 4 | 1.0431 | 2.2906
| SFM-wCZ05-v2015-rDXHP-t2-S17-MSRheat - Baseline Design - Hourly Results.csv | 9 | 10 | 17 | 4 | 1.4674 | 3.0312
| SFM-wCZ05-v2015-rDXHP-t3-S14-BSLboth - Baseline Design - Hourly Results.csv | 9 | 8 | 15 | 2 | 0 | 0
| SFM-wCZ05-v2015-rDXHP-t3-S14-BSLboth - Baseline Design - Hourly Results.csv | 9 | 8 | 16 | 2 | 0 | 0
| SFM-wCZ05-v2015-rDXHP-t3-S14-BSLboth - Baseline Design - Hourly Results.csv | 9 | 8 | 17 | 2 | 0 | 0
| SFM-wCZ05-v2015-rDXHP-t3-S14-BSLboth - Baseline Design - Hourly Results.csv | 9 | 9 | 15 | 3 | 0.77257 | 2.2703
| SFM-wCZ05-v2015-rDXHP-t3-S14-BSLboth - Baseline Design - Hourly Results.csv | 9 | 9 | 16 | 3 | 0.95734 | 2.3708
| SFM-wCZ05-v2015-rDXHP-t3-S14-BSLboth - Baseline Design - Hourly Results.csv | 9 | 9 | 17 | 3 | 0.96653 | 2.2186
| SFM-wCZ05-v2015-rDXHP-t3-S14-BSLboth - Baseline Design - Hourly Results.csv | 9 | 10 | 15 | 4 | 1.1164 | 2.7083
| SFM-wCZ05-v2015-rDXHP-t3-S14-BSLboth - Baseline Design - Hourly Results.csv | 9 | 10 | 16 | 4 | 1.4654 | 3.167
| SFM-wCZ05-v2015-rDXHP-t3-S14-BSLboth - Baseline Design - Hourly Results.csv | 9 | 10 | 17 | 4 | 1.5828 | 3.2464
| SFM-wCZ05-v2015-rDXHP-t3-S14-BSLcool - Baseline Design - Hourly Results.csv | 9 | 8 | 15 | 2 | 0 | 0
| SFM-wCZ05-v2015-rDXHP-t3-S14-BSLcool - Baseline Design - Hourly Results.csv | 9 | 8 | 16 | 2 | 0 | 0
| SFM-wCZ05-v2015-rDXHP-t3-S14-BSLcool - Baseline Design - Hourly Results.csv | 9 | 8 | 17 | 2 | 0 | 0
| SFM-wCZ05-v2015-rDXHP-t3-S14-BSLcool - Baseline Design - Hourly Results.csv | 9 | 9 | 15 | 3 | 0.77257 | 2.2703
| SFM-wCZ05-v2015-rDXHP-t3-S14-BSLcool - Baseline Design - Hourly Results.csv | 9 | 9 | 16 | 3 | 0.95734 | 2.3708
| SFM-wCZ05-v2015-rDXHP-t3-S14-BSLcool - Baseline Design - Hourly Results.csv | 9 | 9 | 17 | 3 | 0.96653 | 2.2186
| SFM-wCZ05-v2015-rDXHP-t3-S14-BSLcool - Baseline Design - Hourly Results.csv | 9 | 10 | 15 | 4 | 1.1164 | 2.7083
| SFM-wCZ05-v2015-rDXHP-t3-S14-BSLcool - Baseline Design - Hourly Results.csv | 9 | 10 | 16 | 4 | 1.4654 | 3.167
| SFM-wCZ05-v2015-rDXHP-t3-S14-BSLcool - Baseline Design - Hourly Results.csv | 9 | 10 | 17 | 4 | 1.5828 | 3.2464
| SFM-wCZ05-v2015-rDXHP-t3-S14-BSLheat - Baseline Design - Hourly Results.csv | 9 | 8 | 15 | 2 | 0 | 0
| SFM-wCZ05-v2015-rDXHP-t3-S14-BSLheat - Baseline Design - Hourly Results.csv | 9 | 8 | 16 | 2 | 0 | 0
| SFM-wCZ05-v2015-rDXHP-t3-S14-BSLheat - Baseline Design - Hourly Results.csv | 9 | 8 | 17 | 2 | 0 | 0
| SFM-wCZ05-v2015-rDXHP-t3-S14-BSLheat - Baseline Design - Hourly Results.csv | 9 | 9 | 15 | 3 | 0.67413 | 1.981
| SFM-wCZ05-v2015-rDXHP-t3-S14-BSLheat - Baseline Design - Hourly Results.csv | 9 | 9 | 16 | 3 | 0.83535 | 2.0687
| SFM-wCZ05-v2015-rDXHP-t3-S14-BSLheat - Baseline Design - Hourly Results.csv | 9 | 9 | 17 | 3 | 0.84337 | 1.9359
| SFM-wCZ05-v2015-rDXHP-t3-S14-BSLheat - Baseline Design - Hourly Results.csv | 9 | 10 | 15 | 4 | 0.97416 | 2.3632
| SFM-wCZ05-v2015-rDXHP-t3-S14-BSLheat - Baseline Design - Hourly Results.csv | 9 | 10 | 16 | 4 | 1.2787 | 2.7634
| SFM-wCZ05-v2015-rDXHP-t3-S14-BSLheat - Baseline Design - Hourly Results.csv | 9 | 10 | 17 | 4 | 1.3811 | 2.8327
| SFM-wCZ05-v2015-rDXHP-t3-S15-MSRboth - Baseline Design - Hourly Results.csv | 9 | 8 | 15 | 2 | 0 | 0
| SFM-wCZ05-v2015-rDXHP-t3-S15-MSRboth - Baseline Design - Hourly Results.csv | 9 | 8 | 16 | 2 | 0 | 0
| SFM-wCZ05-v2015-rDXHP-t3-S15-MSRboth - Baseline Design - Hourly Results.csv | 9 | 8 | 17 | 2 | 0 | 0
| SFM-wCZ05-v2015-rDXHP-t3-S15-MSRboth - Baseline Design - Hourly Results.csv | 9 | 9 | 15 | 3 | 0.63992 | 1.9136
| SFM-wCZ05-v2015-rDXHP-t3-S15-MSRboth - Baseline Design - Hourly Results.csv | 9 | 9 | 16 | 3 | 0.79557 | 2.0062
| SFM-wCZ05-v2015-rDXHP-t3-S15-MSRboth - Baseline Design - Hourly Results.csv | 9 | 9 | 17 | 3 | 0.80575 | 1.8834
| SFM-wCZ05-v2015-rDXHP-t3-S15-MSRboth - Baseline Design - Hourly Results.csv | 9 | 10 | 15 | 4 | 0.92988 | 2.2846
| SFM-wCZ05-v2015-rDXHP-t3-S15-MSRboth - Baseline Design - Hourly Results.csv | 9 | 10 | 16 | 4 | 1.225 | 2.6837
| SFM-wCZ05-v2015-rDXHP-t3-S15-MSRboth - Baseline Design - Hourly Results.csv | 9 | 10 | 17 | 4 | 1.3275 | 2.7627
| SFM-wCZ05-v2015-rDXHP-t3-S15-MSRcool - Baseline Design - Hourly Results.csv | 9 | 8 | 15 | 2 | 0 | 0
| SFM-wCZ05-v2015-rDXHP-t3-S15-MSRcool - Baseline Design - Hourly Results.csv | 9 | 8 | 16 | 2 | 0 | 0
| SFM-wCZ05-v2015-rDXHP-t3-S15-MSRcool - Baseline Design - Hourly Results.csv | 9 | 8 | 17 | 2 | 0 | 0
| SFM-wCZ05-v2015-rDXHP-t3-S15-MSRcool - Baseline Design - Hourly Results.csv | 9 | 9 | 15 | 3 | 0.63992 | 1.9136
| SFM-wCZ05-v2015-rDXHP-t3-S15-MSRcool - Baseline Design - Hourly Results.csv | 9 | 9 | 16 | 3 | 0.79557 | 2.0062
| SFM-wCZ05-v2015-rDXHP-t3-S15-MSRcool - Baseline Design - Hourly Results.csv | 9 | 9 | 17 | 3 | 0.80575 | 1.8834
| SFM-wCZ05-v2015-rDXHP-t3-S15-MSRcool - Baseline Design - Hourly Results.csv | 9 | 10 | 15 | 4 | 0.92988 | 2.2846
| SFM-wCZ05-v2015-rDXHP-t3-S15-MSRcool - Baseline Design - Hourly Results.csv | 9 | 10 | 16 | 4 | 1.225 | 2.6837
| SFM-wCZ05-v2015-rDXHP-t3-S15-MSRcool - Baseline Design - Hourly Results.csv | 9 | 10 | 17 | 4 | 1.3275 | 2.7627
| SFM-wCZ05-v2015-rDXHP-t3-S15-MSRheat - Baseline Design - Hourly Results.csv | 9 | 8 | 15 | 2 | 0 | 0
| SFM-wCZ05-v2015-rDXHP-t3-S15-MSRheat - Baseline Design - Hourly Results.csv | 9 | 8 | 16 | 2 | 0 | 0
| SFM-wCZ05-v2015-rDXHP-t3-S15-MSRheat - Baseline Design - Hourly Results.csv | 9 | 8 | 17 | 2 | 0 | 0
| SFM-wCZ05-v2015-rDXHP-t3-S15-MSRheat - Baseline Design - Hourly Results.csv | 9 | 9 | 15 | 3 | 0.57992 | 1.7342
| SFM-wCZ05-v2015-rDXHP-t3-S15-MSRheat - Baseline Design - Hourly Results.csv | 9 | 9 | 16 | 3 | 0.72098 | 1.8181
| SFM-wCZ05-v2015-rDXHP-t3-S15-MSRheat - Baseline Design - Hourly Results.csv | 9 | 9 | 17 | 3 | 0.73021 | 1.7068
| SFM-wCZ05-v2015-rDXHP-t3-S15-MSRheat - Baseline Design - Hourly Results.csv | 9 | 10 | 15 | 4 | 0.8427 | 2.0704
| SFM-wCZ05-v2015-rDXHP-t3-S15-MSRheat - Baseline Design - Hourly Results.csv | 9 | 10 | 16 | 4 | 1.1101 | 2.4321
| SFM-wCZ05-v2015-rDXHP-t3-S15-MSRheat - Baseline Design - Hourly Results.csv | 9 | 10 | 17 | 4 | 1.203 | 2.5037
| SFM-wCZ05-v2015-rDXHP-t3-S16-MSRboth - Baseline Design - Hourly Results.csv | 9 | 8 | 15 | 2 | 0 | 0
| SFM-wCZ05-v2015-rDXHP-t3-S16-MSRboth - Baseline Design - Hourly Results.csv | 9 | 8 | 16 | 2 | 0 | 0
| SFM-wCZ05-v2015-rDXHP-t3-S16-MSRboth - Baseline Design - Hourly Results.csv | 9 | 8 | 17 | 2 | 0 | 0
| SFM-wCZ05-v2015-rDXHP-t3-S16-MSRboth - Baseline Design - Hourly Results.csv | 9 | 9 | 15 | 3 | 0.66256 | 1.9682
| SFM-wCZ05-v2015-rDXHP-t3-S16-MSRboth - Baseline Design - Hourly Results.csv | 9 | 9 | 16 | 3 | 0.82185 | 2.0596
| SFM-wCZ05-v2015-rDXHP-t3-S16-MSRboth - Baseline Design - Hourly Results.csv | 9 | 9 | 17 | 3 | 0.83118 | 1.9319
| SFM-wCZ05-v2015-rDXHP-t3-S16-MSRboth - Baseline Design - Hourly Results.csv | 9 | 10 | 15 | 4 | 0.95727 | 2.351
| SFM-wCZ05-v2015-rDXHP-t3-S16-MSRboth - Baseline Design - Hourly Results.csv | 9 | 10 | 16 | 4 | 1.2544 | 2.7442
| SFM-wCZ05-v2015-rDXHP-t3-S16-MSRboth - Baseline Design - Hourly Results.csv | 9 | 10 | 17 | 4 | 1.3534 | 2.8059
| SFM-wCZ05-v2015-rDXHP-t3-S16-MSRcool - Baseline Design - Hourly Results.csv | 9 | 8 | 15 | 2 | 0 | 0
| SFM-wCZ05-v2015-rDXHP-t3-S16-MSRcool - Baseline Design - Hourly Results.csv | 9 | 8 | 16 | 2 | 0 | 0
| SFM-wCZ05-v2015-rDXHP-t3-S16-MSRcool - Baseline Design - Hourly Results.csv | 9 | 8 | 17 | 2 | 0 | 0
| SFM-wCZ05-v2015-rDXHP-t3-S16-MSRcool - Baseline Design - Hourly Results.csv | 9 | 9 | 15 | 3 | 0.66256 | 1.9682
| SFM-wCZ05-v2015-rDXHP-t3-S16-MSRcool - Baseline Design - Hourly Results.csv | 9 | 9 | 16 | 3 | 0.82185 | 2.0596
| SFM-wCZ05-v2015-rDXHP-t3-S16-MSRcool - Baseline Design - Hourly Results.csv | 9 | 9 | 17 | 3 | 0.83118 | 1.9319
| SFM-wCZ05-v2015-rDXHP-t3-S16-MSRcool - Baseline Design - Hourly Results.csv | 9 | 10 | 15 | 4 | 0.95727 | 2.351
| SFM-wCZ05-v2015-rDXHP-t3-S16-MSRcool - Baseline Design - Hourly Results.csv | 9 | 10 | 16 | 4 | 1.2544 | 2.7442
| SFM-wCZ05-v2015-rDXHP-t3-S16-MSRcool - Baseline Design - Hourly Results.csv | 9 | 10 | 17 | 4 | 1.3534 | 2.8059
| SFM-wCZ05-v2015-rDXHP-t3-S16-MSRheat - Baseline Design - Hourly Results.csv | 9 | 8 | 15 | 2 | 0 | 0
| SFM-wCZ05-v2015-rDXHP-t3-S16-MSRheat - Baseline Design - Hourly Results.csv | 9 | 8 | 16 | 2 | 0 | 0
| SFM-wCZ05-v2015-rDXHP-t3-S16-MSRheat - Baseline Design - Hourly Results.csv | 9 | 8 | 17 | 2 | 0 | 0
| SFM-wCZ05-v2015-rDXHP-t3-S16-MSRheat - Baseline Design - Hourly Results.csv | 9 | 9 | 15 | 3 | 0.59971 | 1.7814
| SFM-wCZ05-v2015-rDXHP-t3-S16-MSRheat - Baseline Design - Hourly Results.csv | 9 | 9 | 16 | 3 | 0.74388 | 1.8642
| SFM-wCZ05-v2015-rDXHP-t3-S16-MSRheat - Baseline Design - Hourly Results.csv | 9 | 9 | 17 | 3 | 0.75233 | 1.7486
| SFM-wCZ05-v2015-rDXHP-t3-S16-MSRheat - Baseline Design - Hourly Results.csv | 9 | 10 | 15 | 4 | 0.86646 | 2.128
| SFM-wCZ05-v2015-rDXHP-t3-S16-MSRheat - Baseline Design - Hourly Results.csv | 9 | 10 | 16 | 4 | 1.1354 | 2.4838
| SFM-wCZ05-v2015-rDXHP-t3-S16-MSRheat - Baseline Design - Hourly Results.csv | 9 | 10 | 17 | 4 | 1.225 | 2.5397
| SFM-wCZ05-v2015-rDXHP-t3-S17-MSRboth - Baseline Design - Hourly Results.csv | 9 | 8 | 15 | 2 | 0 | 0
| SFM-wCZ05-v2015-rDXHP-t3-S17-MSRboth - Baseline Design - Hourly Results.csv | 9 | 8 | 16 | 2 | 0 | 0
| SFM-wCZ05-v2015-rDXHP-t3-S17-MSRboth - Baseline Design - Hourly Results.csv | 9 | 8 | 17 | 2 | 0 | 0
| SFM-wCZ05-v2015-rDXHP-t3-S17-MSRboth - Baseline Design - Hourly Results.csv | 9 | 9 | 15 | 3 | 0.62227 | 1.8485
| SFM-wCZ05-v2015-rDXHP-t3-S17-MSRboth - Baseline Design - Hourly Results.csv | 9 | 9 | 16 | 3 | 0.77187 | 1.9344
| SFM-wCZ05-v2015-rDXHP-t3-S17-MSRboth - Baseline Design - Hourly Results.csv | 9 | 9 | 17 | 3 | 0.78063 | 1.8144
| SFM-wCZ05-v2015-rDXHP-t3-S17-MSRboth - Baseline Design - Hourly Results.csv | 9 | 10 | 15 | 4 | 0.89906 | 2.2081
| SFM-wCZ05-v2015-rDXHP-t3-S17-MSRboth - Baseline Design - Hourly Results.csv | 9 | 10 | 16 | 4 | 1.1781 | 2.5773
| SFM-wCZ05-v2015-rDXHP-t3-S17-MSRboth - Baseline Design - Hourly Results.csv | 9 | 10 | 17 | 4 | 1.2711 | 2.6352
| SFM-wCZ05-v2015-rDXHP-t3-S17-MSRcool - Baseline Design - Hourly Results.csv | 9 | 8 | 15 | 2 | 0 | 0
| SFM-wCZ05-v2015-rDXHP-t3-S17-MSRcool - Baseline Design - Hourly Results.csv | 9 | 8 | 16 | 2 | 0 | 0
| SFM-wCZ05-v2015-rDXHP-t3-S17-MSRcool - Baseline Design - Hourly Results.csv | 9 | 8 | 17 | 2 | 0 | 0
| SFM-wCZ05-v2015-rDXHP-t3-S17-MSRcool - Baseline Design - Hourly Results.csv | 9 | 9 | 15 | 3 | 0.62227 | 1.8485
| SFM-wCZ05-v2015-rDXHP-t3-S17-MSRcool - Baseline Design - Hourly Results.csv | 9 | 9 | 16 | 3 | 0.77187 | 1.9344
| SFM-wCZ05-v2015-rDXHP-t3-S17-MSRcool - Baseline Design - Hourly Results.csv | 9 | 9 | 17 | 3 | 0.78063 | 1.8144
| SFM-wCZ05-v2015-rDXHP-t3-S17-MSRcool - Baseline Design - Hourly Results.csv | 9 | 10 | 15 | 4 | 0.89906 | 2.2081
| SFM-wCZ05-v2015-rDXHP-t3-S17-MSRcool - Baseline Design - Hourly Results.csv | 9 | 10 | 16 | 4 | 1.1781 | 2.5773
| SFM-wCZ05-v2015-rDXHP-t3-S17-MSRcool - Baseline Design - Hourly Results.csv | 9 | 10 | 17 | 4 | 1.2711 | 2.6352
| SFM-wCZ05-v2015-rDXHP-t3-S17-MSRheat - Baseline Design - Hourly Results.csv | 9 | 8 | 15 | 2 | 0 | 0
| SFM-wCZ05-v2015-rDXHP-t3-S17-MSRheat - Baseline Design - Hourly Results.csv | 9 | 8 | 16 | 2 | 0 | 0
| SFM-wCZ05-v2015-rDXHP-t3-S17-MSRheat - Baseline Design - Hourly Results.csv | 9 | 8 | 17 | 2 | 0 | 0
| SFM-wCZ05-v2015-rDXHP-t3-S17-MSRheat - Baseline Design - Hourly Results.csv | 9 | 9 | 15 | 3 | 0.56032 | 1.6644
| SFM-wCZ05-v2015-rDXHP-t3-S17-MSRheat - Baseline Design - Hourly Results.csv | 9 | 9 | 16 | 3 | 0.69503 | 1.7418
| SFM-wCZ05-v2015-rDXHP-t3-S17-MSRheat - Baseline Design - Hourly Results.csv | 9 | 9 | 17 | 3 | 0.70292 | 1.6338
| SFM-wCZ05-v2015-rDXHP-t3-S17-MSRheat - Baseline Design - Hourly Results.csv | 9 | 10 | 15 | 4 | 0.80955 | 1.9882
| SFM-wCZ05-v2015-rDXHP-t3-S17-MSRheat - Baseline Design - Hourly Results.csv | 9 | 10 | 16 | 4 | 1.0608 | 2.3207
| SFM-wCZ05-v2015-rDXHP-t3-S17-MSRheat - Baseline Design - Hourly Results.csv | 9 | 10 | 17 | 4 | 1.1445 | 2.3729
| SFM-wCZ05-v2015-rDXHP-t4-S14-BSLboth - Baseline Design - Hourly Results.csv | 9 | 8 | 15 | 2 | 0 | 0.19677
| SFM-wCZ05-v2015-rDXHP-t4-S14-BSLboth - Baseline Design - Hourly Results.csv | 9 | 8 | 16 | 2 | 0 | 0
| SFM-wCZ05-v2015-rDXHP-t4-S14-BSLboth - Baseline Design - Hourly Results.csv | 9 | 8 | 17 | 2 | 0 | 0.62538
| SFM-wCZ05-v2015-rDXHP-t4-S14-BSLboth - Baseline Design - Hourly Results.csv | 9 | 9 | 15 | 3 | 1.0851 | 2.7556
| SFM-wCZ05-v2015-rDXHP-t4-S14-BSLboth - Baseline Design - Hourly Results.csv | 9 | 9 | 16 | 3 | 1.2054 | 2.7752
| SFM-wCZ05-v2015-rDXHP-t4-S14-BSLboth - Baseline Design - Hourly Results.csv | 9 | 9 | 17 | 3 | 1.1726 | 2.5615
| SFM-wCZ05-v2015-rDXHP-t4-S14-BSLboth - Baseline Design - Hourly Results.csv | 9 | 10 | 15 | 4 | 1.3279 | 3.0383
| SFM-wCZ05-v2015-rDXHP-t4-S14-BSLboth - Baseline Design - Hourly Results.csv | 9 | 10 | 16 | 4 | 1.6511 | 3.4682
| SFM-wCZ05-v2015-rDXHP-t4-S14-BSLboth - Baseline Design - Hourly Results.csv | 9 | 10 | 17 | 4 | 1.7495 | 3.5183
| SFM-wCZ05-v2015-rDXHP-t4-S14-BSLcool - Baseline Design - Hourly Results.csv | 9 | 8 | 15 | 2 | 0 | 0.19677
| SFM-wCZ05-v2015-rDXHP-t4-S14-BSLcool - Baseline Design - Hourly Results.csv | 9 | 8 | 16 | 2 | 0 | 0
| SFM-wCZ05-v2015-rDXHP-t4-S14-BSLcool - Baseline Design - Hourly Results.csv | 9 | 8 | 17 | 2 | 0 | 0.62538
| SFM-wCZ05-v2015-rDXHP-t4-S14-BSLcool - Baseline Design - Hourly Results.csv | 9 | 9 | 15 | 3 | 1.0851 | 2.7556
| SFM-wCZ05-v2015-rDXHP-t4-S14-BSLcool - Baseline Design - Hourly Results.csv | 9 | 9 | 16 | 3 | 1.2054 | 2.7752
| SFM-wCZ05-v2015-rDXHP-t4-S14-BSLcool - Baseline Design - Hourly Results.csv | 9 | 9 | 17 | 3 | 1.1726 | 2.5615
| SFM-wCZ05-v2015-rDXHP-t4-S14-BSLcool - Baseline Design - Hourly Results.csv | 9 | 10 | 15 | 4 | 1.3279 | 3.0383
| SFM-wCZ05-v2015-rDXHP-t4-S14-BSLcool - Baseline Design - Hourly Results.csv | 9 | 10 | 16 | 4 | 1.6511 | 3.4682
| SFM-wCZ05-v2015-rDXHP-t4-S14-BSLcool - Baseline Design - Hourly Results.csv | 9 | 10 | 17 | 4 | 1.7495 | 3.5183
| SFM-wCZ05-v2015-rDXHP-t4-S14-BSLheat - Baseline Design - Hourly Results.csv | 9 | 8 | 15 | 2 | 0 | 0.1717
| SFM-wCZ05-v2015-rDXHP-t4-S14-BSLheat - Baseline Design - Hourly Results.csv | 9 | 8 | 16 | 2 | 0 | 0
| SFM-wCZ05-v2015-rDXHP-t4-S14-BSLheat - Baseline Design - Hourly Results.csv | 9 | 8 | 17 | 2 | 0 | 0.54569
| SFM-wCZ05-v2015-rDXHP-t4-S14-BSLheat - Baseline Design - Hourly Results.csv | 9 | 9 | 15 | 3 | 0.94681 | 2.4045
| SFM-wCZ05-v2015-rDXHP-t4-S14-BSLheat - Baseline Design - Hourly Results.csv | 9 | 9 | 16 | 3 | 1.0518 | 2.4215
| SFM-wCZ05-v2015-rDXHP-t4-S14-BSLheat - Baseline Design - Hourly Results.csv | 9 | 9 | 17 | 3 | 1.0232 | 2.2351
| SFM-wCZ05-v2015-rDXHP-t4-S14-BSLheat - Baseline Design - Hourly Results.csv | 9 | 10 | 15 | 4 | 1.1587 | 2.6511
| SFM-wCZ05-v2015-rDXHP-t4-S14-BSLheat - Baseline Design - Hourly Results.csv | 9 | 10 | 16 | 4 | 1.4407 | 3.0262
| SFM-wCZ05-v2015-rDXHP-t4-S14-BSLheat - Baseline Design - Hourly Results.csv | 9 | 10 | 17 | 4 | 1.5266 | 3.07
| SFM-wCZ05-v2015-rDXHP-t4-S15-MSRboth - Baseline Design - Hourly Results.csv | 9 | 8 | 15 | 2 | 0 | 0.16876
| SFM-wCZ05-v2015-rDXHP-t4-S15-MSRboth - Baseline Design - Hourly Results.csv | 9 | 8 | 16 | 2 | 0 | 0
| SFM-wCZ05-v2015-rDXHP-t4-S15-MSRboth - Baseline Design - Hourly Results.csv | 9 | 8 | 17 | 2 | 0 | 0.53473
| SFM-wCZ05-v2015-rDXHP-t4-S15-MSRboth - Baseline Design - Hourly Results.csv | 9 | 9 | 15 | 3 | 0.90202 | 2.3339
| SFM-wCZ05-v2015-rDXHP-t4-S15-MSRboth - Baseline Design - Hourly Results.csv | 9 | 9 | 16 | 3 | 1.0047 | 2.3563
| SFM-wCZ05-v2015-rDXHP-t4-S15-MSRboth - Baseline Design - Hourly Results.csv | 9 | 9 | 17 | 3 | 0.97927 | 2.1776
| SFM-wCZ05-v2015-rDXHP-t4-S15-MSRboth - Baseline Design - Hourly Results.csv | 9 | 10 | 15 | 4 | 1.1066 | 2.5744
| SFM-wCZ05-v2015-rDXHP-t4-S15-MSRboth - Baseline Design - Hourly Results.csv | 9 | 10 | 16 | 4 | 1.3832 | 2.9488
| SFM-wCZ05-v2015-rDXHP-t4-S15-MSRboth - Baseline Design - Hourly Results.csv | 9 | 10 | 17 | 4 | 1.4691 | 3.0025
| SFM-wCZ05-v2015-rDXHP-t4-S15-MSRcool - Baseline Design - Hourly Results.csv | 9 | 8 | 15 | 2 | 0 | 0.16876
| SFM-wCZ05-v2015-rDXHP-t4-S15-MSRcool - Baseline Design - Hourly Results.csv | 9 | 8 | 16 | 2 | 0 | 0
| SFM-wCZ05-v2015-rDXHP-t4-S15-MSRcool - Baseline Design - Hourly Results.csv | 9 | 8 | 17 | 2 | 0 | 0.53473
| SFM-wCZ05-v2015-rDXHP-t4-S15-MSRcool - Baseline Design - Hourly Results.csv | 9 | 9 | 15 | 3 | 0.90202 | 2.3339
| SFM-wCZ05-v2015-rDXHP-t4-S15-MSRcool - Baseline Design - Hourly Results.csv | 9 | 9 | 16 | 3 | 1.0047 | 2.3563
| SFM-wCZ05-v2015-rDXHP-t4-S15-MSRcool - Baseline Design - Hourly Results.csv | 9 | 9 | 17 | 3 | 0.97927 | 2.1776
| SFM-wCZ05-v2015-rDXHP-t4-S15-MSRcool - Baseline Design - Hourly Results.csv | 9 | 10 | 15 | 4 | 1.1066 | 2.5744
| SFM-wCZ05-v2015-rDXHP-t4-S15-MSRcool - Baseline Design - Hourly Results.csv | 9 | 10 | 16 | 4 | 1.3832 | 2.9488
| SFM-wCZ05-v2015-rDXHP-t4-S15-MSRcool - Baseline Design - Hourly Results.csv | 9 | 10 | 17 | 4 | 1.4691 | 3.0025
| SFM-wCZ05-v2015-rDXHP-t4-S15-MSRheat - Baseline Design - Hourly Results.csv | 9 | 8 | 15 | 2 | 0 | 0.15294
| SFM-wCZ05-v2015-rDXHP-t4-S15-MSRheat - Baseline Design - Hourly Results.csv | 9 | 8 | 16 | 2 | 0 | 0
| SFM-wCZ05-v2015-rDXHP-t4-S15-MSRheat - Baseline Design - Hourly Results.csv | 9 | 8 | 17 | 2 | 0 | 0.4846
| SFM-wCZ05-v2015-rDXHP-t4-S15-MSRheat - Baseline Design - Hourly Results.csv | 9 | 9 | 15 | 3 | 0.81745 | 2.1151
| SFM-wCZ05-v2015-rDXHP-t4-S15-MSRheat - Baseline Design - Hourly Results.csv | 9 | 9 | 16 | 3 | 0.9105 | 2.1353
| SFM-wCZ05-v2015-rDXHP-t4-S15-MSRheat - Baseline Design - Hourly Results.csv | 9 | 9 | 17 | 3 | 0.88746 | 1.9735
| SFM-wCZ05-v2015-rDXHP-t4-S15-MSRheat - Baseline Design - Hourly Results.csv | 9 | 10 | 15 | 4 | 1.0029 | 2.333
| SFM-wCZ05-v2015-rDXHP-t4-S15-MSRheat - Baseline Design - Hourly Results.csv | 9 | 10 | 16 | 4 | 1.2535 | 2.6723
| SFM-wCZ05-v2015-rDXHP-t4-S15-MSRheat - Baseline Design - Hourly Results.csv | 9 | 10 | 17 | 4 | 1.3313 | 2.721
| SFM-wCZ05-v2015-rDXHP-t4-S16-MSRboth - Baseline Design - Hourly Results.csv | 9 | 8 | 15 | 2 | 0 | 0.17674
| SFM-wCZ05-v2015-rDXHP-t4-S16-MSRboth - Baseline Design - Hourly Results.csv | 9 | 8 | 16 | 2 | 0 | 0
| SFM-wCZ05-v2015-rDXHP-t4-S16-MSRboth - Baseline Design - Hourly Results.csv | 9 | 8 | 17 | 2 | 0 | 0.56013
| SFM-wCZ05-v2015-rDXHP-t4-S16-MSRboth - Baseline Design - Hourly Results.csv | 9 | 9 | 15 | 3 | 0.92883 | 2.3818
| SFM-wCZ05-v2015-rDXHP-t4-S16-MSRboth - Baseline Design - Hourly Results.csv | 9 | 9 | 16 | 3 | 1.0322 | 2.4022
| SFM-wCZ05-v2015-rDXHP-t4-S16-MSRboth - Baseline Design - Hourly Results.csv | 9 | 9 | 17 | 3 | 1.0063 | 2.224
| SFM-wCZ05-v2015-rDXHP-t4-S16-MSRboth - Baseline Design - Hourly Results.csv | 9 | 10 | 15 | 4 | 1.1364 | 2.6234
| SFM-wCZ05-v2015-rDXHP-t4-S16-MSRboth - Baseline Design - Hourly Results.csv | 9 | 10 | 16 | 4 | 1.4118 | 2.9905
| SFM-wCZ05-v2015-rDXHP-t4-S16-MSRboth - Baseline Design - Hourly Results.csv | 9 | 10 | 17 | 4 | 1.4942 | 3.0341
| SFM-wCZ05-v2015-rDXHP-t4-S16-MSRcool - Baseline Design - Hourly Results.csv | 9 | 8 | 15 | 2 | 0 | 0.17674
| SFM-wCZ05-v2015-rDXHP-t4-S16-MSRcool - Baseline Design - Hourly Results.csv | 9 | 8 | 16 | 2 | 0 | 0
| SFM-wCZ05-v2015-rDXHP-t4-S16-MSRcool - Baseline Design - Hourly Results.csv | 9 | 8 | 17 | 2 | 0 | 0.56013
| SFM-wCZ05-v2015-rDXHP-t4-S16-MSRcool - Baseline Design - Hourly Results.csv | 9 | 9 | 15 | 3 | 0.92883 | 2.3818
| SFM-wCZ05-v2015-rDXHP-t4-S16-MSRcool - Baseline Design - Hourly Results.csv | 9 | 9 | 16 | 3 | 1.0322 | 2.4022
| SFM-wCZ05-v2015-rDXHP-t4-S16-MSRcool - Baseline Design - Hourly Results.csv | 9 | 9 | 17 | 3 | 1.0063 | 2.224
| SFM-wCZ05-v2015-rDXHP-t4-S16-MSRcool - Baseline Design - Hourly Results.csv | 9 | 10 | 15 | 4 | 1.1364 | 2.6234
| SFM-wCZ05-v2015-rDXHP-t4-S16-MSRcool - Baseline Design - Hourly Results.csv | 9 | 10 | 16 | 4 | 1.4118 | 2.9905
| SFM-wCZ05-v2015-rDXHP-t4-S16-MSRcool - Baseline Design - Hourly Results.csv | 9 | 10 | 17 | 4 | 1.4942 | 3.0341
| SFM-wCZ05-v2015-rDXHP-t4-S16-MSRheat - Baseline Design - Hourly Results.csv | 9 | 8 | 15 | 2 | 0 | 0.15997
| SFM-wCZ05-v2015-rDXHP-t4-S16-MSRheat - Baseline Design - Hourly Results.csv | 9 | 8 | 16 | 2 | 0 | 0
| SFM-wCZ05-v2015-rDXHP-t4-S16-MSRheat - Baseline Design - Hourly Results.csv | 9 | 8 | 17 | 2 | 0 | 0.50699
| SFM-wCZ05-v2015-rDXHP-t4-S16-MSRheat - Baseline Design - Hourly Results.csv | 9 | 9 | 15 | 3 | 0.84071 | 2.1558
| SFM-wCZ05-v2015-rDXHP-t4-S16-MSRheat - Baseline Design - Hourly Results.csv | 9 | 9 | 16 | 3 | 0.93425 | 2.1744
| SFM-wCZ05-v2015-rDXHP-t4-S16-MSRheat - Baseline Design - Hourly Results.csv | 9 | 9 | 17 | 3 | 0.91086 | 2.013
| SFM-wCZ05-v2015-rDXHP-t4-S16-MSRheat - Baseline Design - Hourly Results.csv | 9 | 10 | 15 | 4 | 1.0286 | 2.3745
| SFM-wCZ05-v2015-rDXHP-t4-S16-MSRheat - Baseline Design - Hourly Results.csv | 9 | 10 | 16 | 4 | 1.2779 | 2.7068
| SFM-wCZ05-v2015-rDXHP-t4-S16-MSRheat - Baseline Design - Hourly Results.csv | 9 | 10 | 17 | 4 | 1.3524 | 2.7462
| SFM-wCZ05-v2015-rDXHP-t4-S17-MSRboth - Baseline Design - Hourly Results.csv | 9 | 8 | 15 | 2 | 0 | 0.16599
| SFM-wCZ05-v2015-rDXHP-t4-S17-MSRboth - Baseline Design - Hourly Results.csv | 9 | 8 | 16 | 2 | 0 | 0
| SFM-wCZ05-v2015-rDXHP-t4-S17-MSRboth - Baseline Design - Hourly Results.csv | 9 | 8 | 17 | 2 | 0 | 0.52607
| SFM-wCZ05-v2015-rDXHP-t4-S17-MSRboth - Baseline Design - Hourly Results.csv | 9 | 9 | 15 | 3 | 0.87234 | 2.2369
| SFM-wCZ05-v2015-rDXHP-t4-S17-MSRboth - Baseline Design - Hourly Results.csv | 9 | 9 | 16 | 3 | 0.9694 | 2.2562
| SFM-wCZ05-v2015-rDXHP-t4-S17-MSRboth - Baseline Design - Hourly Results.csv | 9 | 9 | 17 | 3 | 0.94513 | 2.0888
| SFM-wCZ05-v2015-rDXHP-t4-S17-MSRboth - Baseline Design - Hourly Results.csv | 9 | 10 | 15 | 4 | 1.0673 | 2.4638
| SFM-wCZ05-v2015-rDXHP-t4-S17-MSRboth - Baseline Design - Hourly Results.csv | 9 | 10 | 16 | 4 | 1.3259 | 2.8086
| SFM-wCZ05-v2015-rDXHP-t4-S17-MSRboth - Baseline Design - Hourly Results.csv | 9 | 10 | 17 | 4 | 1.4033 | 2.8495
| SFM-wCZ05-v2015-rDXHP-t4-S17-MSRcool - Baseline Design - Hourly Results.csv | 9 | 8 | 15 | 2 | 0 | 0.16599
| SFM-wCZ05-v2015-rDXHP-t4-S17-MSRcool - Baseline Design - Hourly Results.csv | 9 | 8 | 16 | 2 | 0 | 0
| SFM-wCZ05-v2015-rDXHP-t4-S17-MSRcool - Baseline Design - Hourly Results.csv | 9 | 8 | 17 | 2 | 0 | 0.52607
| SFM-wCZ05-v2015-rDXHP-t4-S17-MSRcool - Baseline Design - Hourly Results.csv | 9 | 9 | 15 | 3 | 0.87234 | 2.2369
| SFM-wCZ05-v2015-rDXHP-t4-S17-MSRcool - Baseline Design - Hourly Results.csv | 9 | 9 | 16 | 3 | 0.9694 | 2.2562
| SFM-wCZ05-v2015-rDXHP-t4-S17-MSRcool - Baseline Design - Hourly Results.csv | 9 | 9 | 17 | 3 | 0.94513 | 2.0888
| SFM-wCZ05-v2015-rDXHP-t4-S17-MSRcool - Baseline Design - Hourly Results.csv | 9 | 10 | 15 | 4 | 1.0673 | 2.4638
| SFM-wCZ05-v2015-rDXHP-t4-S17-MSRcool - Baseline Design - Hourly Results.csv | 9 | 10 | 16 | 4 | 1.3259 | 2.8086
| SFM-wCZ05-v2015-rDXHP-t4-S17-MSRcool - Baseline Design - Hourly Results.csv | 9 | 10 | 17 | 4 | 1.4033 | 2.8495
| SFM-wCZ05-v2015-rDXHP-t4-S17-MSRheat - Baseline Design - Hourly Results.csv | 9 | 8 | 15 | 2 | 0 | 0.14947
| SFM-wCZ05-v2015-rDXHP-t4-S17-MSRheat - Baseline Design - Hourly Results.csv | 9 | 8 | 16 | 2 | 0 | 0
| SFM-wCZ05-v2015-rDXHP-t4-S17-MSRheat - Baseline Design - Hourly Results.csv | 9 | 8 | 17 | 2 | 0 | 0.47369
| SFM-wCZ05-v2015-rDXHP-t4-S17-MSRheat - Baseline Design - Hourly Results.csv | 9 | 9 | 15 | 3 | 0.7855 | 2.0142
| SFM-wCZ05-v2015-rDXHP-t4-S17-MSRheat - Baseline Design - Hourly Results.csv | 9 | 9 | 16 | 3 | 0.87289 | 2.0316
| SFM-wCZ05-v2015-rDXHP-t4-S17-MSRheat - Baseline Design - Hourly Results.csv | 9 | 9 | 17 | 3 | 0.85104 | 1.8808
| SFM-wCZ05-v2015-rDXHP-t4-S17-MSRheat - Baseline Design - Hourly Results.csv | 9 | 10 | 15 | 4 | 0.96103 | 2.2186
| SFM-wCZ05-v2015-rDXHP-t4-S17-MSRheat - Baseline Design - Hourly Results.csv | 9 | 10 | 16 | 4 | 1.1939 | 2.529
| SFM-wCZ05-v2015-rDXHP-t4-S17-MSRheat - Baseline Design - Hourly Results.csv | 9 | 10 | 17 | 4 | 1.2636 | 2.5659
| SFM-wCZ05-v2015-rDXHP-t5-S14-BSLboth - Baseline Design - Hourly Results.csv | 9 | 8 | 15 | 2 | 0 | 0.3074
| SFM-wCZ05-v2015-rDXHP-t5-S14-BSLboth - Baseline Design - Hourly Results.csv | 9 | 8 | 16 | 2 | 0 | 0.54808
| SFM-wCZ05-v2015-rDXHP-t5-S14-BSLboth - Baseline Design - Hourly Results.csv | 9 | 8 | 17 | 2 | 0 | 0.73793
| SFM-wCZ05-v2015-rDXHP-t5-S14-BSLboth - Baseline Design - Hourly Results.csv | 9 | 9 | 15 | 3 | 1.085 | 2.7776
| SFM-wCZ05-v2015-rDXHP-t5-S14-BSLboth - Baseline Design - Hourly Results.csv | 9 | 9 | 16 | 3 | 1.2052 | 2.7889
| SFM-wCZ05-v2015-rDXHP-t5-S14-BSLboth - Baseline Design - Hourly Results.csv | 9 | 9 | 17 | 3 | 1.1724 | 2.5737
| SFM-wCZ05-v2015-rDXHP-t5-S14-BSLboth - Baseline Design - Hourly Results.csv | 9 | 10 | 15 | 4 | 1.3281 | 3.0348
| SFM-wCZ05-v2015-rDXHP-t5-S14-BSLboth - Baseline Design - Hourly Results.csv | 9 | 10 | 16 | 4 | 1.6499 | 3.4642
| SFM-wCZ05-v2015-rDXHP-t5-S14-BSLboth - Baseline Design - Hourly Results.csv | 9 | 10 | 17 | 4 | 1.7498 | 3.515
| SFM-wCZ05-v2015-rDXHP-t5-S14-BSLcool - Baseline Design - Hourly Results.csv | 9 | 8 | 15 | 2 | 0 | 0.3074
| SFM-wCZ05-v2015-rDXHP-t5-S14-BSLcool - Baseline Design - Hourly Results.csv | 9 | 8 | 16 | 2 | 0 | 0.54808
| SFM-wCZ05-v2015-rDXHP-t5-S14-BSLcool - Baseline Design - Hourly Results.csv | 9 | 8 | 17 | 2 | 0 | 0.73793
| SFM-wCZ05-v2015-rDXHP-t5-S14-BSLcool - Baseline Design - Hourly Results.csv | 9 | 9 | 15 | 3 | 1.085 | 2.7776
| SFM-wCZ05-v2015-rDXHP-t5-S14-BSLcool - Baseline Design - Hourly Results.csv | 9 | 9 | 16 | 3 | 1.2052 | 2.7889
| SFM-wCZ05-v2015-rDXHP-t5-S14-BSLcool - Baseline Design - Hourly Results.csv | 9 | 9 | 17 | 3 | 1.1724 | 2.5737
| SFM-wCZ05-v2015-rDXHP-t5-S14-BSLcool - Baseline Design - Hourly Results.csv | 9 | 10 | 15 | 4 | 1.3281 | 3.0348
| SFM-wCZ05-v2015-rDXHP-t5-S14-BSLcool - Baseline Design - Hourly Results.csv | 9 | 10 | 16 | 4 | 1.6499 | 3.4642
| SFM-wCZ05-v2015-rDXHP-t5-S14-BSLcool - Baseline Design - Hourly Results.csv | 9 | 10 | 17 | 4 | 1.7498 | 3.515
| SFM-wCZ05-v2015-rDXHP-t5-S14-BSLheat - Baseline Design - Hourly Results.csv | 9 | 8 | 15 | 2 | 0 | 0.26823
| SFM-wCZ05-v2015-rDXHP-t5-S14-BSLheat - Baseline Design - Hourly Results.csv | 9 | 8 | 16 | 2 | 0 | 0.47824
| SFM-wCZ05-v2015-rDXHP-t5-S14-BSLheat - Baseline Design - Hourly Results.csv | 9 | 8 | 17 | 2 | 0 | 0.6439
| SFM-wCZ05-v2015-rDXHP-t5-S14-BSLheat - Baseline Design - Hourly Results.csv | 9 | 9 | 15 | 3 | 0.94678 | 2.4236
| SFM-wCZ05-v2015-rDXHP-t5-S14-BSLheat - Baseline Design - Hourly Results.csv | 9 | 9 | 16 | 3 | 1.0517 | 2.4336
| SFM-wCZ05-v2015-rDXHP-t5-S14-BSLheat - Baseline Design - Hourly Results.csv | 9 | 9 | 17 | 3 | 1.023 | 2.2458
| SFM-wCZ05-v2015-rDXHP-t5-S14-BSLheat - Baseline Design - Hourly Results.csv | 9 | 10 | 15 | 4 | 1.1588 | 2.6481
| SFM-wCZ05-v2015-rDXHP-t5-S14-BSLheat - Baseline Design - Hourly Results.csv | 9 | 10 | 16 | 4 | 1.4397 | 3.0227
| SFM-wCZ05-v2015-rDXHP-t5-S14-BSLheat - Baseline Design - Hourly Results.csv | 9 | 10 | 17 | 4 | 1.5269 | 3.0671
| SFM-wCZ05-v2015-rDXHP-t5-S15-MSRboth - Baseline Design - Hourly Results.csv | 9 | 8 | 15 | 2 | 0 | 0.26023
| SFM-wCZ05-v2015-rDXHP-t5-S15-MSRboth - Baseline Design - Hourly Results.csv | 9 | 8 | 16 | 2 | 0 | 0.46675
| SFM-wCZ05-v2015-rDXHP-t5-S15-MSRboth - Baseline Design - Hourly Results.csv | 9 | 8 | 17 | 2 | 0 | 0.63074
| SFM-wCZ05-v2015-rDXHP-t5-S15-MSRboth - Baseline Design - Hourly Results.csv | 9 | 9 | 15 | 3 | 0.90184 | 2.3488
| SFM-wCZ05-v2015-rDXHP-t5-S15-MSRboth - Baseline Design - Hourly Results.csv | 9 | 9 | 16 | 3 | 1.004 | 2.3689
| SFM-wCZ05-v2015-rDXHP-t5-S15-MSRboth - Baseline Design - Hourly Results.csv | 9 | 9 | 17 | 3 | 0.97823 | 2.1894
| SFM-wCZ05-v2015-rDXHP-t5-S15-MSRboth - Baseline Design - Hourly Results.csv | 9 | 10 | 15 | 4 | 1.1076 | 2.5716
| SFM-wCZ05-v2015-rDXHP-t5-S15-MSRboth - Baseline Design - Hourly Results.csv | 9 | 10 | 16 | 4 | 1.3823 | 2.9481
| SFM-wCZ05-v2015-rDXHP-t5-S15-MSRboth - Baseline Design - Hourly Results.csv | 9 | 10 | 17 | 4 | 1.468 | 2.9982
| SFM-wCZ05-v2015-rDXHP-t5-S15-MSRcool - Baseline Design - Hourly Results.csv | 9 | 8 | 15 | 2 | 0 | 0.26023
| SFM-wCZ05-v2015-rDXHP-t5-S15-MSRcool - Baseline Design - Hourly Results.csv | 9 | 8 | 16 | 2 | 0 | 0.46675
| SFM-wCZ05-v2015-rDXHP-t5-S15-MSRcool - Baseline Design - Hourly Results.csv | 9 | 8 | 17 | 2 | 0 | 0.63074
| SFM-wCZ05-v2015-rDXHP-t5-S15-MSRcool - Baseline Design - Hourly Results.csv | 9 | 9 | 15 | 3 | 0.90184 | 2.3488
| SFM-wCZ05-v2015-rDXHP-t5-S15-MSRcool - Baseline Design - Hourly Results.csv | 9 | 9 | 16 | 3 | 1.004 | 2.3689
| SFM-wCZ05-v2015-rDXHP-t5-S15-MSRcool - Baseline Design - Hourly Results.csv | 9 | 9 | 17 | 3 | 0.97823 | 2.1894
| SFM-wCZ05-v2015-rDXHP-t5-S15-MSRcool - Baseline Design - Hourly Results.csv | 9 | 10 | 15 | 4 | 1.1076 | 2.5716
| SFM-wCZ05-v2015-rDXHP-t5-S15-MSRcool - Baseline Design - Hourly Results.csv | 9 | 10 | 16 | 4 | 1.3823 | 2.9481
| SFM-wCZ05-v2015-rDXHP-t5-S15-MSRcool - Baseline Design - Hourly Results.csv | 9 | 10 | 17 | 4 | 1.468 | 2.9982
| SFM-wCZ05-v2015-rDXHP-t5-S15-MSRheat - Baseline Design - Hourly Results.csv | 9 | 8 | 15 | 2 | 0 | 0.23584
| SFM-wCZ05-v2015-rDXHP-t5-S15-MSRheat - Baseline Design - Hourly Results.csv | 9 | 8 | 16 | 2 | 0 | 0.42299
| SFM-wCZ05-v2015-rDXHP-t5-S15-MSRheat - Baseline Design - Hourly Results.csv | 9 | 8 | 17 | 2 | 0 | 0.57161
| SFM-wCZ05-v2015-rDXHP-t5-S15-MSRheat - Baseline Design - Hourly Results.csv | 9 | 9 | 15 | 3 | 0.81729 | 2.1286
| SFM-wCZ05-v2015-rDXHP-t5-S15-MSRheat - Baseline Design - Hourly Results.csv | 9 | 9 | 16 | 3 | 0.90987 | 2.1468
| SFM-wCZ05-v2015-rDXHP-t5-S15-MSRheat - Baseline Design - Hourly Results.csv | 9 | 9 | 17 | 3 | 0.88652 | 1.9842
| SFM-wCZ05-v2015-rDXHP-t5-S15-MSRheat - Baseline Design - Hourly Results.csv | 9 | 10 | 15 | 4 | 1.0038 | 2.3305
| SFM-wCZ05-v2015-rDXHP-t5-S15-MSRheat - Baseline Design - Hourly Results.csv | 9 | 10 | 16 | 4 | 1.2527 | 2.6717
| SFM-wCZ05-v2015-rDXHP-t5-S15-MSRheat - Baseline Design - Hourly Results.csv | 9 | 10 | 17 | 4 | 1.3304 | 2.7171
| SFM-wCZ05-v2015-rDXHP-t5-S16-MSRboth - Baseline Design - Hourly Results.csv | 9 | 8 | 15 | 2 | 0 | 0.27224
| SFM-wCZ05-v2015-rDXHP-t5-S16-MSRboth - Baseline Design - Hourly Results.csv | 9 | 8 | 16 | 2 | 0 | 0.48912
| SFM-wCZ05-v2015-rDXHP-t5-S16-MSRboth - Baseline Design - Hourly Results.csv | 9 | 8 | 17 | 2 | 0 | 0.65576
| SFM-wCZ05-v2015-rDXHP-t5-S16-MSRboth - Baseline Design - Hourly Results.csv | 9 | 9 | 15 | 3 | 0.92891 | 2.3963
| SFM-wCZ05-v2015-rDXHP-t5-S16-MSRboth - Baseline Design - Hourly Results.csv | 9 | 9 | 16 | 3 | 1.032 | 2.4156
| SFM-wCZ05-v2015-rDXHP-t5-S16-MSRboth - Baseline Design - Hourly Results.csv | 9 | 9 | 17 | 3 | 1.0067 | 2.2342
| SFM-wCZ05-v2015-rDXHP-t5-S16-MSRboth - Baseline Design - Hourly Results.csv | 9 | 10 | 15 | 4 | 1.1361 | 2.6216
| SFM-wCZ05-v2015-rDXHP-t5-S16-MSRboth - Baseline Design - Hourly Results.csv | 9 | 10 | 16 | 4 | 1.4108 | 2.9896
| SFM-wCZ05-v2015-rDXHP-t5-S16-MSRboth - Baseline Design - Hourly Results.csv | 9 | 10 | 17 | 4 | 1.494 | 3.0319
| SFM-wCZ05-v2015-rDXHP-t5-S16-MSRcool - Baseline Design - Hourly Results.csv | 9 | 8 | 15 | 2 | 0 | 0.27224
| SFM-wCZ05-v2015-rDXHP-t5-S16-MSRcool - Baseline Design - Hourly Results.csv | 9 | 8 | 16 | 2 | 0 | 0.48912
| SFM-wCZ05-v2015-rDXHP-t5-S16-MSRcool - Baseline Design - Hourly Results.csv | 9 | 8 | 17 | 2 | 0 | 0.65576
| SFM-wCZ05-v2015-rDXHP-t5-S16-MSRcool - Baseline Design - Hourly Results.csv | 9 | 9 | 15 | 3 | 0.92891 | 2.3963
| SFM-wCZ05-v2015-rDXHP-t5-S16-MSRcool - Baseline Design - Hourly Results.csv | 9 | 9 | 16 | 3 | 1.032 | 2.4156
| SFM-wCZ05-v2015-rDXHP-t5-S16-MSRcool - Baseline Design - Hourly Results.csv | 9 | 9 | 17 | 3 | 1.0067 | 2.2342
| SFM-wCZ05-v2015-rDXHP-t5-S16-MSRcool - Baseline Design - Hourly Results.csv | 9 | 10 | 15 | 4 | 1.1361 | 2.6216
| SFM-wCZ05-v2015-rDXHP-t5-S16-MSRcool - Baseline Design - Hourly Results.csv | 9 | 10 | 16 | 4 | 1.4108 | 2.9896
| SFM-wCZ05-v2015-rDXHP-t5-S16-MSRcool - Baseline Design - Hourly Results.csv | 9 | 10 | 17 | 4 | 1.494 | 3.0319
| SFM-wCZ05-v2015-rDXHP-t5-S16-MSRheat - Baseline Design - Hourly Results.csv | 9 | 8 | 15 | 2 | 0 | 0.24641
| SFM-wCZ05-v2015-rDXHP-t5-S16-MSRheat - Baseline Design - Hourly Results.csv | 9 | 8 | 16 | 2 | 0 | 0.44272
| SFM-wCZ05-v2015-rDXHP-t5-S16-MSRheat - Baseline Design - Hourly Results.csv | 9 | 8 | 17 | 2 | 0 | 0.59355
| SFM-wCZ05-v2015-rDXHP-t5-S16-MSRheat - Baseline Design - Hourly Results.csv | 9 | 9 | 15 | 3 | 0.84079 | 2.169
| SFM-wCZ05-v2015-rDXHP-t5-S16-MSRheat - Baseline Design - Hourly Results.csv | 9 | 9 | 16 | 3 | 0.93413 | 2.1865
| SFM-wCZ05-v2015-rDXHP-t5-S16-MSRheat - Baseline Design - Hourly Results.csv | 9 | 9 | 17 | 3 | 0.91118 | 2.0223
| SFM-wCZ05-v2015-rDXHP-t5-S16-MSRheat - Baseline Design - Hourly Results.csv | 9 | 10 | 15 | 4 | 1.0283 | 2.3729
| SFM-wCZ05-v2015-rDXHP-t5-S16-MSRheat - Baseline Design - Hourly Results.csv | 9 | 10 | 16 | 4 | 1.277 | 2.706
| SFM-wCZ05-v2015-rDXHP-t5-S16-MSRheat - Baseline Design - Hourly Results.csv | 9 | 10 | 17 | 4 | 1.3522 | 2.7443
| SFM-wCZ05-v2015-rDXHP-t5-S17-MSRboth - Baseline Design - Hourly Results.csv | 9 | 8 | 15 | 2 | 0 | 0.25568
| SFM-wCZ05-v2015-rDXHP-t5-S17-MSRboth - Baseline Design - Hourly Results.csv | 9 | 8 | 16 | 2 | 0 | 0.45938
| SFM-wCZ05-v2015-rDXHP-t5-S17-MSRboth - Baseline Design - Hourly Results.csv | 9 | 8 | 17 | 2 | 0 | 0.61588
| SFM-wCZ05-v2015-rDXHP-t5-S17-MSRboth - Baseline Design - Hourly Results.csv | 9 | 9 | 15 | 3 | 0.87242 | 2.2506
| SFM-wCZ05-v2015-rDXHP-t5-S17-MSRboth - Baseline Design - Hourly Results.csv | 9 | 9 | 16 | 3 | 0.96928 | 2.2687
| SFM-wCZ05-v2015-rDXHP-t5-S17-MSRboth - Baseline Design - Hourly Results.csv | 9 | 9 | 17 | 3 | 0.94546 | 2.0984
| SFM-wCZ05-v2015-rDXHP-t5-S17-MSRboth - Baseline Design - Hourly Results.csv | 9 | 10 | 15 | 4 | 1.067 | 2.4622
| SFM-wCZ05-v2015-rDXHP-t5-S17-MSRboth - Baseline Design - Hourly Results.csv | 9 | 10 | 16 | 4 | 1.325 | 2.8078
| SFM-wCZ05-v2015-rDXHP-t5-S17-MSRboth - Baseline Design - Hourly Results.csv | 9 | 10 | 17 | 4 | 1.4031 | 2.8475
| SFM-wCZ05-v2015-rDXHP-t5-S17-MSRcool - Baseline Design - Hourly Results.csv | 9 | 8 | 15 | 2 | 0 | 0.25568
| SFM-wCZ05-v2015-rDXHP-t5-S17-MSRcool - Baseline Design - Hourly Results.csv | 9 | 8 | 16 | 2 | 0 | 0.45938
| SFM-wCZ05-v2015-rDXHP-t5-S17-MSRcool - Baseline Design - Hourly Results.csv | 9 | 8 | 17 | 2 | 0 | 0.61588
| SFM-wCZ05-v2015-rDXHP-t5-S17-MSRcool - Baseline Design - Hourly Results.csv | 9 | 9 | 15 | 3 | 0.87242 | 2.2506
| SFM-wCZ05-v2015-rDXHP-t5-S17-MSRcool - Baseline Design - Hourly Results.csv | 9 | 9 | 16 | 3 | 0.96928 | 2.2687
| SFM-wCZ05-v2015-rDXHP-t5-S17-MSRcool - Baseline Design - Hourly Results.csv | 9 | 9 | 17 | 3 | 0.94546 | 2.0984
| SFM-wCZ05-v2015-rDXHP-t5-S17-MSRcool - Baseline Design - Hourly Results.csv | 9 | 10 | 15 | 4 | 1.067 | 2.4622
| SFM-wCZ05-v2015-rDXHP-t5-S17-MSRcool - Baseline Design - Hourly Results.csv | 9 | 10 | 16 | 4 | 1.325 | 2.8078
| SFM-wCZ05-v2015-rDXHP-t5-S17-MSRcool - Baseline Design - Hourly Results.csv | 9 | 10 | 17 | 4 | 1.4031 | 2.8475
| SFM-wCZ05-v2015-rDXHP-t5-S17-MSRheat - Baseline Design - Hourly Results.csv | 9 | 8 | 15 | 2 | 0 | 0.23023
| SFM-wCZ05-v2015-rDXHP-t5-S17-MSRheat - Baseline Design - Hourly Results.csv | 9 | 8 | 16 | 2 | 0 | 0.41364
| SFM-wCZ05-v2015-rDXHP-t5-S17-MSRheat - Baseline Design - Hourly Results.csv | 9 | 8 | 17 | 2 | 0 | 0.55456
| SFM-wCZ05-v2015-rDXHP-t5-S17-MSRheat - Baseline Design - Hourly Results.csv | 9 | 9 | 15 | 3 | 0.78557 | 2.0265
| SFM-wCZ05-v2015-rDXHP-t5-S17-MSRheat - Baseline Design - Hourly Results.csv | 9 | 9 | 16 | 3 | 0.87278 | 2.0429
| SFM-wCZ05-v2015-rDXHP-t5-S17-MSRheat - Baseline Design - Hourly Results.csv | 9 | 9 | 17 | 3 | 0.85133 | 1.8895
| SFM-wCZ05-v2015-rDXHP-t5-S17-MSRheat - Baseline Design - Hourly Results.csv | 9 | 10 | 15 | 4 | 0.96079 | 2.2171
| SFM-wCZ05-v2015-rDXHP-t5-S17-MSRheat - Baseline Design - Hourly Results.csv | 9 | 10 | 16 | 4 | 1.1931 | 2.5282
| SFM-wCZ05-v2015-rDXHP-t5-S17-MSRheat - Baseline Design - Hourly Results.csv | 9 | 10 | 17 | 4 | 1.2634 | 2.564
| SFM-wCZ06-v2015-rDXGF-t1-S14-BSLcool - Baseline Design - Hourly Results.csv | 9 | 1 | 15 | 2 | 2.4345 | 4.1212
| SFM-wCZ06-v2015-rDXGF-t1-S14-BSLcool - Baseline Design - Hourly Results.csv | 9 | 1 | 16 | 2 | 2.9032 | 4.8633
| SFM-wCZ06-v2015-rDXGF-t1-S14-BSLcool - Baseline Design - Hourly Results.csv | 9 | 1 | 17 | 2 | 3.5458 | 5.8806
| SFM-wCZ06-v2015-rDXGF-t1-S14-BSLcool - Baseline Design - Hourly Results.csv | 9 | 2 | 15 | 3 | 2.0067 | 3.3012
| SFM-wCZ06-v2015-rDXGF-t1-S14-BSLcool - Baseline Design - Hourly Results.csv | 9 | 2 | 16 | 3 | 1.892 | 3.0553
| SFM-wCZ06-v2015-rDXGF-t1-S14-BSLcool - Baseline Design - Hourly Results.csv | 9 | 2 | 17 | 3 | 1.9269 | 3.0792
| SFM-wCZ06-v2015-rDXGF-t1-S14-BSLcool - Baseline Design - Hourly Results.csv | 9 | 3 | 15 | 4 | 1.7648 | 2.8944
| SFM-wCZ06-v2015-rDXGF-t1-S14-BSLcool - Baseline Design - Hourly Results.csv | 9 | 3 | 16 | 4 | 1.6145 | 2.5985
| SFM-wCZ06-v2015-rDXGF-t1-S14-BSLcool - Baseline Design - Hourly Results.csv | 9 | 3 | 17 | 4 | 1.6261 | 2.5858
| SFM-wCZ06-v2015-rDXGF-t1-S14-BSLheat - Baseline Design - Hourly Results.csv | 9 | 1 | 15 | 2 | 2.1849 | 3.6386
| SFM-wCZ06-v2015-rDXGF-t1-S14-BSLheat - Baseline Design - Hourly Results.csv | 9 | 1 | 16 | 2 | 2.6077 | 4.3801
| SFM-wCZ06-v2015-rDXGF-t1-S14-BSLheat - Baseline Design - Hourly Results.csv | 9 | 1 | 17 | 2 | 3.1877 | 5.2944
| SFM-wCZ06-v2015-rDXGF-t1-S14-BSLheat - Baseline Design - Hourly Results.csv | 9 | 2 | 15 | 3 | 1.7822 | 2.939
| SFM-wCZ06-v2015-rDXGF-t1-S14-BSLheat - Baseline Design - Hourly Results.csv | 9 | 2 | 16 | 3 | 1.6823 | 2.7202
| SFM-wCZ06-v2015-rDXGF-t1-S14-BSLheat - Baseline Design - Hourly Results.csv | 9 | 2 | 17 | 3 | 1.714 | 2.7424
| SFM-wCZ06-v2015-rDXGF-t1-S14-BSLheat - Baseline Design - Hourly Results.csv | 9 | 3 | 15 | 4 | 1.565 | 2.5686
| SFM-wCZ06-v2015-rDXGF-t1-S14-BSLheat - Baseline Design - Hourly Results.csv | 9 | 3 | 16 | 4 | 1.4364 | 2.3137
| SFM-wCZ06-v2015-rDXGF-t1-S14-BSLheat - Baseline Design - Hourly Results.csv | 9 | 3 | 17 | 4 | 1.4462 | 2.2988
| SFM-wCZ06-v2015-rDXGF-t1-S15-MSRcool - Baseline Design - Hourly Results.csv | 9 | 1 | 15 | 2 | 2.0366 | 3.4396
| SFM-wCZ06-v2015-rDXGF-t1-S15-MSRcool - Baseline Design - Hourly Results.csv | 9 | 1 | 16 | 2 | 2.4172 | 4.1302
| SFM-wCZ06-v2015-rDXGF-t1-S15-MSRcool - Baseline Design - Hourly Results.csv | 9 | 1 | 17 | 2 | 2.9779 | 5.049
| SFM-wCZ06-v2015-rDXGF-t1-S15-MSRcool - Baseline Design - Hourly Results.csv | 9 | 2 | 15 | 3 | 1.6954 | 2.8338
| SFM-wCZ06-v2015-rDXGF-t1-S15-MSRcool - Baseline Design - Hourly Results.csv | 9 | 2 | 16 | 3 | 1.6049 | 2.6332
| SFM-wCZ06-v2015-rDXGF-t1-S15-MSRcool - Baseline Design - Hourly Results.csv | 9 | 2 | 17 | 3 | 1.6385 | 2.6571
| SFM-wCZ06-v2015-rDXGF-t1-S15-MSRcool - Baseline Design - Hourly Results.csv | 9 | 3 | 15 | 4 | 1.4959 | 2.4916
| SFM-wCZ06-v2015-rDXGF-t1-S15-MSRcool - Baseline Design - Hourly Results.csv | 9 | 3 | 16 | 4 | 1.3784 | 2.252
| SFM-wCZ06-v2015-rDXGF-t1-S15-MSRcool - Baseline Design - Hourly Results.csv | 9 | 3 | 17 | 4 | 1.3919 | 2.246
| SFM-wCZ06-v2015-rDXGF-t1-S15-MSRheat - Baseline Design - Hourly Results.csv | 9 | 1 | 15 | 2 | 1.9185 | 3.2401
| SFM-wCZ06-v2015-rDXGF-t1-S15-MSRheat - Baseline Design - Hourly Results.csv | 9 | 1 | 16 | 2 | 2.316 | 3.9332
| SFM-wCZ06-v2015-rDXGF-t1-S15-MSRheat - Baseline Design - Hourly Results.csv | 9 | 1 | 17 | 2 | 2.8457 | 4.8146
| SFM-wCZ06-v2015-rDXGF-t1-S15-MSRheat - Baseline Design - Hourly Results.csv | 9 | 2 | 15 | 3 | 1.6016 | 2.6817
| SFM-wCZ06-v2015-rDXGF-t1-S15-MSRheat - Baseline Design - Hourly Results.csv | 9 | 2 | 16 | 3 | 1.516 | 2.4922
| SFM-wCZ06-v2015-rDXGF-t1-S15-MSRheat - Baseline Design - Hourly Results.csv | 9 | 2 | 17 | 3 | 1.5468 | 2.5155
| SFM-wCZ06-v2015-rDXGF-t1-S15-MSRheat - Baseline Design - Hourly Results.csv | 9 | 3 | 15 | 4 | 1.4102 | 2.3529
| SFM-wCZ06-v2015-rDXGF-t1-S15-MSRheat - Baseline Design - Hourly Results.csv | 9 | 3 | 16 | 4 | 1.3003 | 2.1285
| SFM-wCZ06-v2015-rDXGF-t1-S15-MSRheat - Baseline Design - Hourly Results.csv | 9 | 3 | 17 | 4 | 1.3135 | 2.1223
| SFM-wCZ06-v2015-rDXGF-t1-S16-MSRcool - Baseline Design - Hourly Results.csv | 9 | 1 | 15 | 2 | 2.1018 | 3.5697
| SFM-wCZ06-v2015-rDXGF-t1-S16-MSRcool - Baseline Design - Hourly Results.csv | 9 | 1 | 16 | 2 | 2.4972 | 4.1957
| SFM-wCZ06-v2015-rDXGF-t1-S16-MSRcool - Baseline Design - Hourly Results.csv | 9 | 1 | 17 | 2 | 3.1101 | 5.0416
| SFM-wCZ06-v2015-rDXGF-t1-S16-MSRcool - Baseline Design - Hourly Results.csv | 9 | 2 | 15 | 3 | 1.772 | 2.9283
| SFM-wCZ06-v2015-rDXGF-t1-S16-MSRcool - Baseline Design - Hourly Results.csv | 9 | 2 | 16 | 3 | 1.6803 | 2.7302
| SFM-wCZ06-v2015-rDXGF-t1-S16-MSRcool - Baseline Design - Hourly Results.csv | 9 | 2 | 17 | 3 | 1.7117 | 2.7494
| SFM-wCZ06-v2015-rDXGF-t1-S16-MSRcool - Baseline Design - Hourly Results.csv | 9 | 3 | 15 | 4 | 1.5652 | 2.5798
| SFM-wCZ06-v2015-rDXGF-t1-S16-MSRcool - Baseline Design - Hourly Results.csv | 9 | 3 | 16 | 4 | 1.45 | 2.3475
| SFM-wCZ06-v2015-rDXGF-t1-S16-MSRcool - Baseline Design - Hourly Results.csv | 9 | 3 | 17 | 4 | 1.4552 | 2.3304
| SFM-wCZ06-v2015-rDXGF-t1-S16-MSRheat - Baseline Design - Hourly Results.csv | 9 | 1 | 15 | 2 | 1.9921 | 3.3717
| SFM-wCZ06-v2015-rDXGF-t1-S16-MSRheat - Baseline Design - Hourly Results.csv | 9 | 1 | 16 | 2 | 2.3642 | 3.978
| SFM-wCZ06-v2015-rDXGF-t1-S16-MSRheat - Baseline Design - Hourly Results.csv | 9 | 1 | 17 | 2 | 2.9812 | 4.7805
| SFM-wCZ06-v2015-rDXGF-t1-S16-MSRheat - Baseline Design - Hourly Results.csv | 9 | 2 | 15 | 3 | 1.6672 | 2.7534
| SFM-wCZ06-v2015-rDXGF-t1-S16-MSRheat - Baseline Design - Hourly Results.csv | 9 | 2 | 16 | 3 | 1.5791 | 2.566
| SFM-wCZ06-v2015-rDXGF-t1-S16-MSRheat - Baseline Design - Hourly Results.csv | 9 | 2 | 17 | 3 | 1.6089 | 2.5795
| SFM-wCZ06-v2015-rDXGF-t1-S16-MSRheat - Baseline Design - Hourly Results.csv | 9 | 3 | 15 | 4 | 1.4713 | 2.4194
| SFM-wCZ06-v2015-rDXGF-t1-S16-MSRheat - Baseline Design - Hourly Results.csv | 9 | 3 | 16 | 4 | 1.3611 | 2.2031
| SFM-wCZ06-v2015-rDXGF-t1-S16-MSRheat - Baseline Design - Hourly Results.csv | 9 | 3 | 17 | 4 | 1.3672 | 2.1865
| SFM-wCZ06-v2015-rDXGF-t1-S17-MSRcool - Baseline Design - Hourly Results.csv | 9 | 1 | 15 | 2 | 1.9739 | 3.3526
| SFM-wCZ06-v2015-rDXGF-t1-S17-MSRcool - Baseline Design - Hourly Results.csv | 9 | 1 | 16 | 2 | 2.3454 | 3.9406
| SFM-wCZ06-v2015-rDXGF-t1-S17-MSRcool - Baseline Design - Hourly Results.csv | 9 | 1 | 17 | 2 | 2.9209 | 4.735
| SFM-wCZ06-v2015-rDXGF-t1-S17-MSRcool - Baseline Design - Hourly Results.csv | 9 | 2 | 15 | 3 | 1.6642 | 2.7503
| SFM-wCZ06-v2015-rDXGF-t1-S17-MSRcool - Baseline Design - Hourly Results.csv | 9 | 2 | 16 | 3 | 1.5781 | 2.5642
| SFM-wCZ06-v2015-rDXGF-t1-S17-MSRcool - Baseline Design - Hourly Results.csv | 9 | 2 | 17 | 3 | 1.6076 | 2.5823
| SFM-wCZ06-v2015-rDXGF-t1-S17-MSRcool - Baseline Design - Hourly Results.csv | 9 | 3 | 15 | 4 | 1.47 | 2.4229
| SFM-wCZ06-v2015-rDXGF-t1-S17-MSRcool - Baseline Design - Hourly Results.csv | 9 | 3 | 16 | 4 | 1.3618 | 2.2048
| SFM-wCZ06-v2015-rDXGF-t1-S17-MSRcool - Baseline Design - Hourly Results.csv | 9 | 3 | 17 | 4 | 1.3667 | 2.1887
| SFM-wCZ06-v2015-rDXGF-t1-S17-MSRheat - Baseline Design - Hourly Results.csv | 9 | 1 | 15 | 2 | 1.8613 | 3.1502
| SFM-wCZ06-v2015-rDXGF-t1-S17-MSRheat - Baseline Design - Hourly Results.csv | 9 | 1 | 16 | 2 | 2.2089 | 3.7167
| SFM-wCZ06-v2015-rDXGF-t1-S17-MSRheat - Baseline Design - Hourly Results.csv | 9 | 1 | 17 | 2 | 2.7854 | 4.4665
| SFM-wCZ06-v2015-rDXGF-t1-S17-MSRheat - Baseline Design - Hourly Results.csv | 9 | 2 | 15 | 3 | 1.5577 | 2.5726
| SFM-wCZ06-v2015-rDXGF-t1-S17-MSRheat - Baseline Design - Hourly Results.csv | 9 | 2 | 16 | 3 | 1.4754 | 2.3975
| SFM-wCZ06-v2015-rDXGF-t1-S17-MSRheat - Baseline Design - Hourly Results.csv | 9 | 2 | 17 | 3 | 1.5032 | 2.41
| SFM-wCZ06-v2015-rDXGF-t1-S17-MSRheat - Baseline Design - Hourly Results.csv | 9 | 3 | 15 | 4 | 1.3747 | 2.2605
| SFM-wCZ06-v2015-rDXGF-t1-S17-MSRheat - Baseline Design - Hourly Results.csv | 9 | 3 | 16 | 4 | 1.2717 | 2.0584
| SFM-wCZ06-v2015-rDXGF-t1-S17-MSRheat - Baseline Design - Hourly Results.csv | 9 | 3 | 17 | 4 | 1.2774 | 2.0429
| SFM-wCZ06-v2015-rDXGF-t2-S14-BSLcool - Baseline Design - Hourly Results.csv | 9 | 1 | 15 | 2 | 2.1041 | 3.4707
| SFM-wCZ06-v2015-rDXGF-t2-S14-BSLcool - Baseline Design - Hourly Results.csv | 9 | 1 | 16 | 2 | 2.5797 | 4.3092
| SFM-wCZ06-v2015-rDXGF-t2-S14-BSLcool - Baseline Design - Hourly Results.csv | 9 | 1 | 17 | 2 | 3.1887 | 5.2815
| SFM-wCZ06-v2015-rDXGF-t2-S14-BSLcool - Baseline Design - Hourly Results.csv | 9 | 2 | 15 | 3 | 1.891 | 3.2054
| SFM-wCZ06-v2015-rDXGF-t2-S14-BSLcool - Baseline Design - Hourly Results.csv | 9 | 2 | 16 | 3 | 1.7697 | 2.9279
| SFM-wCZ06-v2015-rDXGF-t2-S14-BSLcool - Baseline Design - Hourly Results.csv | 9 | 2 | 17 | 3 | 1.7949 | 2.9206
| SFM-wCZ06-v2015-rDXGF-t2-S14-BSLcool - Baseline Design - Hourly Results.csv | 9 | 3 | 15 | 4 | 1.631 | 2.7413
| SFM-wCZ06-v2015-rDXGF-t2-S14-BSLcool - Baseline Design - Hourly Results.csv | 9 | 3 | 16 | 4 | 1.4841 | 2.435
| SFM-wCZ06-v2015-rDXGF-t2-S14-BSLcool - Baseline Design - Hourly Results.csv | 9 | 3 | 17 | 4 | 1.4883 | 2.3978
| SFM-wCZ06-v2015-rDXGF-t2-S14-BSLheat - Baseline Design - Hourly Results.csv | 9 | 1 | 15 | 2 | 1.8502 | 3.0523
| SFM-wCZ06-v2015-rDXGF-t2-S14-BSLheat - Baseline Design - Hourly Results.csv | 9 | 1 | 16 | 2 | 2.3098 | 3.784
| SFM-wCZ06-v2015-rDXGF-t2-S14-BSLheat - Baseline Design - Hourly Results.csv | 9 | 1 | 17 | 2 | 2.8705 | 4.7318
| SFM-wCZ06-v2015-rDXGF-t2-S14-BSLheat - Baseline Design - Hourly Results.csv | 9 | 2 | 15 | 3 | 1.6753 | 2.8446
| SFM-wCZ06-v2015-rDXGF-t2-S14-BSLheat - Baseline Design - Hourly Results.csv | 9 | 2 | 16 | 3 | 1.5693 | 2.5996
| SFM-wCZ06-v2015-rDXGF-t2-S14-BSLheat - Baseline Design - Hourly Results.csv | 9 | 2 | 17 | 3 | 1.5918 | 2.5917
| SFM-wCZ06-v2015-rDXGF-t2-S14-BSLheat - Baseline Design - Hourly Results.csv | 9 | 3 | 15 | 4 | 1.4451 | 2.433
| SFM-wCZ06-v2015-rDXGF-t2-S14-BSLheat - Baseline Design - Hourly Results.csv | 9 | 3 | 16 | 4 | 1.3163 | 2.1636
| SFM-wCZ06-v2015-rDXGF-t2-S14-BSLheat - Baseline Design - Hourly Results.csv | 9 | 3 | 17 | 4 | 1.3194 | 2.1299
| SFM-wCZ06-v2015-rDXGF-t2-S15-MSRcool - Baseline Design - Hourly Results.csv | 9 | 1 | 15 | 2 | 1.743 | 2.923
| SFM-wCZ06-v2015-rDXGF-t2-S15-MSRcool - Baseline Design - Hourly Results.csv | 9 | 1 | 16 | 2 | 2.1442 | 3.6194
| SFM-wCZ06-v2015-rDXGF-t2-S15-MSRcool - Baseline Design - Hourly Results.csv | 9 | 1 | 17 | 2 | 2.6771 | 4.5145
| SFM-wCZ06-v2015-rDXGF-t2-S15-MSRcool - Baseline Design - Hourly Results.csv | 9 | 2 | 15 | 3 | 1.6001 | 2.7544
| SFM-wCZ06-v2015-rDXGF-t2-S15-MSRcool - Baseline Design - Hourly Results.csv | 9 | 2 | 16 | 3 | 1.502 | 2.5234
| SFM-wCZ06-v2015-rDXGF-t2-S15-MSRcool - Baseline Design - Hourly Results.csv | 9 | 2 | 17 | 3 | 1.5279 | 2.5236
| SFM-wCZ06-v2015-rDXGF-t2-S15-MSRcool - Baseline Design - Hourly Results.csv | 9 | 3 | 15 | 4 | 1.3832 | 2.3623
| SFM-wCZ06-v2015-rDXGF-t2-S15-MSRcool - Baseline Design - Hourly Results.csv | 9 | 3 | 16 | 4 | 1.2649 | 2.1095
| SFM-wCZ06-v2015-rDXGF-t2-S15-MSRcool - Baseline Design - Hourly Results.csv | 9 | 3 | 17 | 4 | 1.2734 | 2.0809
| SFM-wCZ06-v2015-rDXGF-t2-S15-MSRheat - Baseline Design - Hourly Results.csv | 9 | 1 | 15 | 2 | 1.6384 | 2.7466
| SFM-wCZ06-v2015-rDXGF-t2-S15-MSRheat - Baseline Design - Hourly Results.csv | 9 | 1 | 16 | 2 | 2.0334 | 3.4378
| SFM-wCZ06-v2015-rDXGF-t2-S15-MSRheat - Baseline Design - Hourly Results.csv | 9 | 1 | 17 | 2 | 2.5417 | 4.2956
| SFM-wCZ06-v2015-rDXGF-t2-S15-MSRheat - Baseline Design - Hourly Results.csv | 9 | 2 | 15 | 3 | 1.5094 | 2.5991
| SFM-wCZ06-v2015-rDXGF-t2-S15-MSRheat - Baseline Design - Hourly Results.csv | 9 | 2 | 16 | 3 | 1.4178 | 2.3851
| SFM-wCZ06-v2015-rDXGF-t2-S15-MSRheat - Baseline Design - Hourly Results.csv | 9 | 2 | 17 | 3 | 1.4415 | 2.3823
| SFM-wCZ06-v2015-rDXGF-t2-S15-MSRheat - Baseline Design - Hourly Results.csv | 9 | 3 | 15 | 4 | 1.3053 | 2.2285
| SFM-wCZ06-v2015-rDXGF-t2-S15-MSRheat - Baseline Design - Hourly Results.csv | 9 | 3 | 16 | 4 | 1.1944 | 1.9918
| SFM-wCZ06-v2015-rDXGF-t2-S15-MSRheat - Baseline Design - Hourly Results.csv | 9 | 3 | 17 | 4 | 1.1994 | 1.9652
| SFM-wCZ06-v2015-rDXGF-t2-S16-MSRcool - Baseline Design - Hourly Results.csv | 9 | 1 | 15 | 2 | 1.8364 | 3.0451
| SFM-wCZ06-v2015-rDXGF-t2-S16-MSRcool - Baseline Design - Hourly Results.csv | 9 | 1 | 16 | 2 | 2.2197 | 3.7296
| SFM-wCZ06-v2015-rDXGF-t2-S16-MSRcool - Baseline Design - Hourly Results.csv | 9 | 1 | 17 | 2 | 2.741 | 4.5418
| SFM-wCZ06-v2015-rDXGF-t2-S16-MSRcool - Baseline Design - Hourly Results.csv | 9 | 2 | 15 | 3 | 1.6718 | 2.8397
| SFM-wCZ06-v2015-rDXGF-t2-S16-MSRcool - Baseline Design - Hourly Results.csv | 9 | 2 | 16 | 3 | 1.5752 | 2.6116
| SFM-wCZ06-v2015-rDXGF-t2-S16-MSRcool - Baseline Design - Hourly Results.csv | 9 | 2 | 17 | 3 | 1.597 | 2.6021
| SFM-wCZ06-v2015-rDXGF-t2-S16-MSRcool - Baseline Design - Hourly Results.csv | 9 | 3 | 15 | 4 | 1.4492 | 2.4384
| SFM-wCZ06-v2015-rDXGF-t2-S16-MSRcool - Baseline Design - Hourly Results.csv | 9 | 3 | 16 | 4 | 1.333 | 2.1926
| SFM-wCZ06-v2015-rDXGF-t2-S16-MSRcool - Baseline Design - Hourly Results.csv | 9 | 3 | 17 | 4 | 1.3338 | 2.1573
| SFM-wCZ06-v2015-rDXGF-t2-S16-MSRheat - Baseline Design - Hourly Results.csv | 9 | 1 | 15 | 2 | 1.7192 | 2.8435
| SFM-wCZ06-v2015-rDXGF-t2-S16-MSRheat - Baseline Design - Hourly Results.csv | 9 | 1 | 16 | 2 | 2.1032 | 3.5021
| SFM-wCZ06-v2015-rDXGF-t2-S16-MSRheat - Baseline Design - Hourly Results.csv | 9 | 1 | 17 | 2 | 2.5881 | 4.3013
| SFM-wCZ06-v2015-rDXGF-t2-S16-MSRheat - Baseline Design - Hourly Results.csv | 9 | 2 | 15 | 3 | 1.5679 | 2.657
| SFM-wCZ06-v2015-rDXGF-t2-S16-MSRheat - Baseline Design - Hourly Results.csv | 9 | 2 | 16 | 3 | 1.4766 | 2.4459
| SFM-wCZ06-v2015-rDXGF-t2-S16-MSRheat - Baseline Design - Hourly Results.csv | 9 | 2 | 17 | 3 | 1.4963 | 2.4384
| SFM-wCZ06-v2015-rDXGF-t2-S16-MSRheat - Baseline Design - Hourly Results.csv | 9 | 3 | 15 | 4 | 1.3571 | 2.2836
| SFM-wCZ06-v2015-rDXGF-t2-S16-MSRheat - Baseline Design - Hourly Results.csv | 9 | 3 | 16 | 4 | 1.2485 | 2.0551
| SFM-wCZ06-v2015-rDXGF-t2-S16-MSRheat - Baseline Design - Hourly Results.csv | 9 | 3 | 17 | 4 | 1.2496 | 2.0191
| SFM-wCZ06-v2015-rDXGF-t2-S17-MSRcool - Baseline Design - Hourly Results.csv | 9 | 1 | 15 | 2 | 1.7247 | 2.8599
| SFM-wCZ06-v2015-rDXGF-t2-S17-MSRcool - Baseline Design - Hourly Results.csv | 9 | 1 | 16 | 2 | 2.0847 | 3.5028
| SFM-wCZ06-v2015-rDXGF-t2-S17-MSRcool - Baseline Design - Hourly Results.csv | 9 | 1 | 17 | 2 | 2.5743 | 4.2656
| SFM-wCZ06-v2015-rDXGF-t2-S17-MSRcool - Baseline Design - Hourly Results.csv | 9 | 2 | 15 | 3 | 1.5701 | 2.667
| SFM-wCZ06-v2015-rDXGF-t2-S17-MSRcool - Baseline Design - Hourly Results.csv | 9 | 2 | 16 | 3 | 1.4794 | 2.4527
| SFM-wCZ06-v2015-rDXGF-t2-S17-MSRcool - Baseline Design - Hourly Results.csv | 9 | 2 | 17 | 3 | 1.4998 | 2.4438
| SFM-wCZ06-v2015-rDXGF-t2-S17-MSRcool - Baseline Design - Hourly Results.csv | 9 | 3 | 15 | 4 | 1.3611 | 2.2901
| SFM-wCZ06-v2015-rDXGF-t2-S17-MSRcool - Baseline Design - Hourly Results.csv | 9 | 3 | 16 | 4 | 1.2519 | 2.0593
| SFM-wCZ06-v2015-rDXGF-t2-S17-MSRcool - Baseline Design - Hourly Results.csv | 9 | 3 | 17 | 4 | 1.2527 | 2.0261
| SFM-wCZ06-v2015-rDXGF-t2-S17-MSRheat - Baseline Design - Hourly Results.csv | 9 | 1 | 15 | 2 | 1.6063 | 2.6568
| SFM-wCZ06-v2015-rDXGF-t2-S17-MSRheat - Baseline Design - Hourly Results.csv | 9 | 1 | 16 | 2 | 1.965 | 3.2721
| SFM-wCZ06-v2015-rDXGF-t2-S17-MSRheat - Baseline Design - Hourly Results.csv | 9 | 1 | 17 | 2 | 2.4182 | 4.0188
| SFM-wCZ06-v2015-rDXGF-t2-S17-MSRheat - Baseline Design - Hourly Results.csv | 9 | 2 | 15 | 3 | 1.465 | 2.4825
| SFM-wCZ06-v2015-rDXGF-t2-S17-MSRheat - Baseline Design - Hourly Results.csv | 9 | 2 | 16 | 3 | 1.3796 | 2.2852
| SFM-wCZ06-v2015-rDXGF-t2-S17-MSRheat - Baseline Design - Hourly Results.csv | 9 | 2 | 17 | 3 | 1.398 | 2.2782
| SFM-wCZ06-v2015-rDXGF-t2-S17-MSRheat - Baseline Design - Hourly Results.csv | 9 | 3 | 15 | 4 | 1.268 | 2.1336
| SFM-wCZ06-v2015-rDXGF-t2-S17-MSRheat - Baseline Design - Hourly Results.csv | 9 | 3 | 16 | 4 | 1.1665 | 1.9201
| SFM-wCZ06-v2015-rDXGF-t2-S17-MSRheat - Baseline Design - Hourly Results.csv | 9 | 3 | 17 | 4 | 1.1675 | 1.8865
| SFM-wCZ06-v2015-rDXGF-t3-S14-BSLcool - Baseline Design - Hourly Results.csv | 9 | 1 | 15 | 2 | 1.673 | 2.6532
| SFM-wCZ06-v2015-rDXGF-t3-S14-BSLcool - Baseline Design - Hourly Results.csv | 9 | 1 | 16 | 2 | 2.1771 | 3.4735
| SFM-wCZ06-v2015-rDXGF-t3-S14-BSLcool - Baseline Design - Hourly Results.csv | 9 | 1 | 17 | 2 | 2.786 | 4.4775
| SFM-wCZ06-v2015-rDXGF-t3-S14-BSLcool - Baseline Design - Hourly Results.csv | 9 | 2 | 15 | 3 | 1.4434 | 2.3838
| SFM-wCZ06-v2015-rDXGF-t3-S14-BSLcool - Baseline Design - Hourly Results.csv | 9 | 2 | 16 | 3 | 1.3702 | 2.2085
| SFM-wCZ06-v2015-rDXGF-t3-S14-BSLcool - Baseline Design - Hourly Results.csv | 9 | 2 | 17 | 3 | 1.4212 | 2.2585
| SFM-wCZ06-v2015-rDXGF-t3-S14-BSLcool - Baseline Design - Hourly Results.csv | 9 | 3 | 15 | 4 | 1.2517 | 2.0704
| SFM-wCZ06-v2015-rDXGF-t3-S14-BSLcool - Baseline Design - Hourly Results.csv | 9 | 3 | 16 | 4 | 1.1481 | 1.849
| SFM-wCZ06-v2015-rDXGF-t3-S14-BSLcool - Baseline Design - Hourly Results.csv | 9 | 3 | 17 | 4 | 1.1701 | 1.853
| SFM-wCZ06-v2015-rDXGF-t3-S14-BSLheat - Baseline Design - Hourly Results.csv | 9 | 1 | 15 | 2 | 1.4765 | 2.2694
| SFM-wCZ06-v2015-rDXGF-t3-S14-BSLheat - Baseline Design - Hourly Results.csv | 9 | 1 | 16 | 2 | 1.9129 | 3.004
| SFM-wCZ06-v2015-rDXGF-t3-S14-BSLheat - Baseline Design - Hourly Results.csv | 9 | 1 | 17 | 2 | 2.457 | 3.9542
| SFM-wCZ06-v2015-rDXGF-t3-S14-BSLheat - Baseline Design - Hourly Results.csv | 9 | 2 | 15 | 3 | 1.2783 | 2.1063
| SFM-wCZ06-v2015-rDXGF-t3-S14-BSLheat - Baseline Design - Hourly Results.csv | 9 | 2 | 16 | 3 | 1.2143 | 1.9552
| SFM-wCZ06-v2015-rDXGF-t3-S14-BSLheat - Baseline Design - Hourly Results.csv | 9 | 2 | 17 | 3 | 1.2589 | 1.9982
| SFM-wCZ06-v2015-rDXGF-t3-S14-BSLheat - Baseline Design - Hourly Results.csv | 9 | 3 | 15 | 4 | 1.1068 | 1.8307
| SFM-wCZ06-v2015-rDXGF-t3-S14-BSLheat - Baseline Design - Hourly Results.csv | 9 | 3 | 16 | 4 | 1.0161 | 1.6365
| SFM-wCZ06-v2015-rDXGF-t3-S14-BSLheat - Baseline Design - Hourly Results.csv | 9 | 3 | 17 | 4 | 1.0356 | 1.6405
| SFM-wCZ06-v2015-rDXGF-t3-S15-MSRcool - Baseline Design - Hourly Results.csv | 9 | 1 | 15 | 2 | 1.41 | 2.21
| SFM-wCZ06-v2015-rDXGF-t3-S15-MSRcool - Baseline Design - Hourly Results.csv | 9 | 1 | 16 | 2 | 1.8085 | 2.9224
| SFM-wCZ06-v2015-rDXGF-t3-S15-MSRcool - Baseline Design - Hourly Results.csv | 9 | 1 | 17 | 2 | 2.3225 | 3.8086
| SFM-wCZ06-v2015-rDXGF-t3-S15-MSRcool - Baseline Design - Hourly Results.csv | 9 | 2 | 15 | 3 | 1.2293 | 2.0588
| SFM-wCZ06-v2015-rDXGF-t3-S15-MSRcool - Baseline Design - Hourly Results.csv | 9 | 2 | 16 | 3 | 1.1704 | 1.9142
| SFM-wCZ06-v2015-rDXGF-t3-S15-MSRcool - Baseline Design - Hourly Results.csv | 9 | 2 | 17 | 3 | 1.2171 | 1.9611
| SFM-wCZ06-v2015-rDXGF-t3-S15-MSRcool - Baseline Design - Hourly Results.csv | 9 | 3 | 15 | 4 | 1.0713 | 1.7984
| SFM-wCZ06-v2015-rDXGF-t3-S15-MSRcool - Baseline Design - Hourly Results.csv | 9 | 3 | 16 | 4 | 0.98599 | 1.6135
| SFM-wCZ06-v2015-rDXGF-t3-S15-MSRcool - Baseline Design - Hourly Results.csv | 9 | 3 | 17 | 4 | 1.0076 | 1.6196
| SFM-wCZ06-v2015-rDXGF-t3-S15-MSRheat - Baseline Design - Hourly Results.csv | 9 | 1 | 15 | 2 | 1.3209 | 2.1252
| SFM-wCZ06-v2015-rDXGF-t3-S15-MSRheat - Baseline Design - Hourly Results.csv | 9 | 1 | 16 | 2 | 1.713 | 2.8255
| SFM-wCZ06-v2015-rDXGF-t3-S15-MSRheat - Baseline Design - Hourly Results.csv | 9 | 1 | 17 | 2 | 2.2053 | 3.6675
| SFM-wCZ06-v2015-rDXGF-t3-S15-MSRheat - Baseline Design - Hourly Results.csv | 9 | 2 | 15 | 3 | 1.1568 | 1.9419
| SFM-wCZ06-v2015-rDXGF-t3-S15-MSRheat - Baseline Design - Hourly Results.csv | 9 | 2 | 16 | 3 | 1.1022 | 1.8056
| SFM-wCZ06-v2015-rDXGF-t3-S15-MSRheat - Baseline Design - Hourly Results.csv | 9 | 2 | 17 | 3 | 1.144 | 1.8498
| SFM-wCZ06-v2015-rDXGF-t3-S15-MSRheat - Baseline Design - Hourly Results.csv | 9 | 3 | 15 | 4 | 1.0064 | 1.692
| SFM-wCZ06-v2015-rDXGF-t3-S15-MSRheat - Baseline Design - Hourly Results.csv | 9 | 3 | 16 | 4 | 0.9281 | 1.5196
| SFM-wCZ06-v2015-rDXGF-t3-S15-MSRheat - Baseline Design - Hourly Results.csv | 9 | 3 | 17 | 4 | 0.94761 | 1.5249
| SFM-wCZ06-v2015-rDXGF-t3-S16-MSRcool - Baseline Design - Hourly Results.csv | 9 | 1 | 15 | 2 | 1.4789 | 2.2791
| SFM-wCZ06-v2015-rDXGF-t3-S16-MSRcool - Baseline Design - Hourly Results.csv | 9 | 1 | 16 | 2 | 1.9053 | 2.9885
| SFM-wCZ06-v2015-rDXGF-t3-S16-MSRcool - Baseline Design - Hourly Results.csv | 9 | 1 | 17 | 2 | 2.4103 | 3.8275
| SFM-wCZ06-v2015-rDXGF-t3-S16-MSRcool - Baseline Design - Hourly Results.csv | 9 | 2 | 15 | 3 | 1.2784 | 2.1069
| SFM-wCZ06-v2015-rDXGF-t3-S16-MSRcool - Baseline Design - Hourly Results.csv | 9 | 2 | 16 | 3 | 1.2224 | 1.9702
| SFM-wCZ06-v2015-rDXGF-t3-S16-MSRcool - Baseline Design - Hourly Results.csv | 9 | 2 | 17 | 3 | 1.2664 | 2.0118
| SFM-wCZ06-v2015-rDXGF-t3-S16-MSRcool - Baseline Design - Hourly Results.csv | 9 | 3 | 15 | 4 | 1.1145 | 1.8423
| SFM-wCZ06-v2015-rDXGF-t3-S16-MSRcool - Baseline Design - Hourly Results.csv | 9 | 3 | 16 | 4 | 1.035 | 1.6689
| SFM-wCZ06-v2015-rDXGF-t3-S16-MSRcool - Baseline Design - Hourly Results.csv | 9 | 3 | 17 | 4 | 1.0529 | 1.6696
| SFM-wCZ06-v2015-rDXGF-t3-S16-MSRheat - Baseline Design - Hourly Results.csv | 9 | 1 | 15 | 2 | 1.3754 | 2.1769
| SFM-wCZ06-v2015-rDXGF-t3-S16-MSRheat - Baseline Design - Hourly Results.csv | 9 | 1 | 16 | 2 | 1.7711 | 2.8264
| SFM-wCZ06-v2015-rDXGF-t3-S16-MSRheat - Baseline Design - Hourly Results.csv | 9 | 1 | 17 | 2 | 2.2502 | 3.6879
| SFM-wCZ06-v2015-rDXGF-t3-S16-MSRheat - Baseline Design - Hourly Results.csv | 9 | 2 | 15 | 3 | 1.1942 | 1.9713
| SFM-wCZ06-v2015-rDXGF-t3-S16-MSRheat - Baseline Design - Hourly Results.csv | 9 | 2 | 16 | 3 | 1.1419 | 1.8414
| SFM-wCZ06-v2015-rDXGF-t3-S16-MSRheat - Baseline Design - Hourly Results.csv | 9 | 2 | 17 | 3 | 1.1817 | 1.8811
| SFM-wCZ06-v2015-rDXGF-t3-S16-MSRheat - Baseline Design - Hourly Results.csv | 9 | 3 | 15 | 4 | 1.0396 | 1.7187
| SFM-wCZ06-v2015-rDXGF-t3-S16-MSRheat - Baseline Design - Hourly Results.csv | 9 | 3 | 16 | 4 | 0.966 | 1.558
| SFM-wCZ06-v2015-rDXGF-t3-S16-MSRheat - Baseline Design - Hourly Results.csv | 9 | 3 | 17 | 4 | 0.98239 | 1.5576
| SFM-wCZ06-v2015-rDXGF-t3-S17-MSRcool - Baseline Design - Hourly Results.csv | 9 | 1 | 15 | 2 | 1.389 | 2.1405
| SFM-wCZ06-v2015-rDXGF-t3-S17-MSRcool - Baseline Design - Hourly Results.csv | 9 | 1 | 16 | 2 | 1.7894 | 2.8067
| SFM-wCZ06-v2015-rDXGF-t3-S17-MSRcool - Baseline Design - Hourly Results.csv | 9 | 1 | 17 | 2 | 2.2637 | 3.5948
| SFM-wCZ06-v2015-rDXGF-t3-S17-MSRcool - Baseline Design - Hourly Results.csv | 9 | 2 | 15 | 3 | 1.2007 | 1.9788
| SFM-wCZ06-v2015-rDXGF-t3-S17-MSRcool - Baseline Design - Hourly Results.csv | 9 | 2 | 16 | 3 | 1.1481 | 1.8504
| SFM-wCZ06-v2015-rDXGF-t3-S17-MSRcool - Baseline Design - Hourly Results.csv | 9 | 2 | 17 | 3 | 1.1894 | 1.8895
| SFM-wCZ06-v2015-rDXGF-t3-S17-MSRcool - Baseline Design - Hourly Results.csv | 9 | 3 | 15 | 4 | 1.0467 | 1.7302
| SFM-wCZ06-v2015-rDXGF-t3-S17-MSRcool - Baseline Design - Hourly Results.csv | 9 | 3 | 16 | 4 | 0.97203 | 1.5674
| SFM-wCZ06-v2015-rDXGF-t3-S17-MSRcool - Baseline Design - Hourly Results.csv | 9 | 3 | 17 | 4 | 0.98885 | 1.5681
| SFM-wCZ06-v2015-rDXGF-t3-S17-MSRheat - Baseline Design - Hourly Results.csv | 9 | 1 | 15 | 2 | 1.2851 | 2.034
| SFM-wCZ06-v2015-rDXGF-t3-S17-MSRheat - Baseline Design - Hourly Results.csv | 9 | 1 | 16 | 2 | 1.6548 | 2.6408
| SFM-wCZ06-v2015-rDXGF-t3-S17-MSRheat - Baseline Design - Hourly Results.csv | 9 | 1 | 17 | 2 | 2.1025 | 3.4457
| SFM-wCZ06-v2015-rDXGF-t3-S17-MSRheat - Baseline Design - Hourly Results.csv | 9 | 2 | 15 | 3 | 1.1158 | 1.8418
| SFM-wCZ06-v2015-rDXGF-t3-S17-MSRheat - Baseline Design - Hourly Results.csv | 9 | 2 | 16 | 3 | 1.0669 | 1.7205
| SFM-wCZ06-v2015-rDXGF-t3-S17-MSRheat - Baseline Design - Hourly Results.csv | 9 | 2 | 17 | 3 | 1.1041 | 1.7576
| SFM-wCZ06-v2015-rDXGF-t3-S17-MSRheat - Baseline Design - Hourly Results.csv | 9 | 3 | 15 | 4 | 0.97129 | 1.6058
| SFM-wCZ06-v2015-rDXGF-t3-S17-MSRheat - Baseline Design - Hourly Results.csv | 9 | 3 | 16 | 4 | 0.90256 | 1.4556
| SFM-wCZ06-v2015-rDXGF-t3-S17-MSRheat - Baseline Design - Hourly Results.csv | 9 | 3 | 17 | 4 | 0.91787 | 1.4553
| SFM-wCZ06-v2015-rDXGF-t4-S14-BSLcool - Baseline Design - Hourly Results.csv | 9 | 1 | 15 | 2 | 1.0537 | 1.228
| SFM-wCZ06-v2015-rDXGF-t4-S14-BSLcool - Baseline Design - Hourly Results.csv | 9 | 1 | 16 | 2 | 1.5846 | 2.1895
| SFM-wCZ06-v2015-rDXGF-t4-S14-BSLcool - Baseline Design - Hourly Results.csv | 9 | 1 | 17 | 2 | 2.1809 | 3.2679
| SFM-wCZ06-v2015-rDXGF-t4-S14-BSLcool - Baseline Design - Hourly Results.csv | 9 | 2 | 15 | 3 | 1.2182 | 2.0479
| SFM-wCZ06-v2015-rDXGF-t4-S14-BSLcool - Baseline Design - Hourly Results.csv | 9 | 2 | 16 | 3 | 1.1595 | 1.8921
| SFM-wCZ06-v2015-rDXGF-t4-S14-BSLcool - Baseline Design - Hourly Results.csv | 9 | 2 | 17 | 3 | 1.2134 | 1.9424
| SFM-wCZ06-v2015-rDXGF-t4-S14-BSLcool - Baseline Design - Hourly Results.csv | 9 | 3 | 15 | 4 | 1.0337 | 1.7341
| SFM-wCZ06-v2015-rDXGF-t4-S14-BSLcool - Baseline Design - Hourly Results.csv | 9 | 3 | 16 | 4 | 0.94795 | 1.5404
| SFM-wCZ06-v2015-rDXGF-t4-S14-BSLcool - Baseline Design - Hourly Results.csv | 9 | 3 | 17 | 4 | 0.97369 | 1.5468
| SFM-wCZ06-v2015-rDXGF-t4-S14-BSLheat - Baseline Design - Hourly Results.csv | 9 | 1 | 15 | 2 | 0.92212 | 1.0731
| SFM-wCZ06-v2015-rDXGF-t4-S14-BSLheat - Baseline Design - Hourly Results.csv | 9 | 1 | 16 | 2 | 1.3843 | 1.9261
| SFM-wCZ06-v2015-rDXGF-t4-S14-BSLheat - Baseline Design - Hourly Results.csv | 9 | 1 | 17 | 2 | 1.9314 | 2.912
| SFM-wCZ06-v2015-rDXGF-t4-S14-BSLheat - Baseline Design - Hourly Results.csv | 9 | 2 | 15 | 3 | 1.0745 | 1.8107
| SFM-wCZ06-v2015-rDXGF-t4-S14-BSLheat - Baseline Design - Hourly Results.csv | 9 | 2 | 16 | 3 | 1.0241 | 1.6727
| SFM-wCZ06-v2015-rDXGF-t4-S14-BSLheat - Baseline Design - Hourly Results.csv | 9 | 2 | 17 | 3 | 1.0714 | 1.7174
| SFM-wCZ06-v2015-rDXGF-t4-S14-BSLheat - Baseline Design - Hourly Results.csv | 9 | 3 | 15 | 4 | 0.9116 | 1.5319
| SFM-wCZ06-v2015-rDXGF-t4-S14-BSLheat - Baseline Design - Hourly Results.csv | 9 | 3 | 16 | 4 | 0.83703 | 1.3624
| SFM-wCZ06-v2015-rDXGF-t4-S14-BSLheat - Baseline Design - Hourly Results.csv | 9 | 3 | 17 | 4 | 0.85911 | 1.3663
| SFM-wCZ06-v2015-rDXGF-t4-S15-MSRcool - Baseline Design - Hourly Results.csv | 9 | 1 | 15 | 2 | 0.90153 | 1.0703
| SFM-wCZ06-v2015-rDXGF-t4-S15-MSRcool - Baseline Design - Hourly Results.csv | 9 | 1 | 16 | 2 | 1.3306 | 1.9023
| SFM-wCZ06-v2015-rDXGF-t4-S15-MSRcool - Baseline Design - Hourly Results.csv | 9 | 1 | 17 | 2 | 1.8471 | 2.8487
| SFM-wCZ06-v2015-rDXGF-t4-S15-MSRcool - Baseline Design - Hourly Results.csv | 9 | 2 | 15 | 3 | 1.0417 | 1.7795
| SFM-wCZ06-v2015-rDXGF-t4-S15-MSRcool - Baseline Design - Hourly Results.csv | 9 | 2 | 16 | 3 | 0.99496 | 1.6494
| SFM-wCZ06-v2015-rDXGF-t4-S15-MSRcool - Baseline Design - Hourly Results.csv | 9 | 2 | 17 | 3 | 1.0431 | 1.6955
| SFM-wCZ06-v2015-rDXGF-t4-S15-MSRcool - Baseline Design - Hourly Results.csv | 9 | 3 | 15 | 4 | 0.8883 | 1.5126
| SFM-wCZ06-v2015-rDXGF-t4-S15-MSRcool - Baseline Design - Hourly Results.csv | 9 | 3 | 16 | 4 | 0.81749 | 1.3484
| SFM-wCZ06-v2015-rDXGF-t4-S15-MSRcool - Baseline Design - Hourly Results.csv | 9 | 3 | 17 | 4 | 0.8412 | 1.3559
| SFM-wCZ06-v2015-rDXGF-t4-S15-MSRheat - Baseline Design - Hourly Results.csv | 9 | 1 | 15 | 2 | 0.84017 | 0.9953
| SFM-wCZ06-v2015-rDXGF-t4-S15-MSRheat - Baseline Design - Hourly Results.csv | 9 | 1 | 16 | 2 | 1.2532 | 1.8009
| SFM-wCZ06-v2015-rDXGF-t4-S15-MSRheat - Baseline Design - Hourly Results.csv | 9 | 1 | 17 | 2 | 1.7486 | 2.7011
| SFM-wCZ06-v2015-rDXGF-t4-S15-MSRheat - Baseline Design - Hourly Results.csv | 9 | 2 | 15 | 3 | 0.97761 | 1.672
| SFM-wCZ06-v2015-rDXGF-t4-S15-MSRheat - Baseline Design - Hourly Results.csv | 9 | 2 | 16 | 3 | 0.9344 | 1.551
| SFM-wCZ06-v2015-rDXGF-t4-S15-MSRheat - Baseline Design - Hourly Results.csv | 9 | 2 | 17 | 3 | 0.97856 | 1.5928
| SFM-wCZ06-v2015-rDXGF-t4-S15-MSRheat - Baseline Design - Hourly Results.csv | 9 | 3 | 15 | 4 | 0.83313 | 1.4198
| SFM-wCZ06-v2015-rDXGF-t4-S15-MSRheat - Baseline Design - Hourly Results.csv | 9 | 3 | 16 | 4 | 0.76774 | 1.2677
| SFM-wCZ06-v2015-rDXGF-t4-S15-MSRheat - Baseline Design - Hourly Results.csv | 9 | 3 | 17 | 4 | 0.78968 | 1.2737
| SFM-wCZ06-v2015-rDXGF-t4-S16-MSRcool - Baseline Design - Hourly Results.csv | 9 | 1 | 15 | 2 | 0.93103 | 1.0857
| SFM-wCZ06-v2015-rDXGF-t4-S16-MSRcool - Baseline Design - Hourly Results.csv | 9 | 1 | 16 | 2 | 1.3904 | 1.9277
| SFM-wCZ06-v2015-rDXGF-t4-S16-MSRcool - Baseline Design - Hourly Results.csv | 9 | 1 | 17 | 2 | 1.9005 | 2.8699
| SFM-wCZ06-v2015-rDXGF-t4-S16-MSRcool - Baseline Design - Hourly Results.csv | 9 | 2 | 15 | 3 | 1.0761 | 1.8057
| SFM-wCZ06-v2015-rDXGF-t4-S16-MSRcool - Baseline Design - Hourly Results.csv | 9 | 2 | 16 | 3 | 1.0321 | 1.6821
| SFM-wCZ06-v2015-rDXGF-t4-S16-MSRcool - Baseline Design - Hourly Results.csv | 9 | 2 | 17 | 3 | 1.079 | 1.7254
| SFM-wCZ06-v2015-rDXGF-t4-S16-MSRcool - Baseline Design - Hourly Results.csv | 9 | 3 | 15 | 4 | 0.91694 | 1.5353
| SFM-wCZ06-v2015-rDXGF-t4-S16-MSRcool - Baseline Design - Hourly Results.csv | 9 | 3 | 16 | 4 | 0.85224 | 1.3833
| SFM-wCZ06-v2015-rDXGF-t4-S16-MSRcool - Baseline Design - Hourly Results.csv | 9 | 3 | 17 | 4 | 0.87384 | 1.3873
| SFM-wCZ06-v2015-rDXGF-t4-S16-MSRheat - Baseline Design - Hourly Results.csv | 9 | 1 | 15 | 2 | 0.86208 | 1.0029
| SFM-wCZ06-v2015-rDXGF-t4-S16-MSRheat - Baseline Design - Hourly Results.csv | 9 | 1 | 16 | 2 | 1.2879 | 1.7944
| SFM-wCZ06-v2015-rDXGF-t4-S16-MSRheat - Baseline Design - Hourly Results.csv | 9 | 1 | 17 | 2 | 1.7607 | 2.7283
| SFM-wCZ06-v2015-rDXGF-t4-S16-MSRheat - Baseline Design - Hourly Results.csv | 9 | 2 | 15 | 3 | 1.001 | 1.6812
| SFM-wCZ06-v2015-rDXGF-t4-S16-MSRheat - Baseline Design - Hourly Results.csv | 9 | 2 | 16 | 3 | 0.96062 | 1.5658
| SFM-wCZ06-v2015-rDXGF-t4-S16-MSRheat - Baseline Design - Hourly Results.csv | 9 | 2 | 17 | 3 | 1.004 | 1.6062
| SFM-wCZ06-v2015-rDXGF-t4-S16-MSRheat - Baseline Design - Hourly Results.csv | 9 | 3 | 15 | 4 | 0.85225 | 1.4278
| SFM-wCZ06-v2015-rDXGF-t4-S16-MSRheat - Baseline Design - Hourly Results.csv | 9 | 3 | 16 | 4 | 0.79262 | 1.2869
| SFM-wCZ06-v2015-rDXGF-t4-S16-MSRheat - Baseline Design - Hourly Results.csv | 9 | 3 | 17 | 4 | 0.81283 | 1.2904
| SFM-wCZ06-v2015-rDXGF-t4-S17-MSRcool - Baseline Design - Hourly Results.csv | 9 | 1 | 15 | 2 | 0.87441 | 1.0197
| SFM-wCZ06-v2015-rDXGF-t4-S17-MSRcool - Baseline Design - Hourly Results.csv | 9 | 1 | 16 | 2 | 1.3058 | 1.8104
| SFM-wCZ06-v2015-rDXGF-t4-S17-MSRcool - Baseline Design - Hourly Results.csv | 9 | 1 | 17 | 2 | 1.785 | 2.6954
| SFM-wCZ06-v2015-rDXGF-t4-S17-MSRcool - Baseline Design - Hourly Results.csv | 9 | 2 | 15 | 3 | 1.0107 | 1.6959
| SFM-wCZ06-v2015-rDXGF-t4-S17-MSRcool - Baseline Design - Hourly Results.csv | 9 | 2 | 16 | 3 | 0.96933 | 1.5798
| SFM-wCZ06-v2015-rDXGF-t4-S17-MSRcool - Baseline Design - Hourly Results.csv | 9 | 2 | 17 | 3 | 1.0134 | 1.6204
| SFM-wCZ06-v2015-rDXGF-t4-S17-MSRcool - Baseline Design - Hourly Results.csv | 9 | 3 | 15 | 4 | 0.86117 | 1.4419
| SFM-wCZ06-v2015-rDXGF-t4-S17-MSRcool - Baseline Design - Hourly Results.csv | 9 | 3 | 16 | 4 | 0.80041 | 1.2992
| SFM-wCZ06-v2015-rDXGF-t4-S17-MSRcool - Baseline Design - Hourly Results.csv | 9 | 3 | 17 | 4 | 0.8207 | 1.3029
| SFM-wCZ06-v2015-rDXGF-t4-S17-MSRheat - Baseline Design - Hourly Results.csv | 9 | 1 | 15 | 2 | 0.80547 | 0.93707
| SFM-wCZ06-v2015-rDXGF-t4-S17-MSRheat - Baseline Design - Hourly Results.csv | 9 | 1 | 16 | 2 | 1.2033 | 1.6766
| SFM-wCZ06-v2015-rDXGF-t4-S17-MSRheat - Baseline Design - Hourly Results.csv | 9 | 1 | 17 | 2 | 1.645 | 2.5491
| SFM-wCZ06-v2015-rDXGF-t4-S17-MSRheat - Baseline Design - Hourly Results.csv | 9 | 2 | 15 | 3 | 0.93526 | 1.5708
| SFM-wCZ06-v2015-rDXGF-t4-S17-MSRheat - Baseline Design - Hourly Results.csv | 9 | 2 | 16 | 3 | 0.89753 | 1.463
| SFM-wCZ06-v2015-rDXGF-t4-S17-MSRheat - Baseline Design - Hourly Results.csv | 9 | 2 | 17 | 3 | 0.93805 | 1.5007
| SFM-wCZ06-v2015-rDXGF-t4-S17-MSRheat - Baseline Design - Hourly Results.csv | 9 | 3 | 15 | 4 | 0.79628 | 1.334
| SFM-wCZ06-v2015-rDXGF-t4-S17-MSRheat - Baseline Design - Hourly Results.csv | 9 | 3 | 16 | 4 | 0.74056 | 1.2024
| SFM-wCZ06-v2015-rDXGF-t4-S17-MSRheat - Baseline Design - Hourly Results.csv | 9 | 3 | 17 | 4 | 0.75945 | 1.2057
| SFM-wCZ06-v2015-rDXGF-t5-S14-BSLcool - Baseline Design - Hourly Results.csv | 9 | 1 | 15 | 2 | 1.0493 | 1.1352
| SFM-wCZ06-v2015-rDXGF-t5-S14-BSLcool - Baseline Design - Hourly Results.csv | 9 | 1 | 16 | 2 | 1.5799 | 2.1158
| SFM-wCZ06-v2015-rDXGF-t5-S14-BSLcool - Baseline Design - Hourly Results.csv | 9 | 1 | 17 | 2 | 2.1774 | 3.2037
| SFM-wCZ06-v2015-rDXGF-t5-S14-BSLcool - Baseline Design - Hourly Results.csv | 9 | 2 | 15 | 3 | 1.1301 | 1.8606
| SFM-wCZ06-v2015-rDXGF-t5-S14-BSLcool - Baseline Design - Hourly Results.csv | 9 | 2 | 16 | 3 | 1.0864 | 1.7401
| SFM-wCZ06-v2015-rDXGF-t5-S14-BSLcool - Baseline Design - Hourly Results.csv | 9 | 2 | 17 | 3 | 1.1495 | 1.8108
| SFM-wCZ06-v2015-rDXGF-t5-S14-BSLcool - Baseline Design - Hourly Results.csv | 9 | 3 | 15 | 4 | 0.97506 | 1.6295
| SFM-wCZ06-v2015-rDXGF-t5-S14-BSLcool - Baseline Design - Hourly Results.csv | 9 | 3 | 16 | 4 | 0.89972 | 1.4558
| SFM-wCZ06-v2015-rDXGF-t5-S14-BSLcool - Baseline Design - Hourly Results.csv | 9 | 3 | 17 | 4 | 0.93174 | 1.4742
| SFM-wCZ06-v2015-rDXGF-t5-S14-BSLheat - Baseline Design - Hourly Results.csv | 9 | 1 | 15 | 2 | 0.91768 | 0.99183
| SFM-wCZ06-v2015-rDXGF-t5-S14-BSLheat - Baseline Design - Hourly Results.csv | 9 | 1 | 16 | 2 | 1.3806 | 1.8589
| SFM-wCZ06-v2015-rDXGF-t5-S14-BSLheat - Baseline Design - Hourly Results.csv | 9 | 1 | 17 | 2 | 1.9268 | 2.8566
| SFM-wCZ06-v2015-rDXGF-t5-S14-BSLheat - Baseline Design - Hourly Results.csv | 9 | 2 | 15 | 3 | 0.99733 | 1.6433
| SFM-wCZ06-v2015-rDXGF-t5-S14-BSLheat - Baseline Design - Hourly Results.csv | 9 | 2 | 16 | 3 | 0.95944 | 1.5383
| SFM-wCZ06-v2015-rDXGF-t5-S14-BSLheat - Baseline Design - Hourly Results.csv | 9 | 2 | 17 | 3 | 1.0149 | 1.6002
| SFM-wCZ06-v2015-rDXGF-t5-S14-BSLheat - Baseline Design - Hourly Results.csv | 9 | 3 | 15 | 4 | 0.85879 | 1.4387
| SFM-wCZ06-v2015-rDXGF-t5-S14-BSLheat - Baseline Design - Hourly Results.csv | 9 | 3 | 16 | 4 | 0.79457 | 1.2868
| SFM-wCZ06-v2015-rDXGF-t5-S14-BSLheat - Baseline Design - Hourly Results.csv | 9 | 3 | 17 | 4 | 0.82254 | 1.3023
| SFM-wCZ06-v2015-rDXGF-t5-S15-MSRcool - Baseline Design - Hourly Results.csv | 9 | 1 | 15 | 2 | 0.8974 | 0.99035
| SFM-wCZ06-v2015-rDXGF-t5-S15-MSRcool - Baseline Design - Hourly Results.csv | 9 | 1 | 16 | 2 | 1.3255 | 1.8375
| SFM-wCZ06-v2015-rDXGF-t5-S15-MSRcool - Baseline Design - Hourly Results.csv | 9 | 1 | 17 | 2 | 1.8439 | 2.7927
| SFM-wCZ06-v2015-rDXGF-t5-S15-MSRcool - Baseline Design - Hourly Results.csv | 9 | 2 | 15 | 3 | 0.96685 | 1.6196
| SFM-wCZ06-v2015-rDXGF-t5-S15-MSRcool - Baseline Design - Hourly Results.csv | 9 | 2 | 16 | 3 | 0.93199 | 1.5186
| SFM-wCZ06-v2015-rDXGF-t5-S15-MSRcool - Baseline Design - Hourly Results.csv | 9 | 2 | 17 | 3 | 0.98801 | 1.5832
| SFM-wCZ06-v2015-rDXGF-t5-S15-MSRcool - Baseline Design - Hourly Results.csv | 9 | 3 | 15 | 4 | 0.83976 | 1.4235
| SFM-wCZ06-v2015-rDXGF-t5-S15-MSRcool - Baseline Design - Hourly Results.csv | 9 | 3 | 16 | 4 | 0.77765 | 1.2754
| SFM-wCZ06-v2015-rDXGF-t5-S15-MSRcool - Baseline Design - Hourly Results.csv | 9 | 3 | 17 | 4 | 0.80571 | 1.294
| SFM-wCZ06-v2015-rDXGF-t5-S15-MSRheat - Baseline Design - Hourly Results.csv | 9 | 1 | 15 | 2 | 0.83632 | 0.92076
| SFM-wCZ06-v2015-rDXGF-t5-S15-MSRheat - Baseline Design - Hourly Results.csv | 9 | 1 | 16 | 2 | 1.2499 | 1.7396
| SFM-wCZ06-v2015-rDXGF-t5-S15-MSRheat - Baseline Design - Hourly Results.csv | 9 | 1 | 17 | 2 | 1.7456 | 2.6506
| SFM-wCZ06-v2015-rDXGF-t5-S15-MSRheat - Baseline Design - Hourly Results.csv | 9 | 2 | 15 | 3 | 0.90775 | 1.52
| SFM-wCZ06-v2015-rDXGF-t5-S15-MSRheat - Baseline Design - Hourly Results.csv | 9 | 2 | 16 | 3 | 0.8757 | 1.4274
| SFM-wCZ06-v2015-rDXGF-t5-S15-MSRheat - Baseline Design - Hourly Results.csv | 9 | 2 | 17 | 3 | 0.92794 | 1.4883
| SFM-wCZ06-v2015-rDXGF-t5-S15-MSRheat - Baseline Design - Hourly Results.csv | 9 | 3 | 15 | 4 | 0.78748 | 1.3358
| SFM-wCZ06-v2015-rDXGF-t5-S15-MSRheat - Baseline Design - Hourly Results.csv | 9 | 3 | 16 | 4 | 0.72997 | 1.1988
| SFM-wCZ06-v2015-rDXGF-t5-S15-MSRheat - Baseline Design - Hourly Results.csv | 9 | 3 | 17 | 4 | 0.75683 | 1.2155
| SFM-wCZ06-v2015-rDXGF-t5-S16-MSRcool - Baseline Design - Hourly Results.csv | 9 | 1 | 15 | 2 | 0.92672 | 1.0042
| SFM-wCZ06-v2015-rDXGF-t5-S16-MSRcool - Baseline Design - Hourly Results.csv | 9 | 1 | 16 | 2 | 1.3869 | 1.8647
| SFM-wCZ06-v2015-rDXGF-t5-S16-MSRcool - Baseline Design - Hourly Results.csv | 9 | 1 | 17 | 2 | 1.8998 | 2.8152
| SFM-wCZ06-v2015-rDXGF-t5-S16-MSRcool - Baseline Design - Hourly Results.csv | 9 | 2 | 15 | 3 | 0.99801 | 1.6407
| SFM-wCZ06-v2015-rDXGF-t5-S16-MSRcool - Baseline Design - Hourly Results.csv | 9 | 2 | 16 | 3 | 0.96724 | 1.5469
| SFM-wCZ06-v2015-rDXGF-t5-S16-MSRcool - Baseline Design - Hourly Results.csv | 9 | 2 | 17 | 3 | 1.0225 | 1.6103
| SFM-wCZ06-v2015-rDXGF-t5-S16-MSRcool - Baseline Design - Hourly Results.csv | 9 | 3 | 15 | 4 | 0.86624 | 1.4429
| SFM-wCZ06-v2015-rDXGF-t5-S16-MSRcool - Baseline Design - Hourly Results.csv | 9 | 3 | 16 | 4 | 0.80998 | 1.3067
| SFM-wCZ06-v2015-rDXGF-t5-S16-MSRcool - Baseline Design - Hourly Results.csv | 9 | 3 | 17 | 4 | 0.83757 | 1.3222
| SFM-wCZ06-v2015-rDXGF-t5-S16-MSRheat - Baseline Design - Hourly Results.csv | 9 | 1 | 15 | 2 | 0.85809 | 0.92741
| SFM-wCZ06-v2015-rDXGF-t5-S16-MSRheat - Baseline Design - Hourly Results.csv | 9 | 1 | 16 | 2 | 1.285 | 1.7324
| SFM-wCZ06-v2015-rDXGF-t5-S16-MSRheat - Baseline Design - Hourly Results.csv | 9 | 1 | 17 | 2 | 1.7579 | 2.6749
| SFM-wCZ06-v2015-rDXGF-t5-S16-MSRheat - Baseline Design - Hourly Results.csv | 9 | 2 | 15 | 3 | 0.9279 | 1.5269
| SFM-wCZ06-v2015-rDXGF-t5-S16-MSRheat - Baseline Design - Hourly Results.csv | 9 | 2 | 16 | 3 | 0.89919 | 1.4398
| SFM-wCZ06-v2015-rDXGF-t5-S16-MSRheat - Baseline Design - Hourly Results.csv | 9 | 2 | 17 | 3 | 0.95073 | 1.4983
| SFM-wCZ06-v2015-rDXGF-t5-S16-MSRheat - Baseline Design - Hourly Results.csv | 9 | 3 | 15 | 4 | 0.80444 | 1.3409
| SFM-wCZ06-v2015-rDXGF-t5-S16-MSRheat - Baseline Design - Hourly Results.csv | 9 | 3 | 16 | 4 | 0.75337 | 1.2153
| SFM-wCZ06-v2015-rDXGF-t5-S16-MSRheat - Baseline Design - Hourly Results.csv | 9 | 3 | 17 | 4 | 0.77819 | 1.2297
| SFM-wCZ06-v2015-rDXGF-t5-S17-MSRcool - Baseline Design - Hourly Results.csv | 9 | 1 | 15 | 2 | 0.87037 | 0.94315
| SFM-wCZ06-v2015-rDXGF-t5-S17-MSRcool - Baseline Design - Hourly Results.csv | 9 | 1 | 16 | 2 | 1.3026 | 1.7513
| SFM-wCZ06-v2015-rDXGF-t5-S17-MSRcool - Baseline Design - Hourly Results.csv | 9 | 1 | 17 | 2 | 1.7842 | 2.644
| SFM-wCZ06-v2015-rDXGF-t5-S17-MSRcool - Baseline Design - Hourly Results.csv | 9 | 2 | 15 | 3 | 0.93732 | 1.541
| SFM-wCZ06-v2015-rDXGF-t5-S17-MSRcool - Baseline Design - Hourly Results.csv | 9 | 2 | 16 | 3 | 0.90842 | 1.4529
| SFM-wCZ06-v2015-rDXGF-t5-S17-MSRcool - Baseline Design - Hourly Results.csv | 9 | 2 | 17 | 3 | 0.96031 | 1.5123
| SFM-wCZ06-v2015-rDXGF-t5-S17-MSRcool - Baseline Design - Hourly Results.csv | 9 | 3 | 15 | 4 | 0.81356 | 1.3551
| SFM-wCZ06-v2015-rDXGF-t5-S17-MSRcool - Baseline Design - Hourly Results.csv | 9 | 3 | 16 | 4 | 0.76072 | 1.2272
| SFM-wCZ06-v2015-rDXGF-t5-S17-MSRcool - Baseline Design - Hourly Results.csv | 9 | 3 | 17 | 4 | 0.78663 | 1.2418
| SFM-wCZ06-v2015-rDXGF-t5-S17-MSRheat - Baseline Design - Hourly Results.csv | 9 | 1 | 15 | 2 | 0.80173 | 0.8665
| SFM-wCZ06-v2015-rDXGF-t5-S17-MSRheat - Baseline Design - Hourly Results.csv | 9 | 1 | 16 | 2 | 1.2006 | 1.6187
| SFM-wCZ06-v2015-rDXGF-t5-S17-MSRheat - Baseline Design - Hourly Results.csv | 9 | 1 | 17 | 2 | 1.6424 | 2.4992
| SFM-wCZ06-v2015-rDXGF-t5-S17-MSRheat - Baseline Design - Hourly Results.csv | 9 | 2 | 15 | 3 | 0.86696 | 1.4266
| SFM-wCZ06-v2015-rDXGF-t5-S17-MSRheat - Baseline Design - Hourly Results.csv | 9 | 2 | 16 | 3 | 0.84013 | 1.3452
| SFM-wCZ06-v2015-rDXGF-t5-S17-MSRheat - Baseline Design - Hourly Results.csv | 9 | 2 | 17 | 3 | 0.88829 | 1.3999
| SFM-wCZ06-v2015-rDXGF-t5-S17-MSRheat - Baseline Design - Hourly Results.csv | 9 | 3 | 15 | 4 | 0.75161 | 1.2528
| SFM-wCZ06-v2015-rDXGF-t5-S17-MSRheat - Baseline Design - Hourly Results.csv | 9 | 3 | 16 | 4 | 0.70389 | 1.1355
| SFM-wCZ06-v2015-rDXGF-t5-S17-MSRheat - Baseline Design - Hourly Results.csv | 9 | 3 | 17 | 4 | 0.72708 | 1.149
| SFM-wCZ06-v2015-rDXHP-t1-S14-BSLboth - Baseline Design - Hourly Results.csv | 9 | 1 | 15 | 2 | 2.3452 | 3.991
| SFM-wCZ06-v2015-rDXHP-t1-S14-BSLboth - Baseline Design - Hourly Results.csv | 9 | 1 | 16 | 2 | 2.7542 | 4.7047
| SFM-wCZ06-v2015-rDXHP-t1-S14-BSLboth - Baseline Design - Hourly Results.csv | 9 | 1 | 17 | 2 | 3.3592 | 5.7382
| SFM-wCZ06-v2015-rDXHP-t1-S14-BSLboth - Baseline Design - Hourly Results.csv | 9 | 2 | 15 | 3 | 1.9706 | 3.2999
| SFM-wCZ06-v2015-rDXHP-t1-S14-BSLboth - Baseline Design - Hourly Results.csv | 9 | 2 | 16 | 3 | 1.8379 | 3.0393
| SFM-wCZ06-v2015-rDXHP-t1-S14-BSLboth - Baseline Design - Hourly Results.csv | 9 | 2 | 17 | 3 | 1.8262 | 3.0153
| SFM-wCZ06-v2015-rDXHP-t1-S14-BSLboth - Baseline Design - Hourly Results.csv | 9 | 3 | 15 | 4 | 1.7277 | 2.8881
| SFM-wCZ06-v2015-rDXHP-t1-S14-BSLboth - Baseline Design - Hourly Results.csv | 9 | 3 | 16 | 4 | 1.5653 | 2.5854
| SFM-wCZ06-v2015-rDXHP-t1-S14-BSLboth - Baseline Design - Hourly Results.csv | 9 | 3 | 17 | 4 | 1.531 | 2.5265
| SFM-wCZ06-v2015-rDXHP-t1-S14-BSLcool - Baseline Design - Hourly Results.csv | 9 | 1 | 15 | 2 | 2.3452 | 3.991
| SFM-wCZ06-v2015-rDXHP-t1-S14-BSLcool - Baseline Design - Hourly Results.csv | 9 | 1 | 16 | 2 | 2.7542 | 4.7047
| SFM-wCZ06-v2015-rDXHP-t1-S14-BSLcool - Baseline Design - Hourly Results.csv | 9 | 1 | 17 | 2 | 3.3592 | 5.7382
| SFM-wCZ06-v2015-rDXHP-t1-S14-BSLcool - Baseline Design - Hourly Results.csv | 9 | 2 | 15 | 3 | 1.9706 | 3.2999
| SFM-wCZ06-v2015-rDXHP-t1-S14-BSLcool - Baseline Design - Hourly Results.csv | 9 | 2 | 16 | 3 | 1.8379 | 3.0393
| SFM-wCZ06-v2015-rDXHP-t1-S14-BSLcool - Baseline Design - Hourly Results.csv | 9 | 2 | 17 | 3 | 1.8262 | 3.0153
| SFM-wCZ06-v2015-rDXHP-t1-S14-BSLcool - Baseline Design - Hourly Results.csv | 9 | 3 | 15 | 4 | 1.7277 | 2.8881
| SFM-wCZ06-v2015-rDXHP-t1-S14-BSLcool - Baseline Design - Hourly Results.csv | 9 | 3 | 16 | 4 | 1.5653 | 2.5854
| SFM-wCZ06-v2015-rDXHP-t1-S14-BSLcool - Baseline Design - Hourly Results.csv | 9 | 3 | 17 | 4 | 1.531 | 2.5265
| SFM-wCZ06-v2015-rDXHP-t1-S14-BSLheat - Baseline Design - Hourly Results.csv | 9 | 1 | 15 | 2 | 2.0464 | 3.4824
| SFM-wCZ06-v2015-rDXHP-t1-S14-BSLheat - Baseline Design - Hourly Results.csv | 9 | 1 | 16 | 2 | 2.4032 | 4.1052
| SFM-wCZ06-v2015-rDXHP-t1-S14-BSLheat - Baseline Design - Hourly Results.csv | 9 | 1 | 17 | 2 | 2.9311 | 5.007
| SFM-wCZ06-v2015-rDXHP-t1-S14-BSLheat - Baseline Design - Hourly Results.csv | 9 | 2 | 15 | 3 | 1.7195 | 2.8794
| SFM-wCZ06-v2015-rDXHP-t1-S14-BSLheat - Baseline Design - Hourly Results.csv | 9 | 2 | 16 | 3 | 1.6037 | 2.652
| SFM-wCZ06-v2015-rDXHP-t1-S14-BSLheat - Baseline Design - Hourly Results.csv | 9 | 2 | 17 | 3 | 1.5935 | 2.6311
| SFM-wCZ06-v2015-rDXHP-t1-S14-BSLheat - Baseline Design - Hourly Results.csv | 9 | 3 | 15 | 4 | 1.5075 | 2.5201
| SFM-wCZ06-v2015-rDXHP-t1-S14-BSLheat - Baseline Design - Hourly Results.csv | 9 | 3 | 16 | 4 | 1.3658 | 2.256
| SFM-wCZ06-v2015-rDXHP-t1-S14-BSLheat - Baseline Design - Hourly Results.csv | 9 | 3 | 17 | 4 | 1.3359 | 2.2046
| SFM-wCZ06-v2015-rDXHP-t1-S15-MSRboth - Baseline Design - Hourly Results.csv | 9 | 1 | 15 | 2 | 1.9632 | 3.3608
| SFM-wCZ06-v2015-rDXHP-t1-S15-MSRboth - Baseline Design - Hourly Results.csv | 9 | 1 | 16 | 2 | 2.3325 | 4.0313
| SFM-wCZ06-v2015-rDXHP-t1-S15-MSRboth - Baseline Design - Hourly Results.csv | 9 | 1 | 17 | 2 | 2.8436 | 4.8939
| SFM-wCZ06-v2015-rDXHP-t1-S15-MSRboth - Baseline Design - Hourly Results.csv | 9 | 2 | 15 | 3 | 1.6323 | 2.769
| SFM-wCZ06-v2015-rDXHP-t1-S15-MSRboth - Baseline Design - Hourly Results.csv | 9 | 2 | 16 | 3 | 1.5217 | 2.5486
| SFM-wCZ06-v2015-rDXHP-t1-S15-MSRboth - Baseline Design - Hourly Results.csv | 9 | 2 | 17 | 3 | 1.5158 | 2.5321
| SFM-wCZ06-v2015-rDXHP-t1-S15-MSRboth - Baseline Design - Hourly Results.csv | 9 | 3 | 15 | 4 | 1.4356 | 2.427
| SFM-wCZ06-v2015-rDXHP-t1-S15-MSRboth - Baseline Design - Hourly Results.csv | 9 | 3 | 16 | 4 | 1.2992 | 2.1705
| SFM-wCZ06-v2015-rDXHP-t1-S15-MSRboth - Baseline Design - Hourly Results.csv | 9 | 3 | 17 | 4 | 1.2713 | 2.1224
| SFM-wCZ06-v2015-rDXHP-t1-S15-MSRcool - Baseline Design - Hourly Results.csv | 9 | 1 | 15 | 2 | 1.9632 | 3.3608
| SFM-wCZ06-v2015-rDXHP-t1-S15-MSRcool - Baseline Design - Hourly Results.csv | 9 | 1 | 16 | 2 | 2.3325 | 4.0313
| SFM-wCZ06-v2015-rDXHP-t1-S15-MSRcool - Baseline Design - Hourly Results.csv | 9 | 1 | 17 | 2 | 2.8436 | 4.8939
| SFM-wCZ06-v2015-rDXHP-t1-S15-MSRcool - Baseline Design - Hourly Results.csv | 9 | 2 | 15 | 3 | 1.6323 | 2.769
| SFM-wCZ06-v2015-rDXHP-t1-S15-MSRcool - Baseline Design - Hourly Results.csv | 9 | 2 | 16 | 3 | 1.5217 | 2.5486
| SFM-wCZ06-v2015-rDXHP-t1-S15-MSRcool - Baseline Design - Hourly Results.csv | 9 | 2 | 17 | 3 | 1.5158 | 2.5321
| SFM-wCZ06-v2015-rDXHP-t1-S15-MSRcool - Baseline Design - Hourly Results.csv | 9 | 3 | 15 | 4 | 1.4356 | 2.427
| SFM-wCZ06-v2015-rDXHP-t1-S15-MSRcool - Baseline Design - Hourly Results.csv | 9 | 3 | 16 | 4 | 1.2992 | 2.1705
| SFM-wCZ06-v2015-rDXHP-t1-S15-MSRcool - Baseline Design - Hourly Results.csv | 9 | 3 | 17 | 4 | 1.2713 | 2.1224
| SFM-wCZ06-v2015-rDXHP-t1-S15-MSRheat - Baseline Design - Hourly Results.csv | 9 | 1 | 15 | 2 | 1.7791 | 3.0457
| SFM-wCZ06-v2015-rDXHP-t1-S15-MSRheat - Baseline Design - Hourly Results.csv | 9 | 1 | 16 | 2 | 2.1138 | 3.6534
| SFM-wCZ06-v2015-rDXHP-t1-S15-MSRheat - Baseline Design - Hourly Results.csv | 9 | 1 | 17 | 2 | 2.577 | 4.4351
| SFM-wCZ06-v2015-rDXHP-t1-S15-MSRheat - Baseline Design - Hourly Results.csv | 9 | 2 | 15 | 3 | 1.4793 | 2.5094
| SFM-wCZ06-v2015-rDXHP-t1-S15-MSRheat - Baseline Design - Hourly Results.csv | 9 | 2 | 16 | 3 | 1.379 | 2.3096
| SFM-wCZ06-v2015-rDXHP-t1-S15-MSRheat - Baseline Design - Hourly Results.csv | 9 | 2 | 17 | 3 | 1.3737 | 2.2947
| SFM-wCZ06-v2015-rDXHP-t1-S15-MSRheat - Baseline Design - Hourly Results.csv | 9 | 3 | 15 | 4 | 1.301 | 2.1995
| SFM-wCZ06-v2015-rDXHP-t1-S15-MSRheat - Baseline Design - Hourly Results.csv | 9 | 3 | 16 | 4 | 1.1773 | 1.967
| SFM-wCZ06-v2015-rDXHP-t1-S15-MSRheat - Baseline Design - Hourly Results.csv | 9 | 3 | 17 | 4 | 1.1521 | 1.9234
| SFM-wCZ06-v2015-rDXHP-t1-S16-MSRboth - Baseline Design - Hourly Results.csv | 9 | 1 | 15 | 2 | 2.0307 | 3.4885
| SFM-wCZ06-v2015-rDXHP-t1-S16-MSRboth - Baseline Design - Hourly Results.csv | 9 | 1 | 16 | 2 | 2.3938 | 4.0832
| SFM-wCZ06-v2015-rDXHP-t1-S16-MSRboth - Baseline Design - Hourly Results.csv | 9 | 1 | 17 | 2 | 2.869 | 4.8553
| SFM-wCZ06-v2015-rDXHP-t1-S16-MSRboth - Baseline Design - Hourly Results.csv | 9 | 2 | 15 | 3 | 1.7104 | 2.8572
| SFM-wCZ06-v2015-rDXHP-t1-S16-MSRboth - Baseline Design - Hourly Results.csv | 9 | 2 | 16 | 3 | 1.596 | 2.6385
| SFM-wCZ06-v2015-rDXHP-t1-S16-MSRboth - Baseline Design - Hourly Results.csv | 9 | 2 | 17 | 3 | 1.5824 | 2.6148
| SFM-wCZ06-v2015-rDXHP-t1-S16-MSRboth - Baseline Design - Hourly Results.csv | 9 | 3 | 15 | 4 | 1.5038 | 2.5135
| SFM-wCZ06-v2015-rDXHP-t1-S16-MSRboth - Baseline Design - Hourly Results.csv | 9 | 3 | 16 | 4 | 1.3657 | 2.261
| SFM-wCZ06-v2015-rDXHP-t1-S16-MSRboth - Baseline Design - Hourly Results.csv | 9 | 3 | 17 | 4 | 1.3297 | 2.2005
| SFM-wCZ06-v2015-rDXHP-t1-S16-MSRcool - Baseline Design - Hourly Results.csv | 9 | 1 | 15 | 2 | 2.0307 | 3.4885
| SFM-wCZ06-v2015-rDXHP-t1-S16-MSRcool - Baseline Design - Hourly Results.csv | 9 | 1 | 16 | 2 | 2.3938 | 4.0832
| SFM-wCZ06-v2015-rDXHP-t1-S16-MSRcool - Baseline Design - Hourly Results.csv | 9 | 1 | 17 | 2 | 2.869 | 4.8553
| SFM-wCZ06-v2015-rDXHP-t1-S16-MSRcool - Baseline Design - Hourly Results.csv | 9 | 2 | 15 | 3 | 1.7104 | 2.8572
| SFM-wCZ06-v2015-rDXHP-t1-S16-MSRcool - Baseline Design - Hourly Results.csv | 9 | 2 | 16 | 3 | 1.596 | 2.6385
| SFM-wCZ06-v2015-rDXHP-t1-S16-MSRcool - Baseline Design - Hourly Results.csv | 9 | 2 | 17 | 3 | 1.5824 | 2.6148
| SFM-wCZ06-v2015-rDXHP-t1-S16-MSRcool - Baseline Design - Hourly Results.csv | 9 | 3 | 15 | 4 | 1.5038 | 2.5135
| SFM-wCZ06-v2015-rDXHP-t1-S16-MSRcool - Baseline Design - Hourly Results.csv | 9 | 3 | 16 | 4 | 1.3657 | 2.261
| SFM-wCZ06-v2015-rDXHP-t1-S16-MSRcool - Baseline Design - Hourly Results.csv | 9 | 3 | 17 | 4 | 1.3297 | 2.2005
| SFM-wCZ06-v2015-rDXHP-t1-S16-MSRheat - Baseline Design - Hourly Results.csv | 9 | 1 | 15 | 2 | 1.838 | 3.1576
| SFM-wCZ06-v2015-rDXHP-t1-S16-MSRheat - Baseline Design - Hourly Results.csv | 9 | 1 | 16 | 2 | 2.1667 | 3.6959
| SFM-wCZ06-v2015-rDXHP-t1-S16-MSRheat - Baseline Design - Hourly Results.csv | 9 | 1 | 17 | 2 | 2.5968 | 4.3947
| SFM-wCZ06-v2015-rDXHP-t1-S16-MSRheat - Baseline Design - Hourly Results.csv | 9 | 2 | 15 | 3 | 1.5481 | 2.5861
| SFM-wCZ06-v2015-rDXHP-t1-S16-MSRheat - Baseline Design - Hourly Results.csv | 9 | 2 | 16 | 3 | 1.4446 | 2.3882
| SFM-wCZ06-v2015-rDXHP-t1-S16-MSRheat - Baseline Design - Hourly Results.csv | 9 | 2 | 17 | 3 | 1.4323 | 2.3667
| SFM-wCZ06-v2015-rDXHP-t1-S16-MSRheat - Baseline Design - Hourly Results.csv | 9 | 3 | 15 | 4 | 1.3612 | 2.275
| SFM-wCZ06-v2015-rDXHP-t1-S16-MSRheat - Baseline Design - Hourly Results.csv | 9 | 3 | 16 | 4 | 1.2362 | 2.0465
| SFM-wCZ06-v2015-rDXHP-t1-S16-MSRheat - Baseline Design - Hourly Results.csv | 9 | 3 | 17 | 4 | 1.2035 | 1.9917
| SFM-wCZ06-v2015-rDXHP-t1-S17-MSRboth - Baseline Design - Hourly Results.csv | 9 | 1 | 15 | 2 | 1.9072 | 3.2764
| SFM-wCZ06-v2015-rDXHP-t1-S17-MSRboth - Baseline Design - Hourly Results.csv | 9 | 1 | 16 | 2 | 2.2482 | 3.8349
| SFM-wCZ06-v2015-rDXHP-t1-S17-MSRboth - Baseline Design - Hourly Results.csv | 9 | 1 | 17 | 2 | 2.6945 | 4.56
| SFM-wCZ06-v2015-rDXHP-t1-S17-MSRboth - Baseline Design - Hourly Results.csv | 9 | 2 | 15 | 3 | 1.6063 | 2.6835
| SFM-wCZ06-v2015-rDXHP-t1-S17-MSRboth - Baseline Design - Hourly Results.csv | 9 | 2 | 16 | 3 | 1.4989 | 2.4781
| SFM-wCZ06-v2015-rDXHP-t1-S17-MSRboth - Baseline Design - Hourly Results.csv | 9 | 2 | 17 | 3 | 1.4862 | 2.4558
| SFM-wCZ06-v2015-rDXHP-t1-S17-MSRboth - Baseline Design - Hourly Results.csv | 9 | 3 | 15 | 4 | 1.4124 | 2.3606
| SFM-wCZ06-v2015-rDXHP-t1-S17-MSRboth - Baseline Design - Hourly Results.csv | 9 | 3 | 16 | 4 | 1.2827 | 2.1235
| SFM-wCZ06-v2015-rDXHP-t1-S17-MSRboth - Baseline Design - Hourly Results.csv | 9 | 3 | 17 | 4 | 1.2488 | 2.0667
| SFM-wCZ06-v2015-rDXHP-t1-S17-MSRcool - Baseline Design - Hourly Results.csv | 9 | 1 | 15 | 2 | 1.9072 | 3.2764
| SFM-wCZ06-v2015-rDXHP-t1-S17-MSRcool - Baseline Design - Hourly Results.csv | 9 | 1 | 16 | 2 | 2.2482 | 3.8349
| SFM-wCZ06-v2015-rDXHP-t1-S17-MSRcool - Baseline Design - Hourly Results.csv | 9 | 1 | 17 | 2 | 2.6945 | 4.56
| SFM-wCZ06-v2015-rDXHP-t1-S17-MSRcool - Baseline Design - Hourly Results.csv | 9 | 2 | 15 | 3 | 1.6063 | 2.6835
| SFM-wCZ06-v2015-rDXHP-t1-S17-MSRcool - Baseline Design - Hourly Results.csv | 9 | 2 | 16 | 3 | 1.4989 | 2.4781
| SFM-wCZ06-v2015-rDXHP-t1-S17-MSRcool - Baseline Design - Hourly Results.csv | 9 | 2 | 17 | 3 | 1.4862 | 2.4558
| SFM-wCZ06-v2015-rDXHP-t1-S17-MSRcool - Baseline Design - Hourly Results.csv | 9 | 3 | 15 | 4 | 1.4124 | 2.3606
| SFM-wCZ06-v2015-rDXHP-t1-S17-MSRcool - Baseline Design - Hourly Results.csv | 9 | 3 | 16 | 4 | 1.2827 | 2.1235
| SFM-wCZ06-v2015-rDXHP-t1-S17-MSRcool - Baseline Design - Hourly Results.csv | 9 | 3 | 17 | 4 | 1.2488 | 2.0667
| SFM-wCZ06-v2015-rDXHP-t1-S17-MSRheat - Baseline Design - Hourly Results.csv | 9 | 1 | 15 | 2 | 1.7173 | 2.9502
| SFM-wCZ06-v2015-rDXHP-t1-S17-MSRheat - Baseline Design - Hourly Results.csv | 9 | 1 | 16 | 2 | 2.0244 | 3.4531
| SFM-wCZ06-v2015-rDXHP-t1-S17-MSRheat - Baseline Design - Hourly Results.csv | 9 | 1 | 17 | 2 | 2.4263 | 4.1061
| SFM-wCZ06-v2015-rDXHP-t1-S17-MSRheat - Baseline Design - Hourly Results.csv | 9 | 2 | 15 | 3 | 1.4464 | 2.4163
| SFM-wCZ06-v2015-rDXHP-t1-S17-MSRheat - Baseline Design - Hourly Results.csv | 9 | 2 | 16 | 3 | 1.3497 | 2.2314
| SFM-wCZ06-v2015-rDXHP-t1-S17-MSRheat - Baseline Design - Hourly Results.csv | 9 | 2 | 17 | 3 | 1.3382 | 2.2113
| SFM-wCZ06-v2015-rDXHP-t1-S17-MSRheat - Baseline Design - Hourly Results.csv | 9 | 3 | 15 | 4 | 1.2718 | 2.1256
| SFM-wCZ06-v2015-rDXHP-t1-S17-MSRheat - Baseline Design - Hourly Results.csv | 9 | 3 | 16 | 4 | 1.155 | 1.9121
| SFM-wCZ06-v2015-rDXHP-t1-S17-MSRheat - Baseline Design - Hourly Results.csv | 9 | 3 | 17 | 4 | 1.1245 | 1.8609
| SFM-wCZ06-v2015-rDXHP-t2-S14-BSLboth - Baseline Design - Hourly Results.csv | 9 | 1 | 15 | 2 | 2.016 | 3.3678
| SFM-wCZ06-v2015-rDXHP-t2-S14-BSLboth - Baseline Design - Hourly Results.csv | 9 | 1 | 16 | 2 | 2.4404 | 4.1177
| SFM-wCZ06-v2015-rDXHP-t2-S14-BSLboth - Baseline Design - Hourly Results.csv | 9 | 1 | 17 | 2 | 3.0219 | 5.0988
| SFM-wCZ06-v2015-rDXHP-t2-S14-BSLboth - Baseline Design - Hourly Results.csv | 9 | 2 | 15 | 3 | 1.8512 | 3.1993
| SFM-wCZ06-v2015-rDXHP-t2-S14-BSLboth - Baseline Design - Hourly Results.csv | 9 | 2 | 16 | 3 | 1.7122 | 2.9061
| SFM-wCZ06-v2015-rDXHP-t2-S14-BSLboth - Baseline Design - Hourly Results.csv | 9 | 2 | 17 | 3 | 1.6928 | 2.8525
| SFM-wCZ06-v2015-rDXHP-t2-S14-BSLboth - Baseline Design - Hourly Results.csv | 9 | 3 | 15 | 4 | 1.5878 | 2.7306
| SFM-wCZ06-v2015-rDXHP-t2-S14-BSLboth - Baseline Design - Hourly Results.csv | 9 | 3 | 16 | 4 | 1.4278 | 2.414
| SFM-wCZ06-v2015-rDXHP-t2-S14-BSLboth - Baseline Design - Hourly Results.csv | 9 | 3 | 17 | 4 | 1.3874 | 2.3311
| SFM-wCZ06-v2015-rDXHP-t2-S14-BSLcool - Baseline Design - Hourly Results.csv | 9 | 1 | 15 | 2 | 2.016 | 3.3678
| SFM-wCZ06-v2015-rDXHP-t2-S14-BSLcool - Baseline Design - Hourly Results.csv | 9 | 1 | 16 | 2 | 2.4404 | 4.1177
| SFM-wCZ06-v2015-rDXHP-t2-S14-BSLcool - Baseline Design - Hourly Results.csv | 9 | 1 | 17 | 2 | 3.0219 | 5.0988
| SFM-wCZ06-v2015-rDXHP-t2-S14-BSLcool - Baseline Design - Hourly Results.csv | 9 | 2 | 15 | 3 | 1.8512 | 3.1993
| SFM-wCZ06-v2015-rDXHP-t2-S14-BSLcool - Baseline Design - Hourly Results.csv | 9 | 2 | 16 | 3 | 1.7122 | 2.9061
| SFM-wCZ06-v2015-rDXHP-t2-S14-BSLcool - Baseline Design - Hourly Results.csv | 9 | 2 | 17 | 3 | 1.6928 | 2.8525
| SFM-wCZ06-v2015-rDXHP-t2-S14-BSLcool - Baseline Design - Hourly Results.csv | 9 | 3 | 15 | 4 | 1.5878 | 2.7306
| SFM-wCZ06-v2015-rDXHP-t2-S14-BSLcool - Baseline Design - Hourly Results.csv | 9 | 3 | 16 | 4 | 1.4278 | 2.414
| SFM-wCZ06-v2015-rDXHP-t2-S14-BSLcool - Baseline Design - Hourly Results.csv | 9 | 3 | 17 | 4 | 1.3874 | 2.3311
| SFM-wCZ06-v2015-rDXHP-t2-S14-BSLheat - Baseline Design - Hourly Results.csv | 9 | 1 | 15 | 2 | 1.7591 | 2.9387
| SFM-wCZ06-v2015-rDXHP-t2-S14-BSLheat - Baseline Design - Hourly Results.csv | 9 | 1 | 16 | 2 | 2.1294 | 3.593
| SFM-wCZ06-v2015-rDXHP-t2-S14-BSLheat - Baseline Design - Hourly Results.csv | 9 | 1 | 17 | 2 | 2.6369 | 4.449
| SFM-wCZ06-v2015-rDXHP-t2-S14-BSLheat - Baseline Design - Hourly Results.csv | 9 | 2 | 15 | 3 | 1.6153 | 2.7917
| SFM-wCZ06-v2015-rDXHP-t2-S14-BSLheat - Baseline Design - Hourly Results.csv | 9 | 2 | 16 | 3 | 1.494 | 2.5358
| SFM-wCZ06-v2015-rDXHP-t2-S14-BSLheat - Baseline Design - Hourly Results.csv | 9 | 2 | 17 | 3 | 1.4771 | 2.489
| SFM-wCZ06-v2015-rDXHP-t2-S14-BSLheat - Baseline Design - Hourly Results.csv | 9 | 3 | 15 | 4 | 1.3855 | 2.3827
| SFM-wCZ06-v2015-rDXHP-t2-S14-BSLheat - Baseline Design - Hourly Results.csv | 9 | 3 | 16 | 4 | 1.2458 | 2.1064
| SFM-wCZ06-v2015-rDXHP-t2-S14-BSLheat - Baseline Design - Hourly Results.csv | 9 | 3 | 17 | 4 | 1.2107 | 2.034
| SFM-wCZ06-v2015-rDXHP-t2-S15-MSRboth - Baseline Design - Hourly Results.csv | 9 | 1 | 15 | 2 | 1.6777 | 2.8307
| SFM-wCZ06-v2015-rDXHP-t2-S15-MSRboth - Baseline Design - Hourly Results.csv | 9 | 1 | 16 | 2 | 2.0621 | 3.5084
| SFM-wCZ06-v2015-rDXHP-t2-S15-MSRboth - Baseline Design - Hourly Results.csv | 9 | 1 | 17 | 2 | 2.5431 | 4.3514
| SFM-wCZ06-v2015-rDXHP-t2-S15-MSRboth - Baseline Design - Hourly Results.csv | 9 | 2 | 15 | 3 | 1.5329 | 2.6781
| SFM-wCZ06-v2015-rDXHP-t2-S15-MSRboth - Baseline Design - Hourly Results.csv | 9 | 2 | 16 | 3 | 1.4174 | 2.4323
| SFM-wCZ06-v2015-rDXHP-t2-S15-MSRboth - Baseline Design - Hourly Results.csv | 9 | 2 | 17 | 3 | 1.4026 | 2.3874
| SFM-wCZ06-v2015-rDXHP-t2-S15-MSRboth - Baseline Design - Hourly Results.csv | 9 | 3 | 15 | 4 | 1.3148 | 2.2887
| SFM-wCZ06-v2015-rDXHP-t2-S15-MSRboth - Baseline Design - Hourly Results.csv | 9 | 3 | 16 | 4 | 1.1803 | 2.0188
| SFM-wCZ06-v2015-rDXHP-t2-S15-MSRboth - Baseline Design - Hourly Results.csv | 9 | 3 | 17 | 4 | 1.1482 | 1.9525
| SFM-wCZ06-v2015-rDXHP-t2-S15-MSRcool - Baseline Design - Hourly Results.csv | 9 | 1 | 15 | 2 | 1.6777 | 2.8307
| SFM-wCZ06-v2015-rDXHP-t2-S15-MSRcool - Baseline Design - Hourly Results.csv | 9 | 1 | 16 | 2 | 2.0621 | 3.5084
| SFM-wCZ06-v2015-rDXHP-t2-S15-MSRcool - Baseline Design - Hourly Results.csv | 9 | 1 | 17 | 2 | 2.5431 | 4.3514
| SFM-wCZ06-v2015-rDXHP-t2-S15-MSRcool - Baseline Design - Hourly Results.csv | 9 | 2 | 15 | 3 | 1.5329 | 2.6781
| SFM-wCZ06-v2015-rDXHP-t2-S15-MSRcool - Baseline Design - Hourly Results.csv | 9 | 2 | 16 | 3 | 1.4174 | 2.4323
| SFM-wCZ06-v2015-rDXHP-t2-S15-MSRcool - Baseline Design - Hourly Results.csv | 9 | 2 | 17 | 3 | 1.4026 | 2.3874
| SFM-wCZ06-v2015-rDXHP-t2-S15-MSRcool - Baseline Design - Hourly Results.csv | 9 | 3 | 15 | 4 | 1.3148 | 2.2887
| SFM-wCZ06-v2015-rDXHP-t2-S15-MSRcool - Baseline Design - Hourly Results.csv | 9 | 3 | 16 | 4 | 1.1803 | 2.0188
| SFM-wCZ06-v2015-rDXHP-t2-S15-MSRcool - Baseline Design - Hourly Results.csv | 9 | 3 | 17 | 4 | 1.1482 | 1.9525
| SFM-wCZ06-v2015-rDXHP-t2-S15-MSRheat - Baseline Design - Hourly Results.csv | 9 | 1 | 15 | 2 | 1.5204 | 2.5654
| SFM-wCZ06-v2015-rDXHP-t2-S15-MSRheat - Baseline Design - Hourly Results.csv | 9 | 1 | 16 | 2 | 1.8688 | 3.1794
| SFM-wCZ06-v2015-rDXHP-t2-S15-MSRheat - Baseline Design - Hourly Results.csv | 9 | 1 | 17 | 2 | 2.3047 | 3.9435
| SFM-wCZ06-v2015-rDXHP-t2-S15-MSRheat - Baseline Design - Hourly Results.csv | 9 | 2 | 15 | 3 | 1.3892 | 2.427
| SFM-wCZ06-v2015-rDXHP-t2-S15-MSRheat - Baseline Design - Hourly Results.csv | 9 | 2 | 16 | 3 | 1.2845 | 2.2042
| SFM-wCZ06-v2015-rDXHP-t2-S15-MSRheat - Baseline Design - Hourly Results.csv | 9 | 2 | 17 | 3 | 1.2711 | 2.1636
| SFM-wCZ06-v2015-rDXHP-t2-S15-MSRheat - Baseline Design - Hourly Results.csv | 9 | 3 | 15 | 4 | 1.1916 | 2.0741
| SFM-wCZ06-v2015-rDXHP-t2-S15-MSRheat - Baseline Design - Hourly Results.csv | 9 | 3 | 16 | 4 | 1.0696 | 1.8295
| SFM-wCZ06-v2015-rDXHP-t2-S15-MSRheat - Baseline Design - Hourly Results.csv | 9 | 3 | 17 | 4 | 1.0406 | 1.7695
| SFM-wCZ06-v2015-rDXHP-t2-S16-MSRboth - Baseline Design - Hourly Results.csv | 9 | 1 | 15 | 2 | 1.7681 | 2.9514
| SFM-wCZ06-v2015-rDXHP-t2-S16-MSRboth - Baseline Design - Hourly Results.csv | 9 | 1 | 16 | 2 | 2.1232 | 3.6116
| SFM-wCZ06-v2015-rDXHP-t2-S16-MSRboth - Baseline Design - Hourly Results.csv | 9 | 1 | 17 | 2 | 2.5685 | 4.3464
| SFM-wCZ06-v2015-rDXHP-t2-S16-MSRboth - Baseline Design - Hourly Results.csv | 9 | 2 | 15 | 3 | 1.6028 | 2.7608
| SFM-wCZ06-v2015-rDXHP-t2-S16-MSRboth - Baseline Design - Hourly Results.csv | 9 | 2 | 16 | 3 | 1.4855 | 2.5162
| SFM-wCZ06-v2015-rDXHP-t2-S16-MSRboth - Baseline Design - Hourly Results.csv | 9 | 2 | 17 | 3 | 1.465 | 2.4672
| SFM-wCZ06-v2015-rDXHP-t2-S16-MSRboth - Baseline Design - Hourly Results.csv | 9 | 3 | 15 | 4 | 1.3781 | 2.3636
| SFM-wCZ06-v2015-rDXHP-t2-S16-MSRboth - Baseline Design - Hourly Results.csv | 9 | 3 | 16 | 4 | 1.2429 | 2.1002
| SFM-wCZ06-v2015-rDXHP-t2-S16-MSRboth - Baseline Design - Hourly Results.csv | 9 | 3 | 17 | 4 | 1.2035 | 2.024
| SFM-wCZ06-v2015-rDXHP-t2-S16-MSRcool - Baseline Design - Hourly Results.csv | 9 | 1 | 15 | 2 | 1.7681 | 2.9514
| SFM-wCZ06-v2015-rDXHP-t2-S16-MSRcool - Baseline Design - Hourly Results.csv | 9 | 1 | 16 | 2 | 2.1232 | 3.6116
| SFM-wCZ06-v2015-rDXHP-t2-S16-MSRcool - Baseline Design - Hourly Results.csv | 9 | 1 | 17 | 2 | 2.5685 | 4.3464
| SFM-wCZ06-v2015-rDXHP-t2-S16-MSRcool - Baseline Design - Hourly Results.csv | 9 | 2 | 15 | 3 | 1.6028 | 2.7608
| SFM-wCZ06-v2015-rDXHP-t2-S16-MSRcool - Baseline Design - Hourly Results.csv | 9 | 2 | 16 | 3 | 1.4855 | 2.5162
| SFM-wCZ06-v2015-rDXHP-t2-S16-MSRcool - Baseline Design - Hourly Results.csv | 9 | 2 | 17 | 3 | 1.465 | 2.4672
| SFM-wCZ06-v2015-rDXHP-t2-S16-MSRcool - Baseline Design - Hourly Results.csv | 9 | 3 | 15 | 4 | 1.3781 | 2.3636
| SFM-wCZ06-v2015-rDXHP-t2-S16-MSRcool - Baseline Design - Hourly Results.csv | 9 | 3 | 16 | 4 | 1.2429 | 2.1002
| SFM-wCZ06-v2015-rDXHP-t2-S16-MSRcool - Baseline Design - Hourly Results.csv | 9 | 3 | 17 | 4 | 1.2035 | 2.024
| SFM-wCZ06-v2015-rDXHP-t2-S16-MSRheat - Baseline Design - Hourly Results.csv | 9 | 1 | 15 | 2 | 1.6004 | 2.6714
| SFM-wCZ06-v2015-rDXHP-t2-S16-MSRheat - Baseline Design - Hourly Results.csv | 9 | 1 | 16 | 2 | 1.9218 | 3.269
| SFM-wCZ06-v2015-rDXHP-t2-S16-MSRheat - Baseline Design - Hourly Results.csv | 9 | 1 | 17 | 2 | 2.3248 | 3.934
| SFM-wCZ06-v2015-rDXHP-t2-S16-MSRheat - Baseline Design - Hourly Results.csv | 9 | 2 | 15 | 3 | 1.4507 | 2.4989
| SFM-wCZ06-v2015-rDXHP-t2-S16-MSRheat - Baseline Design - Hourly Results.csv | 9 | 2 | 16 | 3 | 1.3446 | 2.2775
| SFM-wCZ06-v2015-rDXHP-t2-S16-MSRheat - Baseline Design - Hourly Results.csv | 9 | 2 | 17 | 3 | 1.326 | 2.2331
| SFM-wCZ06-v2015-rDXHP-t2-S16-MSRheat - Baseline Design - Hourly Results.csv | 9 | 3 | 15 | 4 | 1.2473 | 2.1393
| SFM-wCZ06-v2015-rDXHP-t2-S16-MSRheat - Baseline Design - Hourly Results.csv | 9 | 3 | 16 | 4 | 1.125 | 1.9009
| SFM-wCZ06-v2015-rDXHP-t2-S16-MSRheat - Baseline Design - Hourly Results.csv | 9 | 3 | 17 | 4 | 1.0893 | 1.832
| SFM-wCZ06-v2015-rDXHP-t2-S17-MSRboth - Baseline Design - Hourly Results.csv | 9 | 1 | 15 | 2 | 1.6606 | 2.7719
| SFM-wCZ06-v2015-rDXHP-t2-S17-MSRboth - Baseline Design - Hourly Results.csv | 9 | 1 | 16 | 2 | 1.9941 | 3.392
| SFM-wCZ06-v2015-rDXHP-t2-S17-MSRboth - Baseline Design - Hourly Results.csv | 9 | 1 | 17 | 2 | 2.4123 | 4.082
| SFM-wCZ06-v2015-rDXHP-t2-S17-MSRboth - Baseline Design - Hourly Results.csv | 9 | 2 | 15 | 3 | 1.5053 | 2.5929
| SFM-wCZ06-v2015-rDXHP-t2-S17-MSRboth - Baseline Design - Hourly Results.csv | 9 | 2 | 16 | 3 | 1.3952 | 2.3632
| SFM-wCZ06-v2015-rDXHP-t2-S17-MSRboth - Baseline Design - Hourly Results.csv | 9 | 2 | 17 | 3 | 1.3759 | 2.3171
| SFM-wCZ06-v2015-rDXHP-t2-S17-MSRboth - Baseline Design - Hourly Results.csv | 9 | 3 | 15 | 4 | 1.2943 | 2.2198
| SFM-wCZ06-v2015-rDXHP-t2-S17-MSRboth - Baseline Design - Hourly Results.csv | 9 | 3 | 16 | 4 | 1.1674 | 1.9725
| SFM-wCZ06-v2015-rDXHP-t2-S17-MSRboth - Baseline Design - Hourly Results.csv | 9 | 3 | 17 | 4 | 1.1303 | 1.9009
| SFM-wCZ06-v2015-rDXHP-t2-S17-MSRcool - Baseline Design - Hourly Results.csv | 9 | 1 | 15 | 2 | 1.6606 | 2.7719
| SFM-wCZ06-v2015-rDXHP-t2-S17-MSRcool - Baseline Design - Hourly Results.csv | 9 | 1 | 16 | 2 | 1.9941 | 3.392
| SFM-wCZ06-v2015-rDXHP-t2-S17-MSRcool - Baseline Design - Hourly Results.csv | 9 | 1 | 17 | 2 | 2.4123 | 4.082
| SFM-wCZ06-v2015-rDXHP-t2-S17-MSRcool - Baseline Design - Hourly Results.csv | 9 | 2 | 15 | 3 | 1.5053 | 2.5929
| SFM-wCZ06-v2015-rDXHP-t2-S17-MSRcool - Baseline Design - Hourly Results.csv | 9 | 2 | 16 | 3 | 1.3952 | 2.3632
| SFM-wCZ06-v2015-rDXHP-t2-S17-MSRcool - Baseline Design - Hourly Results.csv | 9 | 2 | 17 | 3 | 1.3759 | 2.3171
| SFM-wCZ06-v2015-rDXHP-t2-S17-MSRcool - Baseline Design - Hourly Results.csv | 9 | 3 | 15 | 4 | 1.2943 | 2.2198
| SFM-wCZ06-v2015-rDXHP-t2-S17-MSRcool - Baseline Design - Hourly Results.csv | 9 | 3 | 16 | 4 | 1.1674 | 1.9725
| SFM-wCZ06-v2015-rDXHP-t2-S17-MSRcool - Baseline Design - Hourly Results.csv | 9 | 3 | 17 | 4 | 1.1303 | 1.9009
| SFM-wCZ06-v2015-rDXHP-t2-S17-MSRheat - Baseline Design - Hourly Results.csv | 9 | 1 | 15 | 2 | 1.4953 | 2.496
| SFM-wCZ06-v2015-rDXHP-t2-S17-MSRheat - Baseline Design - Hourly Results.csv | 9 | 1 | 16 | 2 | 1.7955 | 3.0543
| SFM-wCZ06-v2015-rDXHP-t2-S17-MSRheat - Baseline Design - Hourly Results.csv | 9 | 1 | 17 | 2 | 2.1721 | 3.6757
| SFM-wCZ06-v2015-rDXHP-t2-S17-MSRheat - Baseline Design - Hourly Results.csv | 9 | 2 | 15 | 3 | 1.3555 | 2.3348
| SFM-wCZ06-v2015-rDXHP-t2-S17-MSRheat - Baseline Design - Hourly Results.csv | 9 | 2 | 16 | 3 | 1.2563 | 2.1279
| SFM-wCZ06-v2015-rDXHP-t2-S17-MSRheat - Baseline Design - Hourly Results.csv | 9 | 2 | 17 | 3 | 1.2389 | 2.0865
| SFM-wCZ06-v2015-rDXHP-t2-S17-MSRheat - Baseline Design - Hourly Results.csv | 9 | 3 | 15 | 4 | 1.1654 | 1.9988
| SFM-wCZ06-v2015-rDXHP-t2-S17-MSRheat - Baseline Design - Hourly Results.csv | 9 | 3 | 16 | 4 | 1.0511 | 1.7761
| SFM-wCZ06-v2015-rDXHP-t2-S17-MSRheat - Baseline Design - Hourly Results.csv | 9 | 3 | 17 | 4 | 1.0178 | 1.7116
| SFM-wCZ06-v2015-rDXHP-t3-S14-BSLboth - Baseline Design - Hourly Results.csv | 9 | 1 | 15 | 2 | 1.5553 | 2.4681
| SFM-wCZ06-v2015-rDXHP-t3-S14-BSLboth - Baseline Design - Hourly Results.csv | 9 | 1 | 16 | 2 | 1.9928 | 3.2451
| SFM-wCZ06-v2015-rDXHP-t3-S14-BSLboth - Baseline Design - Hourly Results.csv | 9 | 1 | 17 | 2 | 2.5531 | 4.2256
| SFM-wCZ06-v2015-rDXHP-t3-S14-BSLboth - Baseline Design - Hourly Results.csv | 9 | 2 | 15 | 3 | 1.4012 | 2.3787
| SFM-wCZ06-v2015-rDXHP-t3-S14-BSLboth - Baseline Design - Hourly Results.csv | 9 | 2 | 16 | 3 | 1.3102 | 2.1851
| SFM-wCZ06-v2015-rDXHP-t3-S14-BSLboth - Baseline Design - Hourly Results.csv | 9 | 2 | 17 | 3 | 1.3148 | 2.1885
| SFM-wCZ06-v2015-rDXHP-t3-S14-BSLboth - Baseline Design - Hourly Results.csv | 9 | 3 | 15 | 4 | 1.214 | 2.0697
| SFM-wCZ06-v2015-rDXHP-t3-S14-BSLboth - Baseline Design - Hourly Results.csv | 9 | 3 | 16 | 4 | 1.0931 | 1.8312
| SFM-wCZ06-v2015-rDXHP-t3-S14-BSLboth - Baseline Design - Hourly Results.csv | 9 | 3 | 17 | 4 | 1.0692 | 1.7892
| SFM-wCZ06-v2015-rDXHP-t3-S14-BSLcool - Baseline Design - Hourly Results.csv | 9 | 1 | 15 | 2 | 1.5553 | 2.4681
| SFM-wCZ06-v2015-rDXHP-t3-S14-BSLcool - Baseline Design - Hourly Results.csv | 9 | 1 | 16 | 2 | 1.9928 | 3.2451
| SFM-wCZ06-v2015-rDXHP-t3-S14-BSLcool - Baseline Design - Hourly Results.csv | 9 | 1 | 17 | 2 | 2.5531 | 4.2256
| SFM-wCZ06-v2015-rDXHP-t3-S14-BSLcool - Baseline Design - Hourly Results.csv | 9 | 2 | 15 | 3 | 1.4012 | 2.3787
| SFM-wCZ06-v2015-rDXHP-t3-S14-BSLcool - Baseline Design - Hourly Results.csv | 9 | 2 | 16 | 3 | 1.3102 | 2.1851
| SFM-wCZ06-v2015-rDXHP-t3-S14-BSLcool - Baseline Design - Hourly Results.csv | 9 | 2 | 17 | 3 | 1.3148 | 2.1885
| SFM-wCZ06-v2015-rDXHP-t3-S14-BSLcool - Baseline Design - Hourly Results.csv | 9 | 3 | 15 | 4 | 1.214 | 2.0697
| SFM-wCZ06-v2015-rDXHP-t3-S14-BSLcool - Baseline Design - Hourly Results.csv | 9 | 3 | 16 | 4 | 1.0931 | 1.8312
| SFM-wCZ06-v2015-rDXHP-t3-S14-BSLcool - Baseline Design - Hourly Results.csv | 9 | 3 | 17 | 4 | 1.0692 | 1.7892
| SFM-wCZ06-v2015-rDXHP-t3-S14-BSLheat - Baseline Design - Hourly Results.csv | 9 | 1 | 15 | 2 | 1.3572 | 2.1536
| SFM-wCZ06-v2015-rDXHP-t3-S14-BSLheat - Baseline Design - Hourly Results.csv | 9 | 1 | 16 | 2 | 1.7389 | 2.8316
| SFM-wCZ06-v2015-rDXHP-t3-S14-BSLheat - Baseline Design - Hourly Results.csv | 9 | 1 | 17 | 2 | 2.2277 | 3.6872
| SFM-wCZ06-v2015-rDXHP-t3-S14-BSLheat - Baseline Design - Hourly Results.csv | 9 | 2 | 15 | 3 | 1.2226 | 2.0756
| SFM-wCZ06-v2015-rDXHP-t3-S14-BSLheat - Baseline Design - Hourly Results.csv | 9 | 2 | 16 | 3 | 1.1432 | 1.9066
| SFM-wCZ06-v2015-rDXHP-t3-S14-BSLheat - Baseline Design - Hourly Results.csv | 9 | 2 | 17 | 3 | 1.1472 | 1.9096
| SFM-wCZ06-v2015-rDXHP-t3-S14-BSLheat - Baseline Design - Hourly Results.csv | 9 | 3 | 15 | 4 | 1.0593 | 1.806
| SFM-wCZ06-v2015-rDXHP-t3-S14-BSLheat - Baseline Design - Hourly Results.csv | 9 | 3 | 16 | 4 | 0.95382 | 1.5979
| SFM-wCZ06-v2015-rDXHP-t3-S14-BSLheat - Baseline Design - Hourly Results.csv | 9 | 3 | 17 | 4 | 0.93295 | 1.5612
| SFM-wCZ06-v2015-rDXHP-t3-S15-MSRboth - Baseline Design - Hourly Results.csv | 9 | 1 | 15 | 2 | 1.2865 | 2.072
| SFM-wCZ06-v2015-rDXHP-t3-S15-MSRboth - Baseline Design - Hourly Results.csv | 9 | 1 | 16 | 2 | 1.6727 | 2.7728
| SFM-wCZ06-v2015-rDXHP-t3-S15-MSRboth - Baseline Design - Hourly Results.csv | 9 | 1 | 17 | 2 | 2.1435 | 3.6119
| SFM-wCZ06-v2015-rDXHP-t3-S15-MSRboth - Baseline Design - Hourly Results.csv | 9 | 2 | 15 | 3 | 1.1552 | 1.9858
| SFM-wCZ06-v2015-rDXHP-t3-S15-MSRboth - Baseline Design - Hourly Results.csv | 9 | 2 | 16 | 3 | 1.0803 | 1.8244
| SFM-wCZ06-v2015-rDXHP-t3-S15-MSRboth - Baseline Design - Hourly Results.csv | 9 | 2 | 17 | 3 | 1.0859 | 1.8309
| SFM-wCZ06-v2015-rDXHP-t3-S15-MSRboth - Baseline Design - Hourly Results.csv | 9 | 3 | 15 | 4 | 1.0049 | 1.732
| SFM-wCZ06-v2015-rDXHP-t3-S15-MSRboth - Baseline Design - Hourly Results.csv | 9 | 3 | 16 | 4 | 0.90309 | 1.5316
| SFM-wCZ06-v2015-rDXHP-t3-S15-MSRboth - Baseline Design - Hourly Results.csv | 9 | 3 | 17 | 4 | 0.88423 | 1.4965
| SFM-wCZ06-v2015-rDXHP-t3-S15-MSRcool - Baseline Design - Hourly Results.csv | 9 | 1 | 15 | 2 | 1.2865 | 2.072
| SFM-wCZ06-v2015-rDXHP-t3-S15-MSRcool - Baseline Design - Hourly Results.csv | 9 | 1 | 16 | 2 | 1.6727 | 2.7728
| SFM-wCZ06-v2015-rDXHP-t3-S15-MSRcool - Baseline Design - Hourly Results.csv | 9 | 1 | 17 | 2 | 2.1435 | 3.6119
| SFM-wCZ06-v2015-rDXHP-t3-S15-MSRcool - Baseline Design - Hourly Results.csv | 9 | 2 | 15 | 3 | 1.1552 | 1.9858
| SFM-wCZ06-v2015-rDXHP-t3-S15-MSRcool - Baseline Design - Hourly Results.csv | 9 | 2 | 16 | 3 | 1.0803 | 1.8244
| SFM-wCZ06-v2015-rDXHP-t3-S15-MSRcool - Baseline Design - Hourly Results.csv | 9 | 2 | 17 | 3 | 1.0859 | 1.8309
| SFM-wCZ06-v2015-rDXHP-t3-S15-MSRcool - Baseline Design - Hourly Results.csv | 9 | 3 | 15 | 4 | 1.0049 | 1.732
| SFM-wCZ06-v2015-rDXHP-t3-S15-MSRcool - Baseline Design - Hourly Results.csv | 9 | 3 | 16 | 4 | 0.90309 | 1.5316
| SFM-wCZ06-v2015-rDXHP-t3-S15-MSRcool - Baseline Design - Hourly Results.csv | 9 | 3 | 17 | 4 | 0.88423 | 1.4965
| SFM-wCZ06-v2015-rDXHP-t3-S15-MSRheat - Baseline Design - Hourly Results.csv | 9 | 1 | 15 | 2 | 1.1659 | 1.8777
| SFM-wCZ06-v2015-rDXHP-t3-S15-MSRheat - Baseline Design - Hourly Results.csv | 9 | 1 | 16 | 2 | 1.5158 | 2.5128
| SFM-wCZ06-v2015-rDXHP-t3-S15-MSRheat - Baseline Design - Hourly Results.csv | 9 | 1 | 17 | 2 | 1.9425 | 3.2732
| SFM-wCZ06-v2015-rDXHP-t3-S15-MSRheat - Baseline Design - Hourly Results.csv | 9 | 2 | 15 | 3 | 1.0469 | 1.7996
| SFM-wCZ06-v2015-rDXHP-t3-S15-MSRheat - Baseline Design - Hourly Results.csv | 9 | 2 | 16 | 3 | 0.97905 | 1.6534
| SFM-wCZ06-v2015-rDXHP-t3-S15-MSRheat - Baseline Design - Hourly Results.csv | 9 | 2 | 17 | 3 | 0.98407 | 1.6592
| SFM-wCZ06-v2015-rDXHP-t3-S15-MSRheat - Baseline Design - Hourly Results.csv | 9 | 3 | 15 | 4 | 0.91065 | 1.5697
| SFM-wCZ06-v2015-rDXHP-t3-S15-MSRheat - Baseline Design - Hourly Results.csv | 9 | 3 | 16 | 4 | 0.81842 | 1.388
| SFM-wCZ06-v2015-rDXHP-t3-S15-MSRheat - Baseline Design - Hourly Results.csv | 9 | 3 | 17 | 4 | 0.80133 | 1.3562
| SFM-wCZ06-v2015-rDXHP-t3-S16-MSRboth - Baseline Design - Hourly Results.csv | 9 | 1 | 15 | 2 | 1.3496 | 2.1358
| SFM-wCZ06-v2015-rDXHP-t3-S16-MSRboth - Baseline Design - Hourly Results.csv | 9 | 1 | 16 | 2 | 1.7586 | 2.831
| SFM-wCZ06-v2015-rDXHP-t3-S16-MSRboth - Baseline Design - Hourly Results.csv | 9 | 1 | 17 | 2 | 2.1954 | 3.6261
| SFM-wCZ06-v2015-rDXHP-t3-S16-MSRboth - Baseline Design - Hourly Results.csv | 9 | 2 | 15 | 3 | 1.2023 | 2.0342
| SFM-wCZ06-v2015-rDXHP-t3-S16-MSRboth - Baseline Design - Hourly Results.csv | 9 | 2 | 16 | 3 | 1.1277 | 1.8776
| SFM-wCZ06-v2015-rDXHP-t3-S16-MSRboth - Baseline Design - Hourly Results.csv | 9 | 2 | 17 | 3 | 1.13 | 1.8779
| SFM-wCZ06-v2015-rDXHP-t3-S16-MSRboth - Baseline Design - Hourly Results.csv | 9 | 3 | 15 | 4 | 1.0458 | 1.7741
| SFM-wCZ06-v2015-rDXHP-t3-S16-MSRboth - Baseline Design - Hourly Results.csv | 9 | 3 | 16 | 4 | 0.94675 | 1.5827
| SFM-wCZ06-v2015-rDXHP-t3-S16-MSRboth - Baseline Design - Hourly Results.csv | 9 | 3 | 17 | 4 | 0.9232 | 1.5429
| SFM-wCZ06-v2015-rDXHP-t3-S16-MSRcool - Baseline Design - Hourly Results.csv | 9 | 1 | 15 | 2 | 1.3496 | 2.1358
| SFM-wCZ06-v2015-rDXHP-t3-S16-MSRcool - Baseline Design - Hourly Results.csv | 9 | 1 | 16 | 2 | 1.7586 | 2.831
| SFM-wCZ06-v2015-rDXHP-t3-S16-MSRcool - Baseline Design - Hourly Results.csv | 9 | 1 | 17 | 2 | 2.1954 | 3.6261
| SFM-wCZ06-v2015-rDXHP-t3-S16-MSRcool - Baseline Design - Hourly Results.csv | 9 | 2 | 15 | 3 | 1.2023 | 2.0342
| SFM-wCZ06-v2015-rDXHP-t3-S16-MSRcool - Baseline Design - Hourly Results.csv | 9 | 2 | 16 | 3 | 1.1277 | 1.8776
| SFM-wCZ06-v2015-rDXHP-t3-S16-MSRcool - Baseline Design - Hourly Results.csv | 9 | 2 | 17 | 3 | 1.13 | 1.8779
| SFM-wCZ06-v2015-rDXHP-t3-S16-MSRcool - Baseline Design - Hourly Results.csv | 9 | 3 | 15 | 4 | 1.0458 | 1.7741
| SFM-wCZ06-v2015-rDXHP-t3-S16-MSRcool - Baseline Design - Hourly Results.csv | 9 | 3 | 16 | 4 | 0.94675 | 1.5827
| SFM-wCZ06-v2015-rDXHP-t3-S16-MSRcool - Baseline Design - Hourly Results.csv | 9 | 3 | 17 | 4 | 0.9232 | 1.5429
| SFM-wCZ06-v2015-rDXHP-t3-S16-MSRheat - Baseline Design - Hourly Results.csv | 9 | 1 | 15 | 2 | 1.2216 | 1.9331
| SFM-wCZ06-v2015-rDXHP-t3-S16-MSRheat - Baseline Design - Hourly Results.csv | 9 | 1 | 16 | 2 | 1.5917 | 2.5624
| SFM-wCZ06-v2015-rDXHP-t3-S16-MSRheat - Baseline Design - Hourly Results.csv | 9 | 1 | 17 | 2 | 1.9871 | 3.2821
| SFM-wCZ06-v2015-rDXHP-t3-S16-MSRheat - Baseline Design - Hourly Results.csv | 9 | 2 | 15 | 3 | 1.0883 | 1.8412
| SFM-wCZ06-v2015-rDXHP-t3-S16-MSRheat - Baseline Design - Hourly Results.csv | 9 | 2 | 16 | 3 | 1.0207 | 1.6994
| SFM-wCZ06-v2015-rDXHP-t3-S16-MSRheat - Baseline Design - Hourly Results.csv | 9 | 2 | 17 | 3 | 1.0228 | 1.6998
| SFM-wCZ06-v2015-rDXHP-t3-S16-MSRheat - Baseline Design - Hourly Results.csv | 9 | 3 | 15 | 4 | 0.94662 | 1.6058
| SFM-wCZ06-v2015-rDXHP-t3-S16-MSRheat - Baseline Design - Hourly Results.csv | 9 | 3 | 16 | 4 | 0.85693 | 1.4326
| SFM-wCZ06-v2015-rDXHP-t3-S16-MSRheat - Baseline Design - Hourly Results.csv | 9 | 3 | 17 | 4 | 0.83561 | 1.3965
| SFM-wCZ06-v2015-rDXHP-t3-S17-MSRboth - Baseline Design - Hourly Results.csv | 9 | 1 | 15 | 2 | 1.2675 | 2.0059
| SFM-wCZ06-v2015-rDXHP-t3-S17-MSRboth - Baseline Design - Hourly Results.csv | 9 | 1 | 16 | 2 | 1.6516 | 2.6588
| SFM-wCZ06-v2015-rDXHP-t3-S17-MSRboth - Baseline Design - Hourly Results.csv | 9 | 1 | 17 | 2 | 2.0619 | 3.4056
| SFM-wCZ06-v2015-rDXHP-t3-S17-MSRboth - Baseline Design - Hourly Results.csv | 9 | 2 | 15 | 3 | 1.1292 | 1.9105
| SFM-wCZ06-v2015-rDXHP-t3-S17-MSRboth - Baseline Design - Hourly Results.csv | 9 | 2 | 16 | 3 | 1.0591 | 1.7634
| SFM-wCZ06-v2015-rDXHP-t3-S17-MSRboth - Baseline Design - Hourly Results.csv | 9 | 2 | 17 | 3 | 1.0613 | 1.7637
| SFM-wCZ06-v2015-rDXHP-t3-S17-MSRboth - Baseline Design - Hourly Results.csv | 9 | 3 | 15 | 4 | 0.98223 | 1.6662
| SFM-wCZ06-v2015-rDXHP-t3-S17-MSRboth - Baseline Design - Hourly Results.csv | 9 | 3 | 16 | 4 | 0.88917 | 1.4865
| SFM-wCZ06-v2015-rDXHP-t3-S17-MSRboth - Baseline Design - Hourly Results.csv | 9 | 3 | 17 | 4 | 0.86705 | 1.4491
| SFM-wCZ06-v2015-rDXHP-t3-S17-MSRcool - Baseline Design - Hourly Results.csv | 9 | 1 | 15 | 2 | 1.2675 | 2.0059
| SFM-wCZ06-v2015-rDXHP-t3-S17-MSRcool - Baseline Design - Hourly Results.csv | 9 | 1 | 16 | 2 | 1.6516 | 2.6588
| SFM-wCZ06-v2015-rDXHP-t3-S17-MSRcool - Baseline Design - Hourly Results.csv | 9 | 1 | 17 | 2 | 2.0619 | 3.4056
| SFM-wCZ06-v2015-rDXHP-t3-S17-MSRcool - Baseline Design - Hourly Results.csv | 9 | 2 | 15 | 3 | 1.1292 | 1.9105
| SFM-wCZ06-v2015-rDXHP-t3-S17-MSRcool - Baseline Design - Hourly Results.csv | 9 | 2 | 16 | 3 | 1.0591 | 1.7634
| SFM-wCZ06-v2015-rDXHP-t3-S17-MSRcool - Baseline Design - Hourly Results.csv | 9 | 2 | 17 | 3 | 1.0613 | 1.7637
| SFM-wCZ06-v2015-rDXHP-t3-S17-MSRcool - Baseline Design - Hourly Results.csv | 9 | 3 | 15 | 4 | 0.98223 | 1.6662
| SFM-wCZ06-v2015-rDXHP-t3-S17-MSRcool - Baseline Design - Hourly Results.csv | 9 | 3 | 16 | 4 | 0.88917 | 1.4865
| SFM-wCZ06-v2015-rDXHP-t3-S17-MSRcool - Baseline Design - Hourly Results.csv | 9 | 3 | 17 | 4 | 0.86705 | 1.4491
| SFM-wCZ06-v2015-rDXHP-t3-S17-MSRheat - Baseline Design - Hourly Results.csv | 9 | 1 | 15 | 2 | 1.1414 | 1.8062
| SFM-wCZ06-v2015-rDXHP-t3-S17-MSRheat - Baseline Design - Hourly Results.csv | 9 | 1 | 16 | 2 | 1.4872 | 2.3941
| SFM-wCZ06-v2015-rDXHP-t3-S17-MSRheat - Baseline Design - Hourly Results.csv | 9 | 1 | 17 | 2 | 1.8566 | 3.0665
| SFM-wCZ06-v2015-rDXHP-t3-S17-MSRheat - Baseline Design - Hourly Results.csv | 9 | 2 | 15 | 3 | 1.0168 | 1.7203
| SFM-wCZ06-v2015-rDXHP-t3-S17-MSRheat - Baseline Design - Hourly Results.csv | 9 | 2 | 16 | 3 | 0.95367 | 1.5878
| SFM-wCZ06-v2015-rDXHP-t3-S17-MSRheat - Baseline Design - Hourly Results.csv | 9 | 2 | 17 | 3 | 0.95562 | 1.5881
| SFM-wCZ06-v2015-rDXHP-t3-S17-MSRheat - Baseline Design - Hourly Results.csv | 9 | 3 | 15 | 4 | 0.88445 | 1.5003
| SFM-wCZ06-v2015-rDXHP-t3-S17-MSRheat - Baseline Design - Hourly Results.csv | 9 | 3 | 16 | 4 | 0.80065 | 1.3385
| SFM-wCZ06-v2015-rDXHP-t3-S17-MSRheat - Baseline Design - Hourly Results.csv | 9 | 3 | 17 | 4 | 0.78073 | 1.3048
| SFM-wCZ06-v2015-rDXHP-t4-S14-BSLboth - Baseline Design - Hourly Results.csv | 9 | 1 | 15 | 2 | 0.85295 | 0.8387
| SFM-wCZ06-v2015-rDXHP-t4-S14-BSLboth - Baseline Design - Hourly Results.csv | 9 | 1 | 16 | 2 | 1.3753 | 1.8542
| SFM-wCZ06-v2015-rDXHP-t4-S14-BSLboth - Baseline Design - Hourly Results.csv | 9 | 1 | 17 | 2 | 1.9365 | 2.9317
| SFM-wCZ06-v2015-rDXHP-t4-S14-BSLboth - Baseline Design - Hourly Results.csv | 9 | 2 | 15 | 3 | 1.1651 | 2.0215
| SFM-wCZ06-v2015-rDXHP-t4-S14-BSLboth - Baseline Design - Hourly Results.csv | 9 | 2 | 16 | 3 | 1.0886 | 1.849
| SFM-wCZ06-v2015-rDXHP-t4-S14-BSLboth - Baseline Design - Hourly Results.csv | 9 | 2 | 17 | 3 | 1.099 | 1.8573
| SFM-wCZ06-v2015-rDXHP-t4-S14-BSLboth - Baseline Design - Hourly Results.csv | 9 | 3 | 15 | 4 | 0.9811 | 1.7196
| SFM-wCZ06-v2015-rDXHP-t4-S14-BSLboth - Baseline Design - Hourly Results.csv | 9 | 3 | 16 | 4 | 0.87974 | 1.5073
| SFM-wCZ06-v2015-rDXHP-t4-S14-BSLboth - Baseline Design - Hourly Results.csv | 9 | 3 | 17 | 4 | 0.8614 | 1.4708
| SFM-wCZ06-v2015-rDXHP-t4-S14-BSLcool - Baseline Design - Hourly Results.csv | 9 | 1 | 15 | 2 | 0.85295 | 0.8387
| SFM-wCZ06-v2015-rDXHP-t4-S14-BSLcool - Baseline Design - Hourly Results.csv | 9 | 1 | 16 | 2 | 1.3753 | 1.8542
| SFM-wCZ06-v2015-rDXHP-t4-S14-BSLcool - Baseline Design - Hourly Results.csv | 9 | 1 | 17 | 2 | 1.9365 | 2.9317
| SFM-wCZ06-v2015-rDXHP-t4-S14-BSLcool - Baseline Design - Hourly Results.csv | 9 | 2 | 15 | 3 | 1.1651 | 2.0215
| SFM-wCZ06-v2015-rDXHP-t4-S14-BSLcool - Baseline Design - Hourly Results.csv | 9 | 2 | 16 | 3 | 1.0886 | 1.849
| SFM-wCZ06-v2015-rDXHP-t4-S14-BSLcool - Baseline Design - Hourly Results.csv | 9 | 2 | 17 | 3 | 1.099 | 1.8573
| SFM-wCZ06-v2015-rDXHP-t4-S14-BSLcool - Baseline Design - Hourly Results.csv | 9 | 3 | 15 | 4 | 0.9811 | 1.7196
| SFM-wCZ06-v2015-rDXHP-t4-S14-BSLcool - Baseline Design - Hourly Results.csv | 9 | 3 | 16 | 4 | 0.87974 | 1.5073
| SFM-wCZ06-v2015-rDXHP-t4-S14-BSLcool - Baseline Design - Hourly Results.csv | 9 | 3 | 17 | 4 | 0.8614 | 1.4708
| SFM-wCZ06-v2015-rDXHP-t4-S14-BSLheat - Baseline Design - Hourly Results.csv | 9 | 1 | 15 | 2 | 0.74427 | 0.73183
| SFM-wCZ06-v2015-rDXHP-t4-S14-BSLheat - Baseline Design - Hourly Results.csv | 9 | 1 | 16 | 2 | 1.2001 | 1.6179
| SFM-wCZ06-v2015-rDXHP-t4-S14-BSLheat - Baseline Design - Hourly Results.csv | 9 | 1 | 17 | 2 | 1.6897 | 2.5581
| SFM-wCZ06-v2015-rDXHP-t4-S14-BSLheat - Baseline Design - Hourly Results.csv | 9 | 2 | 15 | 3 | 1.0167 | 1.7639
| SFM-wCZ06-v2015-rDXHP-t4-S14-BSLheat - Baseline Design - Hourly Results.csv | 9 | 2 | 16 | 3 | 0.94989 | 1.6134
| SFM-wCZ06-v2015-rDXHP-t4-S14-BSLheat - Baseline Design - Hourly Results.csv | 9 | 2 | 17 | 3 | 0.95896 | 1.6206
| SFM-wCZ06-v2015-rDXHP-t4-S14-BSLheat - Baseline Design - Hourly Results.csv | 9 | 3 | 15 | 4 | 0.85608 | 1.5005
| SFM-wCZ06-v2015-rDXHP-t4-S14-BSLheat - Baseline Design - Hourly Results.csv | 9 | 3 | 16 | 4 | 0.76764 | 1.3153
| SFM-wCZ06-v2015-rDXHP-t4-S14-BSLheat - Baseline Design - Hourly Results.csv | 9 | 3 | 17 | 4 | 0.75164 | 1.2834
| SFM-wCZ06-v2015-rDXHP-t4-S15-MSRboth - Baseline Design - Hourly Results.csv | 9 | 1 | 15 | 2 | 0.70737 | 0.70049
| SFM-wCZ06-v2015-rDXHP-t4-S15-MSRboth - Baseline Design - Hourly Results.csv | 9 | 1 | 16 | 2 | 1.1437 | 1.5773
| SFM-wCZ06-v2015-rDXHP-t4-S15-MSRboth - Baseline Design - Hourly Results.csv | 9 | 1 | 17 | 2 | 1.6287 | 2.5099
| SFM-wCZ06-v2015-rDXHP-t4-S15-MSRboth - Baseline Design - Hourly Results.csv | 9 | 2 | 15 | 3 | 0.9604 | 1.6871
| SFM-wCZ06-v2015-rDXHP-t4-S15-MSRboth - Baseline Design - Hourly Results.csv | 9 | 2 | 16 | 3 | 0.89784 | 1.5433
| SFM-wCZ06-v2015-rDXHP-t4-S15-MSRboth - Baseline Design - Hourly Results.csv | 9 | 2 | 17 | 3 | 0.90689 | 1.5523
| SFM-wCZ06-v2015-rDXHP-t4-S15-MSRboth - Baseline Design - Hourly Results.csv | 9 | 3 | 15 | 4 | 0.80996 | 1.4373
| SFM-wCZ06-v2015-rDXHP-t4-S15-MSRboth - Baseline Design - Hourly Results.csv | 9 | 3 | 16 | 4 | 0.72512 | 1.2581
| SFM-wCZ06-v2015-rDXHP-t4-S15-MSRboth - Baseline Design - Hourly Results.csv | 9 | 3 | 17 | 4 | 0.71072 | 1.2281
| SFM-wCZ06-v2015-rDXHP-t4-S15-MSRcool - Baseline Design - Hourly Results.csv | 9 | 1 | 15 | 2 | 0.70737 | 0.70049
| SFM-wCZ06-v2015-rDXHP-t4-S15-MSRcool - Baseline Design - Hourly Results.csv | 9 | 1 | 16 | 2 | 1.1437 | 1.5773
| SFM-wCZ06-v2015-rDXHP-t4-S15-MSRcool - Baseline Design - Hourly Results.csv | 9 | 1 | 17 | 2 | 1.6287 | 2.5099
| SFM-wCZ06-v2015-rDXHP-t4-S15-MSRcool - Baseline Design - Hourly Results.csv | 9 | 2 | 15 | 3 | 0.9604 | 1.6871
| SFM-wCZ06-v2015-rDXHP-t4-S15-MSRcool - Baseline Design - Hourly Results.csv | 9 | 2 | 16 | 3 | 0.89784 | 1.5433
| SFM-wCZ06-v2015-rDXHP-t4-S15-MSRcool - Baseline Design - Hourly Results.csv | 9 | 2 | 17 | 3 | 0.90689 | 1.5523
| SFM-wCZ06-v2015-rDXHP-t4-S15-MSRcool - Baseline Design - Hourly Results.csv | 9 | 3 | 15 | 4 | 0.80996 | 1.4373
| SFM-wCZ06-v2015-rDXHP-t4-S15-MSRcool - Baseline Design - Hourly Results.csv | 9 | 3 | 16 | 4 | 0.72512 | 1.2581
| SFM-wCZ06-v2015-rDXHP-t4-S15-MSRcool - Baseline Design - Hourly Results.csv | 9 | 3 | 17 | 4 | 0.71072 | 1.2281
| SFM-wCZ06-v2015-rDXHP-t4-S15-MSRheat - Baseline Design - Hourly Results.csv | 9 | 1 | 15 | 2 | 0.64105 | 0.63482
| SFM-wCZ06-v2015-rDXHP-t4-S15-MSRheat - Baseline Design - Hourly Results.csv | 9 | 1 | 16 | 2 | 1.0365 | 1.4294
| SFM-wCZ06-v2015-rDXHP-t4-S15-MSRheat - Baseline Design - Hourly Results.csv | 9 | 1 | 17 | 2 | 1.476 | 2.2746
| SFM-wCZ06-v2015-rDXHP-t4-S15-MSRheat - Baseline Design - Hourly Results.csv | 9 | 2 | 15 | 3 | 0.87036 | 1.5289
| SFM-wCZ06-v2015-rDXHP-t4-S15-MSRheat - Baseline Design - Hourly Results.csv | 9 | 2 | 16 | 3 | 0.81367 | 1.3986
| SFM-wCZ06-v2015-rDXHP-t4-S15-MSRheat - Baseline Design - Hourly Results.csv | 9 | 2 | 17 | 3 | 0.82186 | 1.4068
| SFM-wCZ06-v2015-rDXHP-t4-S15-MSRheat - Baseline Design - Hourly Results.csv | 9 | 3 | 15 | 4 | 0.73402 | 1.3026
| SFM-wCZ06-v2015-rDXHP-t4-S15-MSRheat - Baseline Design - Hourly Results.csv | 9 | 3 | 16 | 4 | 0.65713 | 1.1401
| SFM-wCZ06-v2015-rDXHP-t4-S15-MSRheat - Baseline Design - Hourly Results.csv | 9 | 3 | 17 | 4 | 0.64408 | 1.113
| SFM-wCZ06-v2015-rDXHP-t4-S16-MSRboth - Baseline Design - Hourly Results.csv | 9 | 1 | 15 | 2 | 0.73057 | 0.71052
| SFM-wCZ06-v2015-rDXHP-t4-S16-MSRboth - Baseline Design - Hourly Results.csv | 9 | 1 | 16 | 2 | 1.1969 | 1.5971
| SFM-wCZ06-v2015-rDXHP-t4-S16-MSRboth - Baseline Design - Hourly Results.csv | 9 | 1 | 17 | 2 | 1.664 | 2.5345
| SFM-wCZ06-v2015-rDXHP-t4-S16-MSRboth - Baseline Design - Hourly Results.csv | 9 | 2 | 15 | 3 | 0.99187 | 1.7109
| SFM-wCZ06-v2015-rDXHP-t4-S16-MSRboth - Baseline Design - Hourly Results.csv | 9 | 2 | 16 | 3 | 0.93086 | 1.5731
| SFM-wCZ06-v2015-rDXHP-t4-S16-MSRboth - Baseline Design - Hourly Results.csv | 9 | 2 | 17 | 3 | 0.93856 | 1.579
| SFM-wCZ06-v2015-rDXHP-t4-S16-MSRboth - Baseline Design - Hourly Results.csv | 9 | 3 | 15 | 4 | 0.8366 | 1.458
| SFM-wCZ06-v2015-rDXHP-t4-S16-MSRboth - Baseline Design - Hourly Results.csv | 9 | 3 | 16 | 4 | 0.75541 | 1.2897
| SFM-wCZ06-v2015-rDXHP-t4-S16-MSRboth - Baseline Design - Hourly Results.csv | 9 | 3 | 17 | 4 | 0.73798 | 1.2553
| SFM-wCZ06-v2015-rDXHP-t4-S16-MSRcool - Baseline Design - Hourly Results.csv | 9 | 1 | 15 | 2 | 0.73057 | 0.71052
| SFM-wCZ06-v2015-rDXHP-t4-S16-MSRcool - Baseline Design - Hourly Results.csv | 9 | 1 | 16 | 2 | 1.1969 | 1.5971
| SFM-wCZ06-v2015-rDXHP-t4-S16-MSRcool - Baseline Design - Hourly Results.csv | 9 | 1 | 17 | 2 | 1.664 | 2.5345
| SFM-wCZ06-v2015-rDXHP-t4-S16-MSRcool - Baseline Design - Hourly Results.csv | 9 | 2 | 15 | 3 | 0.99187 | 1.7109
| SFM-wCZ06-v2015-rDXHP-t4-S16-MSRcool - Baseline Design - Hourly Results.csv | 9 | 2 | 16 | 3 | 0.93086 | 1.5731
| SFM-wCZ06-v2015-rDXHP-t4-S16-MSRcool - Baseline Design - Hourly Results.csv | 9 | 2 | 17 | 3 | 0.93856 | 1.579
| SFM-wCZ06-v2015-rDXHP-t4-S16-MSRcool - Baseline Design - Hourly Results.csv | 9 | 3 | 15 | 4 | 0.8366 | 1.458
| SFM-wCZ06-v2015-rDXHP-t4-S16-MSRcool - Baseline Design - Hourly Results.csv | 9 | 3 | 16 | 4 | 0.75541 | 1.2897
| SFM-wCZ06-v2015-rDXHP-t4-S16-MSRcool - Baseline Design - Hourly Results.csv | 9 | 3 | 17 | 4 | 0.73798 | 1.2553
| SFM-wCZ06-v2015-rDXHP-t4-S16-MSRheat - Baseline Design - Hourly Results.csv | 9 | 1 | 15 | 2 | 0.66127 | 0.64311
| SFM-wCZ06-v2015-rDXHP-t4-S16-MSRheat - Baseline Design - Hourly Results.csv | 9 | 1 | 16 | 2 | 1.0833 | 1.4456
| SFM-wCZ06-v2015-rDXHP-t4-S16-MSRheat - Baseline Design - Hourly Results.csv | 9 | 1 | 17 | 2 | 1.5061 | 2.2941
| SFM-wCZ06-v2015-rDXHP-t4-S16-MSRheat - Baseline Design - Hourly Results.csv | 9 | 2 | 15 | 3 | 0.89778 | 1.5486
| SFM-wCZ06-v2015-rDXHP-t4-S16-MSRheat - Baseline Design - Hourly Results.csv | 9 | 2 | 16 | 3 | 0.84255 | 1.4239
| SFM-wCZ06-v2015-rDXHP-t4-S16-MSRheat - Baseline Design - Hourly Results.csv | 9 | 2 | 17 | 3 | 0.84952 | 1.4292
| SFM-wCZ06-v2015-rDXHP-t4-S16-MSRheat - Baseline Design - Hourly Results.csv | 9 | 3 | 15 | 4 | 0.75723 | 1.3196
| SFM-wCZ06-v2015-rDXHP-t4-S16-MSRheat - Baseline Design - Hourly Results.csv | 9 | 3 | 16 | 4 | 0.68375 | 1.1673
| SFM-wCZ06-v2015-rDXHP-t4-S16-MSRheat - Baseline Design - Hourly Results.csv | 9 | 3 | 17 | 4 | 0.66797 | 1.1362
| SFM-wCZ06-v2015-rDXHP-t4-S17-MSRboth - Baseline Design - Hourly Results.csv | 9 | 1 | 15 | 2 | 0.68615 | 0.66731
| SFM-wCZ06-v2015-rDXHP-t4-S17-MSRboth - Baseline Design - Hourly Results.csv | 9 | 1 | 16 | 2 | 1.1241 | 1.5
| SFM-wCZ06-v2015-rDXHP-t4-S17-MSRboth - Baseline Design - Hourly Results.csv | 9 | 1 | 17 | 2 | 1.5628 | 2.3804
| SFM-wCZ06-v2015-rDXHP-t4-S17-MSRboth - Baseline Design - Hourly Results.csv | 9 | 2 | 15 | 3 | 0.93156 | 1.6069
| SFM-wCZ06-v2015-rDXHP-t4-S17-MSRboth - Baseline Design - Hourly Results.csv | 9 | 2 | 16 | 3 | 0.87425 | 1.4774
| SFM-wCZ06-v2015-rDXHP-t4-S17-MSRboth - Baseline Design - Hourly Results.csv | 9 | 2 | 17 | 3 | 0.88149 | 1.483
| SFM-wCZ06-v2015-rDXHP-t4-S17-MSRboth - Baseline Design - Hourly Results.csv | 9 | 3 | 15 | 4 | 0.78572 | 1.3693
| SFM-wCZ06-v2015-rDXHP-t4-S17-MSRboth - Baseline Design - Hourly Results.csv | 9 | 3 | 16 | 4 | 0.70947 | 1.2113
| SFM-wCZ06-v2015-rDXHP-t4-S17-MSRboth - Baseline Design - Hourly Results.csv | 9 | 3 | 17 | 4 | 0.6931 | 1.179
| SFM-wCZ06-v2015-rDXHP-t4-S17-MSRcool - Baseline Design - Hourly Results.csv | 9 | 1 | 15 | 2 | 0.68615 | 0.66731
| SFM-wCZ06-v2015-rDXHP-t4-S17-MSRcool - Baseline Design - Hourly Results.csv | 9 | 1 | 16 | 2 | 1.1241 | 1.5
| SFM-wCZ06-v2015-rDXHP-t4-S17-MSRcool - Baseline Design - Hourly Results.csv | 9 | 1 | 17 | 2 | 1.5628 | 2.3804
| SFM-wCZ06-v2015-rDXHP-t4-S17-MSRcool - Baseline Design - Hourly Results.csv | 9 | 2 | 15 | 3 | 0.93156 | 1.6069
| SFM-wCZ06-v2015-rDXHP-t4-S17-MSRcool - Baseline Design - Hourly Results.csv | 9 | 2 | 16 | 3 | 0.87425 | 1.4774
| SFM-wCZ06-v2015-rDXHP-t4-S17-MSRcool - Baseline Design - Hourly Results.csv | 9 | 2 | 17 | 3 | 0.88149 | 1.483
| SFM-wCZ06-v2015-rDXHP-t4-S17-MSRcool - Baseline Design - Hourly Results.csv | 9 | 3 | 15 | 4 | 0.78572 | 1.3693
| SFM-wCZ06-v2015-rDXHP-t4-S17-MSRcool - Baseline Design - Hourly Results.csv | 9 | 3 | 16 | 4 | 0.70947 | 1.2113
| SFM-wCZ06-v2015-rDXHP-t4-S17-MSRcool - Baseline Design - Hourly Results.csv | 9 | 3 | 17 | 4 | 0.6931 | 1.179
| SFM-wCZ06-v2015-rDXHP-t4-S17-MSRheat - Baseline Design - Hourly Results.csv | 9 | 1 | 15 | 2 | 0.61784 | 0.60088
| SFM-wCZ06-v2015-rDXHP-t4-S17-MSRheat - Baseline Design - Hourly Results.csv | 9 | 1 | 16 | 2 | 1.0122 | 1.3506
| SFM-wCZ06-v2015-rDXHP-t4-S17-MSRheat - Baseline Design - Hourly Results.csv | 9 | 1 | 17 | 2 | 1.4072 | 2.1434
| SFM-wCZ06-v2015-rDXHP-t4-S17-MSRheat - Baseline Design - Hourly Results.csv | 9 | 2 | 15 | 3 | 0.83881 | 1.4469
| SFM-wCZ06-v2015-rDXHP-t4-S17-MSRheat - Baseline Design - Hourly Results.csv | 9 | 2 | 16 | 3 | 0.78721 | 1.3304
| SFM-wCZ06-v2015-rDXHP-t4-S17-MSRheat - Baseline Design - Hourly Results.csv | 9 | 2 | 17 | 3 | 0.79373 | 1.3353
| SFM-wCZ06-v2015-rDXHP-t4-S17-MSRheat - Baseline Design - Hourly Results.csv | 9 | 3 | 15 | 4 | 0.7075 | 1.233
| SFM-wCZ06-v2015-rDXHP-t4-S17-MSRheat - Baseline Design - Hourly Results.csv | 9 | 3 | 16 | 4 | 0.63884 | 1.0907
| SFM-wCZ06-v2015-rDXHP-t4-S17-MSRheat - Baseline Design - Hourly Results.csv | 9 | 3 | 17 | 4 | 0.6241 | 1.0616
| SFM-wCZ06-v2015-rDXHP-t5-S14-BSLboth - Baseline Design - Hourly Results.csv | 9 | 1 | 15 | 2 | 0.85242 | 0.92512
| SFM-wCZ06-v2015-rDXHP-t5-S14-BSLboth - Baseline Design - Hourly Results.csv | 9 | 1 | 16 | 2 | 1.3749 | 1.9194
| SFM-wCZ06-v2015-rDXHP-t5-S14-BSLboth - Baseline Design - Hourly Results.csv | 9 | 1 | 17 | 2 | 1.9362 | 2.9889
| SFM-wCZ06-v2015-rDXHP-t5-S14-BSLboth - Baseline Design - Hourly Results.csv | 9 | 2 | 15 | 3 | 1.0751 | 1.8491
| SFM-wCZ06-v2015-rDXHP-t5-S14-BSLboth - Baseline Design - Hourly Results.csv | 9 | 2 | 16 | 3 | 1.0145 | 1.7082
| SFM-wCZ06-v2015-rDXHP-t5-S14-BSLboth - Baseline Design - Hourly Results.csv | 9 | 2 | 17 | 3 | 1.0335 | 1.737
| SFM-wCZ06-v2015-rDXHP-t5-S14-BSLboth - Baseline Design - Hourly Results.csv | 9 | 3 | 15 | 4 | 0.92809 | 1.62
| SFM-wCZ06-v2015-rDXHP-t5-S14-BSLboth - Baseline Design - Hourly Results.csv | 9 | 3 | 16 | 4 | 0.83601 | 1.427
| SFM-wCZ06-v2015-rDXHP-t5-S14-BSLboth - Baseline Design - Hourly Results.csv | 9 | 3 | 17 | 4 | 0.82281 | 1.4009
| SFM-wCZ06-v2015-rDXHP-t5-S14-BSLcool - Baseline Design - Hourly Results.csv | 9 | 1 | 15 | 2 | 0.85242 | 0.92512
| SFM-wCZ06-v2015-rDXHP-t5-S14-BSLcool - Baseline Design - Hourly Results.csv | 9 | 1 | 16 | 2 | 1.3749 | 1.9194
| SFM-wCZ06-v2015-rDXHP-t5-S14-BSLcool - Baseline Design - Hourly Results.csv | 9 | 1 | 17 | 2 | 1.9362 | 2.9889
| SFM-wCZ06-v2015-rDXHP-t5-S14-BSLcool - Baseline Design - Hourly Results.csv | 9 | 2 | 15 | 3 | 1.0751 | 1.8491
| SFM-wCZ06-v2015-rDXHP-t5-S14-BSLcool - Baseline Design - Hourly Results.csv | 9 | 2 | 16 | 3 | 1.0145 | 1.7082
| SFM-wCZ06-v2015-rDXHP-t5-S14-BSLcool - Baseline Design - Hourly Results.csv | 9 | 2 | 17 | 3 | 1.0335 | 1.737
| SFM-wCZ06-v2015-rDXHP-t5-S14-BSLcool - Baseline Design - Hourly Results.csv | 9 | 3 | 15 | 4 | 0.92809 | 1.62
| SFM-wCZ06-v2015-rDXHP-t5-S14-BSLcool - Baseline Design - Hourly Results.csv | 9 | 3 | 16 | 4 | 0.83601 | 1.427
| SFM-wCZ06-v2015-rDXHP-t5-S14-BSLcool - Baseline Design - Hourly Results.csv | 9 | 3 | 17 | 4 | 0.82281 | 1.4009
| SFM-wCZ06-v2015-rDXHP-t5-S14-BSLheat - Baseline Design - Hourly Results.csv | 9 | 1 | 15 | 2 | 0.7438 | 0.80724
| SFM-wCZ06-v2015-rDXHP-t5-S14-BSLheat - Baseline Design - Hourly Results.csv | 9 | 1 | 16 | 2 | 1.1998 | 1.6748
| SFM-wCZ06-v2015-rDXHP-t5-S14-BSLheat - Baseline Design - Hourly Results.csv | 9 | 1 | 17 | 2 | 1.6895 | 2.6081
| SFM-wCZ06-v2015-rDXHP-t5-S14-BSLheat - Baseline Design - Hourly Results.csv | 9 | 2 | 15 | 3 | 0.93813 | 1.6135
| SFM-wCZ06-v2015-rDXHP-t5-S14-BSLheat - Baseline Design - Hourly Results.csv | 9 | 2 | 16 | 3 | 0.88526 | 1.4905
| SFM-wCZ06-v2015-rDXHP-t5-S14-BSLheat - Baseline Design - Hourly Results.csv | 9 | 2 | 17 | 3 | 0.90177 | 1.5156
| SFM-wCZ06-v2015-rDXHP-t5-S14-BSLheat - Baseline Design - Hourly Results.csv | 9 | 3 | 15 | 4 | 0.80983 | 1.4136
| SFM-wCZ06-v2015-rDXHP-t5-S14-BSLheat - Baseline Design - Hourly Results.csv | 9 | 3 | 16 | 4 | 0.72948 | 1.2451
| SFM-wCZ06-v2015-rDXHP-t5-S14-BSLheat - Baseline Design - Hourly Results.csv | 9 | 3 | 17 | 4 | 0.71796 | 1.2224
| SFM-wCZ06-v2015-rDXHP-t5-S15-MSRboth - Baseline Design - Hourly Results.csv | 9 | 1 | 15 | 2 | 0.70333 | 0.71739
| SFM-wCZ06-v2015-rDXHP-t5-S15-MSRboth - Baseline Design - Hourly Results.csv | 9 | 1 | 16 | 2 | 1.1406 | 1.5905
| SFM-wCZ06-v2015-rDXHP-t5-S15-MSRboth - Baseline Design - Hourly Results.csv | 9 | 1 | 17 | 2 | 1.6261 | 2.5214
| SFM-wCZ06-v2015-rDXHP-t5-S15-MSRboth - Baseline Design - Hourly Results.csv | 9 | 2 | 15 | 3 | 0.88503 | 1.5406
| SFM-wCZ06-v2015-rDXHP-t5-S15-MSRboth - Baseline Design - Hourly Results.csv | 9 | 2 | 16 | 3 | 0.835 | 1.423
| SFM-wCZ06-v2015-rDXHP-t5-S15-MSRboth - Baseline Design - Hourly Results.csv | 9 | 2 | 17 | 3 | 0.8515 | 1.4499
| SFM-wCZ06-v2015-rDXHP-t5-S15-MSRboth - Baseline Design - Hourly Results.csv | 9 | 3 | 15 | 4 | 0.76763 | 1.3544
| SFM-wCZ06-v2015-rDXHP-t5-S15-MSRboth - Baseline Design - Hourly Results.csv | 9 | 3 | 16 | 4 | 0.68961 | 1.1909
| SFM-wCZ06-v2015-rDXHP-t5-S15-MSRboth - Baseline Design - Hourly Results.csv | 9 | 3 | 17 | 4 | 0.67955 | 1.1705
| SFM-wCZ06-v2015-rDXHP-t5-S15-MSRcool - Baseline Design - Hourly Results.csv | 9 | 1 | 15 | 2 | 0.70333 | 0.71739
| SFM-wCZ06-v2015-rDXHP-t5-S15-MSRcool - Baseline Design - Hourly Results.csv | 9 | 1 | 16 | 2 | 1.1406 | 1.5905
| SFM-wCZ06-v2015-rDXHP-t5-S15-MSRcool - Baseline Design - Hourly Results.csv | 9 | 1 | 17 | 2 | 1.6261 | 2.5214
| SFM-wCZ06-v2015-rDXHP-t5-S15-MSRcool - Baseline Design - Hourly Results.csv | 9 | 2 | 15 | 3 | 0.88503 | 1.5406
| SFM-wCZ06-v2015-rDXHP-t5-S15-MSRcool - Baseline Design - Hourly Results.csv | 9 | 2 | 16 | 3 | 0.835 | 1.423
| SFM-wCZ06-v2015-rDXHP-t5-S15-MSRcool - Baseline Design - Hourly Results.csv | 9 | 2 | 17 | 3 | 0.8515 | 1.4499
| SFM-wCZ06-v2015-rDXHP-t5-S15-MSRcool - Baseline Design - Hourly Results.csv | 9 | 3 | 15 | 4 | 0.76763 | 1.3544
| SFM-wCZ06-v2015-rDXHP-t5-S15-MSRcool - Baseline Design - Hourly Results.csv | 9 | 3 | 16 | 4 | 0.68961 | 1.1909
| SFM-wCZ06-v2015-rDXHP-t5-S15-MSRcool - Baseline Design - Hourly Results.csv | 9 | 3 | 17 | 4 | 0.67955 | 1.1705
| SFM-wCZ06-v2015-rDXHP-t5-S15-MSRheat - Baseline Design - Hourly Results.csv | 9 | 1 | 15 | 2 | 0.63739 | 0.65013
| SFM-wCZ06-v2015-rDXHP-t5-S15-MSRheat - Baseline Design - Hourly Results.csv | 9 | 1 | 16 | 2 | 1.0336 | 1.4414
| SFM-wCZ06-v2015-rDXHP-t5-S15-MSRheat - Baseline Design - Hourly Results.csv | 9 | 1 | 17 | 2 | 1.4736 | 2.285
| SFM-wCZ06-v2015-rDXHP-t5-S15-MSRheat - Baseline Design - Hourly Results.csv | 9 | 2 | 15 | 3 | 0.80205 | 1.3962
| SFM-wCZ06-v2015-rDXHP-t5-S15-MSRheat - Baseline Design - Hourly Results.csv | 9 | 2 | 16 | 3 | 0.75671 | 1.2896
| SFM-wCZ06-v2015-rDXHP-t5-S15-MSRheat - Baseline Design - Hourly Results.csv | 9 | 2 | 17 | 3 | 0.77167 | 1.314
| SFM-wCZ06-v2015-rDXHP-t5-S15-MSRheat - Baseline Design - Hourly Results.csv | 9 | 3 | 15 | 4 | 0.69566 | 1.2274
| SFM-wCZ06-v2015-rDXHP-t5-S15-MSRheat - Baseline Design - Hourly Results.csv | 9 | 3 | 16 | 4 | 0.62496 | 1.0792
| SFM-wCZ06-v2015-rDXHP-t5-S15-MSRheat - Baseline Design - Hourly Results.csv | 9 | 3 | 17 | 4 | 0.61584 | 1.0607
| SFM-wCZ06-v2015-rDXHP-t5-S16-MSRboth - Baseline Design - Hourly Results.csv | 9 | 1 | 15 | 2 | 0.72638 | 0.72749
| SFM-wCZ06-v2015-rDXHP-t5-S16-MSRboth - Baseline Design - Hourly Results.csv | 9 | 1 | 16 | 2 | 1.1932 | 1.6101
| SFM-wCZ06-v2015-rDXHP-t5-S16-MSRboth - Baseline Design - Hourly Results.csv | 9 | 1 | 17 | 2 | 1.6623 | 2.5461
| SFM-wCZ06-v2015-rDXHP-t5-S16-MSRboth - Baseline Design - Hourly Results.csv | 9 | 2 | 15 | 3 | 0.91328 | 1.5608
| SFM-wCZ06-v2015-rDXHP-t5-S16-MSRboth - Baseline Design - Hourly Results.csv | 9 | 2 | 16 | 3 | 0.8659 | 1.4497
| SFM-wCZ06-v2015-rDXHP-t5-S16-MSRboth - Baseline Design - Hourly Results.csv | 9 | 2 | 17 | 3 | 0.88122 | 1.4731
| SFM-wCZ06-v2015-rDXHP-t5-S16-MSRboth - Baseline Design - Hourly Results.csv | 9 | 3 | 15 | 4 | 0.79116 | 1.3724
| SFM-wCZ06-v2015-rDXHP-t5-S16-MSRboth - Baseline Design - Hourly Results.csv | 9 | 3 | 16 | 4 | 0.71803 | 1.2192
| SFM-wCZ06-v2015-rDXHP-t5-S16-MSRboth - Baseline Design - Hourly Results.csv | 9 | 3 | 17 | 4 | 0.7053 | 1.1954
| SFM-wCZ06-v2015-rDXHP-t5-S16-MSRcool - Baseline Design - Hourly Results.csv | 9 | 1 | 15 | 2 | 0.72638 | 0.72749
| SFM-wCZ06-v2015-rDXHP-t5-S16-MSRcool - Baseline Design - Hourly Results.csv | 9 | 1 | 16 | 2 | 1.1932 | 1.6101
| SFM-wCZ06-v2015-rDXHP-t5-S16-MSRcool - Baseline Design - Hourly Results.csv | 9 | 1 | 17 | 2 | 1.6623 | 2.5461
| SFM-wCZ06-v2015-rDXHP-t5-S16-MSRcool - Baseline Design - Hourly Results.csv | 9 | 2 | 15 | 3 | 0.91328 | 1.5608
| SFM-wCZ06-v2015-rDXHP-t5-S16-MSRcool - Baseline Design - Hourly Results.csv | 9 | 2 | 16 | 3 | 0.8659 | 1.4497
| SFM-wCZ06-v2015-rDXHP-t5-S16-MSRcool - Baseline Design - Hourly Results.csv | 9 | 2 | 17 | 3 | 0.88122 | 1.4731
| SFM-wCZ06-v2015-rDXHP-t5-S16-MSRcool - Baseline Design - Hourly Results.csv | 9 | 3 | 15 | 4 | 0.79116 | 1.3724
| SFM-wCZ06-v2015-rDXHP-t5-S16-MSRcool - Baseline Design - Hourly Results.csv | 9 | 3 | 16 | 4 | 0.71803 | 1.2192
| SFM-wCZ06-v2015-rDXHP-t5-S16-MSRcool - Baseline Design - Hourly Results.csv | 9 | 3 | 17 | 4 | 0.7053 | 1.1954
| SFM-wCZ06-v2015-rDXHP-t5-S16-MSRheat - Baseline Design - Hourly Results.csv | 9 | 1 | 15 | 2 | 0.65747 | 0.65847
| SFM-wCZ06-v2015-rDXHP-t5-S16-MSRheat - Baseline Design - Hourly Results.csv | 9 | 1 | 16 | 2 | 1.08 | 1.4574
| SFM-wCZ06-v2015-rDXHP-t5-S16-MSRheat - Baseline Design - Hourly Results.csv | 9 | 1 | 17 | 2 | 1.5046 | 2.3045
| SFM-wCZ06-v2015-rDXHP-t5-S16-MSRheat - Baseline Design - Hourly Results.csv | 9 | 2 | 15 | 3 | 0.82664 | 1.4127
| SFM-wCZ06-v2015-rDXHP-t5-S16-MSRheat - Baseline Design - Hourly Results.csv | 9 | 2 | 16 | 3 | 0.78375 | 1.3122
| SFM-wCZ06-v2015-rDXHP-t5-S16-MSRheat - Baseline Design - Hourly Results.csv | 9 | 2 | 17 | 3 | 0.79762 | 1.3334
| SFM-wCZ06-v2015-rDXHP-t5-S16-MSRheat - Baseline Design - Hourly Results.csv | 9 | 3 | 15 | 4 | 0.7161 | 1.2422
| SFM-wCZ06-v2015-rDXHP-t5-S16-MSRheat - Baseline Design - Hourly Results.csv | 9 | 3 | 16 | 4 | 0.64991 | 1.1035
| SFM-wCZ06-v2015-rDXHP-t5-S16-MSRheat - Baseline Design - Hourly Results.csv | 9 | 3 | 17 | 4 | 0.63838 | 1.082
| SFM-wCZ06-v2015-rDXHP-t5-S17-MSRboth - Baseline Design - Hourly Results.csv | 9 | 1 | 15 | 2 | 0.6822 | 0.68325
| SFM-wCZ06-v2015-rDXHP-t5-S17-MSRboth - Baseline Design - Hourly Results.csv | 9 | 1 | 16 | 2 | 1.1206 | 1.5122
| SFM-wCZ06-v2015-rDXHP-t5-S17-MSRboth - Baseline Design - Hourly Results.csv | 9 | 1 | 17 | 2 | 1.5612 | 2.3912
| SFM-wCZ06-v2015-rDXHP-t5-S17-MSRboth - Baseline Design - Hourly Results.csv | 9 | 2 | 15 | 3 | 0.85774 | 1.4659
| SFM-wCZ06-v2015-rDXHP-t5-S17-MSRboth - Baseline Design - Hourly Results.csv | 9 | 2 | 16 | 3 | 0.81324 | 1.3616
| SFM-wCZ06-v2015-rDXHP-t5-S17-MSRboth - Baseline Design - Hourly Results.csv | 9 | 2 | 17 | 3 | 0.82763 | 1.3835
| SFM-wCZ06-v2015-rDXHP-t5-S17-MSRboth - Baseline Design - Hourly Results.csv | 9 | 3 | 15 | 4 | 0.74304 | 1.289
| SFM-wCZ06-v2015-rDXHP-t5-S17-MSRboth - Baseline Design - Hourly Results.csv | 9 | 3 | 16 | 4 | 0.67436 | 1.145
| SFM-wCZ06-v2015-rDXHP-t5-S17-MSRboth - Baseline Design - Hourly Results.csv | 9 | 3 | 17 | 4 | 0.6624 | 1.1227
| SFM-wCZ06-v2015-rDXHP-t5-S17-MSRcool - Baseline Design - Hourly Results.csv | 9 | 1 | 15 | 2 | 0.6822 | 0.68325
| SFM-wCZ06-v2015-rDXHP-t5-S17-MSRcool - Baseline Design - Hourly Results.csv | 9 | 1 | 16 | 2 | 1.1206 | 1.5122
| SFM-wCZ06-v2015-rDXHP-t5-S17-MSRcool - Baseline Design - Hourly Results.csv | 9 | 1 | 17 | 2 | 1.5612 | 2.3912
| SFM-wCZ06-v2015-rDXHP-t5-S17-MSRcool - Baseline Design - Hourly Results.csv | 9 | 2 | 15 | 3 | 0.85774 | 1.4659
| SFM-wCZ06-v2015-rDXHP-t5-S17-MSRcool - Baseline Design - Hourly Results.csv | 9 | 2 | 16 | 3 | 0.81324 | 1.3616
| SFM-wCZ06-v2015-rDXHP-t5-S17-MSRcool - Baseline Design - Hourly Results.csv | 9 | 2 | 17 | 3 | 0.82763 | 1.3835
| SFM-wCZ06-v2015-rDXHP-t5-S17-MSRcool - Baseline Design - Hourly Results.csv | 9 | 3 | 15 | 4 | 0.74304 | 1.289
| SFM-wCZ06-v2015-rDXHP-t5-S17-MSRcool - Baseline Design - Hourly Results.csv | 9 | 3 | 16 | 4 | 0.67436 | 1.145
| SFM-wCZ06-v2015-rDXHP-t5-S17-MSRcool - Baseline Design - Hourly Results.csv | 9 | 3 | 17 | 4 | 0.6624 | 1.1227
| SFM-wCZ06-v2015-rDXHP-t5-S17-MSRheat - Baseline Design - Hourly Results.csv | 9 | 1 | 15 | 2 | 0.61429 | 0.61523
| SFM-wCZ06-v2015-rDXHP-t5-S17-MSRheat - Baseline Design - Hourly Results.csv | 9 | 1 | 16 | 2 | 1.0091 | 1.3617
| SFM-wCZ06-v2015-rDXHP-t5-S17-MSRheat - Baseline Design - Hourly Results.csv | 9 | 1 | 17 | 2 | 1.4058 | 2.1532
| SFM-wCZ06-v2015-rDXHP-t5-S17-MSRheat - Baseline Design - Hourly Results.csv | 9 | 2 | 15 | 3 | 0.77235 | 1.32
| SFM-wCZ06-v2015-rDXHP-t5-S17-MSRheat - Baseline Design - Hourly Results.csv | 9 | 2 | 16 | 3 | 0.73228 | 1.226
| SFM-wCZ06-v2015-rDXHP-t5-S17-MSRheat - Baseline Design - Hourly Results.csv | 9 | 2 | 17 | 3 | 0.74524 | 1.2458
| SFM-wCZ06-v2015-rDXHP-t5-S17-MSRheat - Baseline Design - Hourly Results.csv | 9 | 3 | 15 | 4 | 0.66907 | 1.1606
| SFM-wCZ06-v2015-rDXHP-t5-S17-MSRheat - Baseline Design - Hourly Results.csv | 9 | 3 | 16 | 4 | 0.60723 | 1.0311
| SFM-wCZ06-v2015-rDXHP-t5-S17-MSRheat - Baseline Design - Hourly Results.csv | 9 | 3 | 17 | 4 | 0.59646 | 1.0109
| SFM-wCZ07-v2015-rDXGF-t1-S14-BSLcool - Baseline Design - Hourly Results.csv | 9 | 1 | 15 | 2 | 2.1199 | 3.4618
| SFM-wCZ07-v2015-rDXGF-t1-S14-BSLcool - Baseline Design - Hourly Results.csv | 9 | 1 | 16 | 2 | 2.429 | 3.8774
| SFM-wCZ07-v2015-rDXGF-t1-S14-BSLcool - Baseline Design - Hourly Results.csv | 9 | 1 | 17 | 2 | 2.5321 | 4.0253
| SFM-wCZ07-v2015-rDXGF-t1-S14-BSLcool - Baseline Design - Hourly Results.csv | 9 | 2 | 15 | 3 | 1.6436 | 2.6318
| SFM-wCZ07-v2015-rDXGF-t1-S14-BSLcool - Baseline Design - Hourly Results.csv | 9 | 2 | 16 | 3 | 1.7143 | 2.6848
| SFM-wCZ07-v2015-rDXGF-t1-S14-BSLcool - Baseline Design - Hourly Results.csv | 9 | 2 | 17 | 3 | 1.7127 | 2.6265
| SFM-wCZ07-v2015-rDXGF-t1-S14-BSLcool - Baseline Design - Hourly Results.csv | 9 | 3 | 15 | 4 | 1.1956 | 1.9164
| SFM-wCZ07-v2015-rDXGF-t1-S14-BSLcool - Baseline Design - Hourly Results.csv | 9 | 3 | 16 | 4 | 1.208 | 1.8777
| SFM-wCZ07-v2015-rDXGF-t1-S14-BSLcool - Baseline Design - Hourly Results.csv | 9 | 3 | 17 | 4 | 1.1593 | 1.7456
| SFM-wCZ07-v2015-rDXGF-t1-S14-BSLheat - Baseline Design - Hourly Results.csv | 9 | 1 | 15 | 2 | 1.8711 | 3.0611
| SFM-wCZ07-v2015-rDXGF-t1-S14-BSLheat - Baseline Design - Hourly Results.csv | 9 | 1 | 16 | 2 | 2.1465 | 3.4216
| SFM-wCZ07-v2015-rDXGF-t1-S14-BSLheat - Baseline Design - Hourly Results.csv | 9 | 1 | 17 | 2 | 2.2652 | 3.5545
| SFM-wCZ07-v2015-rDXGF-t1-S14-BSLheat - Baseline Design - Hourly Results.csv | 9 | 2 | 15 | 3 | 1.4575 | 2.3337
| SFM-wCZ07-v2015-rDXGF-t1-S14-BSLheat - Baseline Design - Hourly Results.csv | 9 | 2 | 16 | 3 | 1.5192 | 2.3822
| SFM-wCZ07-v2015-rDXGF-t1-S14-BSLheat - Baseline Design - Hourly Results.csv | 9 | 2 | 17 | 3 | 1.5193 | 2.3318
| SFM-wCZ07-v2015-rDXGF-t1-S14-BSLheat - Baseline Design - Hourly Results.csv | 9 | 3 | 15 | 4 | 1.0617 | 1.7035
| SFM-wCZ07-v2015-rDXGF-t1-S14-BSLheat - Baseline Design - Hourly Results.csv | 9 | 3 | 16 | 4 | 1.0734 | 1.6697
| SFM-wCZ07-v2015-rDXGF-t1-S14-BSLheat - Baseline Design - Hourly Results.csv | 9 | 3 | 17 | 4 | 1.0304 | 1.5531
| SFM-wCZ07-v2015-rDXGF-t1-S15-MSRcool - Baseline Design - Hourly Results.csv | 9 | 1 | 15 | 2 | 1.7824 | 2.9653
| SFM-wCZ07-v2015-rDXGF-t1-S15-MSRcool - Baseline Design - Hourly Results.csv | 9 | 1 | 16 | 2 | 2.0263 | 3.291
| SFM-wCZ07-v2015-rDXGF-t1-S15-MSRcool - Baseline Design - Hourly Results.csv | 9 | 1 | 17 | 2 | 2.1222 | 3.3873
| SFM-wCZ07-v2015-rDXGF-t1-S15-MSRcool - Baseline Design - Hourly Results.csv | 9 | 2 | 15 | 3 | 1.3914 | 2.2723
| SFM-wCZ07-v2015-rDXGF-t1-S15-MSRcool - Baseline Design - Hourly Results.csv | 9 | 2 | 16 | 3 | 1.4542 | 2.323
| SFM-wCZ07-v2015-rDXGF-t1-S15-MSRcool - Baseline Design - Hourly Results.csv | 9 | 2 | 17 | 3 | 1.4574 | 2.2819
| SFM-wCZ07-v2015-rDXGF-t1-S15-MSRcool - Baseline Design - Hourly Results.csv | 9 | 3 | 15 | 4 | 1.0253 | 1.6751
| SFM-wCZ07-v2015-rDXGF-t1-S15-MSRcool - Baseline Design - Hourly Results.csv | 9 | 3 | 16 | 4 | 1.0381 | 1.645
| SFM-wCZ07-v2015-rDXGF-t1-S15-MSRcool - Baseline Design - Hourly Results.csv | 9 | 3 | 17 | 4 | 0.99816 | 1.5315
| SFM-wCZ07-v2015-rDXGF-t1-S15-MSRheat - Baseline Design - Hourly Results.csv | 9 | 1 | 15 | 2 | 1.6744 | 2.7854
| SFM-wCZ07-v2015-rDXGF-t1-S15-MSRheat - Baseline Design - Hourly Results.csv | 9 | 1 | 16 | 2 | 1.9012 | 3.0952
| SFM-wCZ07-v2015-rDXGF-t1-S15-MSRheat - Baseline Design - Hourly Results.csv | 9 | 1 | 17 | 2 | 1.9964 | 3.1857
| SFM-wCZ07-v2015-rDXGF-t1-S15-MSRheat - Baseline Design - Hourly Results.csv | 9 | 2 | 15 | 3 | 1.3112 | 2.1421
| SFM-wCZ07-v2015-rDXGF-t1-S15-MSRheat - Baseline Design - Hourly Results.csv | 9 | 2 | 16 | 3 | 1.3689 | 2.1902
| SFM-wCZ07-v2015-rDXGF-t1-S15-MSRheat - Baseline Design - Hourly Results.csv | 9 | 2 | 17 | 3 | 1.3729 | 2.1523
| SFM-wCZ07-v2015-rDXGF-t1-S15-MSRheat - Baseline Design - Hourly Results.csv | 9 | 3 | 15 | 4 | 0.96721 | 1.5824
| SFM-wCZ07-v2015-rDXGF-t1-S15-MSRheat - Baseline Design - Hourly Results.csv | 9 | 3 | 16 | 4 | 0.97842 | 1.5538
| SFM-wCZ07-v2015-rDXGF-t1-S15-MSRheat - Baseline Design - Hourly Results.csv | 9 | 3 | 17 | 4 | 0.94181 | 1.4479
| SFM-wCZ07-v2015-rDXGF-t1-S16-MSRcool - Baseline Design - Hourly Results.csv | 9 | 1 | 15 | 2 | 1.8712 | 3.0722
| SFM-wCZ07-v2015-rDXGF-t1-S16-MSRcool - Baseline Design - Hourly Results.csv | 9 | 1 | 16 | 2 | 2.1606 | 3.4241
| SFM-wCZ07-v2015-rDXGF-t1-S16-MSRcool - Baseline Design - Hourly Results.csv | 9 | 1 | 17 | 2 | 2.2793 | 3.511
| SFM-wCZ07-v2015-rDXGF-t1-S16-MSRcool - Baseline Design - Hourly Results.csv | 9 | 2 | 15 | 3 | 1.4727 | 2.3754
| SFM-wCZ07-v2015-rDXGF-t1-S16-MSRcool - Baseline Design - Hourly Results.csv | 9 | 2 | 16 | 3 | 1.5377 | 2.4271
| SFM-wCZ07-v2015-rDXGF-t1-S16-MSRcool - Baseline Design - Hourly Results.csv | 9 | 2 | 17 | 3 | 1.5449 | 2.3906
| SFM-wCZ07-v2015-rDXGF-t1-S16-MSRcool - Baseline Design - Hourly Results.csv | 9 | 3 | 15 | 4 | 1.101 | 1.7769
| SFM-wCZ07-v2015-rDXGF-t1-S16-MSRcool - Baseline Design - Hourly Results.csv | 9 | 3 | 16 | 4 | 1.1155 | 1.7469
| SFM-wCZ07-v2015-rDXGF-t1-S16-MSRcool - Baseline Design - Hourly Results.csv | 9 | 3 | 17 | 4 | 1.0718 | 1.6267
| SFM-wCZ07-v2015-rDXGF-t1-S16-MSRheat - Baseline Design - Hourly Results.csv | 9 | 1 | 15 | 2 | 1.752 | 2.8767
| SFM-wCZ07-v2015-rDXGF-t1-S16-MSRheat - Baseline Design - Hourly Results.csv | 9 | 1 | 16 | 2 | 2.0697 | 3.2063
| SFM-wCZ07-v2015-rDXGF-t1-S16-MSRheat - Baseline Design - Hourly Results.csv | 9 | 1 | 17 | 2 | 2.1403 | 3.3106
| SFM-wCZ07-v2015-rDXGF-t1-S16-MSRheat - Baseline Design - Hourly Results.csv | 9 | 2 | 15 | 3 | 1.3821 | 2.2271
| SFM-wCZ07-v2015-rDXGF-t1-S16-MSRheat - Baseline Design - Hourly Results.csv | 9 | 2 | 16 | 3 | 1.4437 | 2.277
| SFM-wCZ07-v2015-rDXGF-t1-S16-MSRheat - Baseline Design - Hourly Results.csv | 9 | 2 | 17 | 3 | 1.4495 | 2.2409
| SFM-wCZ07-v2015-rDXGF-t1-S16-MSRheat - Baseline Design - Hourly Results.csv | 9 | 3 | 15 | 4 | 1.0328 | 1.6655
| SFM-wCZ07-v2015-rDXGF-t1-S16-MSRheat - Baseline Design - Hourly Results.csv | 9 | 3 | 16 | 4 | 1.0458 | 1.6386
| SFM-wCZ07-v2015-rDXGF-t1-S16-MSRheat - Baseline Design - Hourly Results.csv | 9 | 3 | 17 | 4 | 1.0061 | 1.5256
| SFM-wCZ07-v2015-rDXGF-t1-S17-MSRcool - Baseline Design - Hourly Results.csv | 9 | 1 | 15 | 2 | 1.7574 | 2.8854
| SFM-wCZ07-v2015-rDXGF-t1-S17-MSRcool - Baseline Design - Hourly Results.csv | 9 | 1 | 16 | 2 | 2.0292 | 3.2158
| SFM-wCZ07-v2015-rDXGF-t1-S17-MSRcool - Baseline Design - Hourly Results.csv | 9 | 1 | 17 | 2 | 2.1407 | 3.2975
| SFM-wCZ07-v2015-rDXGF-t1-S17-MSRcool - Baseline Design - Hourly Results.csv | 9 | 2 | 15 | 3 | 1.3832 | 2.2309
| SFM-wCZ07-v2015-rDXGF-t1-S17-MSRcool - Baseline Design - Hourly Results.csv | 9 | 2 | 16 | 3 | 1.4442 | 2.2795
| SFM-wCZ07-v2015-rDXGF-t1-S17-MSRcool - Baseline Design - Hourly Results.csv | 9 | 2 | 17 | 3 | 1.4509 | 2.2453
| SFM-wCZ07-v2015-rDXGF-t1-S17-MSRcool - Baseline Design - Hourly Results.csv | 9 | 3 | 15 | 4 | 1.0341 | 1.6688
| SFM-wCZ07-v2015-rDXGF-t1-S17-MSRcool - Baseline Design - Hourly Results.csv | 9 | 3 | 16 | 4 | 1.0477 | 1.6407
| SFM-wCZ07-v2015-rDXGF-t1-S17-MSRcool - Baseline Design - Hourly Results.csv | 9 | 3 | 17 | 4 | 1.0066 | 1.5278
| SFM-wCZ07-v2015-rDXGF-t1-S17-MSRheat - Baseline Design - Hourly Results.csv | 9 | 1 | 15 | 2 | 1.6369 | 2.6878
| SFM-wCZ07-v2015-rDXGF-t1-S17-MSRheat - Baseline Design - Hourly Results.csv | 9 | 1 | 16 | 2 | 1.9338 | 2.9957
| SFM-wCZ07-v2015-rDXGF-t1-S17-MSRheat - Baseline Design - Hourly Results.csv | 9 | 1 | 17 | 2 | 1.9998 | 3.0932
| SFM-wCZ07-v2015-rDXGF-t1-S17-MSRheat - Baseline Design - Hourly Results.csv | 9 | 2 | 15 | 3 | 1.2913 | 2.0808
| SFM-wCZ07-v2015-rDXGF-t1-S17-MSRheat - Baseline Design - Hourly Results.csv | 9 | 2 | 16 | 3 | 1.3489 | 2.1274
| SFM-wCZ07-v2015-rDXGF-t1-S17-MSRheat - Baseline Design - Hourly Results.csv | 9 | 2 | 17 | 3 | 1.3543 | 2.0938
| SFM-wCZ07-v2015-rDXGF-t1-S17-MSRheat - Baseline Design - Hourly Results.csv | 9 | 3 | 15 | 4 | 0.96498 | 1.5561
| SFM-wCZ07-v2015-rDXGF-t1-S17-MSRheat - Baseline Design - Hourly Results.csv | 9 | 3 | 16 | 4 | 0.97709 | 1.531
| SFM-wCZ07-v2015-rDXGF-t1-S17-MSRheat - Baseline Design - Hourly Results.csv | 9 | 3 | 17 | 4 | 0.94001 | 1.4254
| SFM-wCZ07-v2015-rDXGF-t2-S14-BSLcool - Baseline Design - Hourly Results.csv | 9 | 1 | 15 | 2 | 1.7873 | 2.8544
| SFM-wCZ07-v2015-rDXGF-t2-S14-BSLcool - Baseline Design - Hourly Results.csv | 9 | 1 | 16 | 2 | 2.1021 | 3.2797
| SFM-wCZ07-v2015-rDXGF-t2-S14-BSLcool - Baseline Design - Hourly Results.csv | 9 | 1 | 17 | 2 | 2.2505 | 3.449
| SFM-wCZ07-v2015-rDXGF-t2-S14-BSLcool - Baseline Design - Hourly Results.csv | 9 | 2 | 15 | 3 | 1.4969 | 2.4758
| SFM-wCZ07-v2015-rDXGF-t2-S14-BSLcool - Baseline Design - Hourly Results.csv | 9 | 2 | 16 | 3 | 1.5604 | 2.5022
| SFM-wCZ07-v2015-rDXGF-t2-S14-BSLcool - Baseline Design - Hourly Results.csv | 9 | 2 | 17 | 3 | 1.5584 | 2.4297
| SFM-wCZ07-v2015-rDXGF-t2-S14-BSLcool - Baseline Design - Hourly Results.csv | 9 | 3 | 15 | 4 | 1.0479 | 1.7108
| SFM-wCZ07-v2015-rDXGF-t2-S14-BSLcool - Baseline Design - Hourly Results.csv | 9 | 3 | 16 | 4 | 1.0596 | 1.6648
| SFM-wCZ07-v2015-rDXGF-t2-S14-BSLcool - Baseline Design - Hourly Results.csv | 9 | 3 | 17 | 4 | 1.0098 | 1.5256
| SFM-wCZ07-v2015-rDXGF-t2-S14-BSLheat - Baseline Design - Hourly Results.csv | 9 | 1 | 15 | 2 | 1.5739 | 2.5145
| SFM-wCZ07-v2015-rDXGF-t2-S14-BSLheat - Baseline Design - Hourly Results.csv | 9 | 1 | 16 | 2 | 1.8503 | 2.8863
| SFM-wCZ07-v2015-rDXGF-t2-S14-BSLheat - Baseline Design - Hourly Results.csv | 9 | 1 | 17 | 2 | 1.9792 | 3.032
| SFM-wCZ07-v2015-rDXGF-t2-S14-BSLheat - Baseline Design - Hourly Results.csv | 9 | 2 | 15 | 3 | 1.3246 | 2.1914
| SFM-wCZ07-v2015-rDXGF-t2-S14-BSLheat - Baseline Design - Hourly Results.csv | 9 | 2 | 16 | 3 | 1.3807 | 2.2122
| SFM-wCZ07-v2015-rDXGF-t2-S14-BSLheat - Baseline Design - Hourly Results.csv | 9 | 2 | 17 | 3 | 1.3782 | 2.1521
| SFM-wCZ07-v2015-rDXGF-t2-S14-BSLheat - Baseline Design - Hourly Results.csv | 9 | 3 | 15 | 4 | 0.9284 | 1.5185
| SFM-wCZ07-v2015-rDXGF-t2-S14-BSLheat - Baseline Design - Hourly Results.csv | 9 | 3 | 16 | 4 | 0.93961 | 1.4771
| SFM-wCZ07-v2015-rDXGF-t2-S14-BSLheat - Baseline Design - Hourly Results.csv | 9 | 3 | 17 | 4 | 0.89567 | 1.3558
| SFM-wCZ07-v2015-rDXGF-t2-S15-MSRcool - Baseline Design - Hourly Results.csv | 9 | 1 | 15 | 2 | 1.5016 | 2.4624
| SFM-wCZ07-v2015-rDXGF-t2-S15-MSRcool - Baseline Design - Hourly Results.csv | 9 | 1 | 16 | 2 | 1.7529 | 2.8072
| SFM-wCZ07-v2015-rDXGF-t2-S15-MSRcool - Baseline Design - Hourly Results.csv | 9 | 1 | 17 | 2 | 1.8642 | 2.9292
| SFM-wCZ07-v2015-rDXGF-t2-S15-MSRcool - Baseline Design - Hourly Results.csv | 9 | 2 | 15 | 3 | 1.2693 | 2.1414
| SFM-wCZ07-v2015-rDXGF-t2-S15-MSRcool - Baseline Design - Hourly Results.csv | 9 | 2 | 16 | 3 | 1.3252 | 2.1673
| SFM-wCZ07-v2015-rDXGF-t2-S15-MSRcool - Baseline Design - Hourly Results.csv | 9 | 2 | 17 | 3 | 1.3265 | 2.1136
| SFM-wCZ07-v2015-rDXGF-t2-S15-MSRcool - Baseline Design - Hourly Results.csv | 9 | 3 | 15 | 4 | 0.89949 | 1.4974
| SFM-wCZ07-v2015-rDXGF-t2-S15-MSRcool - Baseline Design - Hourly Results.csv | 9 | 3 | 16 | 4 | 0.91134 | 1.4593
| SFM-wCZ07-v2015-rDXGF-t2-S15-MSRcool - Baseline Design - Hourly Results.csv | 9 | 3 | 17 | 4 | 0.87006 | 1.3406
| SFM-wCZ07-v2015-rDXGF-t2-S15-MSRheat - Baseline Design - Hourly Results.csv | 9 | 1 | 15 | 2 | 1.4072 | 2.3115
| SFM-wCZ07-v2015-rDXGF-t2-S15-MSRheat - Baseline Design - Hourly Results.csv | 9 | 1 | 16 | 2 | 1.6434 | 2.6338
| SFM-wCZ07-v2015-rDXGF-t2-S15-MSRheat - Baseline Design - Hourly Results.csv | 9 | 1 | 17 | 2 | 1.7478 | 2.7485
| SFM-wCZ07-v2015-rDXGF-t2-S15-MSRheat - Baseline Design - Hourly Results.csv | 9 | 2 | 15 | 3 | 1.1921 | 2.0152
| SFM-wCZ07-v2015-rDXGF-t2-S15-MSRheat - Baseline Design - Hourly Results.csv | 9 | 2 | 16 | 3 | 1.2451 | 2.0409
| SFM-wCZ07-v2015-rDXGF-t2-S15-MSRheat - Baseline Design - Hourly Results.csv | 9 | 2 | 17 | 3 | 1.2474 | 1.989
| SFM-wCZ07-v2015-rDXGF-t2-S15-MSRheat - Baseline Design - Hourly Results.csv | 9 | 3 | 15 | 4 | 0.84662 | 1.4117
| SFM-wCZ07-v2015-rDXGF-t2-S15-MSRheat - Baseline Design - Hourly Results.csv | 9 | 3 | 16 | 4 | 0.85714 | 1.3752
| SFM-wCZ07-v2015-rDXGF-t2-S15-MSRheat - Baseline Design - Hourly Results.csv | 9 | 3 | 17 | 4 | 0.81973 | 1.2651
| SFM-wCZ07-v2015-rDXGF-t2-S16-MSRcool - Baseline Design - Hourly Results.csv | 9 | 1 | 15 | 2 | 1.5739 | 2.5414
| SFM-wCZ07-v2015-rDXGF-t2-S16-MSRcool - Baseline Design - Hourly Results.csv | 9 | 1 | 16 | 2 | 1.8435 | 2.9142
| SFM-wCZ07-v2015-rDXGF-t2-S16-MSRcool - Baseline Design - Hourly Results.csv | 9 | 1 | 17 | 2 | 1.9557 | 3.0475
| SFM-wCZ07-v2015-rDXGF-t2-S16-MSRcool - Baseline Design - Hourly Results.csv | 9 | 2 | 15 | 3 | 1.3432 | 2.2304
| SFM-wCZ07-v2015-rDXGF-t2-S16-MSRcool - Baseline Design - Hourly Results.csv | 9 | 2 | 16 | 3 | 1.4021 | 2.2599
| SFM-wCZ07-v2015-rDXGF-t2-S16-MSRcool - Baseline Design - Hourly Results.csv | 9 | 2 | 17 | 3 | 1.4069 | 2.2102
| SFM-wCZ07-v2015-rDXGF-t2-S16-MSRcool - Baseline Design - Hourly Results.csv | 9 | 3 | 15 | 4 | 0.96451 | 1.583
| SFM-wCZ07-v2015-rDXGF-t2-S16-MSRcool - Baseline Design - Hourly Results.csv | 9 | 3 | 16 | 4 | 0.9792 | 1.5463
| SFM-wCZ07-v2015-rDXGF-t2-S16-MSRcool - Baseline Design - Hourly Results.csv | 9 | 3 | 17 | 4 | 0.93546 | 1.4203
| SFM-wCZ07-v2015-rDXGF-t2-S16-MSRheat - Baseline Design - Hourly Results.csv | 9 | 1 | 15 | 2 | 1.4669 | 2.3703
| SFM-wCZ07-v2015-rDXGF-t2-S16-MSRheat - Baseline Design - Hourly Results.csv | 9 | 1 | 16 | 2 | 1.7205 | 2.717
| SFM-wCZ07-v2015-rDXGF-t2-S16-MSRheat - Baseline Design - Hourly Results.csv | 9 | 1 | 17 | 2 | 1.8313 | 2.8422
| SFM-wCZ07-v2015-rDXGF-t2-S16-MSRheat - Baseline Design - Hourly Results.csv | 9 | 2 | 15 | 3 | 1.254 | 2.0856
| SFM-wCZ07-v2015-rDXGF-t2-S16-MSRheat - Baseline Design - Hourly Results.csv | 9 | 2 | 16 | 3 | 1.3109 | 2.1132
| SFM-wCZ07-v2015-rDXGF-t2-S16-MSRheat - Baseline Design - Hourly Results.csv | 9 | 2 | 17 | 3 | 1.3153 | 2.0658
| SFM-wCZ07-v2015-rDXGF-t2-S16-MSRheat - Baseline Design - Hourly Results.csv | 9 | 3 | 15 | 4 | 0.90238 | 1.4799
| SFM-wCZ07-v2015-rDXGF-t2-S16-MSRheat - Baseline Design - Hourly Results.csv | 9 | 3 | 16 | 4 | 0.91562 | 1.4456
| SFM-wCZ07-v2015-rDXGF-t2-S16-MSRheat - Baseline Design - Hourly Results.csv | 9 | 3 | 17 | 4 | 0.87496 | 1.329
| SFM-wCZ07-v2015-rDXGF-t2-S17-MSRcool - Baseline Design - Hourly Results.csv | 9 | 1 | 15 | 2 | 1.4782 | 2.3868
| SFM-wCZ07-v2015-rDXGF-t2-S17-MSRcool - Baseline Design - Hourly Results.csv | 9 | 1 | 16 | 2 | 1.7313 | 2.737
| SFM-wCZ07-v2015-rDXGF-t2-S17-MSRcool - Baseline Design - Hourly Results.csv | 9 | 1 | 17 | 2 | 1.8368 | 2.8622
| SFM-wCZ07-v2015-rDXGF-t2-S17-MSRcool - Baseline Design - Hourly Results.csv | 9 | 2 | 15 | 3 | 1.2615 | 2.0948
| SFM-wCZ07-v2015-rDXGF-t2-S17-MSRcool - Baseline Design - Hourly Results.csv | 9 | 2 | 16 | 3 | 1.3168 | 2.1225
| SFM-wCZ07-v2015-rDXGF-t2-S17-MSRcool - Baseline Design - Hourly Results.csv | 9 | 2 | 17 | 3 | 1.3214 | 2.0758
| SFM-wCZ07-v2015-rDXGF-t2-S17-MSRcool - Baseline Design - Hourly Results.csv | 9 | 3 | 15 | 4 | 0.90585 | 1.4867
| SFM-wCZ07-v2015-rDXGF-t2-S17-MSRcool - Baseline Design - Hourly Results.csv | 9 | 3 | 16 | 4 | 0.91966 | 1.4522
| SFM-wCZ07-v2015-rDXGF-t2-S17-MSRcool - Baseline Design - Hourly Results.csv | 9 | 3 | 17 | 4 | 0.87857 | 1.3339
| SFM-wCZ07-v2015-rDXGF-t2-S17-MSRheat - Baseline Design - Hourly Results.csv | 9 | 1 | 15 | 2 | 1.3705 | 2.2146
| SFM-wCZ07-v2015-rDXGF-t2-S17-MSRheat - Baseline Design - Hourly Results.csv | 9 | 1 | 16 | 2 | 1.6075 | 2.5386
| SFM-wCZ07-v2015-rDXGF-t2-S17-MSRheat - Baseline Design - Hourly Results.csv | 9 | 1 | 17 | 2 | 1.711 | 2.6555
| SFM-wCZ07-v2015-rDXGF-t2-S17-MSRheat - Baseline Design - Hourly Results.csv | 9 | 2 | 15 | 3 | 1.1716 | 1.9486
| SFM-wCZ07-v2015-rDXGF-t2-S17-MSRheat - Baseline Design - Hourly Results.csv | 9 | 2 | 16 | 3 | 1.2248 | 1.9744
| SFM-wCZ07-v2015-rDXGF-t2-S17-MSRheat - Baseline Design - Hourly Results.csv | 9 | 2 | 17 | 3 | 1.2289 | 1.9301
| SFM-wCZ07-v2015-rDXGF-t2-S17-MSRheat - Baseline Design - Hourly Results.csv | 9 | 3 | 15 | 4 | 0.84311 | 1.3827
| SFM-wCZ07-v2015-rDXGF-t2-S17-MSRheat - Baseline Design - Hourly Results.csv | 9 | 3 | 16 | 4 | 0.85549 | 1.3506
| SFM-wCZ07-v2015-rDXGF-t2-S17-MSRheat - Baseline Design - Hourly Results.csv | 9 | 3 | 17 | 4 | 0.81749 | 1.2417
| SFM-wCZ07-v2015-rDXGF-t3-S14-BSLcool - Baseline Design - Hourly Results.csv | 9 | 1 | 15 | 2 | 1.7731 | 2.8542
| SFM-wCZ07-v2015-rDXGF-t3-S14-BSLcool - Baseline Design - Hourly Results.csv | 9 | 1 | 16 | 2 | 2.092 | 3.2814
| SFM-wCZ07-v2015-rDXGF-t3-S14-BSLcool - Baseline Design - Hourly Results.csv | 9 | 1 | 17 | 2 | 2.2419 | 3.4489
| SFM-wCZ07-v2015-rDXGF-t3-S14-BSLcool - Baseline Design - Hourly Results.csv | 9 | 2 | 15 | 3 | 1.5351 | 2.5387
| SFM-wCZ07-v2015-rDXGF-t3-S14-BSLcool - Baseline Design - Hourly Results.csv | 9 | 2 | 16 | 3 | 1.5934 | 2.5522
| SFM-wCZ07-v2015-rDXGF-t3-S14-BSLcool - Baseline Design - Hourly Results.csv | 9 | 2 | 17 | 3 | 1.5862 | 2.4754
| SFM-wCZ07-v2015-rDXGF-t3-S14-BSLcool - Baseline Design - Hourly Results.csv | 9 | 3 | 15 | 4 | 1.0559 | 1.7213
| SFM-wCZ07-v2015-rDXGF-t3-S14-BSLcool - Baseline Design - Hourly Results.csv | 9 | 3 | 16 | 4 | 1.0665 | 1.672
| SFM-wCZ07-v2015-rDXGF-t3-S14-BSLcool - Baseline Design - Hourly Results.csv | 9 | 3 | 17 | 4 | 1.0166 | 1.5335
| SFM-wCZ07-v2015-rDXGF-t3-S14-BSLheat - Baseline Design - Hourly Results.csv | 9 | 1 | 15 | 2 | 1.5626 | 2.5154
| SFM-wCZ07-v2015-rDXGF-t3-S14-BSLheat - Baseline Design - Hourly Results.csv | 9 | 1 | 16 | 2 | 1.8403 | 2.8891
| SFM-wCZ07-v2015-rDXGF-t3-S14-BSLheat - Baseline Design - Hourly Results.csv | 9 | 1 | 17 | 2 | 1.9688 | 3.0304
| SFM-wCZ07-v2015-rDXGF-t3-S14-BSLheat - Baseline Design - Hourly Results.csv | 9 | 2 | 15 | 3 | 1.3585 | 2.2468
| SFM-wCZ07-v2015-rDXGF-t3-S14-BSLheat - Baseline Design - Hourly Results.csv | 9 | 2 | 16 | 3 | 1.409 | 2.263
| SFM-wCZ07-v2015-rDXGF-t3-S14-BSLheat - Baseline Design - Hourly Results.csv | 9 | 2 | 17 | 3 | 1.404 | 2.1939
| SFM-wCZ07-v2015-rDXGF-t3-S14-BSLheat - Baseline Design - Hourly Results.csv | 9 | 3 | 15 | 4 | 0.93611 | 1.5265
| SFM-wCZ07-v2015-rDXGF-t3-S14-BSLheat - Baseline Design - Hourly Results.csv | 9 | 3 | 16 | 4 | 0.9459 | 1.4837
| SFM-wCZ07-v2015-rDXGF-t3-S14-BSLheat - Baseline Design - Hourly Results.csv | 9 | 3 | 17 | 4 | 0.90171 | 1.3617
| SFM-wCZ07-v2015-rDXGF-t3-S15-MSRcool - Baseline Design - Hourly Results.csv | 9 | 1 | 15 | 2 | 1.5006 | 2.4608
| SFM-wCZ07-v2015-rDXGF-t3-S15-MSRcool - Baseline Design - Hourly Results.csv | 9 | 1 | 16 | 2 | 1.7542 | 2.8071
| SFM-wCZ07-v2015-rDXGF-t3-S15-MSRcool - Baseline Design - Hourly Results.csv | 9 | 1 | 17 | 2 | 1.8644 | 2.9291
| SFM-wCZ07-v2015-rDXGF-t3-S15-MSRcool - Baseline Design - Hourly Results.csv | 9 | 2 | 15 | 3 | 1.2998 | 2.1918
| SFM-wCZ07-v2015-rDXGF-t3-S15-MSRcool - Baseline Design - Hourly Results.csv | 9 | 2 | 16 | 3 | 1.3502 | 2.211
| SFM-wCZ07-v2015-rDXGF-t3-S15-MSRcool - Baseline Design - Hourly Results.csv | 9 | 2 | 17 | 3 | 1.3503 | 2.1496
| SFM-wCZ07-v2015-rDXGF-t3-S15-MSRcool - Baseline Design - Hourly Results.csv | 9 | 3 | 15 | 4 | 0.90538 | 1.5049
| SFM-wCZ07-v2015-rDXGF-t3-S15-MSRcool - Baseline Design - Hourly Results.csv | 9 | 3 | 16 | 4 | 0.91693 | 1.4657
| SFM-wCZ07-v2015-rDXGF-t3-S15-MSRcool - Baseline Design - Hourly Results.csv | 9 | 3 | 17 | 4 | 0.87559 | 1.3461
| SFM-wCZ07-v2015-rDXGF-t3-S15-MSRheat - Baseline Design - Hourly Results.csv | 9 | 1 | 15 | 2 | 1.4073 | 2.3116
| SFM-wCZ07-v2015-rDXGF-t3-S15-MSRheat - Baseline Design - Hourly Results.csv | 9 | 1 | 16 | 2 | 1.6434 | 2.634
| SFM-wCZ07-v2015-rDXGF-t3-S15-MSRheat - Baseline Design - Hourly Results.csv | 9 | 1 | 17 | 2 | 1.7457 | 2.7485
| SFM-wCZ07-v2015-rDXGF-t3-S15-MSRheat - Baseline Design - Hourly Results.csv | 9 | 2 | 15 | 3 | 1.2219 | 2.0652
| SFM-wCZ07-v2015-rDXGF-t3-S15-MSRheat - Baseline Design - Hourly Results.csv | 9 | 2 | 16 | 3 | 1.2707 | 2.0821
| SFM-wCZ07-v2015-rDXGF-t3-S15-MSRheat - Baseline Design - Hourly Results.csv | 9 | 2 | 17 | 3 | 1.2695 | 2.025
| SFM-wCZ07-v2015-rDXGF-t3-S15-MSRheat - Baseline Design - Hourly Results.csv | 9 | 3 | 15 | 4 | 0.85241 | 1.419
| SFM-wCZ07-v2015-rDXGF-t3-S15-MSRheat - Baseline Design - Hourly Results.csv | 9 | 3 | 16 | 4 | 0.86258 | 1.3821
| SFM-wCZ07-v2015-rDXGF-t3-S15-MSRheat - Baseline Design - Hourly Results.csv | 9 | 3 | 17 | 4 | 0.82457 | 1.2706
| SFM-wCZ07-v2015-rDXGF-t3-S16-MSRcool - Baseline Design - Hourly Results.csv | 9 | 1 | 15 | 2 | 1.573 | 2.5429
| SFM-wCZ07-v2015-rDXGF-t3-S16-MSRcool - Baseline Design - Hourly Results.csv | 9 | 1 | 16 | 2 | 1.8439 | 2.9127
| SFM-wCZ07-v2015-rDXGF-t3-S16-MSRcool - Baseline Design - Hourly Results.csv | 9 | 1 | 17 | 2 | 1.9558 | 3.0492
| SFM-wCZ07-v2015-rDXGF-t3-S16-MSRcool - Baseline Design - Hourly Results.csv | 9 | 2 | 15 | 3 | 1.3753 | 2.2835
| SFM-wCZ07-v2015-rDXGF-t3-S16-MSRcool - Baseline Design - Hourly Results.csv | 9 | 2 | 16 | 3 | 1.431 | 2.3058
| SFM-wCZ07-v2015-rDXGF-t3-S16-MSRcool - Baseline Design - Hourly Results.csv | 9 | 2 | 17 | 3 | 1.4306 | 2.2481
| SFM-wCZ07-v2015-rDXGF-t3-S16-MSRcool - Baseline Design - Hourly Results.csv | 9 | 3 | 15 | 4 | 0.97139 | 1.5903
| SFM-wCZ07-v2015-rDXGF-t3-S16-MSRcool - Baseline Design - Hourly Results.csv | 9 | 3 | 16 | 4 | 0.98526 | 1.5524
| SFM-wCZ07-v2015-rDXGF-t3-S16-MSRcool - Baseline Design - Hourly Results.csv | 9 | 3 | 17 | 4 | 0.94088 | 1.4261
| SFM-wCZ07-v2015-rDXGF-t3-S16-MSRheat - Baseline Design - Hourly Results.csv | 9 | 1 | 15 | 2 | 1.4679 | 2.3686
| SFM-wCZ07-v2015-rDXGF-t3-S16-MSRheat - Baseline Design - Hourly Results.csv | 9 | 1 | 16 | 2 | 1.7205 | 2.7169
| SFM-wCZ07-v2015-rDXGF-t3-S16-MSRheat - Baseline Design - Hourly Results.csv | 9 | 1 | 17 | 2 | 1.8304 | 2.8424
| SFM-wCZ07-v2015-rDXGF-t3-S16-MSRheat - Baseline Design - Hourly Results.csv | 9 | 2 | 15 | 3 | 1.2867 | 2.1361
| SFM-wCZ07-v2015-rDXGF-t3-S16-MSRheat - Baseline Design - Hourly Results.csv | 9 | 2 | 16 | 3 | 1.3371 | 2.1545
| SFM-wCZ07-v2015-rDXGF-t3-S16-MSRheat - Baseline Design - Hourly Results.csv | 9 | 2 | 17 | 3 | 1.3385 | 2.102
| SFM-wCZ07-v2015-rDXGF-t3-S16-MSRheat - Baseline Design - Hourly Results.csv | 9 | 3 | 15 | 4 | 0.909 | 1.4868
| SFM-wCZ07-v2015-rDXGF-t3-S16-MSRheat - Baseline Design - Hourly Results.csv | 9 | 3 | 16 | 4 | 0.92143 | 1.4522
| SFM-wCZ07-v2015-rDXGF-t3-S16-MSRheat - Baseline Design - Hourly Results.csv | 9 | 3 | 17 | 4 | 0.88016 | 1.3342
| SFM-wCZ07-v2015-rDXGF-t3-S17-MSRcool - Baseline Design - Hourly Results.csv | 9 | 1 | 15 | 2 | 1.4773 | 2.3883
| SFM-wCZ07-v2015-rDXGF-t3-S17-MSRcool - Baseline Design - Hourly Results.csv | 9 | 1 | 16 | 2 | 1.7317 | 2.7356
| SFM-wCZ07-v2015-rDXGF-t3-S17-MSRcool - Baseline Design - Hourly Results.csv | 9 | 1 | 17 | 2 | 1.8369 | 2.8638
| SFM-wCZ07-v2015-rDXGF-t3-S17-MSRcool - Baseline Design - Hourly Results.csv | 9 | 2 | 15 | 3 | 1.2916 | 2.1447
| SFM-wCZ07-v2015-rDXGF-t3-S17-MSRcool - Baseline Design - Hourly Results.csv | 9 | 2 | 16 | 3 | 1.3439 | 2.1656
| SFM-wCZ07-v2015-rDXGF-t3-S17-MSRcool - Baseline Design - Hourly Results.csv | 9 | 2 | 17 | 3 | 1.3437 | 2.1114
| SFM-wCZ07-v2015-rDXGF-t3-S17-MSRcool - Baseline Design - Hourly Results.csv | 9 | 3 | 15 | 4 | 0.91232 | 1.4936
| SFM-wCZ07-v2015-rDXGF-t3-S17-MSRcool - Baseline Design - Hourly Results.csv | 9 | 3 | 16 | 4 | 0.92535 | 1.458
| SFM-wCZ07-v2015-rDXGF-t3-S17-MSRcool - Baseline Design - Hourly Results.csv | 9 | 3 | 17 | 4 | 0.88367 | 1.3394
| SFM-wCZ07-v2015-rDXGF-t3-S17-MSRheat - Baseline Design - Hourly Results.csv | 9 | 1 | 15 | 2 | 1.3715 | 2.213
| SFM-wCZ07-v2015-rDXGF-t3-S17-MSRheat - Baseline Design - Hourly Results.csv | 9 | 1 | 16 | 2 | 1.6076 | 2.5385
| SFM-wCZ07-v2015-rDXGF-t3-S17-MSRheat - Baseline Design - Hourly Results.csv | 9 | 1 | 17 | 2 | 1.7102 | 2.6557
| SFM-wCZ07-v2015-rDXGF-t3-S17-MSRheat - Baseline Design - Hourly Results.csv | 9 | 2 | 15 | 3 | 1.2022 | 1.9958
| SFM-wCZ07-v2015-rDXGF-t3-S17-MSRheat - Baseline Design - Hourly Results.csv | 9 | 2 | 16 | 3 | 1.2493 | 2.013
| SFM-wCZ07-v2015-rDXGF-t3-S17-MSRheat - Baseline Design - Hourly Results.csv | 9 | 2 | 17 | 3 | 1.2506 | 1.964
| SFM-wCZ07-v2015-rDXGF-t3-S17-MSRheat - Baseline Design - Hourly Results.csv | 9 | 3 | 15 | 4 | 0.8493 | 1.3892
| SFM-wCZ07-v2015-rDXGF-t3-S17-MSRheat - Baseline Design - Hourly Results.csv | 9 | 3 | 16 | 4 | 0.86092 | 1.3568
| SFM-wCZ07-v2015-rDXGF-t3-S17-MSRheat - Baseline Design - Hourly Results.csv | 9 | 3 | 17 | 4 | 0.82236 | 1.2466
| SFM-wCZ07-v2015-rDXGF-t4-S14-BSLcool - Baseline Design - Hourly Results.csv | 9 | 1 | 15 | 2 | 2.1188 | 3.4595
| SFM-wCZ07-v2015-rDXGF-t4-S14-BSLcool - Baseline Design - Hourly Results.csv | 9 | 1 | 16 | 2 | 2.4278 | 3.8725
| SFM-wCZ07-v2015-rDXGF-t4-S14-BSLcool - Baseline Design - Hourly Results.csv | 9 | 1 | 17 | 2 | 2.5311 | 4.0251
| SFM-wCZ07-v2015-rDXGF-t4-S14-BSLcool - Baseline Design - Hourly Results.csv | 9 | 2 | 15 | 3 | 1.6424 | 2.632
| SFM-wCZ07-v2015-rDXGF-t4-S14-BSLcool - Baseline Design - Hourly Results.csv | 9 | 2 | 16 | 3 | 1.7132 | 2.6848
| SFM-wCZ07-v2015-rDXGF-t4-S14-BSLcool - Baseline Design - Hourly Results.csv | 9 | 2 | 17 | 3 | 1.7125 | 2.628
| SFM-wCZ07-v2015-rDXGF-t4-S14-BSLcool - Baseline Design - Hourly Results.csv | 9 | 3 | 15 | 4 | 1.1961 | 1.9163
| SFM-wCZ07-v2015-rDXGF-t4-S14-BSLcool - Baseline Design - Hourly Results.csv | 9 | 3 | 16 | 4 | 1.208 | 1.8777
| SFM-wCZ07-v2015-rDXGF-t4-S14-BSLcool - Baseline Design - Hourly Results.csv | 9 | 3 | 17 | 4 | 1.1593 | 1.7457
| SFM-wCZ07-v2015-rDXGF-t4-S14-BSLheat - Baseline Design - Hourly Results.csv | 9 | 1 | 15 | 2 | 1.871 | 3.0629
| SFM-wCZ07-v2015-rDXGF-t4-S14-BSLheat - Baseline Design - Hourly Results.csv | 9 | 1 | 16 | 2 | 2.1465 | 3.4236
| SFM-wCZ07-v2015-rDXGF-t4-S14-BSLheat - Baseline Design - Hourly Results.csv | 9 | 1 | 17 | 2 | 2.2652 | 3.5546
| SFM-wCZ07-v2015-rDXGF-t4-S14-BSLheat - Baseline Design - Hourly Results.csv | 9 | 2 | 15 | 3 | 1.4567 | 2.3338
| SFM-wCZ07-v2015-rDXGF-t4-S14-BSLheat - Baseline Design - Hourly Results.csv | 9 | 2 | 16 | 3 | 1.519 | 2.3822
| SFM-wCZ07-v2015-rDXGF-t4-S14-BSLheat - Baseline Design - Hourly Results.csv | 9 | 2 | 17 | 3 | 1.5192 | 2.3334
| SFM-wCZ07-v2015-rDXGF-t4-S14-BSLheat - Baseline Design - Hourly Results.csv | 9 | 3 | 15 | 4 | 1.0624 | 1.7035
| SFM-wCZ07-v2015-rDXGF-t4-S14-BSLheat - Baseline Design - Hourly Results.csv | 9 | 3 | 16 | 4 | 1.0735 | 1.6699
| SFM-wCZ07-v2015-rDXGF-t4-S14-BSLheat - Baseline Design - Hourly Results.csv | 9 | 3 | 17 | 4 | 1.0304 | 1.5532
| SFM-wCZ07-v2015-rDXGF-t4-S15-MSRcool - Baseline Design - Hourly Results.csv | 9 | 1 | 15 | 2 | 1.7824 | 2.9631
| SFM-wCZ07-v2015-rDXGF-t4-S15-MSRcool - Baseline Design - Hourly Results.csv | 9 | 1 | 16 | 2 | 2.0239 | 3.2886
| SFM-wCZ07-v2015-rDXGF-t4-S15-MSRcool - Baseline Design - Hourly Results.csv | 9 | 1 | 17 | 2 | 2.1233 | 3.3893
| SFM-wCZ07-v2015-rDXGF-t4-S15-MSRcool - Baseline Design - Hourly Results.csv | 9 | 2 | 15 | 3 | 1.3924 | 2.2723
| SFM-wCZ07-v2015-rDXGF-t4-S15-MSRcool - Baseline Design - Hourly Results.csv | 9 | 2 | 16 | 3 | 1.4543 | 2.3196
| SFM-wCZ07-v2015-rDXGF-t4-S15-MSRcool - Baseline Design - Hourly Results.csv | 9 | 2 | 17 | 3 | 1.4583 | 2.2818
| SFM-wCZ07-v2015-rDXGF-t4-S15-MSRcool - Baseline Design - Hourly Results.csv | 9 | 3 | 15 | 4 | 1.0261 | 1.6765
| SFM-wCZ07-v2015-rDXGF-t4-S15-MSRcool - Baseline Design - Hourly Results.csv | 9 | 3 | 16 | 4 | 1.039 | 1.6451
| SFM-wCZ07-v2015-rDXGF-t4-S15-MSRcool - Baseline Design - Hourly Results.csv | 9 | 3 | 17 | 4 | 0.99891 | 1.5308
| SFM-wCZ07-v2015-rDXGF-t4-S15-MSRheat - Baseline Design - Hourly Results.csv | 9 | 1 | 15 | 2 | 1.6731 | 2.7856
| SFM-wCZ07-v2015-rDXGF-t4-S15-MSRheat - Baseline Design - Hourly Results.csv | 9 | 1 | 16 | 2 | 1.9022 | 3.0953
| SFM-wCZ07-v2015-rDXGF-t4-S15-MSRheat - Baseline Design - Hourly Results.csv | 9 | 1 | 17 | 2 | 1.9954 | 3.1877
| SFM-wCZ07-v2015-rDXGF-t4-S15-MSRheat - Baseline Design - Hourly Results.csv | 9 | 2 | 15 | 3 | 1.3111 | 2.1439
| SFM-wCZ07-v2015-rDXGF-t4-S15-MSRheat - Baseline Design - Hourly Results.csv | 9 | 2 | 16 | 3 | 1.368 | 2.1886
| SFM-wCZ07-v2015-rDXGF-t4-S15-MSRheat - Baseline Design - Hourly Results.csv | 9 | 2 | 17 | 3 | 1.372 | 2.1523
| SFM-wCZ07-v2015-rDXGF-t4-S15-MSRheat - Baseline Design - Hourly Results.csv | 9 | 3 | 15 | 4 | 0.9672 | 1.5822
| SFM-wCZ07-v2015-rDXGF-t4-S15-MSRheat - Baseline Design - Hourly Results.csv | 9 | 3 | 16 | 4 | 0.97833 | 1.5526
| SFM-wCZ07-v2015-rDXGF-t4-S15-MSRheat - Baseline Design - Hourly Results.csv | 9 | 3 | 17 | 4 | 0.94124 | 1.4468
| SFM-wCZ07-v2015-rDXGF-t4-S16-MSRcool - Baseline Design - Hourly Results.csv | 9 | 1 | 15 | 2 | 1.87 | 3.0723
| SFM-wCZ07-v2015-rDXGF-t4-S16-MSRcool - Baseline Design - Hourly Results.csv | 9 | 1 | 16 | 2 | 2.1605 | 3.424
| SFM-wCZ07-v2015-rDXGF-t4-S16-MSRcool - Baseline Design - Hourly Results.csv | 9 | 1 | 17 | 2 | 2.2801 | 3.5128
| SFM-wCZ07-v2015-rDXGF-t4-S16-MSRcool - Baseline Design - Hourly Results.csv | 9 | 2 | 15 | 3 | 1.4737 | 2.3739
| SFM-wCZ07-v2015-rDXGF-t4-S16-MSRcool - Baseline Design - Hourly Results.csv | 9 | 2 | 16 | 3 | 1.5378 | 2.4286
| SFM-wCZ07-v2015-rDXGF-t4-S16-MSRcool - Baseline Design - Hourly Results.csv | 9 | 2 | 17 | 3 | 1.545 | 2.3908
| SFM-wCZ07-v2015-rDXGF-t4-S16-MSRcool - Baseline Design - Hourly Results.csv | 9 | 3 | 15 | 4 | 1.1004 | 1.777
| SFM-wCZ07-v2015-rDXGF-t4-S16-MSRcool - Baseline Design - Hourly Results.csv | 9 | 3 | 16 | 4 | 1.1148 | 1.7468
| SFM-wCZ07-v2015-rDXGF-t4-S16-MSRcool - Baseline Design - Hourly Results.csv | 9 | 3 | 17 | 4 | 1.0723 | 1.6267
| SFM-wCZ07-v2015-rDXGF-t4-S16-MSRheat - Baseline Design - Hourly Results.csv | 9 | 1 | 15 | 2 | 1.7521 | 2.8747
| SFM-wCZ07-v2015-rDXGF-t4-S16-MSRheat - Baseline Design - Hourly Results.csv | 9 | 1 | 16 | 2 | 2.0706 | 3.2062
| SFM-wCZ07-v2015-rDXGF-t4-S16-MSRheat - Baseline Design - Hourly Results.csv | 9 | 1 | 17 | 2 | 2.1412 | 3.3106
| SFM-wCZ07-v2015-rDXGF-t4-S16-MSRheat - Baseline Design - Hourly Results.csv | 9 | 2 | 15 | 3 | 1.3829 | 2.2272
| SFM-wCZ07-v2015-rDXGF-t4-S16-MSRheat - Baseline Design - Hourly Results.csv | 9 | 2 | 16 | 3 | 1.4429 | 2.2757
| SFM-wCZ07-v2015-rDXGF-t4-S16-MSRheat - Baseline Design - Hourly Results.csv | 9 | 2 | 17 | 3 | 1.4495 | 2.2409
| SFM-wCZ07-v2015-rDXGF-t4-S16-MSRheat - Baseline Design - Hourly Results.csv | 9 | 3 | 15 | 4 | 1.0323 | 1.6654
| SFM-wCZ07-v2015-rDXGF-t4-S16-MSRheat - Baseline Design - Hourly Results.csv | 9 | 3 | 16 | 4 | 1.0464 | 1.6375
| SFM-wCZ07-v2015-rDXGF-t4-S16-MSRheat - Baseline Design - Hourly Results.csv | 9 | 3 | 17 | 4 | 1.0055 | 1.5257
| SFM-wCZ07-v2015-rDXGF-t4-S17-MSRcool - Baseline Design - Hourly Results.csv | 9 | 1 | 15 | 2 | 1.7563 | 2.8855
| SFM-wCZ07-v2015-rDXGF-t4-S17-MSRcool - Baseline Design - Hourly Results.csv | 9 | 1 | 16 | 2 | 2.0292 | 3.2158
| SFM-wCZ07-v2015-rDXGF-t4-S17-MSRcool - Baseline Design - Hourly Results.csv | 9 | 1 | 17 | 2 | 2.1415 | 3.2992
| SFM-wCZ07-v2015-rDXGF-t4-S17-MSRcool - Baseline Design - Hourly Results.csv | 9 | 2 | 15 | 3 | 1.3841 | 2.2295
| SFM-wCZ07-v2015-rDXGF-t4-S17-MSRcool - Baseline Design - Hourly Results.csv | 9 | 2 | 16 | 3 | 1.4443 | 2.2809
| SFM-wCZ07-v2015-rDXGF-t4-S17-MSRcool - Baseline Design - Hourly Results.csv | 9 | 2 | 17 | 3 | 1.451 | 2.2454
| SFM-wCZ07-v2015-rDXGF-t4-S17-MSRcool - Baseline Design - Hourly Results.csv | 9 | 3 | 15 | 4 | 1.0335 | 1.6689
| SFM-wCZ07-v2015-rDXGF-t4-S17-MSRcool - Baseline Design - Hourly Results.csv | 9 | 3 | 16 | 4 | 1.047 | 1.6406
| SFM-wCZ07-v2015-rDXGF-t4-S17-MSRcool - Baseline Design - Hourly Results.csv | 9 | 3 | 17 | 4 | 1.0071 | 1.5278
| SFM-wCZ07-v2015-rDXGF-t4-S17-MSRheat - Baseline Design - Hourly Results.csv | 9 | 1 | 15 | 2 | 1.637 | 2.6859
| SFM-wCZ07-v2015-rDXGF-t4-S17-MSRheat - Baseline Design - Hourly Results.csv | 9 | 1 | 16 | 2 | 1.9346 | 2.9956
| SFM-wCZ07-v2015-rDXGF-t4-S17-MSRheat - Baseline Design - Hourly Results.csv | 9 | 1 | 17 | 2 | 2.0006 | 3.0932
| SFM-wCZ07-v2015-rDXGF-t4-S17-MSRheat - Baseline Design - Hourly Results.csv | 9 | 2 | 15 | 3 | 1.2921 | 2.0809
| SFM-wCZ07-v2015-rDXGF-t4-S17-MSRheat - Baseline Design - Hourly Results.csv | 9 | 2 | 16 | 3 | 1.3482 | 2.1262
| SFM-wCZ07-v2015-rDXGF-t4-S17-MSRheat - Baseline Design - Hourly Results.csv | 9 | 2 | 17 | 3 | 1.3543 | 2.0938
| SFM-wCZ07-v2015-rDXGF-t4-S17-MSRheat - Baseline Design - Hourly Results.csv | 9 | 3 | 15 | 4 | 0.96449 | 1.556
| SFM-wCZ07-v2015-rDXGF-t4-S17-MSRheat - Baseline Design - Hourly Results.csv | 9 | 3 | 16 | 4 | 0.97769 | 1.5299
| SFM-wCZ07-v2015-rDXGF-t4-S17-MSRheat - Baseline Design - Hourly Results.csv | 9 | 3 | 17 | 4 | 0.9395 | 1.4255
| SFM-wCZ07-v2015-rDXGF-t5-S14-BSLcool - Baseline Design - Hourly Results.csv | 9 | 1 | 15 | 2 | 1.9768 | 3.2286
| SFM-wCZ07-v2015-rDXGF-t5-S14-BSLcool - Baseline Design - Hourly Results.csv | 9 | 1 | 16 | 2 | 2.2889 | 3.6371
| SFM-wCZ07-v2015-rDXGF-t5-S14-BSLcool - Baseline Design - Hourly Results.csv | 9 | 1 | 17 | 2 | 2.412 | 3.7886
| SFM-wCZ07-v2015-rDXGF-t5-S14-BSLcool - Baseline Design - Hourly Results.csv | 9 | 2 | 15 | 3 | 1.6905 | 2.8012
| SFM-wCZ07-v2015-rDXGF-t5-S14-BSLcool - Baseline Design - Hourly Results.csv | 9 | 2 | 16 | 3 | 1.7394 | 2.7985
| SFM-wCZ07-v2015-rDXGF-t5-S14-BSLcool - Baseline Design - Hourly Results.csv | 9 | 2 | 17 | 3 | 1.7215 | 2.7026
| SFM-wCZ07-v2015-rDXGF-t5-S14-BSLcool - Baseline Design - Hourly Results.csv | 9 | 3 | 15 | 4 | 1.1929 | 1.9509
| SFM-wCZ07-v2015-rDXGF-t5-S14-BSLcool - Baseline Design - Hourly Results.csv | 9 | 3 | 16 | 4 | 1.1949 | 1.8865
| SFM-wCZ07-v2015-rDXGF-t5-S14-BSLcool - Baseline Design - Hourly Results.csv | 9 | 3 | 17 | 4 | 1.1376 | 1.7358
| SFM-wCZ07-v2015-rDXGF-t5-S14-BSLheat - Baseline Design - Hourly Results.csv | 9 | 1 | 15 | 2 | 1.7436 | 2.8527
| SFM-wCZ07-v2015-rDXGF-t5-S14-BSLheat - Baseline Design - Hourly Results.csv | 9 | 1 | 16 | 2 | 2.0154 | 3.2105
| SFM-wCZ07-v2015-rDXGF-t5-S14-BSLheat - Baseline Design - Hourly Results.csv | 9 | 1 | 17 | 2 | 2.1393 | 3.3378
| SFM-wCZ07-v2015-rDXGF-t5-S14-BSLheat - Baseline Design - Hourly Results.csv | 9 | 2 | 15 | 3 | 1.4971 | 2.4811
| SFM-wCZ07-v2015-rDXGF-t5-S14-BSLheat - Baseline Design - Hourly Results.csv | 9 | 2 | 16 | 3 | 1.5403 | 2.4832
| SFM-wCZ07-v2015-rDXGF-t5-S14-BSLheat - Baseline Design - Hourly Results.csv | 9 | 2 | 17 | 3 | 1.5266 | 2.3985
| SFM-wCZ07-v2015-rDXGF-t5-S14-BSLheat - Baseline Design - Hourly Results.csv | 9 | 3 | 15 | 4 | 1.0598 | 1.7345
| SFM-wCZ07-v2015-rDXGF-t5-S14-BSLheat - Baseline Design - Hourly Results.csv | 9 | 3 | 16 | 4 | 1.0614 | 1.6774
| SFM-wCZ07-v2015-rDXGF-t5-S14-BSLheat - Baseline Design - Hourly Results.csv | 9 | 3 | 17 | 4 | 1.0117 | 1.5434
| SFM-wCZ07-v2015-rDXGF-t5-S15-MSRcool - Baseline Design - Hourly Results.csv | 9 | 1 | 15 | 2 | 1.6658 | 2.7636
| SFM-wCZ07-v2015-rDXGF-t5-S15-MSRcool - Baseline Design - Hourly Results.csv | 9 | 1 | 16 | 2 | 1.9107 | 3.0895
| SFM-wCZ07-v2015-rDXGF-t5-S15-MSRcool - Baseline Design - Hourly Results.csv | 9 | 1 | 17 | 2 | 2.012 | 3.1945
| SFM-wCZ07-v2015-rDXGF-t5-S15-MSRcool - Baseline Design - Hourly Results.csv | 9 | 2 | 15 | 3 | 1.429 | 2.4125
| SFM-wCZ07-v2015-rDXGF-t5-S15-MSRcool - Baseline Design - Hourly Results.csv | 9 | 2 | 16 | 3 | 1.4722 | 2.4162
| SFM-wCZ07-v2015-rDXGF-t5-S15-MSRcool - Baseline Design - Hourly Results.csv | 9 | 2 | 17 | 3 | 1.4643 | 2.3413
| SFM-wCZ07-v2015-rDXGF-t5-S15-MSRcool - Baseline Design - Hourly Results.csv | 9 | 3 | 15 | 4 | 1.0214 | 1.7012
| SFM-wCZ07-v2015-rDXGF-t5-S15-MSRcool - Baseline Design - Hourly Results.csv | 9 | 3 | 16 | 4 | 1.0248 | 1.6498
| SFM-wCZ07-v2015-rDXGF-t5-S15-MSRcool - Baseline Design - Hourly Results.csv | 9 | 3 | 17 | 4 | 0.97925 | 1.5199
| SFM-wCZ07-v2015-rDXGF-t5-S15-MSRheat - Baseline Design - Hourly Results.csv | 9 | 1 | 15 | 2 | 1.5609 | 2.5969
| SFM-wCZ07-v2015-rDXGF-t5-S15-MSRheat - Baseline Design - Hourly Results.csv | 9 | 1 | 16 | 2 | 1.7909 | 2.9007
| SFM-wCZ07-v2015-rDXGF-t5-S15-MSRheat - Baseline Design - Hourly Results.csv | 9 | 1 | 17 | 2 | 1.8878 | 2.9997
| SFM-wCZ07-v2015-rDXGF-t5-S15-MSRheat - Baseline Design - Hourly Results.csv | 9 | 2 | 15 | 3 | 1.344 | 2.2738
| SFM-wCZ07-v2015-rDXGF-t5-S15-MSRheat - Baseline Design - Hourly Results.csv | 9 | 2 | 16 | 3 | 1.3859 | 2.2776
| SFM-wCZ07-v2015-rDXGF-t5-S15-MSRheat - Baseline Design - Hourly Results.csv | 9 | 2 | 17 | 3 | 1.376 | 2.2061
| SFM-wCZ07-v2015-rDXGF-t5-S15-MSRheat - Baseline Design - Hourly Results.csv | 9 | 3 | 15 | 4 | 0.96199 | 1.6069
| SFM-wCZ07-v2015-rDXGF-t5-S15-MSRheat - Baseline Design - Hourly Results.csv | 9 | 3 | 16 | 4 | 0.96541 | 1.5574
| SFM-wCZ07-v2015-rDXGF-t5-S15-MSRheat - Baseline Design - Hourly Results.csv | 9 | 3 | 17 | 4 | 0.92246 | 1.4359
| SFM-wCZ07-v2015-rDXGF-t5-S16-MSRcool - Baseline Design - Hourly Results.csv | 9 | 1 | 15 | 2 | 1.7484 | 2.8603
| SFM-wCZ07-v2015-rDXGF-t5-S16-MSRcool - Baseline Design - Hourly Results.csv | 9 | 1 | 16 | 2 | 2.0067 | 3.2137
| SFM-wCZ07-v2015-rDXGF-t5-S16-MSRcool - Baseline Design - Hourly Results.csv | 9 | 1 | 17 | 2 | 2.1378 | 3.3264
| SFM-wCZ07-v2015-rDXGF-t5-S16-MSRcool - Baseline Design - Hourly Results.csv | 9 | 2 | 15 | 3 | 1.5104 | 2.5172
| SFM-wCZ07-v2015-rDXGF-t5-S16-MSRcool - Baseline Design - Hourly Results.csv | 9 | 2 | 16 | 3 | 1.558 | 2.5248
| SFM-wCZ07-v2015-rDXGF-t5-S16-MSRcool - Baseline Design - Hourly Results.csv | 9 | 2 | 17 | 3 | 1.5521 | 2.4495
| SFM-wCZ07-v2015-rDXGF-t5-S16-MSRcool - Baseline Design - Hourly Results.csv | 9 | 3 | 15 | 4 | 1.0954 | 1.803
| SFM-wCZ07-v2015-rDXGF-t5-S16-MSRcool - Baseline Design - Hourly Results.csv | 9 | 3 | 16 | 4 | 1.1015 | 1.7507
| SFM-wCZ07-v2015-rDXGF-t5-S16-MSRcool - Baseline Design - Hourly Results.csv | 9 | 3 | 17 | 4 | 1.0515 | 1.6142
| SFM-wCZ07-v2015-rDXGF-t5-S16-MSRheat - Baseline Design - Hourly Results.csv | 9 | 1 | 15 | 2 | 1.6337 | 2.6735
| SFM-wCZ07-v2015-rDXGF-t5-S16-MSRheat - Baseline Design - Hourly Results.csv | 9 | 1 | 16 | 2 | 1.921 | 3.0034
| SFM-wCZ07-v2015-rDXGF-t5-S16-MSRheat - Baseline Design - Hourly Results.csv | 9 | 1 | 17 | 2 | 2.0551 | 3.1121
| SFM-wCZ07-v2015-rDXGF-t5-S16-MSRheat - Baseline Design - Hourly Results.csv | 9 | 2 | 15 | 3 | 1.4174 | 2.3574
| SFM-wCZ07-v2015-rDXGF-t5-S16-MSRheat - Baseline Design - Hourly Results.csv | 9 | 2 | 16 | 3 | 1.4608 | 2.3617
| SFM-wCZ07-v2015-rDXGF-t5-S16-MSRheat - Baseline Design - Hourly Results.csv | 9 | 2 | 17 | 3 | 1.4539 | 2.2958
| SFM-wCZ07-v2015-rDXGF-t5-S16-MSRheat - Baseline Design - Hourly Results.csv | 9 | 3 | 15 | 4 | 1.0266 | 1.689
| SFM-wCZ07-v2015-rDXGF-t5-S16-MSRheat - Baseline Design - Hourly Results.csv | 9 | 3 | 16 | 4 | 1.0322 | 1.64
| SFM-wCZ07-v2015-rDXGF-t5-S16-MSRheat - Baseline Design - Hourly Results.csv | 9 | 3 | 17 | 4 | 0.98553 | 1.5127
| SFM-wCZ07-v2015-rDXGF-t5-S17-MSRcool - Baseline Design - Hourly Results.csv | 9 | 1 | 15 | 2 | 1.6421 | 2.6863
| SFM-wCZ07-v2015-rDXGF-t5-S17-MSRcool - Baseline Design - Hourly Results.csv | 9 | 1 | 16 | 2 | 1.8847 | 3.0182
| SFM-wCZ07-v2015-rDXGF-t5-S17-MSRcool - Baseline Design - Hourly Results.csv | 9 | 1 | 17 | 2 | 2.0078 | 3.1241
| SFM-wCZ07-v2015-rDXGF-t5-S17-MSRcool - Baseline Design - Hourly Results.csv | 9 | 2 | 15 | 3 | 1.4186 | 2.3642
| SFM-wCZ07-v2015-rDXGF-t5-S17-MSRcool - Baseline Design - Hourly Results.csv | 9 | 2 | 16 | 3 | 1.4633 | 2.3713
| SFM-wCZ07-v2015-rDXGF-t5-S17-MSRcool - Baseline Design - Hourly Results.csv | 9 | 2 | 17 | 3 | 1.4577 | 2.3005
| SFM-wCZ07-v2015-rDXGF-t5-S17-MSRcool - Baseline Design - Hourly Results.csv | 9 | 3 | 15 | 4 | 1.0288 | 1.6934
| SFM-wCZ07-v2015-rDXGF-t5-S17-MSRcool - Baseline Design - Hourly Results.csv | 9 | 3 | 16 | 4 | 1.0345 | 1.6442
| SFM-wCZ07-v2015-rDXGF-t5-S17-MSRcool - Baseline Design - Hourly Results.csv | 9 | 3 | 17 | 4 | 0.98757 | 1.516
| SFM-wCZ07-v2015-rDXGF-t5-S17-MSRheat - Baseline Design - Hourly Results.csv | 9 | 1 | 15 | 2 | 1.5264 | 2.4979
| SFM-wCZ07-v2015-rDXGF-t5-S17-MSRheat - Baseline Design - Hourly Results.csv | 9 | 1 | 16 | 2 | 1.7948 | 2.8062
| SFM-wCZ07-v2015-rDXGF-t5-S17-MSRheat - Baseline Design - Hourly Results.csv | 9 | 1 | 17 | 2 | 1.9201 | 2.9077
| SFM-wCZ07-v2015-rDXGF-t5-S17-MSRheat - Baseline Design - Hourly Results.csv | 9 | 2 | 15 | 3 | 1.3243 | 2.2026
| SFM-wCZ07-v2015-rDXGF-t5-S17-MSRheat - Baseline Design - Hourly Results.csv | 9 | 2 | 16 | 3 | 1.3649 | 2.2066
| SFM-wCZ07-v2015-rDXGF-t5-S17-MSRheat - Baseline Design - Hourly Results.csv | 9 | 2 | 17 | 3 | 1.3584 | 2.1451
| SFM-wCZ07-v2015-rDXGF-t5-S17-MSRheat - Baseline Design - Hourly Results.csv | 9 | 3 | 15 | 4 | 0.95921 | 1.5781
| SFM-wCZ07-v2015-rDXGF-t5-S17-MSRheat - Baseline Design - Hourly Results.csv | 9 | 3 | 16 | 4 | 0.9644 | 1.5322
| SFM-wCZ07-v2015-rDXGF-t5-S17-MSRheat - Baseline Design - Hourly Results.csv | 9 | 3 | 17 | 4 | 0.9208 | 1.4133
| SFM-wCZ07-v2015-rDXHP-t1-S14-BSLboth - Baseline Design - Hourly Results.csv | 9 | 1 | 15 | 2 | 2.0141 | 3.4531
| SFM-wCZ07-v2015-rDXHP-t1-S14-BSLboth - Baseline Design - Hourly Results.csv | 9 | 1 | 16 | 2 | 2.2691 | 3.8066
| SFM-wCZ07-v2015-rDXHP-t1-S14-BSLboth - Baseline Design - Hourly Results.csv | 9 | 1 | 17 | 2 | 2.3283 | 3.8755
| SFM-wCZ07-v2015-rDXHP-t1-S14-BSLboth - Baseline Design - Hourly Results.csv | 9 | 2 | 15 | 3 | 1.5808 | 2.649
| SFM-wCZ07-v2015-rDXHP-t1-S14-BSLboth - Baseline Design - Hourly Results.csv | 9 | 2 | 16 | 3 | 1.6282 | 2.6822
| SFM-wCZ07-v2015-rDXHP-t1-S14-BSLboth - Baseline Design - Hourly Results.csv | 9 | 2 | 17 | 3 | 1.5868 | 2.5871
| SFM-wCZ07-v2015-rDXHP-t1-S14-BSLboth - Baseline Design - Hourly Results.csv | 9 | 3 | 15 | 4 | 1.1501 | 1.9385
| SFM-wCZ07-v2015-rDXHP-t1-S14-BSLboth - Baseline Design - Hourly Results.csv | 9 | 3 | 16 | 4 | 1.1419 | 1.8788
| SFM-wCZ07-v2015-rDXHP-t1-S14-BSLboth - Baseline Design - Hourly Results.csv | 9 | 3 | 17 | 4 | 1.0496 | 1.7002
| SFM-wCZ07-v2015-rDXHP-t1-S14-BSLcool - Baseline Design - Hourly Results.csv | 9 | 1 | 15 | 2 | 2.0141 | 3.4531
| SFM-wCZ07-v2015-rDXHP-t1-S14-BSLcool - Baseline Design - Hourly Results.csv | 9 | 1 | 16 | 2 | 2.2691 | 3.8066
| SFM-wCZ07-v2015-rDXHP-t1-S14-BSLcool - Baseline Design - Hourly Results.csv | 9 | 1 | 17 | 2 | 2.3283 | 3.8755
| SFM-wCZ07-v2015-rDXHP-t1-S14-BSLcool - Baseline Design - Hourly Results.csv | 9 | 2 | 15 | 3 | 1.5808 | 2.649
| SFM-wCZ07-v2015-rDXHP-t1-S14-BSLcool - Baseline Design - Hourly Results.csv | 9 | 2 | 16 | 3 | 1.6282 | 2.6822
| SFM-wCZ07-v2015-rDXHP-t1-S14-BSLcool - Baseline Design - Hourly Results.csv | 9 | 2 | 17 | 3 | 1.5868 | 2.5871
| SFM-wCZ07-v2015-rDXHP-t1-S14-BSLcool - Baseline Design - Hourly Results.csv | 9 | 3 | 15 | 4 | 1.1501 | 1.9385
| SFM-wCZ07-v2015-rDXHP-t1-S14-BSLcool - Baseline Design - Hourly Results.csv | 9 | 3 | 16 | 4 | 1.1419 | 1.8788
| SFM-wCZ07-v2015-rDXHP-t1-S14-BSLcool - Baseline Design - Hourly Results.csv | 9 | 3 | 17 | 4 | 1.0496 | 1.7002
| SFM-wCZ07-v2015-rDXHP-t1-S14-BSLheat - Baseline Design - Hourly Results.csv | 9 | 1 | 15 | 2 | 1.7574 | 3.0131
| SFM-wCZ07-v2015-rDXHP-t1-S14-BSLheat - Baseline Design - Hourly Results.csv | 9 | 1 | 16 | 2 | 1.98 | 3.3216
| SFM-wCZ07-v2015-rDXHP-t1-S14-BSLheat - Baseline Design - Hourly Results.csv | 9 | 1 | 17 | 2 | 2.0316 | 3.3817
| SFM-wCZ07-v2015-rDXHP-t1-S14-BSLheat - Baseline Design - Hourly Results.csv | 9 | 2 | 15 | 3 | 1.3794 | 2.3114
| SFM-wCZ07-v2015-rDXHP-t1-S14-BSLheat - Baseline Design - Hourly Results.csv | 9 | 2 | 16 | 3 | 1.4208 | 2.3404
| SFM-wCZ07-v2015-rDXHP-t1-S14-BSLheat - Baseline Design - Hourly Results.csv | 9 | 2 | 17 | 3 | 1.3846 | 2.2575
| SFM-wCZ07-v2015-rDXHP-t1-S14-BSLheat - Baseline Design - Hourly Results.csv | 9 | 3 | 15 | 4 | 1.0035 | 1.6915
| SFM-wCZ07-v2015-rDXHP-t1-S14-BSLheat - Baseline Design - Hourly Results.csv | 9 | 3 | 16 | 4 | 0.99641 | 1.6394
| SFM-wCZ07-v2015-rDXHP-t1-S14-BSLheat - Baseline Design - Hourly Results.csv | 9 | 3 | 17 | 4 | 0.91587 | 1.4835
| SFM-wCZ07-v2015-rDXHP-t1-S15-MSRboth - Baseline Design - Hourly Results.csv | 9 | 1 | 15 | 2 | 1.6904 | 2.9222
| SFM-wCZ07-v2015-rDXHP-t1-S15-MSRboth - Baseline Design - Hourly Results.csv | 9 | 1 | 16 | 2 | 1.9105 | 3.2256
| SFM-wCZ07-v2015-rDXHP-t1-S15-MSRboth - Baseline Design - Hourly Results.csv | 9 | 1 | 17 | 2 | 1.9634 | 3.2854
| SFM-wCZ07-v2015-rDXHP-t1-S15-MSRboth - Baseline Design - Hourly Results.csv | 9 | 2 | 15 | 3 | 1.3148 | 2.2304
| SFM-wCZ07-v2015-rDXHP-t1-S15-MSRboth - Baseline Design - Hourly Results.csv | 9 | 2 | 16 | 3 | 1.3573 | 2.2594
| SFM-wCZ07-v2015-rDXHP-t1-S15-MSRboth - Baseline Design - Hourly Results.csv | 9 | 2 | 17 | 3 | 1.3241 | 2.1802
| SFM-wCZ07-v2015-rDXHP-t1-S15-MSRboth - Baseline Design - Hourly Results.csv | 9 | 3 | 15 | 4 | 0.9561 | 1.6316
| SFM-wCZ07-v2015-rDXHP-t1-S15-MSRboth - Baseline Design - Hourly Results.csv | 9 | 3 | 16 | 4 | 0.94985 | 1.5808
| SFM-wCZ07-v2015-rDXHP-t1-S15-MSRboth - Baseline Design - Hourly Results.csv | 9 | 3 | 17 | 4 | 0.87182 | 1.4291
| SFM-wCZ07-v2015-rDXHP-t1-S15-MSRcool - Baseline Design - Hourly Results.csv | 9 | 1 | 15 | 2 | 1.6904 | 2.9222
| SFM-wCZ07-v2015-rDXHP-t1-S15-MSRcool - Baseline Design - Hourly Results.csv | 9 | 1 | 16 | 2 | 1.9105 | 3.2256
| SFM-wCZ07-v2015-rDXHP-t1-S15-MSRcool - Baseline Design - Hourly Results.csv | 9 | 1 | 17 | 2 | 1.9634 | 3.2854
| SFM-wCZ07-v2015-rDXHP-t1-S15-MSRcool - Baseline Design - Hourly Results.csv | 9 | 2 | 15 | 3 | 1.3148 | 2.2304
| SFM-wCZ07-v2015-rDXHP-t1-S15-MSRcool - Baseline Design - Hourly Results.csv | 9 | 2 | 16 | 3 | 1.3573 | 2.2594
| SFM-wCZ07-v2015-rDXHP-t1-S15-MSRcool - Baseline Design - Hourly Results.csv | 9 | 2 | 17 | 3 | 1.3241 | 2.1802
| SFM-wCZ07-v2015-rDXHP-t1-S15-MSRcool - Baseline Design - Hourly Results.csv | 9 | 3 | 15 | 4 | 0.9561 | 1.6316
| SFM-wCZ07-v2015-rDXHP-t1-S15-MSRcool - Baseline Design - Hourly Results.csv | 9 | 3 | 16 | 4 | 0.94985 | 1.5808
| SFM-wCZ07-v2015-rDXHP-t1-S15-MSRcool - Baseline Design - Hourly Results.csv | 9 | 3 | 17 | 4 | 0.87182 | 1.4291
| SFM-wCZ07-v2015-rDXHP-t1-S15-MSRheat - Baseline Design - Hourly Results.csv | 9 | 1 | 15 | 2 | 1.5319 | 2.6483
| SFM-wCZ07-v2015-rDXHP-t1-S15-MSRheat - Baseline Design - Hourly Results.csv | 9 | 1 | 16 | 2 | 1.7314 | 2.9232
| SFM-wCZ07-v2015-rDXHP-t1-S15-MSRheat - Baseline Design - Hourly Results.csv | 9 | 1 | 17 | 2 | 1.7793 | 2.9774
| SFM-wCZ07-v2015-rDXHP-t1-S15-MSRheat - Baseline Design - Hourly Results.csv | 9 | 2 | 15 | 3 | 1.1915 | 2.0213
| SFM-wCZ07-v2015-rDXHP-t1-S15-MSRheat - Baseline Design - Hourly Results.csv | 9 | 2 | 16 | 3 | 1.2301 | 2.0476
| SFM-wCZ07-v2015-rDXHP-t1-S15-MSRheat - Baseline Design - Hourly Results.csv | 9 | 2 | 17 | 3 | 1.2 | 1.9758
| SFM-wCZ07-v2015-rDXHP-t1-S15-MSRheat - Baseline Design - Hourly Results.csv | 9 | 3 | 15 | 4 | 0.86646 | 1.4787
| SFM-wCZ07-v2015-rDXHP-t1-S15-MSRheat - Baseline Design - Hourly Results.csv | 9 | 3 | 16 | 4 | 0.86079 | 1.4326
| SFM-wCZ07-v2015-rDXHP-t1-S15-MSRheat - Baseline Design - Hourly Results.csv | 9 | 3 | 17 | 4 | 0.79008 | 1.2952
| SFM-wCZ07-v2015-rDXHP-t1-S16-MSRboth - Baseline Design - Hourly Results.csv | 9 | 1 | 15 | 2 | 1.7776 | 3.0293
| SFM-wCZ07-v2015-rDXHP-t1-S16-MSRboth - Baseline Design - Hourly Results.csv | 9 | 1 | 16 | 2 | 2 | 3.3616
| SFM-wCZ07-v2015-rDXHP-t1-S16-MSRboth - Baseline Design - Hourly Results.csv | 9 | 1 | 17 | 2 | 2.0313 | 3.4018
| SFM-wCZ07-v2015-rDXHP-t1-S16-MSRboth - Baseline Design - Hourly Results.csv | 9 | 2 | 15 | 3 | 1.3943 | 2.3303
| SFM-wCZ07-v2015-rDXHP-t1-S16-MSRboth - Baseline Design - Hourly Results.csv | 9 | 2 | 16 | 3 | 1.4379 | 2.3609
| SFM-wCZ07-v2015-rDXHP-t1-S16-MSRboth - Baseline Design - Hourly Results.csv | 9 | 2 | 17 | 3 | 1.4038 | 2.2839
| SFM-wCZ07-v2015-rDXHP-t1-S16-MSRboth - Baseline Design - Hourly Results.csv | 9 | 3 | 15 | 4 | 1.0268 | 1.7275
| SFM-wCZ07-v2015-rDXHP-t1-S16-MSRboth - Baseline Design - Hourly Results.csv | 9 | 3 | 16 | 4 | 1.0203 | 1.679
| SFM-wCZ07-v2015-rDXHP-t1-S16-MSRboth - Baseline Design - Hourly Results.csv | 9 | 3 | 17 | 4 | 0.93588 | 1.5162
| SFM-wCZ07-v2015-rDXHP-t1-S16-MSRcool - Baseline Design - Hourly Results.csv | 9 | 1 | 15 | 2 | 1.7776 | 3.0293
| SFM-wCZ07-v2015-rDXHP-t1-S16-MSRcool - Baseline Design - Hourly Results.csv | 9 | 1 | 16 | 2 | 2 | 3.3616
| SFM-wCZ07-v2015-rDXHP-t1-S16-MSRcool - Baseline Design - Hourly Results.csv | 9 | 1 | 17 | 2 | 2.0313 | 3.4018
| SFM-wCZ07-v2015-rDXHP-t1-S16-MSRcool - Baseline Design - Hourly Results.csv | 9 | 2 | 15 | 3 | 1.3943 | 2.3303
| SFM-wCZ07-v2015-rDXHP-t1-S16-MSRcool - Baseline Design - Hourly Results.csv | 9 | 2 | 16 | 3 | 1.4379 | 2.3609
| SFM-wCZ07-v2015-rDXHP-t1-S16-MSRcool - Baseline Design - Hourly Results.csv | 9 | 2 | 17 | 3 | 1.4038 | 2.2839
| SFM-wCZ07-v2015-rDXHP-t1-S16-MSRcool - Baseline Design - Hourly Results.csv | 9 | 3 | 15 | 4 | 1.0268 | 1.7275
| SFM-wCZ07-v2015-rDXHP-t1-S16-MSRcool - Baseline Design - Hourly Results.csv | 9 | 3 | 16 | 4 | 1.0203 | 1.679
| SFM-wCZ07-v2015-rDXHP-t1-S16-MSRcool - Baseline Design - Hourly Results.csv | 9 | 3 | 17 | 4 | 0.93588 | 1.5162
| SFM-wCZ07-v2015-rDXHP-t1-S16-MSRheat - Baseline Design - Hourly Results.csv | 9 | 1 | 15 | 2 | 1.6089 | 2.7419
| SFM-wCZ07-v2015-rDXHP-t1-S16-MSRheat - Baseline Design - Hourly Results.csv | 9 | 1 | 16 | 2 | 1.8102 | 3.0427
| SFM-wCZ07-v2015-rDXHP-t1-S16-MSRheat - Baseline Design - Hourly Results.csv | 9 | 1 | 17 | 2 | 1.8386 | 3.0791
| SFM-wCZ07-v2015-rDXHP-t1-S16-MSRheat - Baseline Design - Hourly Results.csv | 9 | 2 | 15 | 3 | 1.262 | 2.1092
| SFM-wCZ07-v2015-rDXHP-t1-S16-MSRheat - Baseline Design - Hourly Results.csv | 9 | 2 | 16 | 3 | 1.3014 | 2.1369
| SFM-wCZ07-v2015-rDXHP-t1-S16-MSRheat - Baseline Design - Hourly Results.csv | 9 | 2 | 17 | 3 | 1.2706 | 2.0672
| SFM-wCZ07-v2015-rDXHP-t1-S16-MSRheat - Baseline Design - Hourly Results.csv | 9 | 3 | 15 | 4 | 0.92936 | 1.5636
| SFM-wCZ07-v2015-rDXHP-t1-S16-MSRheat - Baseline Design - Hourly Results.csv | 9 | 3 | 16 | 4 | 0.92349 | 1.5197
| SFM-wCZ07-v2015-rDXHP-t1-S16-MSRheat - Baseline Design - Hourly Results.csv | 9 | 3 | 17 | 4 | 0.8471 | 1.3723
| SFM-wCZ07-v2015-rDXHP-t1-S17-MSRboth - Baseline Design - Hourly Results.csv | 9 | 1 | 15 | 2 | 1.6695 | 2.8451
| SFM-wCZ07-v2015-rDXHP-t1-S17-MSRboth - Baseline Design - Hourly Results.csv | 9 | 1 | 16 | 2 | 1.8783 | 3.1572
| SFM-wCZ07-v2015-rDXHP-t1-S17-MSRboth - Baseline Design - Hourly Results.csv | 9 | 1 | 17 | 2 | 1.9077 | 3.1949
| SFM-wCZ07-v2015-rDXHP-t1-S17-MSRboth - Baseline Design - Hourly Results.csv | 9 | 2 | 15 | 3 | 1.3095 | 2.1886
| SFM-wCZ07-v2015-rDXHP-t1-S17-MSRboth - Baseline Design - Hourly Results.csv | 9 | 2 | 16 | 3 | 1.3504 | 2.2173
| SFM-wCZ07-v2015-rDXHP-t1-S17-MSRboth - Baseline Design - Hourly Results.csv | 9 | 2 | 17 | 3 | 1.3184 | 2.145
| SFM-wCZ07-v2015-rDXHP-t1-S17-MSRboth - Baseline Design - Hourly Results.csv | 9 | 3 | 15 | 4 | 0.96432 | 1.6225
| SFM-wCZ07-v2015-rDXHP-t1-S17-MSRboth - Baseline Design - Hourly Results.csv | 9 | 3 | 16 | 4 | 0.95824 | 1.5769
| SFM-wCZ07-v2015-rDXHP-t1-S17-MSRboth - Baseline Design - Hourly Results.csv | 9 | 3 | 17 | 4 | 0.87897 | 1.424
| SFM-wCZ07-v2015-rDXHP-t1-S17-MSRcool - Baseline Design - Hourly Results.csv | 9 | 1 | 15 | 2 | 1.6695 | 2.8451
| SFM-wCZ07-v2015-rDXHP-t1-S17-MSRcool - Baseline Design - Hourly Results.csv | 9 | 1 | 16 | 2 | 1.8783 | 3.1572
| SFM-wCZ07-v2015-rDXHP-t1-S17-MSRcool - Baseline Design - Hourly Results.csv | 9 | 1 | 17 | 2 | 1.9077 | 3.1949
| SFM-wCZ07-v2015-rDXHP-t1-S17-MSRcool - Baseline Design - Hourly Results.csv | 9 | 2 | 15 | 3 | 1.3095 | 2.1886
| SFM-wCZ07-v2015-rDXHP-t1-S17-MSRcool - Baseline Design - Hourly Results.csv | 9 | 2 | 16 | 3 | 1.3504 | 2.2173
| SFM-wCZ07-v2015-rDXHP-t1-S17-MSRcool - Baseline Design - Hourly Results.csv | 9 | 2 | 17 | 3 | 1.3184 | 2.145
| SFM-wCZ07-v2015-rDXHP-t1-S17-MSRcool - Baseline Design - Hourly Results.csv | 9 | 3 | 15 | 4 | 0.96432 | 1.6225
| SFM-wCZ07-v2015-rDXHP-t1-S17-MSRcool - Baseline Design - Hourly Results.csv | 9 | 3 | 16 | 4 | 0.95824 | 1.5769
| SFM-wCZ07-v2015-rDXHP-t1-S17-MSRcool - Baseline Design - Hourly Results.csv | 9 | 3 | 17 | 4 | 0.87897 | 1.424
| SFM-wCZ07-v2015-rDXHP-t1-S17-MSRheat - Baseline Design - Hourly Results.csv | 9 | 1 | 15 | 2 | 1.5033 | 2.5618
| SFM-wCZ07-v2015-rDXHP-t1-S17-MSRheat - Baseline Design - Hourly Results.csv | 9 | 1 | 16 | 2 | 1.6913 | 2.8429
| SFM-wCZ07-v2015-rDXHP-t1-S17-MSRheat - Baseline Design - Hourly Results.csv | 9 | 1 | 17 | 2 | 1.7178 | 2.8768
| SFM-wCZ07-v2015-rDXHP-t1-S17-MSRheat - Baseline Design - Hourly Results.csv | 9 | 2 | 15 | 3 | 1.1791 | 1.9707
| SFM-wCZ07-v2015-rDXHP-t1-S17-MSRheat - Baseline Design - Hourly Results.csv | 9 | 2 | 16 | 3 | 1.216 | 1.9966
| SFM-wCZ07-v2015-rDXHP-t1-S17-MSRheat - Baseline Design - Hourly Results.csv | 9 | 2 | 17 | 3 | 1.1872 | 1.9315
| SFM-wCZ07-v2015-rDXHP-t1-S17-MSRheat - Baseline Design - Hourly Results.csv | 9 | 3 | 15 | 4 | 0.86832 | 1.4609
| SFM-wCZ07-v2015-rDXHP-t1-S17-MSRheat - Baseline Design - Hourly Results.csv | 9 | 3 | 16 | 4 | 0.86284 | 1.4199
| SFM-wCZ07-v2015-rDXHP-t1-S17-MSRheat - Baseline Design - Hourly Results.csv | 9 | 3 | 17 | 4 | 0.79146 | 1.2822
| SFM-wCZ07-v2015-rDXHP-t2-S14-BSLboth - Baseline Design - Hourly Results.csv | 9 | 1 | 15 | 2 | 1.6781 | 2.7931
| SFM-wCZ07-v2015-rDXHP-t2-S14-BSLboth - Baseline Design - Hourly Results.csv | 9 | 1 | 16 | 2 | 1.947 | 3.1839
| SFM-wCZ07-v2015-rDXHP-t2-S14-BSLboth - Baseline Design - Hourly Results.csv | 9 | 1 | 17 | 2 | 2.0304 | 3.2902
| SFM-wCZ07-v2015-rDXHP-t2-S14-BSLboth - Baseline Design - Hourly Results.csv | 9 | 2 | 15 | 3 | 1.43 | 2.4892
| SFM-wCZ07-v2015-rDXHP-t2-S14-BSLboth - Baseline Design - Hourly Results.csv | 9 | 2 | 16 | 3 | 1.4725 | 2.4957
| SFM-wCZ07-v2015-rDXHP-t2-S14-BSLboth - Baseline Design - Hourly Results.csv | 9 | 2 | 17 | 3 | 1.431 | 2.387
| SFM-wCZ07-v2015-rDXHP-t2-S14-BSLboth - Baseline Design - Hourly Results.csv | 9 | 3 | 15 | 4 | 0.99052 | 1.72
| SFM-wCZ07-v2015-rDXHP-t2-S14-BSLboth - Baseline Design - Hourly Results.csv | 9 | 3 | 16 | 4 | 0.98305 | 1.652
| SFM-wCZ07-v2015-rDXHP-t2-S14-BSLboth - Baseline Design - Hourly Results.csv | 9 | 3 | 17 | 4 | 0.89092 | 1.4691
| SFM-wCZ07-v2015-rDXHP-t2-S14-BSLcool - Baseline Design - Hourly Results.csv | 9 | 1 | 15 | 2 | 1.6781 | 2.7931
| SFM-wCZ07-v2015-rDXHP-t2-S14-BSLcool - Baseline Design - Hourly Results.csv | 9 | 1 | 16 | 2 | 1.947 | 3.1839
| SFM-wCZ07-v2015-rDXHP-t2-S14-BSLcool - Baseline Design - Hourly Results.csv | 9 | 1 | 17 | 2 | 2.0304 | 3.2902
| SFM-wCZ07-v2015-rDXHP-t2-S14-BSLcool - Baseline Design - Hourly Results.csv | 9 | 2 | 15 | 3 | 1.43 | 2.4892
| SFM-wCZ07-v2015-rDXHP-t2-S14-BSLcool - Baseline Design - Hourly Results.csv | 9 | 2 | 16 | 3 | 1.4725 | 2.4957
| SFM-wCZ07-v2015-rDXHP-t2-S14-BSLcool - Baseline Design - Hourly Results.csv | 9 | 2 | 17 | 3 | 1.431 | 2.387
| SFM-wCZ07-v2015-rDXHP-t2-S14-BSLcool - Baseline Design - Hourly Results.csv | 9 | 3 | 15 | 4 | 0.99052 | 1.72
| SFM-wCZ07-v2015-rDXHP-t2-S14-BSLcool - Baseline Design - Hourly Results.csv | 9 | 3 | 16 | 4 | 0.98305 | 1.652
| SFM-wCZ07-v2015-rDXHP-t2-S14-BSLcool - Baseline Design - Hourly Results.csv | 9 | 3 | 17 | 4 | 0.89092 | 1.4691
| SFM-wCZ07-v2015-rDXHP-t2-S14-BSLheat - Baseline Design - Hourly Results.csv | 9 | 1 | 15 | 2 | 1.4642 | 2.4372
| SFM-wCZ07-v2015-rDXHP-t2-S14-BSLheat - Baseline Design - Hourly Results.csv | 9 | 1 | 16 | 2 | 1.6989 | 2.7782
| SFM-wCZ07-v2015-rDXHP-t2-S14-BSLheat - Baseline Design - Hourly Results.csv | 9 | 1 | 17 | 2 | 1.7717 | 2.8709
| SFM-wCZ07-v2015-rDXHP-t2-S14-BSLheat - Baseline Design - Hourly Results.csv | 9 | 2 | 15 | 3 | 1.2478 | 2.172
| SFM-wCZ07-v2015-rDXHP-t2-S14-BSLheat - Baseline Design - Hourly Results.csv | 9 | 2 | 16 | 3 | 1.2848 | 2.1777
| SFM-wCZ07-v2015-rDXHP-t2-S14-BSLheat - Baseline Design - Hourly Results.csv | 9 | 2 | 17 | 3 | 1.2487 | 2.0829
| SFM-wCZ07-v2015-rDXHP-t2-S14-BSLheat - Baseline Design - Hourly Results.csv | 9 | 3 | 15 | 4 | 0.8643 | 1.5008
| SFM-wCZ07-v2015-rDXHP-t2-S14-BSLheat - Baseline Design - Hourly Results.csv | 9 | 3 | 16 | 4 | 0.85779 | 1.4415
| SFM-wCZ07-v2015-rDXHP-t2-S14-BSLheat - Baseline Design - Hourly Results.csv | 9 | 3 | 17 | 4 | 0.7774 | 1.2819
| SFM-wCZ07-v2015-rDXHP-t2-S15-MSRboth - Baseline Design - Hourly Results.csv | 9 | 1 | 15 | 2 | 1.3992 | 2.3623
| SFM-wCZ07-v2015-rDXHP-t2-S15-MSRboth - Baseline Design - Hourly Results.csv | 9 | 1 | 16 | 2 | 1.6312 | 2.6961
| SFM-wCZ07-v2015-rDXHP-t2-S15-MSRboth - Baseline Design - Hourly Results.csv | 9 | 1 | 17 | 2 | 1.6993 | 2.7845
| SFM-wCZ07-v2015-rDXHP-t2-S15-MSRboth - Baseline Design - Hourly Results.csv | 9 | 2 | 15 | 3 | 1.1883 | 2.0941
| SFM-wCZ07-v2015-rDXHP-t2-S15-MSRboth - Baseline Design - Hourly Results.csv | 9 | 2 | 16 | 3 | 1.2245 | 2.0999
| SFM-wCZ07-v2015-rDXHP-t2-S15-MSRboth - Baseline Design - Hourly Results.csv | 9 | 2 | 17 | 3 | 1.1902 | 2.0091
| SFM-wCZ07-v2015-rDXHP-t2-S15-MSRboth - Baseline Design - Hourly Results.csv | 9 | 3 | 15 | 4 | 0.82085 | 1.4422
| SFM-wCZ07-v2015-rDXHP-t2-S15-MSRboth - Baseline Design - Hourly Results.csv | 9 | 3 | 16 | 4 | 0.81576 | 1.3872
| SFM-wCZ07-v2015-rDXHP-t2-S15-MSRboth - Baseline Design - Hourly Results.csv | 9 | 3 | 17 | 4 | 0.73797 | 1.23
| SFM-wCZ07-v2015-rDXHP-t2-S15-MSRcool - Baseline Design - Hourly Results.csv | 9 | 1 | 15 | 2 | 1.3992 | 2.3623
| SFM-wCZ07-v2015-rDXHP-t2-S15-MSRcool - Baseline Design - Hourly Results.csv | 9 | 1 | 16 | 2 | 1.6312 | 2.6961
| SFM-wCZ07-v2015-rDXHP-t2-S15-MSRcool - Baseline Design - Hourly Results.csv | 9 | 1 | 17 | 2 | 1.6993 | 2.7845
| SFM-wCZ07-v2015-rDXHP-t2-S15-MSRcool - Baseline Design - Hourly Results.csv | 9 | 2 | 15 | 3 | 1.1883 | 2.0941
| SFM-wCZ07-v2015-rDXHP-t2-S15-MSRcool - Baseline Design - Hourly Results.csv | 9 | 2 | 16 | 3 | 1.2245 | 2.0999
| SFM-wCZ07-v2015-rDXHP-t2-S15-MSRcool - Baseline Design - Hourly Results.csv | 9 | 2 | 17 | 3 | 1.1902 | 2.0091
| SFM-wCZ07-v2015-rDXHP-t2-S15-MSRcool - Baseline Design - Hourly Results.csv | 9 | 3 | 15 | 4 | 0.82085 | 1.4422
| SFM-wCZ07-v2015-rDXHP-t2-S15-MSRcool - Baseline Design - Hourly Results.csv | 9 | 3 | 16 | 4 | 0.81576 | 1.3872
| SFM-wCZ07-v2015-rDXHP-t2-S15-MSRcool - Baseline Design - Hourly Results.csv | 9 | 3 | 17 | 4 | 0.73797 | 1.23
| SFM-wCZ07-v2015-rDXHP-t2-S15-MSRheat - Baseline Design - Hourly Results.csv | 9 | 1 | 15 | 2 | 1.268 | 2.1409
| SFM-wCZ07-v2015-rDXHP-t2-S15-MSRheat - Baseline Design - Hourly Results.csv | 9 | 1 | 16 | 2 | 1.4782 | 2.4434
| SFM-wCZ07-v2015-rDXHP-t2-S15-MSRheat - Baseline Design - Hourly Results.csv | 9 | 1 | 17 | 2 | 1.5399 | 2.5234
| SFM-wCZ07-v2015-rDXHP-t2-S15-MSRheat - Baseline Design - Hourly Results.csv | 9 | 2 | 15 | 3 | 1.0769 | 1.8978
| SFM-wCZ07-v2015-rDXHP-t2-S15-MSRheat - Baseline Design - Hourly Results.csv | 9 | 2 | 16 | 3 | 1.1097 | 1.903
| SFM-wCZ07-v2015-rDXHP-t2-S15-MSRheat - Baseline Design - Hourly Results.csv | 9 | 2 | 17 | 3 | 1.0786 | 1.8207
| SFM-wCZ07-v2015-rDXHP-t2-S15-MSRheat - Baseline Design - Hourly Results.csv | 9 | 3 | 15 | 4 | 0.74389 | 1.307
| SFM-wCZ07-v2015-rDXHP-t2-S15-MSRheat - Baseline Design - Hourly Results.csv | 9 | 3 | 16 | 4 | 0.73928 | 1.2571
| SFM-wCZ07-v2015-rDXHP-t2-S15-MSRheat - Baseline Design - Hourly Results.csv | 9 | 3 | 17 | 4 | 0.66878 | 1.1147
| SFM-wCZ07-v2015-rDXHP-t2-S16-MSRboth - Baseline Design - Hourly Results.csv | 9 | 1 | 15 | 2 | 1.469 | 2.4373
| SFM-wCZ07-v2015-rDXHP-t2-S16-MSRboth - Baseline Design - Hourly Results.csv | 9 | 1 | 16 | 2 | 1.7185 | 2.7991
| SFM-wCZ07-v2015-rDXHP-t2-S16-MSRboth - Baseline Design - Hourly Results.csv | 9 | 1 | 17 | 2 | 1.788 | 2.902
| SFM-wCZ07-v2015-rDXHP-t2-S16-MSRboth - Baseline Design - Hourly Results.csv | 9 | 2 | 15 | 3 | 1.2574 | 2.1797
| SFM-wCZ07-v2015-rDXHP-t2-S16-MSRboth - Baseline Design - Hourly Results.csv | 9 | 2 | 16 | 3 | 1.2975 | 2.1897
| SFM-wCZ07-v2015-rDXHP-t2-S16-MSRboth - Baseline Design - Hourly Results.csv | 9 | 2 | 17 | 3 | 1.2625 | 2.1003
| SFM-wCZ07-v2015-rDXHP-t2-S16-MSRboth - Baseline Design - Hourly Results.csv | 9 | 3 | 15 | 4 | 0.88109 | 1.5246
| SFM-wCZ07-v2015-rDXHP-t2-S16-MSRboth - Baseline Design - Hourly Results.csv | 9 | 3 | 16 | 4 | 0.87582 | 1.4692
| SFM-wCZ07-v2015-rDXHP-t2-S16-MSRboth - Baseline Design - Hourly Results.csv | 9 | 3 | 17 | 4 | 0.79238 | 1.3036
| SFM-wCZ07-v2015-rDXHP-t2-S16-MSRcool - Baseline Design - Hourly Results.csv | 9 | 1 | 15 | 2 | 1.469 | 2.4373
| SFM-wCZ07-v2015-rDXHP-t2-S16-MSRcool - Baseline Design - Hourly Results.csv | 9 | 1 | 16 | 2 | 1.7185 | 2.7991
| SFM-wCZ07-v2015-rDXHP-t2-S16-MSRcool - Baseline Design - Hourly Results.csv | 9 | 1 | 17 | 2 | 1.788 | 2.902
| SFM-wCZ07-v2015-rDXHP-t2-S16-MSRcool - Baseline Design - Hourly Results.csv | 9 | 2 | 15 | 3 | 1.2574 | 2.1797
| SFM-wCZ07-v2015-rDXHP-t2-S16-MSRcool - Baseline Design - Hourly Results.csv | 9 | 2 | 16 | 3 | 1.2975 | 2.1897
| SFM-wCZ07-v2015-rDXHP-t2-S16-MSRcool - Baseline Design - Hourly Results.csv | 9 | 2 | 17 | 3 | 1.2625 | 2.1003
| SFM-wCZ07-v2015-rDXHP-t2-S16-MSRcool - Baseline Design - Hourly Results.csv | 9 | 3 | 15 | 4 | 0.88109 | 1.5246
| SFM-wCZ07-v2015-rDXHP-t2-S16-MSRcool - Baseline Design - Hourly Results.csv | 9 | 3 | 16 | 4 | 0.87582 | 1.4692
| SFM-wCZ07-v2015-rDXHP-t2-S16-MSRcool - Baseline Design - Hourly Results.csv | 9 | 3 | 17 | 4 | 0.79238 | 1.3036
| SFM-wCZ07-v2015-rDXHP-t2-S16-MSRheat - Baseline Design - Hourly Results.csv | 9 | 1 | 15 | 2 | 1.3296 | 2.2061
| SFM-wCZ07-v2015-rDXHP-t2-S16-MSRheat - Baseline Design - Hourly Results.csv | 9 | 1 | 16 | 2 | 1.5555 | 2.5336
| SFM-wCZ07-v2015-rDXHP-t2-S16-MSRheat - Baseline Design - Hourly Results.csv | 9 | 1 | 17 | 2 | 1.6184 | 2.6267
| SFM-wCZ07-v2015-rDXHP-t2-S16-MSRheat - Baseline Design - Hourly Results.csv | 9 | 2 | 15 | 3 | 1.1381 | 1.9729
| SFM-wCZ07-v2015-rDXHP-t2-S16-MSRheat - Baseline Design - Hourly Results.csv | 9 | 2 | 16 | 3 | 1.1744 | 1.982
| SFM-wCZ07-v2015-rDXHP-t2-S16-MSRheat - Baseline Design - Hourly Results.csv | 9 | 2 | 17 | 3 | 1.1427 | 1.9011
| SFM-wCZ07-v2015-rDXHP-t2-S16-MSRheat - Baseline Design - Hourly Results.csv | 9 | 3 | 15 | 4 | 0.7975 | 1.38
| SFM-wCZ07-v2015-rDXHP-t2-S16-MSRheat - Baseline Design - Hourly Results.csv | 9 | 3 | 16 | 4 | 0.79273 | 1.3299
| SFM-wCZ07-v2015-rDXHP-t2-S16-MSRheat - Baseline Design - Hourly Results.csv | 9 | 3 | 17 | 4 | 0.71721 | 1.18
| SFM-wCZ07-v2015-rDXHP-t2-S17-MSRboth - Baseline Design - Hourly Results.csv | 9 | 1 | 15 | 2 | 1.3796 | 2.2891
| SFM-wCZ07-v2015-rDXHP-t2-S17-MSRboth - Baseline Design - Hourly Results.csv | 9 | 1 | 16 | 2 | 1.614 | 2.6289
| SFM-wCZ07-v2015-rDXHP-t2-S17-MSRboth - Baseline Design - Hourly Results.csv | 9 | 1 | 17 | 2 | 1.6793 | 2.7255
| SFM-wCZ07-v2015-rDXHP-t2-S17-MSRboth - Baseline Design - Hourly Results.csv | 9 | 2 | 15 | 3 | 1.181 | 2.0472
| SFM-wCZ07-v2015-rDXHP-t2-S17-MSRboth - Baseline Design - Hourly Results.csv | 9 | 2 | 16 | 3 | 1.2186 | 2.0566
| SFM-wCZ07-v2015-rDXHP-t2-S17-MSRboth - Baseline Design - Hourly Results.csv | 9 | 2 | 17 | 3 | 1.1857 | 1.9726
| SFM-wCZ07-v2015-rDXHP-t2-S17-MSRboth - Baseline Design - Hourly Results.csv | 9 | 3 | 15 | 4 | 0.82751 | 1.4319
| SFM-wCZ07-v2015-rDXHP-t2-S17-MSRboth - Baseline Design - Hourly Results.csv | 9 | 3 | 16 | 4 | 0.82256 | 1.3799
| SFM-wCZ07-v2015-rDXHP-t2-S17-MSRboth - Baseline Design - Hourly Results.csv | 9 | 3 | 17 | 4 | 0.7442 | 1.2244
| SFM-wCZ07-v2015-rDXHP-t2-S17-MSRcool - Baseline Design - Hourly Results.csv | 9 | 1 | 15 | 2 | 1.3796 | 2.2891
| SFM-wCZ07-v2015-rDXHP-t2-S17-MSRcool - Baseline Design - Hourly Results.csv | 9 | 1 | 16 | 2 | 1.614 | 2.6289
| SFM-wCZ07-v2015-rDXHP-t2-S17-MSRcool - Baseline Design - Hourly Results.csv | 9 | 1 | 17 | 2 | 1.6793 | 2.7255
| SFM-wCZ07-v2015-rDXHP-t2-S17-MSRcool - Baseline Design - Hourly Results.csv | 9 | 2 | 15 | 3 | 1.181 | 2.0472
| SFM-wCZ07-v2015-rDXHP-t2-S17-MSRcool - Baseline Design - Hourly Results.csv | 9 | 2 | 16 | 3 | 1.2186 | 2.0566
| SFM-wCZ07-v2015-rDXHP-t2-S17-MSRcool - Baseline Design - Hourly Results.csv | 9 | 2 | 17 | 3 | 1.1857 | 1.9726
| SFM-wCZ07-v2015-rDXHP-t2-S17-MSRcool - Baseline Design - Hourly Results.csv | 9 | 3 | 15 | 4 | 0.82751 | 1.4319
| SFM-wCZ07-v2015-rDXHP-t2-S17-MSRcool - Baseline Design - Hourly Results.csv | 9 | 3 | 16 | 4 | 0.82256 | 1.3799
| SFM-wCZ07-v2015-rDXHP-t2-S17-MSRcool - Baseline Design - Hourly Results.csv | 9 | 3 | 17 | 4 | 0.7442 | 1.2244
| SFM-wCZ07-v2015-rDXHP-t2-S17-MSRheat - Baseline Design - Hourly Results.csv | 9 | 1 | 15 | 2 | 1.2423 | 2.0612
| SFM-wCZ07-v2015-rDXHP-t2-S17-MSRheat - Baseline Design - Hourly Results.csv | 9 | 1 | 16 | 2 | 1.4533 | 2.3672
| SFM-wCZ07-v2015-rDXHP-t2-S17-MSRheat - Baseline Design - Hourly Results.csv | 9 | 1 | 17 | 2 | 1.5121 | 2.4542
| SFM-wCZ07-v2015-rDXHP-t2-S17-MSRheat - Baseline Design - Hourly Results.csv | 9 | 2 | 15 | 3 | 1.0634 | 1.8434
| SFM-wCZ07-v2015-rDXHP-t2-S17-MSRheat - Baseline Design - Hourly Results.csv | 9 | 2 | 16 | 3 | 1.0973 | 1.8518
| SFM-wCZ07-v2015-rDXHP-t2-S17-MSRheat - Baseline Design - Hourly Results.csv | 9 | 2 | 17 | 3 | 1.0677 | 1.7762
| SFM-wCZ07-v2015-rDXHP-t2-S17-MSRheat - Baseline Design - Hourly Results.csv | 9 | 3 | 15 | 4 | 0.74512 | 1.2893
| SFM-wCZ07-v2015-rDXHP-t2-S17-MSRheat - Baseline Design - Hourly Results.csv | 9 | 3 | 16 | 4 | 0.74067 | 1.2425
| SFM-wCZ07-v2015-rDXHP-t2-S17-MSRheat - Baseline Design - Hourly Results.csv | 9 | 3 | 17 | 4 | 0.67011 | 1.1025
| SFM-wCZ07-v2015-rDXHP-t3-S14-BSLboth - Baseline Design - Hourly Results.csv | 9 | 1 | 15 | 2 | 1.6788 | 2.7939
| SFM-wCZ07-v2015-rDXHP-t3-S14-BSLboth - Baseline Design - Hourly Results.csv | 9 | 1 | 16 | 2 | 1.9486 | 3.1828
| SFM-wCZ07-v2015-rDXHP-t3-S14-BSLboth - Baseline Design - Hourly Results.csv | 9 | 1 | 17 | 2 | 2.0307 | 3.2906
| SFM-wCZ07-v2015-rDXHP-t3-S14-BSLboth - Baseline Design - Hourly Results.csv | 9 | 2 | 15 | 3 | 1.4626 | 2.5433
| SFM-wCZ07-v2015-rDXHP-t3-S14-BSLboth - Baseline Design - Hourly Results.csv | 9 | 2 | 16 | 3 | 1.5007 | 2.5402
| SFM-wCZ07-v2015-rDXHP-t3-S14-BSLboth - Baseline Design - Hourly Results.csv | 9 | 2 | 17 | 3 | 1.4557 | 2.4236
| SFM-wCZ07-v2015-rDXHP-t3-S14-BSLboth - Baseline Design - Hourly Results.csv | 9 | 3 | 15 | 4 | 0.99724 | 1.7272
| SFM-wCZ07-v2015-rDXHP-t3-S14-BSLboth - Baseline Design - Hourly Results.csv | 9 | 3 | 16 | 4 | 0.98894 | 1.6596
| SFM-wCZ07-v2015-rDXHP-t3-S14-BSLboth - Baseline Design - Hourly Results.csv | 9 | 3 | 17 | 4 | 0.89623 | 1.4752
| SFM-wCZ07-v2015-rDXHP-t3-S14-BSLcool - Baseline Design - Hourly Results.csv | 9 | 1 | 15 | 2 | 1.6788 | 2.7939
| SFM-wCZ07-v2015-rDXHP-t3-S14-BSLcool - Baseline Design - Hourly Results.csv | 9 | 1 | 16 | 2 | 1.9486 | 3.1828
| SFM-wCZ07-v2015-rDXHP-t3-S14-BSLcool - Baseline Design - Hourly Results.csv | 9 | 1 | 17 | 2 | 2.0307 | 3.2906
| SFM-wCZ07-v2015-rDXHP-t3-S14-BSLcool - Baseline Design - Hourly Results.csv | 9 | 2 | 15 | 3 | 1.4626 | 2.5433
| SFM-wCZ07-v2015-rDXHP-t3-S14-BSLcool - Baseline Design - Hourly Results.csv | 9 | 2 | 16 | 3 | 1.5007 | 2.5402
| SFM-wCZ07-v2015-rDXHP-t3-S14-BSLcool - Baseline Design - Hourly Results.csv | 9 | 2 | 17 | 3 | 1.4557 | 2.4236
| SFM-wCZ07-v2015-rDXHP-t3-S14-BSLcool - Baseline Design - Hourly Results.csv | 9 | 3 | 15 | 4 | 0.99724 | 1.7272
| SFM-wCZ07-v2015-rDXHP-t3-S14-BSLcool - Baseline Design - Hourly Results.csv | 9 | 3 | 16 | 4 | 0.98894 | 1.6596
| SFM-wCZ07-v2015-rDXHP-t3-S14-BSLcool - Baseline Design - Hourly Results.csv | 9 | 3 | 17 | 4 | 0.89623 | 1.4752
| SFM-wCZ07-v2015-rDXHP-t3-S14-BSLheat - Baseline Design - Hourly Results.csv | 9 | 1 | 15 | 2 | 1.4649 | 2.4379
| SFM-wCZ07-v2015-rDXHP-t3-S14-BSLheat - Baseline Design - Hourly Results.csv | 9 | 1 | 16 | 2 | 1.7003 | 2.7772
| SFM-wCZ07-v2015-rDXHP-t3-S14-BSLheat - Baseline Design - Hourly Results.csv | 9 | 1 | 17 | 2 | 1.7719 | 2.8712
| SFM-wCZ07-v2015-rDXHP-t3-S14-BSLheat - Baseline Design - Hourly Results.csv | 9 | 2 | 15 | 3 | 1.2762 | 2.2192
| SFM-wCZ07-v2015-rDXHP-t3-S14-BSLheat - Baseline Design - Hourly Results.csv | 9 | 2 | 16 | 3 | 1.3094 | 2.2165
| SFM-wCZ07-v2015-rDXHP-t3-S14-BSLheat - Baseline Design - Hourly Results.csv | 9 | 2 | 17 | 3 | 1.2702 | 2.1148
| SFM-wCZ07-v2015-rDXHP-t3-S14-BSLheat - Baseline Design - Hourly Results.csv | 9 | 3 | 15 | 4 | 0.87016 | 1.5072
| SFM-wCZ07-v2015-rDXHP-t3-S14-BSLheat - Baseline Design - Hourly Results.csv | 9 | 3 | 16 | 4 | 0.86293 | 1.4481
| SFM-wCZ07-v2015-rDXHP-t3-S14-BSLheat - Baseline Design - Hourly Results.csv | 9 | 3 | 17 | 4 | 0.78203 | 1.2872
| SFM-wCZ07-v2015-rDXHP-t3-S15-MSRboth - Baseline Design - Hourly Results.csv | 9 | 1 | 15 | 2 | 1.4002 | 2.3623
| SFM-wCZ07-v2015-rDXHP-t3-S15-MSRboth - Baseline Design - Hourly Results.csv | 9 | 1 | 16 | 2 | 1.6301 | 2.6946
| SFM-wCZ07-v2015-rDXHP-t3-S15-MSRboth - Baseline Design - Hourly Results.csv | 9 | 1 | 17 | 2 | 1.7002 | 2.7843
| SFM-wCZ07-v2015-rDXHP-t3-S15-MSRboth - Baseline Design - Hourly Results.csv | 9 | 2 | 15 | 3 | 1.2129 | 2.1359
| SFM-wCZ07-v2015-rDXHP-t3-S15-MSRboth - Baseline Design - Hourly Results.csv | 9 | 2 | 16 | 3 | 1.2469 | 2.1364
| SFM-wCZ07-v2015-rDXHP-t3-S15-MSRboth - Baseline Design - Hourly Results.csv | 9 | 2 | 17 | 3 | 1.2092 | 2.0393
| SFM-wCZ07-v2015-rDXHP-t3-S15-MSRboth - Baseline Design - Hourly Results.csv | 9 | 3 | 15 | 4 | 0.82653 | 1.4484
| SFM-wCZ07-v2015-rDXHP-t3-S15-MSRboth - Baseline Design - Hourly Results.csv | 9 | 3 | 16 | 4 | 0.82043 | 1.3925
| SFM-wCZ07-v2015-rDXHP-t3-S15-MSRboth - Baseline Design - Hourly Results.csv | 9 | 3 | 17 | 4 | 0.74175 | 1.2354
| SFM-wCZ07-v2015-rDXHP-t3-S15-MSRcool - Baseline Design - Hourly Results.csv | 9 | 1 | 15 | 2 | 1.4002 | 2.3623
| SFM-wCZ07-v2015-rDXHP-t3-S15-MSRcool - Baseline Design - Hourly Results.csv | 9 | 1 | 16 | 2 | 1.6301 | 2.6946
| SFM-wCZ07-v2015-rDXHP-t3-S15-MSRcool - Baseline Design - Hourly Results.csv | 9 | 1 | 17 | 2 | 1.7002 | 2.7843
| SFM-wCZ07-v2015-rDXHP-t3-S15-MSRcool - Baseline Design - Hourly Results.csv | 9 | 2 | 15 | 3 | 1.2129 | 2.1359
| SFM-wCZ07-v2015-rDXHP-t3-S15-MSRcool - Baseline Design - Hourly Results.csv | 9 | 2 | 16 | 3 | 1.2469 | 2.1364
| SFM-wCZ07-v2015-rDXHP-t3-S15-MSRcool - Baseline Design - Hourly Results.csv | 9 | 2 | 17 | 3 | 1.2092 | 2.0393
| SFM-wCZ07-v2015-rDXHP-t3-S15-MSRcool - Baseline Design - Hourly Results.csv | 9 | 3 | 15 | 4 | 0.82653 | 1.4484
| SFM-wCZ07-v2015-rDXHP-t3-S15-MSRcool - Baseline Design - Hourly Results.csv | 9 | 3 | 16 | 4 | 0.82043 | 1.3925
| SFM-wCZ07-v2015-rDXHP-t3-S15-MSRcool - Baseline Design - Hourly Results.csv | 9 | 3 | 17 | 4 | 0.74175 | 1.2354
| SFM-wCZ07-v2015-rDXHP-t3-S15-MSRheat - Baseline Design - Hourly Results.csv | 9 | 1 | 15 | 2 | 1.269 | 2.1408
| SFM-wCZ07-v2015-rDXHP-t3-S15-MSRheat - Baseline Design - Hourly Results.csv | 9 | 1 | 16 | 2 | 1.4772 | 2.4419
| SFM-wCZ07-v2015-rDXHP-t3-S15-MSRheat - Baseline Design - Hourly Results.csv | 9 | 1 | 17 | 2 | 1.5408 | 2.5233
| SFM-wCZ07-v2015-rDXHP-t3-S15-MSRheat - Baseline Design - Hourly Results.csv | 9 | 2 | 15 | 3 | 1.0992 | 1.9357
| SFM-wCZ07-v2015-rDXHP-t3-S15-MSRheat - Baseline Design - Hourly Results.csv | 9 | 2 | 16 | 3 | 1.13 | 1.9362
| SFM-wCZ07-v2015-rDXHP-t3-S15-MSRheat - Baseline Design - Hourly Results.csv | 9 | 2 | 17 | 3 | 1.0958 | 1.8481
| SFM-wCZ07-v2015-rDXHP-t3-S15-MSRheat - Baseline Design - Hourly Results.csv | 9 | 3 | 15 | 4 | 0.74904 | 1.3126
| SFM-wCZ07-v2015-rDXHP-t3-S15-MSRheat - Baseline Design - Hourly Results.csv | 9 | 3 | 16 | 4 | 0.74351 | 1.2619
| SFM-wCZ07-v2015-rDXHP-t3-S15-MSRheat - Baseline Design - Hourly Results.csv | 9 | 3 | 17 | 4 | 0.67221 | 1.1196
| SFM-wCZ07-v2015-rDXHP-t3-S16-MSRboth - Baseline Design - Hourly Results.csv | 9 | 1 | 15 | 2 | 1.4689 | 2.4386
| SFM-wCZ07-v2015-rDXHP-t3-S16-MSRboth - Baseline Design - Hourly Results.csv | 9 | 1 | 16 | 2 | 1.7185 | 2.8008
| SFM-wCZ07-v2015-rDXHP-t3-S16-MSRboth - Baseline Design - Hourly Results.csv | 9 | 1 | 17 | 2 | 1.7871 | 2.9021
| SFM-wCZ07-v2015-rDXHP-t3-S16-MSRboth - Baseline Design - Hourly Results.csv | 9 | 2 | 15 | 3 | 1.285 | 2.2251
| SFM-wCZ07-v2015-rDXHP-t3-S16-MSRboth - Baseline Design - Hourly Results.csv | 9 | 2 | 16 | 3 | 1.3199 | 2.2258
| SFM-wCZ07-v2015-rDXHP-t3-S16-MSRboth - Baseline Design - Hourly Results.csv | 9 | 2 | 17 | 3 | 1.2826 | 2.1308
| SFM-wCZ07-v2015-rDXHP-t3-S16-MSRboth - Baseline Design - Hourly Results.csv | 9 | 3 | 15 | 4 | 0.88682 | 1.5319
| SFM-wCZ07-v2015-rDXHP-t3-S16-MSRboth - Baseline Design - Hourly Results.csv | 9 | 3 | 16 | 4 | 0.88123 | 1.4751
| SFM-wCZ07-v2015-rDXHP-t3-S16-MSRboth - Baseline Design - Hourly Results.csv | 9 | 3 | 17 | 4 | 0.79695 | 1.308
| SFM-wCZ07-v2015-rDXHP-t3-S16-MSRcool - Baseline Design - Hourly Results.csv | 9 | 1 | 15 | 2 | 1.4689 | 2.4386
| SFM-wCZ07-v2015-rDXHP-t3-S16-MSRcool - Baseline Design - Hourly Results.csv | 9 | 1 | 16 | 2 | 1.7185 | 2.8008
| SFM-wCZ07-v2015-rDXHP-t3-S16-MSRcool - Baseline Design - Hourly Results.csv | 9 | 1 | 17 | 2 | 1.7871 | 2.9021
| SFM-wCZ07-v2015-rDXHP-t3-S16-MSRcool - Baseline Design - Hourly Results.csv | 9 | 2 | 15 | 3 | 1.285 | 2.2251
| SFM-wCZ07-v2015-rDXHP-t3-S16-MSRcool - Baseline Design - Hourly Results.csv | 9 | 2 | 16 | 3 | 1.3199 | 2.2258
| SFM-wCZ07-v2015-rDXHP-t3-S16-MSRcool - Baseline Design - Hourly Results.csv | 9 | 2 | 17 | 3 | 1.2826 | 2.1308
| SFM-wCZ07-v2015-rDXHP-t3-S16-MSRcool - Baseline Design - Hourly Results.csv | 9 | 3 | 15 | 4 | 0.88682 | 1.5319
| SFM-wCZ07-v2015-rDXHP-t3-S16-MSRcool - Baseline Design - Hourly Results.csv | 9 | 3 | 16 | 4 | 0.88123 | 1.4751
| SFM-wCZ07-v2015-rDXHP-t3-S16-MSRcool - Baseline Design - Hourly Results.csv | 9 | 3 | 17 | 4 | 0.79695 | 1.308
| SFM-wCZ07-v2015-rDXHP-t3-S16-MSRheat - Baseline Design - Hourly Results.csv | 9 | 1 | 15 | 2 | 1.3295 | 2.2072
| SFM-wCZ07-v2015-rDXHP-t3-S16-MSRheat - Baseline Design - Hourly Results.csv | 9 | 1 | 16 | 2 | 1.5554 | 2.5351
| SFM-wCZ07-v2015-rDXHP-t3-S16-MSRheat - Baseline Design - Hourly Results.csv | 9 | 1 | 17 | 2 | 1.6175 | 2.6268
| SFM-wCZ07-v2015-rDXHP-t3-S16-MSRheat - Baseline Design - Hourly Results.csv | 9 | 2 | 15 | 3 | 1.1631 | 2.014
| SFM-wCZ07-v2015-rDXHP-t3-S16-MSRheat - Baseline Design - Hourly Results.csv | 9 | 2 | 16 | 3 | 1.1947 | 2.0146
| SFM-wCZ07-v2015-rDXHP-t3-S16-MSRheat - Baseline Design - Hourly Results.csv | 9 | 2 | 17 | 3 | 1.1609 | 1.9287
| SFM-wCZ07-v2015-rDXHP-t3-S16-MSRheat - Baseline Design - Hourly Results.csv | 9 | 3 | 15 | 4 | 0.80269 | 1.3866
| SFM-wCZ07-v2015-rDXHP-t3-S16-MSRheat - Baseline Design - Hourly Results.csv | 9 | 3 | 16 | 4 | 0.79763 | 1.3352
| SFM-wCZ07-v2015-rDXHP-t3-S16-MSRheat - Baseline Design - Hourly Results.csv | 9 | 3 | 17 | 4 | 0.72135 | 1.1839
| SFM-wCZ07-v2015-rDXHP-t3-S17-MSRboth - Baseline Design - Hourly Results.csv | 9 | 1 | 15 | 2 | 1.3796 | 2.2903
| SFM-wCZ07-v2015-rDXHP-t3-S17-MSRboth - Baseline Design - Hourly Results.csv | 9 | 1 | 16 | 2 | 1.614 | 2.6304
| SFM-wCZ07-v2015-rDXHP-t3-S17-MSRboth - Baseline Design - Hourly Results.csv | 9 | 1 | 17 | 2 | 1.6784 | 2.7256
| SFM-wCZ07-v2015-rDXHP-t3-S17-MSRboth - Baseline Design - Hourly Results.csv | 9 | 2 | 15 | 3 | 1.2068 | 2.0898
| SFM-wCZ07-v2015-rDXHP-t3-S17-MSRboth - Baseline Design - Hourly Results.csv | 9 | 2 | 16 | 3 | 1.2397 | 2.0904
| SFM-wCZ07-v2015-rDXHP-t3-S17-MSRboth - Baseline Design - Hourly Results.csv | 9 | 2 | 17 | 3 | 1.2046 | 2.0013
| SFM-wCZ07-v2015-rDXHP-t3-S17-MSRboth - Baseline Design - Hourly Results.csv | 9 | 3 | 15 | 4 | 0.83289 | 1.4388
| SFM-wCZ07-v2015-rDXHP-t3-S17-MSRboth - Baseline Design - Hourly Results.csv | 9 | 3 | 16 | 4 | 0.82764 | 1.3854
| SFM-wCZ07-v2015-rDXHP-t3-S17-MSRboth - Baseline Design - Hourly Results.csv | 9 | 3 | 17 | 4 | 0.74849 | 1.2285
| SFM-wCZ07-v2015-rDXHP-t3-S17-MSRcool - Baseline Design - Hourly Results.csv | 9 | 1 | 15 | 2 | 1.3796 | 2.2903
| SFM-wCZ07-v2015-rDXHP-t3-S17-MSRcool - Baseline Design - Hourly Results.csv | 9 | 1 | 16 | 2 | 1.614 | 2.6304
| SFM-wCZ07-v2015-rDXHP-t3-S17-MSRcool - Baseline Design - Hourly Results.csv | 9 | 1 | 17 | 2 | 1.6784 | 2.7256
| SFM-wCZ07-v2015-rDXHP-t3-S17-MSRcool - Baseline Design - Hourly Results.csv | 9 | 2 | 15 | 3 | 1.2068 | 2.0898
| SFM-wCZ07-v2015-rDXHP-t3-S17-MSRcool - Baseline Design - Hourly Results.csv | 9 | 2 | 16 | 3 | 1.2397 | 2.0904
| SFM-wCZ07-v2015-rDXHP-t3-S17-MSRcool - Baseline Design - Hourly Results.csv | 9 | 2 | 17 | 3 | 1.2046 | 2.0013
| SFM-wCZ07-v2015-rDXHP-t3-S17-MSRcool - Baseline Design - Hourly Results.csv | 9 | 3 | 15 | 4 | 0.83289 | 1.4388
| SFM-wCZ07-v2015-rDXHP-t3-S17-MSRcool - Baseline Design - Hourly Results.csv | 9 | 3 | 16 | 4 | 0.82764 | 1.3854
| SFM-wCZ07-v2015-rDXHP-t3-S17-MSRcool - Baseline Design - Hourly Results.csv | 9 | 3 | 17 | 4 | 0.74849 | 1.2285
| SFM-wCZ07-v2015-rDXHP-t3-S17-MSRheat - Baseline Design - Hourly Results.csv | 9 | 1 | 15 | 2 | 1.2422 | 2.0623
| SFM-wCZ07-v2015-rDXHP-t3-S17-MSRheat - Baseline Design - Hourly Results.csv | 9 | 1 | 16 | 2 | 1.4533 | 2.3686
| SFM-wCZ07-v2015-rDXHP-t3-S17-MSRheat - Baseline Design - Hourly Results.csv | 9 | 1 | 17 | 2 | 1.5113 | 2.4543
| SFM-wCZ07-v2015-rDXHP-t3-S17-MSRheat - Baseline Design - Hourly Results.csv | 9 | 2 | 15 | 3 | 1.0867 | 1.8818
| SFM-wCZ07-v2015-rDXHP-t3-S17-MSRheat - Baseline Design - Hourly Results.csv | 9 | 2 | 16 | 3 | 1.1162 | 1.8823
| SFM-wCZ07-v2015-rDXHP-t3-S17-MSRheat - Baseline Design - Hourly Results.csv | 9 | 2 | 17 | 3 | 1.0847 | 1.802
| SFM-wCZ07-v2015-rDXHP-t3-S17-MSRheat - Baseline Design - Hourly Results.csv | 9 | 3 | 15 | 4 | 0.74997 | 1.2955
| SFM-wCZ07-v2015-rDXHP-t3-S17-MSRheat - Baseline Design - Hourly Results.csv | 9 | 3 | 16 | 4 | 0.74524 | 1.2475
| SFM-wCZ07-v2015-rDXHP-t3-S17-MSRheat - Baseline Design - Hourly Results.csv | 9 | 3 | 17 | 4 | 0.67397 | 1.1062
| SFM-wCZ07-v2015-rDXHP-t4-S14-BSLboth - Baseline Design - Hourly Results.csv | 9 | 1 | 15 | 2 | 2.0141 | 3.4508
| SFM-wCZ07-v2015-rDXHP-t4-S14-BSLboth - Baseline Design - Hourly Results.csv | 9 | 1 | 16 | 2 | 2.2691 | 3.8065
| SFM-wCZ07-v2015-rDXHP-t4-S14-BSLboth - Baseline Design - Hourly Results.csv | 9 | 1 | 17 | 2 | 2.3273 | 3.8775
| SFM-wCZ07-v2015-rDXHP-t4-S14-BSLboth - Baseline Design - Hourly Results.csv | 9 | 2 | 15 | 3 | 1.5801 | 2.6503
| SFM-wCZ07-v2015-rDXHP-t4-S14-BSLboth - Baseline Design - Hourly Results.csv | 9 | 2 | 16 | 3 | 1.6281 | 2.6822
| SFM-wCZ07-v2015-rDXHP-t4-S14-BSLboth - Baseline Design - Hourly Results.csv | 9 | 2 | 17 | 3 | 1.5887 | 2.5854
| SFM-wCZ07-v2015-rDXHP-t4-S14-BSLboth - Baseline Design - Hourly Results.csv | 9 | 3 | 15 | 4 | 1.15 | 1.9385
| SFM-wCZ07-v2015-rDXHP-t4-S14-BSLboth - Baseline Design - Hourly Results.csv | 9 | 3 | 16 | 4 | 1.1413 | 1.8788
| SFM-wCZ07-v2015-rDXHP-t4-S14-BSLboth - Baseline Design - Hourly Results.csv | 9 | 3 | 17 | 4 | 1.0495 | 1.6992
| SFM-wCZ07-v2015-rDXHP-t4-S14-BSLcool - Baseline Design - Hourly Results.csv | 9 | 1 | 15 | 2 | 2.0141 | 3.4508
| SFM-wCZ07-v2015-rDXHP-t4-S14-BSLcool - Baseline Design - Hourly Results.csv | 9 | 1 | 16 | 2 | 2.2691 | 3.8065
| SFM-wCZ07-v2015-rDXHP-t4-S14-BSLcool - Baseline Design - Hourly Results.csv | 9 | 1 | 17 | 2 | 2.3273 | 3.8775
| SFM-wCZ07-v2015-rDXHP-t4-S14-BSLcool - Baseline Design - Hourly Results.csv | 9 | 2 | 15 | 3 | 1.5801 | 2.6503
| SFM-wCZ07-v2015-rDXHP-t4-S14-BSLcool - Baseline Design - Hourly Results.csv | 9 | 2 | 16 | 3 | 1.6281 | 2.6822
| SFM-wCZ07-v2015-rDXHP-t4-S14-BSLcool - Baseline Design - Hourly Results.csv | 9 | 2 | 17 | 3 | 1.5887 | 2.5854
| SFM-wCZ07-v2015-rDXHP-t4-S14-BSLcool - Baseline Design - Hourly Results.csv | 9 | 3 | 15 | 4 | 1.15 | 1.9385
| SFM-wCZ07-v2015-rDXHP-t4-S14-BSLcool - Baseline Design - Hourly Results.csv | 9 | 3 | 16 | 4 | 1.1413 | 1.8788
| SFM-wCZ07-v2015-rDXHP-t4-S14-BSLcool - Baseline Design - Hourly Results.csv | 9 | 3 | 17 | 4 | 1.0495 | 1.6992
| SFM-wCZ07-v2015-rDXHP-t4-S14-BSLheat - Baseline Design - Hourly Results.csv | 9 | 1 | 15 | 2 | 1.7574 | 3.0111
| SFM-wCZ07-v2015-rDXHP-t4-S14-BSLheat - Baseline Design - Hourly Results.csv | 9 | 1 | 16 | 2 | 1.98 | 3.3215
| SFM-wCZ07-v2015-rDXHP-t4-S14-BSLheat - Baseline Design - Hourly Results.csv | 9 | 1 | 17 | 2 | 2.0307 | 3.3834
| SFM-wCZ07-v2015-rDXHP-t4-S14-BSLheat - Baseline Design - Hourly Results.csv | 9 | 2 | 15 | 3 | 1.3787 | 2.3125
| SFM-wCZ07-v2015-rDXHP-t4-S14-BSLheat - Baseline Design - Hourly Results.csv | 9 | 2 | 16 | 3 | 1.4207 | 2.3404
| SFM-wCZ07-v2015-rDXHP-t4-S14-BSLheat - Baseline Design - Hourly Results.csv | 9 | 2 | 17 | 3 | 1.3862 | 2.256
| SFM-wCZ07-v2015-rDXHP-t4-S14-BSLheat - Baseline Design - Hourly Results.csv | 9 | 3 | 15 | 4 | 1.0034 | 1.6915
| SFM-wCZ07-v2015-rDXHP-t4-S14-BSLheat - Baseline Design - Hourly Results.csv | 9 | 3 | 16 | 4 | 0.99583 | 1.6394
| SFM-wCZ07-v2015-rDXHP-t4-S14-BSLheat - Baseline Design - Hourly Results.csv | 9 | 3 | 17 | 4 | 0.91581 | 1.4827
| SFM-wCZ07-v2015-rDXHP-t4-S15-MSRboth - Baseline Design - Hourly Results.csv | 9 | 1 | 15 | 2 | 1.6903 | 2.918
| SFM-wCZ07-v2015-rDXHP-t4-S15-MSRboth - Baseline Design - Hourly Results.csv | 9 | 1 | 16 | 2 | 1.9092 | 3.2276
| SFM-wCZ07-v2015-rDXHP-t4-S15-MSRboth - Baseline Design - Hourly Results.csv | 9 | 1 | 17 | 2 | 1.9633 | 3.2811
| SFM-wCZ07-v2015-rDXHP-t4-S15-MSRboth - Baseline Design - Hourly Results.csv | 9 | 2 | 15 | 3 | 1.3157 | 2.2304
| SFM-wCZ07-v2015-rDXHP-t4-S15-MSRboth - Baseline Design - Hourly Results.csv | 9 | 2 | 16 | 3 | 1.3575 | 2.2594
| SFM-wCZ07-v2015-rDXHP-t4-S15-MSRboth - Baseline Design - Hourly Results.csv | 9 | 2 | 17 | 3 | 1.3232 | 2.1802
| SFM-wCZ07-v2015-rDXHP-t4-S15-MSRboth - Baseline Design - Hourly Results.csv | 9 | 3 | 15 | 4 | 0.95544 | 1.6307
| SFM-wCZ07-v2015-rDXHP-t4-S15-MSRboth - Baseline Design - Hourly Results.csv | 9 | 3 | 16 | 4 | 0.94979 | 1.5817
| SFM-wCZ07-v2015-rDXHP-t4-S15-MSRboth - Baseline Design - Hourly Results.csv | 9 | 3 | 17 | 4 | 0.87128 | 1.4292
| SFM-wCZ07-v2015-rDXHP-t4-S15-MSRcool - Baseline Design - Hourly Results.csv | 9 | 1 | 15 | 2 | 1.6903 | 2.918
| SFM-wCZ07-v2015-rDXHP-t4-S15-MSRcool - Baseline Design - Hourly Results.csv | 9 | 1 | 16 | 2 | 1.9092 | 3.2276
| SFM-wCZ07-v2015-rDXHP-t4-S15-MSRcool - Baseline Design - Hourly Results.csv | 9 | 1 | 17 | 2 | 1.9633 | 3.2811
| SFM-wCZ07-v2015-rDXHP-t4-S15-MSRcool - Baseline Design - Hourly Results.csv | 9 | 2 | 15 | 3 | 1.3157 | 2.2304
| SFM-wCZ07-v2015-rDXHP-t4-S15-MSRcool - Baseline Design - Hourly Results.csv | 9 | 2 | 16 | 3 | 1.3575 | 2.2594
| SFM-wCZ07-v2015-rDXHP-t4-S15-MSRcool - Baseline Design - Hourly Results.csv | 9 | 2 | 17 | 3 | 1.3232 | 2.1802
| SFM-wCZ07-v2015-rDXHP-t4-S15-MSRcool - Baseline Design - Hourly Results.csv | 9 | 3 | 15 | 4 | 0.95544 | 1.6307
| SFM-wCZ07-v2015-rDXHP-t4-S15-MSRcool - Baseline Design - Hourly Results.csv | 9 | 3 | 16 | 4 | 0.94979 | 1.5817
| SFM-wCZ07-v2015-rDXHP-t4-S15-MSRcool - Baseline Design - Hourly Results.csv | 9 | 3 | 17 | 4 | 0.87128 | 1.4292
| SFM-wCZ07-v2015-rDXHP-t4-S15-MSRheat - Baseline Design - Hourly Results.csv | 9 | 1 | 15 | 2 | 1.5318 | 2.6444
| SFM-wCZ07-v2015-rDXHP-t4-S15-MSRheat - Baseline Design - Hourly Results.csv | 9 | 1 | 16 | 2 | 1.7302 | 2.925
| SFM-wCZ07-v2015-rDXHP-t4-S15-MSRheat - Baseline Design - Hourly Results.csv | 9 | 1 | 17 | 2 | 1.7793 | 2.9735
| SFM-wCZ07-v2015-rDXHP-t4-S15-MSRheat - Baseline Design - Hourly Results.csv | 9 | 2 | 15 | 3 | 1.1924 | 2.0213
| SFM-wCZ07-v2015-rDXHP-t4-S15-MSRheat - Baseline Design - Hourly Results.csv | 9 | 2 | 16 | 3 | 1.2302 | 2.0476
| SFM-wCZ07-v2015-rDXHP-t4-S15-MSRheat - Baseline Design - Hourly Results.csv | 9 | 2 | 17 | 3 | 1.1992 | 1.9758
| SFM-wCZ07-v2015-rDXHP-t4-S15-MSRheat - Baseline Design - Hourly Results.csv | 9 | 3 | 15 | 4 | 0.86586 | 1.4778
| SFM-wCZ07-v2015-rDXHP-t4-S15-MSRheat - Baseline Design - Hourly Results.csv | 9 | 3 | 16 | 4 | 0.86074 | 1.4334
| SFM-wCZ07-v2015-rDXHP-t4-S15-MSRheat - Baseline Design - Hourly Results.csv | 9 | 3 | 17 | 4 | 0.78959 | 1.2952
| SFM-wCZ07-v2015-rDXHP-t4-S16-MSRboth - Baseline Design - Hourly Results.csv | 9 | 1 | 15 | 2 | 1.7783 | 3.0293
| SFM-wCZ07-v2015-rDXHP-t4-S16-MSRboth - Baseline Design - Hourly Results.csv | 9 | 1 | 16 | 2 | 1.9978 | 3.3616
| SFM-wCZ07-v2015-rDXHP-t4-S16-MSRboth - Baseline Design - Hourly Results.csv | 9 | 1 | 17 | 2 | 2.0322 | 3.4018
| SFM-wCZ07-v2015-rDXHP-t4-S16-MSRboth - Baseline Design - Hourly Results.csv | 9 | 2 | 15 | 3 | 1.3926 | 2.3303
| SFM-wCZ07-v2015-rDXHP-t4-S16-MSRboth - Baseline Design - Hourly Results.csv | 9 | 2 | 16 | 3 | 1.4378 | 2.3609
| SFM-wCZ07-v2015-rDXHP-t4-S16-MSRboth - Baseline Design - Hourly Results.csv | 9 | 2 | 17 | 3 | 1.4029 | 2.2839
| SFM-wCZ07-v2015-rDXHP-t4-S16-MSRboth - Baseline Design - Hourly Results.csv | 9 | 3 | 15 | 4 | 1.0262 | 1.7275
| SFM-wCZ07-v2015-rDXHP-t4-S16-MSRboth - Baseline Design - Hourly Results.csv | 9 | 3 | 16 | 4 | 1.0203 | 1.679
| SFM-wCZ07-v2015-rDXHP-t4-S16-MSRboth - Baseline Design - Hourly Results.csv | 9 | 3 | 17 | 4 | 0.93588 | 1.5162
| SFM-wCZ07-v2015-rDXHP-t4-S16-MSRcool - Baseline Design - Hourly Results.csv | 9 | 1 | 15 | 2 | 1.7783 | 3.0293
| SFM-wCZ07-v2015-rDXHP-t4-S16-MSRcool - Baseline Design - Hourly Results.csv | 9 | 1 | 16 | 2 | 1.9978 | 3.3616
| SFM-wCZ07-v2015-rDXHP-t4-S16-MSRcool - Baseline Design - Hourly Results.csv | 9 | 1 | 17 | 2 | 2.0322 | 3.4018
| SFM-wCZ07-v2015-rDXHP-t4-S16-MSRcool - Baseline Design - Hourly Results.csv | 9 | 2 | 15 | 3 | 1.3926 | 2.3303
| SFM-wCZ07-v2015-rDXHP-t4-S16-MSRcool - Baseline Design - Hourly Results.csv | 9 | 2 | 16 | 3 | 1.4378 | 2.3609
| SFM-wCZ07-v2015-rDXHP-t4-S16-MSRcool - Baseline Design - Hourly Results.csv | 9 | 2 | 17 | 3 | 1.4029 | 2.2839
| SFM-wCZ07-v2015-rDXHP-t4-S16-MSRcool - Baseline Design - Hourly Results.csv | 9 | 3 | 15 | 4 | 1.0262 | 1.7275
| SFM-wCZ07-v2015-rDXHP-t4-S16-MSRcool - Baseline Design - Hourly Results.csv | 9 | 3 | 16 | 4 | 1.0203 | 1.679
| SFM-wCZ07-v2015-rDXHP-t4-S16-MSRcool - Baseline Design - Hourly Results.csv | 9 | 3 | 17 | 4 | 0.93588 | 1.5162
| SFM-wCZ07-v2015-rDXHP-t4-S16-MSRheat - Baseline Design - Hourly Results.csv | 9 | 1 | 15 | 2 | 1.6096 | 2.7419
| SFM-wCZ07-v2015-rDXHP-t4-S16-MSRheat - Baseline Design - Hourly Results.csv | 9 | 1 | 16 | 2 | 1.8083 | 3.0427
| SFM-wCZ07-v2015-rDXHP-t4-S16-MSRheat - Baseline Design - Hourly Results.csv | 9 | 1 | 17 | 2 | 1.8394 | 3.0791
| SFM-wCZ07-v2015-rDXHP-t4-S16-MSRheat - Baseline Design - Hourly Results.csv | 9 | 2 | 15 | 3 | 1.2605 | 2.1092
| SFM-wCZ07-v2015-rDXHP-t4-S16-MSRheat - Baseline Design - Hourly Results.csv | 9 | 2 | 16 | 3 | 1.3014 | 2.1369
| SFM-wCZ07-v2015-rDXHP-t4-S16-MSRheat - Baseline Design - Hourly Results.csv | 9 | 2 | 17 | 3 | 1.2698 | 2.0672
| SFM-wCZ07-v2015-rDXHP-t4-S16-MSRheat - Baseline Design - Hourly Results.csv | 9 | 3 | 15 | 4 | 0.92885 | 1.5636
| SFM-wCZ07-v2015-rDXHP-t4-S16-MSRheat - Baseline Design - Hourly Results.csv | 9 | 3 | 16 | 4 | 0.92349 | 1.5197
| SFM-wCZ07-v2015-rDXHP-t4-S16-MSRheat - Baseline Design - Hourly Results.csv | 9 | 3 | 17 | 4 | 0.84709 | 1.3723
| SFM-wCZ07-v2015-rDXHP-t4-S17-MSRboth - Baseline Design - Hourly Results.csv | 9 | 1 | 15 | 2 | 1.6702 | 2.8451
| SFM-wCZ07-v2015-rDXHP-t4-S17-MSRboth - Baseline Design - Hourly Results.csv | 9 | 1 | 16 | 2 | 1.8763 | 3.1572
| SFM-wCZ07-v2015-rDXHP-t4-S17-MSRboth - Baseline Design - Hourly Results.csv | 9 | 1 | 17 | 2 | 1.9086 | 3.1949
| SFM-wCZ07-v2015-rDXHP-t4-S17-MSRboth - Baseline Design - Hourly Results.csv | 9 | 2 | 15 | 3 | 1.3079 | 2.1886
| SFM-wCZ07-v2015-rDXHP-t4-S17-MSRboth - Baseline Design - Hourly Results.csv | 9 | 2 | 16 | 3 | 1.3503 | 2.2173
| SFM-wCZ07-v2015-rDXHP-t4-S17-MSRboth - Baseline Design - Hourly Results.csv | 9 | 2 | 17 | 3 | 1.3176 | 2.145
| SFM-wCZ07-v2015-rDXHP-t4-S17-MSRboth - Baseline Design - Hourly Results.csv | 9 | 3 | 15 | 4 | 0.9638 | 1.6225
| SFM-wCZ07-v2015-rDXHP-t4-S17-MSRboth - Baseline Design - Hourly Results.csv | 9 | 3 | 16 | 4 | 0.95823 | 1.5769
| SFM-wCZ07-v2015-rDXHP-t4-S17-MSRboth - Baseline Design - Hourly Results.csv | 9 | 3 | 17 | 4 | 0.87896 | 1.424
| SFM-wCZ07-v2015-rDXHP-t4-S17-MSRcool - Baseline Design - Hourly Results.csv | 9 | 1 | 15 | 2 | 1.6702 | 2.8451
| SFM-wCZ07-v2015-rDXHP-t4-S17-MSRcool - Baseline Design - Hourly Results.csv | 9 | 1 | 16 | 2 | 1.8763 | 3.1572
| SFM-wCZ07-v2015-rDXHP-t4-S17-MSRcool - Baseline Design - Hourly Results.csv | 9 | 1 | 17 | 2 | 1.9086 | 3.1949
| SFM-wCZ07-v2015-rDXHP-t4-S17-MSRcool - Baseline Design - Hourly Results.csv | 9 | 2 | 15 | 3 | 1.3079 | 2.1886
| SFM-wCZ07-v2015-rDXHP-t4-S17-MSRcool - Baseline Design - Hourly Results.csv | 9 | 2 | 16 | 3 | 1.3503 | 2.2173
| SFM-wCZ07-v2015-rDXHP-t4-S17-MSRcool - Baseline Design - Hourly Results.csv | 9 | 2 | 17 | 3 | 1.3176 | 2.145
| SFM-wCZ07-v2015-rDXHP-t4-S17-MSRcool - Baseline Design - Hourly Results.csv | 9 | 3 | 15 | 4 | 0.9638 | 1.6225
| SFM-wCZ07-v2015-rDXHP-t4-S17-MSRcool - Baseline Design - Hourly Results.csv | 9 | 3 | 16 | 4 | 0.95823 | 1.5769
| SFM-wCZ07-v2015-rDXHP-t4-S17-MSRcool - Baseline Design - Hourly Results.csv | 9 | 3 | 17 | 4 | 0.87896 | 1.424
| SFM-wCZ07-v2015-rDXHP-t4-S17-MSRheat - Baseline Design - Hourly Results.csv | 9 | 1 | 15 | 2 | 1.5039 | 2.5618
| SFM-wCZ07-v2015-rDXHP-t4-S17-MSRheat - Baseline Design - Hourly Results.csv | 9 | 1 | 16 | 2 | 1.6896 | 2.8429
| SFM-wCZ07-v2015-rDXHP-t4-S17-MSRheat - Baseline Design - Hourly Results.csv | 9 | 1 | 17 | 2 | 1.7186 | 2.8768
| SFM-wCZ07-v2015-rDXHP-t4-S17-MSRheat - Baseline Design - Hourly Results.csv | 9 | 2 | 15 | 3 | 1.1777 | 1.9707
| SFM-wCZ07-v2015-rDXHP-t4-S17-MSRheat - Baseline Design - Hourly Results.csv | 9 | 2 | 16 | 3 | 1.2159 | 1.9966
| SFM-wCZ07-v2015-rDXHP-t4-S17-MSRheat - Baseline Design - Hourly Results.csv | 9 | 2 | 17 | 3 | 1.1864 | 1.9315
| SFM-wCZ07-v2015-rDXHP-t4-S17-MSRheat - Baseline Design - Hourly Results.csv | 9 | 3 | 15 | 4 | 0.86785 | 1.4609
| SFM-wCZ07-v2015-rDXHP-t4-S17-MSRheat - Baseline Design - Hourly Results.csv | 9 | 3 | 16 | 4 | 0.86284 | 1.4199
| SFM-wCZ07-v2015-rDXHP-t4-S17-MSRheat - Baseline Design - Hourly Results.csv | 9 | 3 | 17 | 4 | 0.79146 | 1.2822
| SFM-wCZ07-v2015-rDXHP-t5-S14-BSLboth - Baseline Design - Hourly Results.csv | 9 | 1 | 15 | 2 | 1.8545 | 3.1976
| SFM-wCZ07-v2015-rDXHP-t5-S14-BSLboth - Baseline Design - Hourly Results.csv | 9 | 1 | 16 | 2 | 2.1159 | 3.5599
| SFM-wCZ07-v2015-rDXHP-t5-S14-BSLboth - Baseline Design - Hourly Results.csv | 9 | 1 | 17 | 2 | 2.1914 | 3.6356
| SFM-wCZ07-v2015-rDXHP-t5-S14-BSLboth - Baseline Design - Hourly Results.csv | 9 | 2 | 15 | 3 | 1.6119 | 2.8096
| SFM-wCZ07-v2015-rDXHP-t5-S14-BSLboth - Baseline Design - Hourly Results.csv | 9 | 2 | 16 | 3 | 1.6406 | 2.7898
| SFM-wCZ07-v2015-rDXHP-t5-S14-BSLboth - Baseline Design - Hourly Results.csv | 9 | 2 | 17 | 3 | 1.5867 | 2.6564
| SFM-wCZ07-v2015-rDXHP-t5-S14-BSLboth - Baseline Design - Hourly Results.csv | 9 | 3 | 15 | 4 | 1.1342 | 1.965
| SFM-wCZ07-v2015-rDXHP-t5-S14-BSLboth - Baseline Design - Hourly Results.csv | 9 | 3 | 16 | 4 | 1.1181 | 1.8803
| SFM-wCZ07-v2015-rDXHP-t5-S14-BSLboth - Baseline Design - Hourly Results.csv | 9 | 3 | 17 | 4 | 1.0201 | 1.6836
| SFM-wCZ07-v2015-rDXHP-t5-S14-BSLcool - Baseline Design - Hourly Results.csv | 9 | 1 | 15 | 2 | 1.8545 | 3.1976
| SFM-wCZ07-v2015-rDXHP-t5-S14-BSLcool - Baseline Design - Hourly Results.csv | 9 | 1 | 16 | 2 | 2.1159 | 3.5599
| SFM-wCZ07-v2015-rDXHP-t5-S14-BSLcool - Baseline Design - Hourly Results.csv | 9 | 1 | 17 | 2 | 2.1914 | 3.6356
| SFM-wCZ07-v2015-rDXHP-t5-S14-BSLcool - Baseline Design - Hourly Results.csv | 9 | 2 | 15 | 3 | 1.6119 | 2.8096
| SFM-wCZ07-v2015-rDXHP-t5-S14-BSLcool - Baseline Design - Hourly Results.csv | 9 | 2 | 16 | 3 | 1.6406 | 2.7898
| SFM-wCZ07-v2015-rDXHP-t5-S14-BSLcool - Baseline Design - Hourly Results.csv | 9 | 2 | 17 | 3 | 1.5867 | 2.6564
| SFM-wCZ07-v2015-rDXHP-t5-S14-BSLcool - Baseline Design - Hourly Results.csv | 9 | 3 | 15 | 4 | 1.1342 | 1.965
| SFM-wCZ07-v2015-rDXHP-t5-S14-BSLcool - Baseline Design - Hourly Results.csv | 9 | 3 | 16 | 4 | 1.1181 | 1.8803
| SFM-wCZ07-v2015-rDXHP-t5-S14-BSLcool - Baseline Design - Hourly Results.csv | 9 | 3 | 17 | 4 | 1.0201 | 1.6836
| SFM-wCZ07-v2015-rDXHP-t5-S14-BSLheat - Baseline Design - Hourly Results.csv | 9 | 1 | 15 | 2 | 1.6182 | 2.7902
| SFM-wCZ07-v2015-rDXHP-t5-S14-BSLheat - Baseline Design - Hourly Results.csv | 9 | 1 | 16 | 2 | 1.8463 | 3.1063
| SFM-wCZ07-v2015-rDXHP-t5-S14-BSLheat - Baseline Design - Hourly Results.csv | 9 | 1 | 17 | 2 | 1.9122 | 3.1723
| SFM-wCZ07-v2015-rDXHP-t5-S14-BSLheat - Baseline Design - Hourly Results.csv | 9 | 2 | 15 | 3 | 1.4065 | 2.4516
| SFM-wCZ07-v2015-rDXHP-t5-S14-BSLheat - Baseline Design - Hourly Results.csv | 9 | 2 | 16 | 3 | 1.4316 | 2.4343
| SFM-wCZ07-v2015-rDXHP-t5-S14-BSLheat - Baseline Design - Hourly Results.csv | 9 | 2 | 17 | 3 | 1.3845 | 2.3179
| SFM-wCZ07-v2015-rDXHP-t5-S14-BSLheat - Baseline Design - Hourly Results.csv | 9 | 3 | 15 | 4 | 0.9897 | 1.7146
| SFM-wCZ07-v2015-rDXHP-t5-S14-BSLheat - Baseline Design - Hourly Results.csv | 9 | 3 | 16 | 4 | 0.97566 | 1.6407
| SFM-wCZ07-v2015-rDXHP-t5-S14-BSLheat - Baseline Design - Hourly Results.csv | 9 | 3 | 17 | 4 | 0.89016 | 1.469
| SFM-wCZ07-v2015-rDXHP-t5-S15-MSRboth - Baseline Design - Hourly Results.csv | 9 | 1 | 15 | 2 | 1.5562 | 2.7077
| SFM-wCZ07-v2015-rDXHP-t5-S15-MSRboth - Baseline Design - Hourly Results.csv | 9 | 1 | 16 | 2 | 1.7789 | 3.0141
| SFM-wCZ07-v2015-rDXHP-t5-S15-MSRboth - Baseline Design - Hourly Results.csv | 9 | 1 | 17 | 2 | 1.8405 | 3.0763
| SFM-wCZ07-v2015-rDXHP-t5-S15-MSRboth - Baseline Design - Hourly Results.csv | 9 | 2 | 15 | 3 | 1.3402 | 2.3616
| SFM-wCZ07-v2015-rDXHP-t5-S15-MSRboth - Baseline Design - Hourly Results.csv | 9 | 2 | 16 | 3 | 1.3666 | 2.3472
| SFM-wCZ07-v2015-rDXHP-t5-S15-MSRboth - Baseline Design - Hourly Results.csv | 9 | 2 | 17 | 3 | 1.3218 | 2.2355
| SFM-wCZ07-v2015-rDXHP-t5-S15-MSRboth - Baseline Design - Hourly Results.csv | 9 | 3 | 15 | 4 | 0.94012 | 1.6489
| SFM-wCZ07-v2015-rDXHP-t5-S15-MSRboth - Baseline Design - Hourly Results.csv | 9 | 3 | 16 | 4 | 0.92815 | 1.5784
| SFM-wCZ07-v2015-rDXHP-t5-S15-MSRboth - Baseline Design - Hourly Results.csv | 9 | 3 | 17 | 4 | 0.84501 | 1.4108
| SFM-wCZ07-v2015-rDXHP-t5-S15-MSRcool - Baseline Design - Hourly Results.csv | 9 | 1 | 15 | 2 | 1.5562 | 2.7077
| SFM-wCZ07-v2015-rDXHP-t5-S15-MSRcool - Baseline Design - Hourly Results.csv | 9 | 1 | 16 | 2 | 1.7789 | 3.0141
| SFM-wCZ07-v2015-rDXHP-t5-S15-MSRcool - Baseline Design - Hourly Results.csv | 9 | 1 | 17 | 2 | 1.8405 | 3.0763
| SFM-wCZ07-v2015-rDXHP-t5-S15-MSRcool - Baseline Design - Hourly Results.csv | 9 | 2 | 15 | 3 | 1.3402 | 2.3616
| SFM-wCZ07-v2015-rDXHP-t5-S15-MSRcool - Baseline Design - Hourly Results.csv | 9 | 2 | 16 | 3 | 1.3666 | 2.3472
| SFM-wCZ07-v2015-rDXHP-t5-S15-MSRcool - Baseline Design - Hourly Results.csv | 9 | 2 | 17 | 3 | 1.3218 | 2.2355
| SFM-wCZ07-v2015-rDXHP-t5-S15-MSRcool - Baseline Design - Hourly Results.csv | 9 | 3 | 15 | 4 | 0.94012 | 1.6489
| SFM-wCZ07-v2015-rDXHP-t5-S15-MSRcool - Baseline Design - Hourly Results.csv | 9 | 3 | 16 | 4 | 0.92815 | 1.5784
| SFM-wCZ07-v2015-rDXHP-t5-S15-MSRcool - Baseline Design - Hourly Results.csv | 9 | 3 | 17 | 4 | 0.84501 | 1.4108
| SFM-wCZ07-v2015-rDXHP-t5-S15-MSRheat - Baseline Design - Hourly Results.csv | 9 | 1 | 15 | 2 | 1.4103 | 2.4538
| SFM-wCZ07-v2015-rDXHP-t5-S15-MSRheat - Baseline Design - Hourly Results.csv | 9 | 1 | 16 | 2 | 1.6121 | 2.7315
| SFM-wCZ07-v2015-rDXHP-t5-S15-MSRheat - Baseline Design - Hourly Results.csv | 9 | 1 | 17 | 2 | 1.6679 | 2.7879
| SFM-wCZ07-v2015-rDXHP-t5-S15-MSRheat - Baseline Design - Hourly Results.csv | 9 | 2 | 15 | 3 | 1.2146 | 2.1402
| SFM-wCZ07-v2015-rDXHP-t5-S15-MSRheat - Baseline Design - Hourly Results.csv | 9 | 2 | 16 | 3 | 1.2385 | 2.1272
| SFM-wCZ07-v2015-rDXHP-t5-S15-MSRheat - Baseline Design - Hourly Results.csv | 9 | 2 | 17 | 3 | 1.1979 | 2.0259
| SFM-wCZ07-v2015-rDXHP-t5-S15-MSRheat - Baseline Design - Hourly Results.csv | 9 | 3 | 15 | 4 | 0.85198 | 1.4943
| SFM-wCZ07-v2015-rDXHP-t5-S15-MSRheat - Baseline Design - Hourly Results.csv | 9 | 3 | 16 | 4 | 0.84113 | 1.4304
| SFM-wCZ07-v2015-rDXHP-t5-S15-MSRheat - Baseline Design - Hourly Results.csv | 9 | 3 | 17 | 4 | 0.76579 | 1.2785
| SFM-wCZ07-v2015-rDXHP-t5-S16-MSRboth - Baseline Design - Hourly Results.csv | 9 | 1 | 15 | 2 | 1.6357 | 2.8017
| SFM-wCZ07-v2015-rDXHP-t5-S16-MSRboth - Baseline Design - Hourly Results.csv | 9 | 1 | 16 | 2 | 1.8766 | 3.1374
| SFM-wCZ07-v2015-rDXHP-t5-S16-MSRboth - Baseline Design - Hourly Results.csv | 9 | 1 | 17 | 2 | 1.9201 | 3.2155
| SFM-wCZ07-v2015-rDXHP-t5-S16-MSRboth - Baseline Design - Hourly Results.csv | 9 | 2 | 15 | 3 | 1.418 | 2.4654
| SFM-wCZ07-v2015-rDXHP-t5-S16-MSRboth - Baseline Design - Hourly Results.csv | 9 | 2 | 16 | 3 | 1.4464 | 2.4497
| SFM-wCZ07-v2015-rDXHP-t5-S16-MSRboth - Baseline Design - Hourly Results.csv | 9 | 2 | 17 | 3 | 1.4028 | 2.3396
| SFM-wCZ07-v2015-rDXHP-t5-S16-MSRboth - Baseline Design - Hourly Results.csv | 9 | 3 | 15 | 4 | 1.0105 | 1.7452
| SFM-wCZ07-v2015-rDXHP-t5-S16-MSRboth - Baseline Design - Hourly Results.csv | 9 | 3 | 16 | 4 | 0.99663 | 1.6735
| SFM-wCZ07-v2015-rDXHP-t5-S16-MSRboth - Baseline Design - Hourly Results.csv | 9 | 3 | 17 | 4 | 0.90794 | 1.4968
| SFM-wCZ07-v2015-rDXHP-t5-S16-MSRcool - Baseline Design - Hourly Results.csv | 9 | 1 | 15 | 2 | 1.6357 | 2.8017
| SFM-wCZ07-v2015-rDXHP-t5-S16-MSRcool - Baseline Design - Hourly Results.csv | 9 | 1 | 16 | 2 | 1.8766 | 3.1374
| SFM-wCZ07-v2015-rDXHP-t5-S16-MSRcool - Baseline Design - Hourly Results.csv | 9 | 1 | 17 | 2 | 1.9201 | 3.2155
| SFM-wCZ07-v2015-rDXHP-t5-S16-MSRcool - Baseline Design - Hourly Results.csv | 9 | 2 | 15 | 3 | 1.418 | 2.4654
| SFM-wCZ07-v2015-rDXHP-t5-S16-MSRcool - Baseline Design - Hourly Results.csv | 9 | 2 | 16 | 3 | 1.4464 | 2.4497
| SFM-wCZ07-v2015-rDXHP-t5-S16-MSRcool - Baseline Design - Hourly Results.csv | 9 | 2 | 17 | 3 | 1.4028 | 2.3396
| SFM-wCZ07-v2015-rDXHP-t5-S16-MSRcool - Baseline Design - Hourly Results.csv | 9 | 3 | 15 | 4 | 1.0105 | 1.7452
| SFM-wCZ07-v2015-rDXHP-t5-S16-MSRcool - Baseline Design - Hourly Results.csv | 9 | 3 | 16 | 4 | 0.99663 | 1.6735
| SFM-wCZ07-v2015-rDXHP-t5-S16-MSRcool - Baseline Design - Hourly Results.csv | 9 | 3 | 17 | 4 | 0.90794 | 1.4968
| SFM-wCZ07-v2015-rDXHP-t5-S16-MSRheat - Baseline Design - Hourly Results.csv | 9 | 1 | 15 | 2 | 1.4805 | 2.5359
| SFM-wCZ07-v2015-rDXHP-t5-S16-MSRheat - Baseline Design - Hourly Results.csv | 9 | 1 | 16 | 2 | 1.6986 | 2.8397
| SFM-wCZ07-v2015-rDXHP-t5-S16-MSRheat - Baseline Design - Hourly Results.csv | 9 | 1 | 17 | 2 | 1.7379 | 2.9104
| SFM-wCZ07-v2015-rDXHP-t5-S16-MSRheat - Baseline Design - Hourly Results.csv | 9 | 2 | 15 | 3 | 1.2835 | 2.2315
| SFM-wCZ07-v2015-rDXHP-t5-S16-MSRheat - Baseline Design - Hourly Results.csv | 9 | 2 | 16 | 3 | 1.3092 | 2.2173
| SFM-wCZ07-v2015-rDXHP-t5-S16-MSRheat - Baseline Design - Hourly Results.csv | 9 | 2 | 17 | 3 | 1.2697 | 2.1176
| SFM-wCZ07-v2015-rDXHP-t5-S16-MSRheat - Baseline Design - Hourly Results.csv | 9 | 3 | 15 | 4 | 0.91463 | 1.5796
| SFM-wCZ07-v2015-rDXHP-t5-S16-MSRheat - Baseline Design - Hourly Results.csv | 9 | 3 | 16 | 4 | 0.90208 | 1.5147
| SFM-wCZ07-v2015-rDXHP-t5-S16-MSRheat - Baseline Design - Hourly Results.csv | 9 | 3 | 17 | 4 | 0.82181 | 1.3548
| SFM-wCZ07-v2015-rDXHP-t5-S17-MSRboth - Baseline Design - Hourly Results.csv | 9 | 1 | 15 | 2 | 1.5362 | 2.6313
| SFM-wCZ07-v2015-rDXHP-t5-S17-MSRboth - Baseline Design - Hourly Results.csv | 9 | 1 | 16 | 2 | 1.7625 | 2.9466
| SFM-wCZ07-v2015-rDXHP-t5-S17-MSRboth - Baseline Design - Hourly Results.csv | 9 | 1 | 17 | 2 | 1.8033 | 3.02
| SFM-wCZ07-v2015-rDXHP-t5-S17-MSRboth - Baseline Design - Hourly Results.csv | 9 | 2 | 15 | 3 | 1.3317 | 2.3155
| SFM-wCZ07-v2015-rDXHP-t5-S17-MSRboth - Baseline Design - Hourly Results.csv | 9 | 2 | 16 | 3 | 1.3585 | 2.3007
| SFM-wCZ07-v2015-rDXHP-t5-S17-MSRboth - Baseline Design - Hourly Results.csv | 9 | 2 | 17 | 3 | 1.3175 | 2.1973
| SFM-wCZ07-v2015-rDXHP-t5-S17-MSRboth - Baseline Design - Hourly Results.csv | 9 | 3 | 15 | 4 | 0.94905 | 1.6391
| SFM-wCZ07-v2015-rDXHP-t5-S17-MSRboth - Baseline Design - Hourly Results.csv | 9 | 3 | 16 | 4 | 0.93602 | 1.5717
| SFM-wCZ07-v2015-rDXHP-t5-S17-MSRboth - Baseline Design - Hourly Results.csv | 9 | 3 | 17 | 4 | 0.85273 | 1.4057
| SFM-wCZ07-v2015-rDXHP-t5-S17-MSRcool - Baseline Design - Hourly Results.csv | 9 | 1 | 15 | 2 | 1.5362 | 2.6313
| SFM-wCZ07-v2015-rDXHP-t5-S17-MSRcool - Baseline Design - Hourly Results.csv | 9 | 1 | 16 | 2 | 1.7625 | 2.9466
| SFM-wCZ07-v2015-rDXHP-t5-S17-MSRcool - Baseline Design - Hourly Results.csv | 9 | 1 | 17 | 2 | 1.8033 | 3.02
| SFM-wCZ07-v2015-rDXHP-t5-S17-MSRcool - Baseline Design - Hourly Results.csv | 9 | 2 | 15 | 3 | 1.3317 | 2.3155
| SFM-wCZ07-v2015-rDXHP-t5-S17-MSRcool - Baseline Design - Hourly Results.csv | 9 | 2 | 16 | 3 | 1.3585 | 2.3007
| SFM-wCZ07-v2015-rDXHP-t5-S17-MSRcool - Baseline Design - Hourly Results.csv | 9 | 2 | 17 | 3 | 1.3175 | 2.1973
| SFM-wCZ07-v2015-rDXHP-t5-S17-MSRcool - Baseline Design - Hourly Results.csv | 9 | 3 | 15 | 4 | 0.94905 | 1.6391
| SFM-wCZ07-v2015-rDXHP-t5-S17-MSRcool - Baseline Design - Hourly Results.csv | 9 | 3 | 16 | 4 | 0.93602 | 1.5717
| SFM-wCZ07-v2015-rDXHP-t5-S17-MSRcool - Baseline Design - Hourly Results.csv | 9 | 3 | 17 | 4 | 0.85273 | 1.4057
| SFM-wCZ07-v2015-rDXHP-t5-S17-MSRheat - Baseline Design - Hourly Results.csv | 9 | 1 | 15 | 2 | 1.3833 | 2.3694
| SFM-wCZ07-v2015-rDXHP-t5-S17-MSRheat - Baseline Design - Hourly Results.csv | 9 | 1 | 16 | 2 | 1.587 | 2.6532
| SFM-wCZ07-v2015-rDXHP-t5-S17-MSRheat - Baseline Design - Hourly Results.csv | 9 | 1 | 17 | 2 | 1.6238 | 2.7193
| SFM-wCZ07-v2015-rDXHP-t5-S17-MSRheat - Baseline Design - Hourly Results.csv | 9 | 2 | 15 | 3 | 1.1992 | 2.085
| SFM-wCZ07-v2015-rDXHP-t5-S17-MSRheat - Baseline Design - Hourly Results.csv | 9 | 2 | 16 | 3 | 1.2232 | 2.0716
| SFM-wCZ07-v2015-rDXHP-t5-S17-MSRheat - Baseline Design - Hourly Results.csv | 9 | 2 | 17 | 3 | 1.1863 | 1.9785
| SFM-wCZ07-v2015-rDXHP-t5-S17-MSRheat - Baseline Design - Hourly Results.csv | 9 | 3 | 15 | 4 | 0.85456 | 1.4759
| SFM-wCZ07-v2015-rDXHP-t5-S17-MSRheat - Baseline Design - Hourly Results.csv | 9 | 3 | 16 | 4 | 0.84284 | 1.4152
| SFM-wCZ07-v2015-rDXHP-t5-S17-MSRheat - Baseline Design - Hourly Results.csv | 9 | 3 | 17 | 4 | 0.76783 | 1.2658
| SFM-wCZ08-v2015-rDXGF-t1-S14-BSLcool - Baseline Design - Hourly Results.csv | 9 | 1 | 15 | 2 | 3.6282 | 6.2337
| SFM-wCZ08-v2015-rDXGF-t1-S14-BSLcool - Baseline Design - Hourly Results.csv | 9 | 1 | 16 | 2 | 3.4119 | 5.8003
| SFM-wCZ08-v2015-rDXGF-t1-S14-BSLcool - Baseline Design - Hourly Results.csv | 9 | 1 | 17 | 2 | 3.3754 | 5.7244
| SFM-wCZ08-v2015-rDXGF-t1-S14-BSLcool - Baseline Design - Hourly Results.csv | 9 | 2 | 15 | 3 | 2.1281 | 3.6396
| SFM-wCZ08-v2015-rDXGF-t1-S14-BSLcool - Baseline Design - Hourly Results.csv | 9 | 2 | 16 | 3 | 2.1955 | 3.7239
| SFM-wCZ08-v2015-rDXGF-t1-S14-BSLcool - Baseline Design - Hourly Results.csv | 9 | 2 | 17 | 3 | 2.1848 | 3.6618
| SFM-wCZ08-v2015-rDXGF-t1-S14-BSLcool - Baseline Design - Hourly Results.csv | 9 | 3 | 15 | 4 | 2.1861 | 3.6891
| SFM-wCZ08-v2015-rDXGF-t1-S14-BSLcool - Baseline Design - Hourly Results.csv | 9 | 3 | 16 | 4 | 1.9322 | 3.2003
| SFM-wCZ08-v2015-rDXGF-t1-S14-BSLcool - Baseline Design - Hourly Results.csv | 9 | 3 | 17 | 4 | 1.8299 | 3.0151
| SFM-wCZ08-v2015-rDXGF-t1-S14-BSLheat - Baseline Design - Hourly Results.csv | 9 | 1 | 15 | 2 | 3.203 | 5.4775
| SFM-wCZ08-v2015-rDXGF-t1-S14-BSLheat - Baseline Design - Hourly Results.csv | 9 | 1 | 16 | 2 | 3.0126 | 5.1021
| SFM-wCZ08-v2015-rDXGF-t1-S14-BSLheat - Baseline Design - Hourly Results.csv | 9 | 1 | 17 | 2 | 2.9787 | 5.0341
| SFM-wCZ08-v2015-rDXGF-t1-S14-BSLheat - Baseline Design - Hourly Results.csv | 9 | 2 | 15 | 3 | 1.891 | 3.2339
| SFM-wCZ08-v2015-rDXGF-t1-S14-BSLheat - Baseline Design - Hourly Results.csv | 9 | 2 | 16 | 3 | 1.9496 | 3.3048
| SFM-wCZ08-v2015-rDXGF-t1-S14-BSLheat - Baseline Design - Hourly Results.csv | 9 | 2 | 17 | 3 | 1.9376 | 3.2506
| SFM-wCZ08-v2015-rDXGF-t1-S14-BSLheat - Baseline Design - Hourly Results.csv | 9 | 3 | 15 | 4 | 1.9362 | 3.2656
| SFM-wCZ08-v2015-rDXGF-t1-S14-BSLheat - Baseline Design - Hourly Results.csv | 9 | 3 | 16 | 4 | 1.7124 | 2.8375
| SFM-wCZ08-v2015-rDXGF-t1-S14-BSLheat - Baseline Design - Hourly Results.csv | 9 | 3 | 17 | 4 | 1.6234 | 2.6763
| SFM-wCZ08-v2015-rDXGF-t1-S15-MSRcool - Baseline Design - Hourly Results.csv | 9 | 1 | 15 | 2 | 2.9605 | 5.1393
| SFM-wCZ08-v2015-rDXGF-t1-S15-MSRcool - Baseline Design - Hourly Results.csv | 9 | 1 | 16 | 2 | 2.7959 | 4.8007
| SFM-wCZ08-v2015-rDXGF-t1-S15-MSRcool - Baseline Design - Hourly Results.csv | 9 | 1 | 17 | 2 | 2.7676 | 4.7382
| SFM-wCZ08-v2015-rDXGF-t1-S15-MSRcool - Baseline Design - Hourly Results.csv | 9 | 2 | 15 | 3 | 1.7918 | 3.108
| SFM-wCZ08-v2015-rDXGF-t1-S15-MSRcool - Baseline Design - Hourly Results.csv | 9 | 2 | 16 | 3 | 1.8488 | 3.1794
| SFM-wCZ08-v2015-rDXGF-t1-S15-MSRcool - Baseline Design - Hourly Results.csv | 9 | 2 | 17 | 3 | 1.8404 | 3.1264
| SFM-wCZ08-v2015-rDXGF-t1-S15-MSRcool - Baseline Design - Hourly Results.csv | 9 | 3 | 15 | 4 | 1.8305 | 3.1419
| SFM-wCZ08-v2015-rDXGF-t1-S15-MSRcool - Baseline Design - Hourly Results.csv | 9 | 3 | 16 | 4 | 1.6283 | 2.741
| SFM-wCZ08-v2015-rDXGF-t1-S15-MSRcool - Baseline Design - Hourly Results.csv | 9 | 3 | 17 | 4 | 1.5536 | 2.5981
| SFM-wCZ08-v2015-rDXGF-t1-S15-MSRheat - Baseline Design - Hourly Results.csv | 9 | 1 | 15 | 2 | 2.7889 | 4.8573
| SFM-wCZ08-v2015-rDXGF-t1-S15-MSRheat - Baseline Design - Hourly Results.csv | 9 | 1 | 16 | 2 | 2.6353 | 4.5393
| SFM-wCZ08-v2015-rDXGF-t1-S15-MSRheat - Baseline Design - Hourly Results.csv | 9 | 1 | 17 | 2 | 2.6093 | 4.4801
| SFM-wCZ08-v2015-rDXGF-t1-S15-MSRheat - Baseline Design - Hourly Results.csv | 9 | 2 | 15 | 3 | 1.6928 | 2.9414
| SFM-wCZ08-v2015-rDXGF-t1-S15-MSRheat - Baseline Design - Hourly Results.csv | 9 | 2 | 16 | 3 | 1.7455 | 3.0076
| SFM-wCZ08-v2015-rDXGF-t1-S15-MSRheat - Baseline Design - Hourly Results.csv | 9 | 2 | 17 | 3 | 1.737 | 2.9523
| SFM-wCZ08-v2015-rDXGF-t1-S15-MSRheat - Baseline Design - Hourly Results.csv | 9 | 3 | 15 | 4 | 1.7257 | 2.9587
| SFM-wCZ08-v2015-rDXGF-t1-S15-MSRheat - Baseline Design - Hourly Results.csv | 9 | 3 | 16 | 4 | 1.5357 | 2.5805
| SFM-wCZ08-v2015-rDXGF-t1-S15-MSRheat - Baseline Design - Hourly Results.csv | 9 | 3 | 17 | 4 | 1.4652 | 2.448
| SFM-wCZ08-v2015-rDXGF-t1-S16-MSRcool - Baseline Design - Hourly Results.csv | 9 | 1 | 15 | 2 | 3.2617 | 5.4614
| SFM-wCZ08-v2015-rDXGF-t1-S16-MSRcool - Baseline Design - Hourly Results.csv | 9 | 1 | 16 | 2 | 3.0515 | 5.0539
| SFM-wCZ08-v2015-rDXGF-t1-S16-MSRcool - Baseline Design - Hourly Results.csv | 9 | 1 | 17 | 2 | 3.0022 | 4.9369
| SFM-wCZ08-v2015-rDXGF-t1-S16-MSRcool - Baseline Design - Hourly Results.csv | 9 | 2 | 15 | 3 | 1.8885 | 3.2215
| SFM-wCZ08-v2015-rDXGF-t1-S16-MSRcool - Baseline Design - Hourly Results.csv | 9 | 2 | 16 | 3 | 1.9443 | 3.293
| SFM-wCZ08-v2015-rDXGF-t1-S16-MSRcool - Baseline Design - Hourly Results.csv | 9 | 2 | 17 | 3 | 1.9266 | 3.2235
| SFM-wCZ08-v2015-rDXGF-t1-S16-MSRcool - Baseline Design - Hourly Results.csv | 9 | 3 | 15 | 4 | 1.9362 | 3.2744
| SFM-wCZ08-v2015-rDXGF-t1-S16-MSRcool - Baseline Design - Hourly Results.csv | 9 | 3 | 16 | 4 | 1.7159 | 2.8532
| SFM-wCZ08-v2015-rDXGF-t1-S16-MSRcool - Baseline Design - Hourly Results.csv | 9 | 3 | 17 | 4 | 1.6282 | 2.6905
| SFM-wCZ08-v2015-rDXGF-t1-S16-MSRheat - Baseline Design - Hourly Results.csv | 9 | 1 | 15 | 2 | 3.0421 | 5.2246
| SFM-wCZ08-v2015-rDXGF-t1-S16-MSRheat - Baseline Design - Hourly Results.csv | 9 | 1 | 16 | 2 | 2.8655 | 4.8569
| SFM-wCZ08-v2015-rDXGF-t1-S16-MSRheat - Baseline Design - Hourly Results.csv | 9 | 1 | 17 | 2 | 2.8254 | 4.7648
| SFM-wCZ08-v2015-rDXGF-t1-S16-MSRheat - Baseline Design - Hourly Results.csv | 9 | 2 | 15 | 3 | 1.7754 | 3.0284
| SFM-wCZ08-v2015-rDXGF-t1-S16-MSRheat - Baseline Design - Hourly Results.csv | 9 | 2 | 16 | 3 | 1.8269 | 3.0954
| SFM-wCZ08-v2015-rDXGF-t1-S16-MSRheat - Baseline Design - Hourly Results.csv | 9 | 2 | 17 | 3 | 1.8114 | 3.0321
| SFM-wCZ08-v2015-rDXGF-t1-S16-MSRheat - Baseline Design - Hourly Results.csv | 9 | 3 | 15 | 4 | 1.8198 | 3.0633
| SFM-wCZ08-v2015-rDXGF-t1-S16-MSRheat - Baseline Design - Hourly Results.csv | 9 | 3 | 16 | 4 | 1.6123 | 2.6711
| SFM-wCZ08-v2015-rDXGF-t1-S16-MSRheat - Baseline Design - Hourly Results.csv | 9 | 3 | 17 | 4 | 1.5301 | 2.5241
| SFM-wCZ08-v2015-rDXGF-t1-S17-MSRcool - Baseline Design - Hourly Results.csv | 9 | 1 | 15 | 2 | 3.0633 | 5.1293
| SFM-wCZ08-v2015-rDXGF-t1-S17-MSRcool - Baseline Design - Hourly Results.csv | 9 | 1 | 16 | 2 | 2.8659 | 4.7466
| SFM-wCZ08-v2015-rDXGF-t1-S17-MSRcool - Baseline Design - Hourly Results.csv | 9 | 1 | 17 | 2 | 2.8196 | 4.6367
| SFM-wCZ08-v2015-rDXGF-t1-S17-MSRcool - Baseline Design - Hourly Results.csv | 9 | 2 | 15 | 3 | 1.7737 | 3.0256
| SFM-wCZ08-v2015-rDXGF-t1-S17-MSRcool - Baseline Design - Hourly Results.csv | 9 | 2 | 16 | 3 | 1.826 | 3.0928
| SFM-wCZ08-v2015-rDXGF-t1-S17-MSRcool - Baseline Design - Hourly Results.csv | 9 | 2 | 17 | 3 | 1.8094 | 3.0275
| SFM-wCZ08-v2015-rDXGF-t1-S17-MSRcool - Baseline Design - Hourly Results.csv | 9 | 3 | 15 | 4 | 1.8185 | 3.0753
| SFM-wCZ08-v2015-rDXGF-t1-S17-MSRcool - Baseline Design - Hourly Results.csv | 9 | 3 | 16 | 4 | 1.6115 | 2.6797
| SFM-wCZ08-v2015-rDXGF-t1-S17-MSRcool - Baseline Design - Hourly Results.csv | 9 | 3 | 17 | 4 | 1.5292 | 2.5269
| SFM-wCZ08-v2015-rDXGF-t1-S17-MSRheat - Baseline Design - Hourly Results.csv | 9 | 1 | 15 | 2 | 2.8423 | 4.8815
| SFM-wCZ08-v2015-rDXGF-t1-S17-MSRheat - Baseline Design - Hourly Results.csv | 9 | 1 | 16 | 2 | 2.6773 | 4.5379
| SFM-wCZ08-v2015-rDXGF-t1-S17-MSRheat - Baseline Design - Hourly Results.csv | 9 | 1 | 17 | 2 | 2.6399 | 4.4519
| SFM-wCZ08-v2015-rDXGF-t1-S17-MSRheat - Baseline Design - Hourly Results.csv | 9 | 2 | 15 | 3 | 1.6588 | 2.8295
| SFM-wCZ08-v2015-rDXGF-t1-S17-MSRheat - Baseline Design - Hourly Results.csv | 9 | 2 | 16 | 3 | 1.7069 | 2.8921
| SFM-wCZ08-v2015-rDXGF-t1-S17-MSRheat - Baseline Design - Hourly Results.csv | 9 | 2 | 17 | 3 | 1.6925 | 2.833
| SFM-wCZ08-v2015-rDXGF-t1-S17-MSRheat - Baseline Design - Hourly Results.csv | 9 | 3 | 15 | 4 | 1.7003 | 2.8621
| SFM-wCZ08-v2015-rDXGF-t1-S17-MSRheat - Baseline Design - Hourly Results.csv | 9 | 3 | 16 | 4 | 1.5064 | 2.4957
| SFM-wCZ08-v2015-rDXGF-t1-S17-MSRheat - Baseline Design - Hourly Results.csv | 9 | 3 | 17 | 4 | 1.4296 | 2.3584
| SFM-wCZ08-v2015-rDXGF-t2-S14-BSLcool - Baseline Design - Hourly Results.csv | 9 | 1 | 15 | 2 | 3.0574 | 5.0694
| SFM-wCZ08-v2015-rDXGF-t2-S14-BSLcool - Baseline Design - Hourly Results.csv | 9 | 1 | 16 | 2 | 2.9107 | 4.795
| SFM-wCZ08-v2015-rDXGF-t2-S14-BSLcool - Baseline Design - Hourly Results.csv | 9 | 1 | 17 | 2 | 2.9042 | 4.7958
| SFM-wCZ08-v2015-rDXGF-t2-S14-BSLcool - Baseline Design - Hourly Results.csv | 9 | 2 | 15 | 3 | 1.9633 | 3.3808
| SFM-wCZ08-v2015-rDXGF-t2-S14-BSLcool - Baseline Design - Hourly Results.csv | 9 | 2 | 16 | 3 | 2.0234 | 3.4471
| SFM-wCZ08-v2015-rDXGF-t2-S14-BSLcool - Baseline Design - Hourly Results.csv | 9 | 2 | 17 | 3 | 2.0081 | 3.3743
| SFM-wCZ08-v2015-rDXGF-t2-S14-BSLcool - Baseline Design - Hourly Results.csv | 9 | 3 | 15 | 4 | 1.8602 | 3.0484
| SFM-wCZ08-v2015-rDXGF-t2-S14-BSLcool - Baseline Design - Hourly Results.csv | 9 | 3 | 16 | 4 | 1.6482 | 2.65
| SFM-wCZ08-v2015-rDXGF-t2-S14-BSLcool - Baseline Design - Hourly Results.csv | 9 | 3 | 17 | 4 | 1.5689 | 2.5149
| SFM-wCZ08-v2015-rDXGF-t2-S14-BSLheat - Baseline Design - Hourly Results.csv | 9 | 1 | 15 | 2 | 2.6912 | 4.4707
| SFM-wCZ08-v2015-rDXGF-t2-S14-BSLheat - Baseline Design - Hourly Results.csv | 9 | 1 | 16 | 2 | 2.5646 | 4.2341
| SFM-wCZ08-v2015-rDXGF-t2-S14-BSLheat - Baseline Design - Hourly Results.csv | 9 | 1 | 17 | 2 | 2.5596 | 4.2379
| SFM-wCZ08-v2015-rDXGF-t2-S14-BSLheat - Baseline Design - Hourly Results.csv | 9 | 2 | 15 | 3 | 1.7389 | 3.0005
| SFM-wCZ08-v2015-rDXGF-t2-S14-BSLheat - Baseline Design - Hourly Results.csv | 9 | 2 | 16 | 3 | 1.7912 | 3.0581
| SFM-wCZ08-v2015-rDXGF-t2-S14-BSLheat - Baseline Design - Hourly Results.csv | 9 | 2 | 17 | 3 | 1.7769 | 2.9902
| SFM-wCZ08-v2015-rDXGF-t2-S14-BSLheat - Baseline Design - Hourly Results.csv | 9 | 3 | 15 | 4 | 1.6453 | 2.6941
| SFM-wCZ08-v2015-rDXGF-t2-S14-BSLheat - Baseline Design - Hourly Results.csv | 9 | 3 | 16 | 4 | 1.4574 | 2.3441
| SFM-wCZ08-v2015-rDXGF-t2-S14-BSLheat - Baseline Design - Hourly Results.csv | 9 | 3 | 17 | 4 | 1.3876 | 2.2265
| SFM-wCZ08-v2015-rDXGF-t2-S15-MSRcool - Baseline Design - Hourly Results.csv | 9 | 1 | 15 | 2 | 2.5229 | 4.2663
| SFM-wCZ08-v2015-rDXGF-t2-S15-MSRcool - Baseline Design - Hourly Results.csv | 9 | 1 | 16 | 2 | 2.411 | 4.0447
| SFM-wCZ08-v2015-rDXGF-t2-S15-MSRcool - Baseline Design - Hourly Results.csv | 9 | 1 | 17 | 2 | 2.4081 | 4.0437
| SFM-wCZ08-v2015-rDXGF-t2-S15-MSRcool - Baseline Design - Hourly Results.csv | 9 | 2 | 15 | 3 | 1.6593 | 2.8992
| SFM-wCZ08-v2015-rDXGF-t2-S15-MSRcool - Baseline Design - Hourly Results.csv | 9 | 2 | 16 | 3 | 1.709 | 2.9537
| SFM-wCZ08-v2015-rDXGF-t2-S15-MSRcool - Baseline Design - Hourly Results.csv | 9 | 2 | 17 | 3 | 1.6986 | 2.8878
| SFM-wCZ08-v2015-rDXGF-t2-S15-MSRcool - Baseline Design - Hourly Results.csv | 9 | 3 | 15 | 4 | 1.5674 | 2.6125
| SFM-wCZ08-v2015-rDXGF-t2-S15-MSRcool - Baseline Design - Hourly Results.csv | 9 | 3 | 16 | 4 | 1.3938 | 2.279
| SFM-wCZ08-v2015-rDXGF-t2-S15-MSRcool - Baseline Design - Hourly Results.csv | 9 | 3 | 17 | 4 | 1.3339 | 2.1731
| SFM-wCZ08-v2015-rDXGF-t2-S15-MSRheat - Baseline Design - Hourly Results.csv | 9 | 1 | 15 | 2 | 2.3778 | 4.0214
| SFM-wCZ08-v2015-rDXGF-t2-S15-MSRheat - Baseline Design - Hourly Results.csv | 9 | 1 | 16 | 2 | 2.2729 | 3.8149
| SFM-wCZ08-v2015-rDXGF-t2-S15-MSRheat - Baseline Design - Hourly Results.csv | 9 | 1 | 17 | 2 | 2.2701 | 3.8171
| SFM-wCZ08-v2015-rDXGF-t2-S15-MSRheat - Baseline Design - Hourly Results.csv | 9 | 2 | 15 | 3 | 1.5653 | 2.7365
| SFM-wCZ08-v2015-rDXGF-t2-S15-MSRheat - Baseline Design - Hourly Results.csv | 9 | 2 | 16 | 3 | 1.6113 | 2.7867
| SFM-wCZ08-v2015-rDXGF-t2-S15-MSRheat - Baseline Design - Hourly Results.csv | 9 | 2 | 17 | 3 | 1.6009 | 2.724
| SFM-wCZ08-v2015-rDXGF-t2-S15-MSRheat - Baseline Design - Hourly Results.csv | 9 | 3 | 15 | 4 | 1.4766 | 2.459
| SFM-wCZ08-v2015-rDXGF-t2-S15-MSRheat - Baseline Design - Hourly Results.csv | 9 | 3 | 16 | 4 | 1.3139 | 2.1499
| SFM-wCZ08-v2015-rDXGF-t2-S15-MSRheat - Baseline Design - Hourly Results.csv | 9 | 3 | 17 | 4 | 1.2577 | 2.0497
| SFM-wCZ08-v2015-rDXGF-t2-S16-MSRcool - Baseline Design - Hourly Results.csv | 9 | 1 | 15 | 2 | 2.7082 | 4.4798
| SFM-wCZ08-v2015-rDXGF-t2-S16-MSRcool - Baseline Design - Hourly Results.csv | 9 | 1 | 16 | 2 | 2.5654 | 4.2313
| SFM-wCZ08-v2015-rDXGF-t2-S16-MSRcool - Baseline Design - Hourly Results.csv | 9 | 1 | 17 | 2 | 2.5437 | 4.2099
| SFM-wCZ08-v2015-rDXGF-t2-S16-MSRcool - Baseline Design - Hourly Results.csv | 9 | 2 | 15 | 3 | 1.7423 | 2.9977
| SFM-wCZ08-v2015-rDXGF-t2-S16-MSRcool - Baseline Design - Hourly Results.csv | 9 | 2 | 16 | 3 | 1.7948 | 3.0562
| SFM-wCZ08-v2015-rDXGF-t2-S16-MSRcool - Baseline Design - Hourly Results.csv | 9 | 2 | 17 | 3 | 1.7759 | 2.9793
| SFM-wCZ08-v2015-rDXGF-t2-S16-MSRcool - Baseline Design - Hourly Results.csv | 9 | 3 | 15 | 4 | 1.6535 | 2.7106
| SFM-wCZ08-v2015-rDXGF-t2-S16-MSRcool - Baseline Design - Hourly Results.csv | 9 | 3 | 16 | 4 | 1.4698 | 2.3714
| SFM-wCZ08-v2015-rDXGF-t2-S16-MSRcool - Baseline Design - Hourly Results.csv | 9 | 3 | 17 | 4 | 1.4014 | 2.2536
| SFM-wCZ08-v2015-rDXGF-t2-S16-MSRheat - Baseline Design - Hourly Results.csv | 9 | 1 | 15 | 2 | 2.5317 | 4.1822
| SFM-wCZ08-v2015-rDXGF-t2-S16-MSRheat - Baseline Design - Hourly Results.csv | 9 | 1 | 16 | 2 | 2.3981 | 3.9559
| SFM-wCZ08-v2015-rDXGF-t2-S16-MSRheat - Baseline Design - Hourly Results.csv | 9 | 1 | 17 | 2 | 2.3805 | 3.9334
| SFM-wCZ08-v2015-rDXGF-t2-S16-MSRheat - Baseline Design - Hourly Results.csv | 9 | 2 | 15 | 3 | 1.6347 | 2.8126
| SFM-wCZ08-v2015-rDXGF-t2-S16-MSRheat - Baseline Design - Hourly Results.csv | 9 | 2 | 16 | 3 | 1.682 | 2.8632
| SFM-wCZ08-v2015-rDXGF-t2-S16-MSRheat - Baseline Design - Hourly Results.csv | 9 | 2 | 17 | 3 | 1.6635 | 2.7925
| SFM-wCZ08-v2015-rDXGF-t2-S16-MSRheat - Baseline Design - Hourly Results.csv | 9 | 3 | 15 | 4 | 1.5483 | 2.5358
| SFM-wCZ08-v2015-rDXGF-t2-S16-MSRheat - Baseline Design - Hourly Results.csv | 9 | 3 | 16 | 4 | 1.3777 | 2.2192
| SFM-wCZ08-v2015-rDXGF-t2-S16-MSRheat - Baseline Design - Hourly Results.csv | 9 | 3 | 17 | 4 | 1.3134 | 2.1109
| SFM-wCZ08-v2015-rDXGF-t2-S17-MSRcool - Baseline Design - Hourly Results.csv | 9 | 1 | 15 | 2 | 2.5435 | 4.2073
| SFM-wCZ08-v2015-rDXGF-t2-S17-MSRcool - Baseline Design - Hourly Results.csv | 9 | 1 | 16 | 2 | 2.4094 | 3.9739
| SFM-wCZ08-v2015-rDXGF-t2-S17-MSRcool - Baseline Design - Hourly Results.csv | 9 | 1 | 17 | 2 | 2.389 | 3.9539
| SFM-wCZ08-v2015-rDXGF-t2-S17-MSRcool - Baseline Design - Hourly Results.csv | 9 | 2 | 15 | 3 | 1.6363 | 2.8154
| SFM-wCZ08-v2015-rDXGF-t2-S17-MSRcool - Baseline Design - Hourly Results.csv | 9 | 2 | 16 | 3 | 1.6857 | 2.8704
| SFM-wCZ08-v2015-rDXGF-t2-S17-MSRcool - Baseline Design - Hourly Results.csv | 9 | 2 | 17 | 3 | 1.6679 | 2.7981
| SFM-wCZ08-v2015-rDXGF-t2-S17-MSRcool - Baseline Design - Hourly Results.csv | 9 | 3 | 15 | 4 | 1.5529 | 2.5458
| SFM-wCZ08-v2015-rDXGF-t2-S17-MSRcool - Baseline Design - Hourly Results.csv | 9 | 3 | 16 | 4 | 1.3804 | 2.2272
| SFM-wCZ08-v2015-rDXGF-t2-S17-MSRcool - Baseline Design - Hourly Results.csv | 9 | 3 | 17 | 4 | 1.3161 | 2.1166
| SFM-wCZ08-v2015-rDXGF-t2-S17-MSRheat - Baseline Design - Hourly Results.csv | 9 | 1 | 15 | 2 | 2.3655 | 3.9076
| SFM-wCZ08-v2015-rDXGF-t2-S17-MSRheat - Baseline Design - Hourly Results.csv | 9 | 1 | 16 | 2 | 2.2406 | 3.6961
| SFM-wCZ08-v2015-rDXGF-t2-S17-MSRheat - Baseline Design - Hourly Results.csv | 9 | 1 | 17 | 2 | 2.2242 | 3.6751
| SFM-wCZ08-v2015-rDXGF-t2-S17-MSRheat - Baseline Design - Hourly Results.csv | 9 | 2 | 15 | 3 | 1.5273 | 2.6279
| SFM-wCZ08-v2015-rDXGF-t2-S17-MSRheat - Baseline Design - Hourly Results.csv | 9 | 2 | 16 | 3 | 1.5716 | 2.6752
| SFM-wCZ08-v2015-rDXGF-t2-S17-MSRheat - Baseline Design - Hourly Results.csv | 9 | 2 | 17 | 3 | 1.5542 | 2.6091
| SFM-wCZ08-v2015-rDXGF-t2-S17-MSRheat - Baseline Design - Hourly Results.csv | 9 | 3 | 15 | 4 | 1.4466 | 2.3692
| SFM-wCZ08-v2015-rDXGF-t2-S17-MSRheat - Baseline Design - Hourly Results.csv | 9 | 3 | 16 | 4 | 1.2872 | 2.0734
| SFM-wCZ08-v2015-rDXGF-t2-S17-MSRheat - Baseline Design - Hourly Results.csv | 9 | 3 | 17 | 4 | 1.2272 | 1.9723
| SFM-wCZ08-v2015-rDXGF-t3-S14-BSLcool - Baseline Design - Hourly Results.csv | 9 | 1 | 15 | 2 | 2.3783 | 3.5842
| SFM-wCZ08-v2015-rDXGF-t3-S14-BSLcool - Baseline Design - Hourly Results.csv | 9 | 1 | 16 | 2 | 2.338 | 3.5757
| SFM-wCZ08-v2015-rDXGF-t3-S14-BSLcool - Baseline Design - Hourly Results.csv | 9 | 1 | 17 | 2 | 2.3836 | 3.7292
| SFM-wCZ08-v2015-rDXGF-t3-S14-BSLcool - Baseline Design - Hourly Results.csv | 9 | 2 | 15 | 3 | 1.5091 | 2.5117
| SFM-wCZ08-v2015-rDXGF-t3-S14-BSLcool - Baseline Design - Hourly Results.csv | 9 | 2 | 16 | 3 | 1.6005 | 2.6541
| SFM-wCZ08-v2015-rDXGF-t3-S14-BSLcool - Baseline Design - Hourly Results.csv | 9 | 2 | 17 | 3 | 1.612 | 2.6435
| SFM-wCZ08-v2015-rDXGF-t3-S14-BSLcool - Baseline Design - Hourly Results.csv | 9 | 3 | 15 | 4 | 1.4106 | 2.1225
| SFM-wCZ08-v2015-rDXGF-t3-S14-BSLcool - Baseline Design - Hourly Results.csv | 9 | 3 | 16 | 4 | 1.2682 | 1.8878
| SFM-wCZ08-v2015-rDXGF-t3-S14-BSLcool - Baseline Design - Hourly Results.csv | 9 | 3 | 17 | 4 | 1.2265 | 1.846
| SFM-wCZ08-v2015-rDXGF-t3-S14-BSLheat - Baseline Design - Hourly Results.csv | 9 | 1 | 15 | 2 | 2.0846 | 3.154
| SFM-wCZ08-v2015-rDXGF-t3-S14-BSLheat - Baseline Design - Hourly Results.csv | 9 | 1 | 16 | 2 | 2.0525 | 3.1496
| SFM-wCZ08-v2015-rDXGF-t3-S14-BSLheat - Baseline Design - Hourly Results.csv | 9 | 1 | 17 | 2 | 2.0942 | 3.2834
| SFM-wCZ08-v2015-rDXGF-t3-S14-BSLheat - Baseline Design - Hourly Results.csv | 9 | 2 | 15 | 3 | 1.3332 | 2.2215
| SFM-wCZ08-v2015-rDXGF-t3-S14-BSLheat - Baseline Design - Hourly Results.csv | 9 | 2 | 16 | 3 | 1.4143 | 2.3482
| SFM-wCZ08-v2015-rDXGF-t3-S14-BSLheat - Baseline Design - Hourly Results.csv | 9 | 2 | 17 | 3 | 1.4241 | 2.3367
| SFM-wCZ08-v2015-rDXGF-t3-S14-BSLheat - Baseline Design - Hourly Results.csv | 9 | 3 | 15 | 4 | 1.2445 | 1.8701
| SFM-wCZ08-v2015-rDXGF-t3-S14-BSLheat - Baseline Design - Hourly Results.csv | 9 | 3 | 16 | 4 | 1.1194 | 1.6656
| SFM-wCZ08-v2015-rDXGF-t3-S14-BSLheat - Baseline Design - Hourly Results.csv | 9 | 3 | 17 | 4 | 1.0829 | 1.6302
| SFM-wCZ08-v2015-rDXGF-t3-S15-MSRcool - Baseline Design - Hourly Results.csv | 9 | 1 | 15 | 2 | 1.9918 | 3.0549
| SFM-wCZ08-v2015-rDXGF-t3-S15-MSRcool - Baseline Design - Hourly Results.csv | 9 | 1 | 16 | 2 | 1.9558 | 3.0423
| SFM-wCZ08-v2015-rDXGF-t3-S15-MSRcool - Baseline Design - Hourly Results.csv | 9 | 1 | 17 | 2 | 1.9976 | 3.1721
| SFM-wCZ08-v2015-rDXGF-t3-S15-MSRcool - Baseline Design - Hourly Results.csv | 9 | 2 | 15 | 3 | 1.2816 | 2.1673
| SFM-wCZ08-v2015-rDXGF-t3-S15-MSRcool - Baseline Design - Hourly Results.csv | 9 | 2 | 16 | 3 | 1.3594 | 2.2907
| SFM-wCZ08-v2015-rDXGF-t3-S15-MSRcool - Baseline Design - Hourly Results.csv | 9 | 2 | 17 | 3 | 1.3702 | 2.2795
| SFM-wCZ08-v2015-rDXGF-t3-S15-MSRcool - Baseline Design - Hourly Results.csv | 9 | 3 | 15 | 4 | 1.199 | 1.837
| SFM-wCZ08-v2015-rDXGF-t3-S15-MSRcool - Baseline Design - Hourly Results.csv | 9 | 3 | 16 | 4 | 1.0808 | 1.6373
| SFM-wCZ08-v2015-rDXGF-t3-S15-MSRcool - Baseline Design - Hourly Results.csv | 9 | 3 | 17 | 4 | 1.0493 | 1.605
| SFM-wCZ08-v2015-rDXGF-t3-S15-MSRheat - Baseline Design - Hourly Results.csv | 9 | 1 | 15 | 2 | 1.8721 | 2.8756
| SFM-wCZ08-v2015-rDXGF-t3-S15-MSRheat - Baseline Design - Hourly Results.csv | 9 | 1 | 16 | 2 | 1.8399 | 2.8646
| SFM-wCZ08-v2015-rDXGF-t3-S15-MSRheat - Baseline Design - Hourly Results.csv | 9 | 1 | 17 | 2 | 1.8801 | 2.9849
| SFM-wCZ08-v2015-rDXGF-t3-S15-MSRheat - Baseline Design - Hourly Results.csv | 9 | 2 | 15 | 3 | 1.2064 | 2.0402
| SFM-wCZ08-v2015-rDXGF-t3-S15-MSRheat - Baseline Design - Hourly Results.csv | 9 | 2 | 16 | 3 | 1.2791 | 2.1543
| SFM-wCZ08-v2015-rDXGF-t3-S15-MSRheat - Baseline Design - Hourly Results.csv | 9 | 2 | 17 | 3 | 1.2878 | 2.145
| SFM-wCZ08-v2015-rDXGF-t3-S15-MSRheat - Baseline Design - Hourly Results.csv | 9 | 3 | 15 | 4 | 1.1263 | 1.7227
| SFM-wCZ08-v2015-rDXGF-t3-S15-MSRheat - Baseline Design - Hourly Results.csv | 9 | 3 | 16 | 4 | 1.0155 | 1.538
| SFM-wCZ08-v2015-rDXGF-t3-S15-MSRheat - Baseline Design - Hourly Results.csv | 9 | 3 | 17 | 4 | 0.98629 | 1.5082
| SFM-wCZ08-v2015-rDXGF-t3-S16-MSRcool - Baseline Design - Hourly Results.csv | 9 | 1 | 15 | 2 | 2.1147 | 3.1871
| SFM-wCZ08-v2015-rDXGF-t3-S16-MSRcool - Baseline Design - Hourly Results.csv | 9 | 1 | 16 | 2 | 2.0703 | 3.1679
| SFM-wCZ08-v2015-rDXGF-t3-S16-MSRcool - Baseline Design - Hourly Results.csv | 9 | 1 | 17 | 2 | 2.0979 | 3.2898
| SFM-wCZ08-v2015-rDXGF-t3-S16-MSRcool - Baseline Design - Hourly Results.csv | 9 | 2 | 15 | 3 | 1.3426 | 2.2297
| SFM-wCZ08-v2015-rDXGF-t3-S16-MSRcool - Baseline Design - Hourly Results.csv | 9 | 2 | 16 | 3 | 1.4216 | 2.355
| SFM-wCZ08-v2015-rDXGF-t3-S16-MSRcool - Baseline Design - Hourly Results.csv | 9 | 2 | 17 | 3 | 1.4269 | 2.3407
| SFM-wCZ08-v2015-rDXGF-t3-S16-MSRcool - Baseline Design - Hourly Results.csv | 9 | 3 | 15 | 4 | 1.2554 | 1.8853
| SFM-wCZ08-v2015-rDXGF-t3-S16-MSRcool - Baseline Design - Hourly Results.csv | 9 | 3 | 16 | 4 | 1.1341 | 1.6889
| SFM-wCZ08-v2015-rDXGF-t3-S16-MSRcool - Baseline Design - Hourly Results.csv | 9 | 3 | 17 | 4 | 1.0983 | 1.6553
| SFM-wCZ08-v2015-rDXGF-t3-S16-MSRheat - Baseline Design - Hourly Results.csv | 9 | 1 | 15 | 2 | 1.9739 | 2.9687
| SFM-wCZ08-v2015-rDXGF-t3-S16-MSRheat - Baseline Design - Hourly Results.csv | 9 | 1 | 16 | 2 | 1.9302 | 2.9503
| SFM-wCZ08-v2015-rDXGF-t3-S16-MSRheat - Baseline Design - Hourly Results.csv | 9 | 1 | 17 | 2 | 1.9588 | 3.0642
| SFM-wCZ08-v2015-rDXGF-t3-S16-MSRheat - Baseline Design - Hourly Results.csv | 9 | 2 | 15 | 3 | 1.253 | 2.0837
| SFM-wCZ08-v2015-rDXGF-t3-S16-MSRheat - Baseline Design - Hourly Results.csv | 9 | 2 | 16 | 3 | 1.3262 | 2.1981
| SFM-wCZ08-v2015-rDXGF-t3-S16-MSRheat - Baseline Design - Hourly Results.csv | 9 | 2 | 17 | 3 | 1.332 | 2.1811
| SFM-wCZ08-v2015-rDXGF-t3-S16-MSRheat - Baseline Design - Hourly Results.csv | 9 | 3 | 15 | 4 | 1.1703 | 1.7566
| SFM-wCZ08-v2015-rDXGF-t3-S16-MSRheat - Baseline Design - Hourly Results.csv | 9 | 3 | 16 | 4 | 1.0575 | 1.5737
| SFM-wCZ08-v2015-rDXGF-t3-S16-MSRheat - Baseline Design - Hourly Results.csv | 9 | 3 | 17 | 4 | 1.0233 | 1.5432
| SFM-wCZ08-v2015-rDXGF-t3-S17-MSRcool - Baseline Design - Hourly Results.csv | 9 | 1 | 15 | 2 | 1.9861 | 2.9933
| SFM-wCZ08-v2015-rDXGF-t3-S17-MSRcool - Baseline Design - Hourly Results.csv | 9 | 1 | 16 | 2 | 1.9444 | 2.9752
| SFM-wCZ08-v2015-rDXGF-t3-S17-MSRcool - Baseline Design - Hourly Results.csv | 9 | 1 | 17 | 2 | 1.9703 | 3.0897
| SFM-wCZ08-v2015-rDXGF-t3-S17-MSRcool - Baseline Design - Hourly Results.csv | 9 | 2 | 15 | 3 | 1.261 | 2.0941
| SFM-wCZ08-v2015-rDXGF-t3-S17-MSRcool - Baseline Design - Hourly Results.csv | 9 | 2 | 16 | 3 | 1.3352 | 2.2118
| SFM-wCZ08-v2015-rDXGF-t3-S17-MSRcool - Baseline Design - Hourly Results.csv | 9 | 2 | 17 | 3 | 1.3401 | 2.1984
| SFM-wCZ08-v2015-rDXGF-t3-S17-MSRcool - Baseline Design - Hourly Results.csv | 9 | 3 | 15 | 4 | 1.179 | 1.7706
| SFM-wCZ08-v2015-rDXGF-t3-S17-MSRcool - Baseline Design - Hourly Results.csv | 9 | 3 | 16 | 4 | 1.0652 | 1.5862
| SFM-wCZ08-v2015-rDXGF-t3-S17-MSRcool - Baseline Design - Hourly Results.csv | 9 | 3 | 17 | 4 | 1.0315 | 1.5547
| SFM-wCZ08-v2015-rDXGF-t3-S17-MSRheat - Baseline Design - Hourly Results.csv | 9 | 1 | 15 | 2 | 1.8443 | 2.7737
| SFM-wCZ08-v2015-rDXGF-t3-S17-MSRheat - Baseline Design - Hourly Results.csv | 9 | 1 | 16 | 2 | 1.8034 | 2.7566
| SFM-wCZ08-v2015-rDXGF-t3-S17-MSRheat - Baseline Design - Hourly Results.csv | 9 | 1 | 17 | 2 | 1.8301 | 2.863
| SFM-wCZ08-v2015-rDXGF-t3-S17-MSRheat - Baseline Design - Hourly Results.csv | 9 | 2 | 15 | 3 | 1.1707 | 1.9469
| SFM-wCZ08-v2015-rDXGF-t3-S17-MSRheat - Baseline Design - Hourly Results.csv | 9 | 2 | 16 | 3 | 1.2391 | 2.0538
| SFM-wCZ08-v2015-rDXGF-t3-S17-MSRheat - Baseline Design - Hourly Results.csv | 9 | 2 | 17 | 3 | 1.2445 | 2.0379
| SFM-wCZ08-v2015-rDXGF-t3-S17-MSRheat - Baseline Design - Hourly Results.csv | 9 | 3 | 15 | 4 | 1.0934 | 1.6413
| SFM-wCZ08-v2015-rDXGF-t3-S17-MSRheat - Baseline Design - Hourly Results.csv | 9 | 3 | 16 | 4 | 0.98809 | 1.4704
| SFM-wCZ08-v2015-rDXGF-t3-S17-MSRheat - Baseline Design - Hourly Results.csv | 9 | 3 | 17 | 4 | 0.95612 | 1.4418
| SFM-wCZ08-v2015-rDXGF-t4-S14-BSLcool - Baseline Design - Hourly Results.csv | 9 | 1 | 15 | 2 | 2.3822 | 3.5652
| SFM-wCZ08-v2015-rDXGF-t4-S14-BSLcool - Baseline Design - Hourly Results.csv | 9 | 1 | 16 | 2 | 2.3409 | 3.559
| SFM-wCZ08-v2015-rDXGF-t4-S14-BSLcool - Baseline Design - Hourly Results.csv | 9 | 1 | 17 | 2 | 2.3841 | 3.7177
| SFM-wCZ08-v2015-rDXGF-t4-S14-BSLcool - Baseline Design - Hourly Results.csv | 9 | 2 | 15 | 3 | 1.5974 | 2.7012
| SFM-wCZ08-v2015-rDXGF-t4-S14-BSLcool - Baseline Design - Hourly Results.csv | 9 | 2 | 16 | 3 | 1.677 | 2.8176
| SFM-wCZ08-v2015-rDXGF-t4-S14-BSLcool - Baseline Design - Hourly Results.csv | 9 | 2 | 17 | 3 | 1.6783 | 2.7839
| SFM-wCZ08-v2015-rDXGF-t4-S14-BSLcool - Baseline Design - Hourly Results.csv | 9 | 3 | 15 | 4 | 1.4424 | 2.1813
| SFM-wCZ08-v2015-rDXGF-t4-S14-BSLcool - Baseline Design - Hourly Results.csv | 9 | 3 | 16 | 4 | 1.2913 | 1.9339
| SFM-wCZ08-v2015-rDXGF-t4-S14-BSLcool - Baseline Design - Hourly Results.csv | 9 | 3 | 17 | 4 | 1.2473 | 1.8828
| SFM-wCZ08-v2015-rDXGF-t4-S14-BSLheat - Baseline Design - Hourly Results.csv | 9 | 1 | 15 | 2 | 2.0911 | 3.1372
| SFM-wCZ08-v2015-rDXGF-t4-S14-BSLheat - Baseline Design - Hourly Results.csv | 9 | 1 | 16 | 2 | 2.0566 | 3.1348
| SFM-wCZ08-v2015-rDXGF-t4-S14-BSLheat - Baseline Design - Hourly Results.csv | 9 | 1 | 17 | 2 | 2.0978 | 3.2754
| SFM-wCZ08-v2015-rDXGF-t4-S14-BSLheat - Baseline Design - Hourly Results.csv | 9 | 2 | 15 | 3 | 1.4123 | 2.3901
| SFM-wCZ08-v2015-rDXGF-t4-S14-BSLheat - Baseline Design - Hourly Results.csv | 9 | 2 | 16 | 3 | 1.482 | 2.4923
| SFM-wCZ08-v2015-rDXGF-t4-S14-BSLheat - Baseline Design - Hourly Results.csv | 9 | 2 | 17 | 3 | 1.4846 | 2.4587
| SFM-wCZ08-v2015-rDXGF-t4-S14-BSLheat - Baseline Design - Hourly Results.csv | 9 | 3 | 15 | 4 | 1.2708 | 1.9223
| SFM-wCZ08-v2015-rDXGF-t4-S14-BSLheat - Baseline Design - Hourly Results.csv | 9 | 3 | 16 | 4 | 1.141 | 1.7065
| SFM-wCZ08-v2015-rDXGF-t4-S14-BSLheat - Baseline Design - Hourly Results.csv | 9 | 3 | 17 | 4 | 1.1013 | 1.6629
| SFM-wCZ08-v2015-rDXGF-t4-S15-MSRcool - Baseline Design - Hourly Results.csv | 9 | 1 | 15 | 2 | 1.9967 | 3.0391
| SFM-wCZ08-v2015-rDXGF-t4-S15-MSRcool - Baseline Design - Hourly Results.csv | 9 | 1 | 16 | 2 | 1.9598 | 3.0323
| SFM-wCZ08-v2015-rDXGF-t4-S15-MSRcool - Baseline Design - Hourly Results.csv | 9 | 1 | 17 | 2 | 2.0011 | 3.1646
| SFM-wCZ08-v2015-rDXGF-t4-S15-MSRcool - Baseline Design - Hourly Results.csv | 9 | 2 | 15 | 3 | 1.3547 | 2.3272
| SFM-wCZ08-v2015-rDXGF-t4-S15-MSRcool - Baseline Design - Hourly Results.csv | 9 | 2 | 16 | 3 | 1.4245 | 2.4263
| SFM-wCZ08-v2015-rDXGF-t4-S15-MSRcool - Baseline Design - Hourly Results.csv | 9 | 2 | 17 | 3 | 1.4266 | 2.3949
| SFM-wCZ08-v2015-rDXGF-t4-S15-MSRcool - Baseline Design - Hourly Results.csv | 9 | 3 | 15 | 4 | 1.2253 | 1.8862
| SFM-wCZ08-v2015-rDXGF-t4-S15-MSRcool - Baseline Design - Hourly Results.csv | 9 | 3 | 16 | 4 | 1.1013 | 1.6758
| SFM-wCZ08-v2015-rDXGF-t4-S15-MSRcool - Baseline Design - Hourly Results.csv | 9 | 3 | 17 | 4 | 1.0668 | 1.635
| SFM-wCZ08-v2015-rDXGF-t4-S15-MSRheat - Baseline Design - Hourly Results.csv | 9 | 1 | 15 | 2 | 1.8751 | 2.8599
| SFM-wCZ08-v2015-rDXGF-t4-S15-MSRheat - Baseline Design - Hourly Results.csv | 9 | 1 | 16 | 2 | 1.8405 | 2.853
| SFM-wCZ08-v2015-rDXGF-t4-S15-MSRheat - Baseline Design - Hourly Results.csv | 9 | 1 | 17 | 2 | 1.8802 | 2.9756
| SFM-wCZ08-v2015-rDXGF-t4-S15-MSRheat - Baseline Design - Hourly Results.csv | 9 | 2 | 15 | 3 | 1.2764 | 2.1911
| SFM-wCZ08-v2015-rDXGF-t4-S15-MSRheat - Baseline Design - Hourly Results.csv | 9 | 2 | 16 | 3 | 1.3404 | 2.2854
| SFM-wCZ08-v2015-rDXGF-t4-S15-MSRheat - Baseline Design - Hourly Results.csv | 9 | 2 | 17 | 3 | 1.343 | 2.2568
| SFM-wCZ08-v2015-rDXGF-t4-S15-MSRheat - Baseline Design - Hourly Results.csv | 9 | 3 | 15 | 4 | 1.1503 | 1.7691
| SFM-wCZ08-v2015-rDXGF-t4-S15-MSRheat - Baseline Design - Hourly Results.csv | 9 | 3 | 16 | 4 | 1.0347 | 1.5738
| SFM-wCZ08-v2015-rDXGF-t4-S15-MSRheat - Baseline Design - Hourly Results.csv | 9 | 3 | 17 | 4 | 1.0021 | 1.5373
| SFM-wCZ08-v2015-rDXGF-t4-S16-MSRcool - Baseline Design - Hourly Results.csv | 9 | 1 | 15 | 2 | 2.1179 | 3.1686
| SFM-wCZ08-v2015-rDXGF-t4-S16-MSRcool - Baseline Design - Hourly Results.csv | 9 | 1 | 16 | 2 | 2.0727 | 3.1554
| SFM-wCZ08-v2015-rDXGF-t4-S16-MSRcool - Baseline Design - Hourly Results.csv | 9 | 1 | 17 | 2 | 2.101 | 3.28
| SFM-wCZ08-v2015-rDXGF-t4-S16-MSRcool - Baseline Design - Hourly Results.csv | 9 | 2 | 15 | 3 | 1.4193 | 2.3956
| SFM-wCZ08-v2015-rDXGF-t4-S16-MSRcool - Baseline Design - Hourly Results.csv | 9 | 2 | 16 | 3 | 1.4886 | 2.4949
| SFM-wCZ08-v2015-rDXGF-t4-S16-MSRcool - Baseline Design - Hourly Results.csv | 9 | 2 | 17 | 3 | 1.4858 | 2.463
| SFM-wCZ08-v2015-rDXGF-t4-S16-MSRcool - Baseline Design - Hourly Results.csv | 9 | 3 | 15 | 4 | 1.2831 | 1.9367
| SFM-wCZ08-v2015-rDXGF-t4-S16-MSRcool - Baseline Design - Hourly Results.csv | 9 | 3 | 16 | 4 | 1.1551 | 1.7293
| SFM-wCZ08-v2015-rDXGF-t4-S16-MSRcool - Baseline Design - Hourly Results.csv | 9 | 3 | 17 | 4 | 1.1167 | 1.6877
| SFM-wCZ08-v2015-rDXGF-t4-S16-MSRheat - Baseline Design - Hourly Results.csv | 9 | 1 | 15 | 2 | 1.9768 | 2.9534
| SFM-wCZ08-v2015-rDXGF-t4-S16-MSRheat - Baseline Design - Hourly Results.csv | 9 | 1 | 16 | 2 | 1.9338 | 2.9409
| SFM-wCZ08-v2015-rDXGF-t4-S16-MSRheat - Baseline Design - Hourly Results.csv | 9 | 1 | 17 | 2 | 1.9605 | 3.0552
| SFM-wCZ08-v2015-rDXGF-t4-S16-MSRheat - Baseline Design - Hourly Results.csv | 9 | 2 | 15 | 3 | 1.3247 | 2.2372
| SFM-wCZ08-v2015-rDXGF-t4-S16-MSRheat - Baseline Design - Hourly Results.csv | 9 | 2 | 16 | 3 | 1.3894 | 2.3309
| SFM-wCZ08-v2015-rDXGF-t4-S16-MSRheat - Baseline Design - Hourly Results.csv | 9 | 2 | 17 | 3 | 1.388 | 2.2969
| SFM-wCZ08-v2015-rDXGF-t4-S16-MSRheat - Baseline Design - Hourly Results.csv | 9 | 3 | 15 | 4 | 1.1954 | 1.8051
| SFM-wCZ08-v2015-rDXGF-t4-S16-MSRheat - Baseline Design - Hourly Results.csv | 9 | 3 | 16 | 4 | 1.0782 | 1.6116
| SFM-wCZ08-v2015-rDXGF-t4-S16-MSRheat - Baseline Design - Hourly Results.csv | 9 | 3 | 17 | 4 | 1.0417 | 1.5735
| SFM-wCZ08-v2015-rDXGF-t4-S17-MSRcool - Baseline Design - Hourly Results.csv | 9 | 1 | 15 | 2 | 1.9891 | 2.9759
| SFM-wCZ08-v2015-rDXGF-t4-S17-MSRcool - Baseline Design - Hourly Results.csv | 9 | 1 | 16 | 2 | 1.9466 | 2.9635
| SFM-wCZ08-v2015-rDXGF-t4-S17-MSRcool - Baseline Design - Hourly Results.csv | 9 | 1 | 17 | 2 | 1.9733 | 3.0806
| SFM-wCZ08-v2015-rDXGF-t4-S17-MSRcool - Baseline Design - Hourly Results.csv | 9 | 2 | 15 | 3 | 1.333 | 2.2499
| SFM-wCZ08-v2015-rDXGF-t4-S17-MSRcool - Baseline Design - Hourly Results.csv | 9 | 2 | 16 | 3 | 1.3981 | 2.3432
| SFM-wCZ08-v2015-rDXGF-t4-S17-MSRcool - Baseline Design - Hourly Results.csv | 9 | 2 | 17 | 3 | 1.3955 | 2.3132
| SFM-wCZ08-v2015-rDXGF-t4-S17-MSRcool - Baseline Design - Hourly Results.csv | 9 | 3 | 15 | 4 | 1.2051 | 1.8189
| SFM-wCZ08-v2015-rDXGF-t4-S17-MSRcool - Baseline Design - Hourly Results.csv | 9 | 3 | 16 | 4 | 1.0848 | 1.6241
| SFM-wCZ08-v2015-rDXGF-t4-S17-MSRcool - Baseline Design - Hourly Results.csv | 9 | 3 | 17 | 4 | 1.0488 | 1.5851
| SFM-wCZ08-v2015-rDXGF-t4-S17-MSRheat - Baseline Design - Hourly Results.csv | 9 | 1 | 15 | 2 | 1.847 | 2.7595
| SFM-wCZ08-v2015-rDXGF-t4-S17-MSRheat - Baseline Design - Hourly Results.csv | 9 | 1 | 16 | 2 | 1.8068 | 2.7478
| SFM-wCZ08-v2015-rDXGF-t4-S17-MSRheat - Baseline Design - Hourly Results.csv | 9 | 1 | 17 | 2 | 1.8317 | 2.8546
| SFM-wCZ08-v2015-rDXGF-t4-S17-MSRheat - Baseline Design - Hourly Results.csv | 9 | 2 | 15 | 3 | 1.2377 | 2.0903
| SFM-wCZ08-v2015-rDXGF-t4-S17-MSRheat - Baseline Design - Hourly Results.csv | 9 | 2 | 16 | 3 | 1.2981 | 2.1778
| SFM-wCZ08-v2015-rDXGF-t4-S17-MSRheat - Baseline Design - Hourly Results.csv | 9 | 2 | 17 | 3 | 1.2969 | 2.146
| SFM-wCZ08-v2015-rDXGF-t4-S17-MSRheat - Baseline Design - Hourly Results.csv | 9 | 3 | 15 | 4 | 1.1169 | 1.6865
| SFM-wCZ08-v2015-rDXGF-t4-S17-MSRheat - Baseline Design - Hourly Results.csv | 9 | 3 | 16 | 4 | 1.0073 | 1.5057
| SFM-wCZ08-v2015-rDXGF-t4-S17-MSRheat - Baseline Design - Hourly Results.csv | 9 | 3 | 17 | 4 | 0.97326 | 1.4702
| SFM-wCZ08-v2015-rDXGF-t5-S14-BSLcool - Baseline Design - Hourly Results.csv | 9 | 1 | 15 | 2 | 2.38 | 3.5842
| SFM-wCZ08-v2015-rDXGF-t5-S14-BSLcool - Baseline Design - Hourly Results.csv | 9 | 1 | 16 | 2 | 2.3381 | 3.5734
| SFM-wCZ08-v2015-rDXGF-t5-S14-BSLcool - Baseline Design - Hourly Results.csv | 9 | 1 | 17 | 2 | 2.382 | 3.7291
| SFM-wCZ08-v2015-rDXGF-t5-S14-BSLcool - Baseline Design - Hourly Results.csv | 9 | 2 | 15 | 3 | 1.5091 | 2.5116
| SFM-wCZ08-v2015-rDXGF-t5-S14-BSLcool - Baseline Design - Hourly Results.csv | 9 | 2 | 16 | 3 | 1.6005 | 2.6539
| SFM-wCZ08-v2015-rDXGF-t5-S14-BSLcool - Baseline Design - Hourly Results.csv | 9 | 2 | 17 | 3 | 1.612 | 2.6436
| SFM-wCZ08-v2015-rDXGF-t5-S14-BSLcool - Baseline Design - Hourly Results.csv | 9 | 3 | 15 | 4 | 1.4115 | 2.1212
| SFM-wCZ08-v2015-rDXGF-t5-S14-BSLcool - Baseline Design - Hourly Results.csv | 9 | 3 | 16 | 4 | 1.2683 | 1.8879
| SFM-wCZ08-v2015-rDXGF-t5-S14-BSLcool - Baseline Design - Hourly Results.csv | 9 | 3 | 17 | 4 | 1.2258 | 1.846
| SFM-wCZ08-v2015-rDXGF-t5-S14-BSLheat - Baseline Design - Hourly Results.csv | 9 | 1 | 15 | 2 | 2.0846 | 3.154
| SFM-wCZ08-v2015-rDXGF-t5-S14-BSLheat - Baseline Design - Hourly Results.csv | 9 | 1 | 16 | 2 | 2.0525 | 3.1496
| SFM-wCZ08-v2015-rDXGF-t5-S14-BSLheat - Baseline Design - Hourly Results.csv | 9 | 1 | 17 | 2 | 2.0942 | 3.2834
| SFM-wCZ08-v2015-rDXGF-t5-S14-BSLheat - Baseline Design - Hourly Results.csv | 9 | 2 | 15 | 3 | 1.3332 | 2.2215
| SFM-wCZ08-v2015-rDXGF-t5-S14-BSLheat - Baseline Design - Hourly Results.csv | 9 | 2 | 16 | 3 | 1.4143 | 2.3482
| SFM-wCZ08-v2015-rDXGF-t5-S14-BSLheat - Baseline Design - Hourly Results.csv | 9 | 2 | 17 | 3 | 1.4241 | 2.3367
| SFM-wCZ08-v2015-rDXGF-t5-S14-BSLheat - Baseline Design - Hourly Results.csv | 9 | 3 | 15 | 4 | 1.2445 | 1.8701
| SFM-wCZ08-v2015-rDXGF-t5-S14-BSLheat - Baseline Design - Hourly Results.csv | 9 | 3 | 16 | 4 | 1.1194 | 1.6656
| SFM-wCZ08-v2015-rDXGF-t5-S14-BSLheat - Baseline Design - Hourly Results.csv | 9 | 3 | 17 | 4 | 1.0829 | 1.6302
| SFM-wCZ08-v2015-rDXGF-t5-S15-MSRcool - Baseline Design - Hourly Results.csv | 9 | 1 | 15 | 2 | 1.9918 | 3.0549
| SFM-wCZ08-v2015-rDXGF-t5-S15-MSRcool - Baseline Design - Hourly Results.csv | 9 | 1 | 16 | 2 | 1.9558 | 3.0423
| SFM-wCZ08-v2015-rDXGF-t5-S15-MSRcool - Baseline Design - Hourly Results.csv | 9 | 1 | 17 | 2 | 1.9976 | 3.1721
| SFM-wCZ08-v2015-rDXGF-t5-S15-MSRcool - Baseline Design - Hourly Results.csv | 9 | 2 | 15 | 3 | 1.2816 | 2.1673
| SFM-wCZ08-v2015-rDXGF-t5-S15-MSRcool - Baseline Design - Hourly Results.csv | 9 | 2 | 16 | 3 | 1.3594 | 2.2907
| SFM-wCZ08-v2015-rDXGF-t5-S15-MSRcool - Baseline Design - Hourly Results.csv | 9 | 2 | 17 | 3 | 1.3702 | 2.2795
| SFM-wCZ08-v2015-rDXGF-t5-S15-MSRcool - Baseline Design - Hourly Results.csv | 9 | 3 | 15 | 4 | 1.199 | 1.837
| SFM-wCZ08-v2015-rDXGF-t5-S15-MSRcool - Baseline Design - Hourly Results.csv | 9 | 3 | 16 | 4 | 1.0808 | 1.6373
| SFM-wCZ08-v2015-rDXGF-t5-S15-MSRcool - Baseline Design - Hourly Results.csv | 9 | 3 | 17 | 4 | 1.0493 | 1.605
| SFM-wCZ08-v2015-rDXGF-t5-S15-MSRheat - Baseline Design - Hourly Results.csv | 9 | 1 | 15 | 2 | 1.8721 | 2.8756
| SFM-wCZ08-v2015-rDXGF-t5-S15-MSRheat - Baseline Design - Hourly Results.csv | 9 | 1 | 16 | 2 | 1.8399 | 2.8646
| SFM-wCZ08-v2015-rDXGF-t5-S15-MSRheat - Baseline Design - Hourly Results.csv | 9 | 1 | 17 | 2 | 1.8801 | 2.9849
| SFM-wCZ08-v2015-rDXGF-t5-S15-MSRheat - Baseline Design - Hourly Results.csv | 9 | 2 | 15 | 3 | 1.2064 | 2.0402
| SFM-wCZ08-v2015-rDXGF-t5-S15-MSRheat - Baseline Design - Hourly Results.csv | 9 | 2 | 16 | 3 | 1.2791 | 2.1543
| SFM-wCZ08-v2015-rDXGF-t5-S15-MSRheat - Baseline Design - Hourly Results.csv | 9 | 2 | 17 | 3 | 1.2878 | 2.145
| SFM-wCZ08-v2015-rDXGF-t5-S15-MSRheat - Baseline Design - Hourly Results.csv | 9 | 3 | 15 | 4 | 1.1263 | 1.7227
| SFM-wCZ08-v2015-rDXGF-t5-S15-MSRheat - Baseline Design - Hourly Results.csv | 9 | 3 | 16 | 4 | 1.0155 | 1.538
| SFM-wCZ08-v2015-rDXGF-t5-S15-MSRheat - Baseline Design - Hourly Results.csv | 9 | 3 | 17 | 4 | 0.98629 | 1.5082
| SFM-wCZ08-v2015-rDXGF-t5-S16-MSRcool - Baseline Design - Hourly Results.csv | 9 | 1 | 15 | 2 | 2.1163 | 3.1871
| SFM-wCZ08-v2015-rDXGF-t5-S16-MSRcool - Baseline Design - Hourly Results.csv | 9 | 1 | 16 | 2 | 2.0704 | 3.1679
| SFM-wCZ08-v2015-rDXGF-t5-S16-MSRcool - Baseline Design - Hourly Results.csv | 9 | 1 | 17 | 2 | 2.0964 | 3.2898
| SFM-wCZ08-v2015-rDXGF-t5-S16-MSRcool - Baseline Design - Hourly Results.csv | 9 | 2 | 15 | 3 | 1.3426 | 2.2297
| SFM-wCZ08-v2015-rDXGF-t5-S16-MSRcool - Baseline Design - Hourly Results.csv | 9 | 2 | 16 | 3 | 1.4216 | 2.355
| SFM-wCZ08-v2015-rDXGF-t5-S16-MSRcool - Baseline Design - Hourly Results.csv | 9 | 2 | 17 | 3 | 1.426 | 2.3407
| SFM-wCZ08-v2015-rDXGF-t5-S16-MSRcool - Baseline Design - Hourly Results.csv | 9 | 3 | 15 | 4 | 1.2561 | 1.8853
| SFM-wCZ08-v2015-rDXGF-t5-S16-MSRcool - Baseline Design - Hourly Results.csv | 9 | 3 | 16 | 4 | 1.1335 | 1.6889
| SFM-wCZ08-v2015-rDXGF-t5-S16-MSRcool - Baseline Design - Hourly Results.csv | 9 | 3 | 17 | 4 | 1.0983 | 1.6553
| SFM-wCZ08-v2015-rDXGF-t5-S16-MSRheat - Baseline Design - Hourly Results.csv | 9 | 1 | 15 | 2 | 1.9739 | 2.9687
| SFM-wCZ08-v2015-rDXGF-t5-S16-MSRheat - Baseline Design - Hourly Results.csv | 9 | 1 | 16 | 2 | 1.9302 | 2.9503
| SFM-wCZ08-v2015-rDXGF-t5-S16-MSRheat - Baseline Design - Hourly Results.csv | 9 | 1 | 17 | 2 | 1.9588 | 3.0642
| SFM-wCZ08-v2015-rDXGF-t5-S16-MSRheat - Baseline Design - Hourly Results.csv | 9 | 2 | 15 | 3 | 1.253 | 2.0837
| SFM-wCZ08-v2015-rDXGF-t5-S16-MSRheat - Baseline Design - Hourly Results.csv | 9 | 2 | 16 | 3 | 1.3262 | 2.1981
| SFM-wCZ08-v2015-rDXGF-t5-S16-MSRheat - Baseline Design - Hourly Results.csv | 9 | 2 | 17 | 3 | 1.332 | 2.1811
| SFM-wCZ08-v2015-rDXGF-t5-S16-MSRheat - Baseline Design - Hourly Results.csv | 9 | 3 | 15 | 4 | 1.1703 | 1.7566
| SFM-wCZ08-v2015-rDXGF-t5-S16-MSRheat - Baseline Design - Hourly Results.csv | 9 | 3 | 16 | 4 | 1.0575 | 1.5737
| SFM-wCZ08-v2015-rDXGF-t5-S16-MSRheat - Baseline Design - Hourly Results.csv | 9 | 3 | 17 | 4 | 1.0233 | 1.5432
| SFM-wCZ08-v2015-rDXGF-t5-S17-MSRcool - Baseline Design - Hourly Results.csv | 9 | 1 | 15 | 2 | 1.9876 | 2.9933
| SFM-wCZ08-v2015-rDXGF-t5-S17-MSRcool - Baseline Design - Hourly Results.csv | 9 | 1 | 16 | 2 | 1.9445 | 2.9752
| SFM-wCZ08-v2015-rDXGF-t5-S17-MSRcool - Baseline Design - Hourly Results.csv | 9 | 1 | 17 | 2 | 1.9689 | 3.0897
| SFM-wCZ08-v2015-rDXGF-t5-S17-MSRcool - Baseline Design - Hourly Results.csv | 9 | 2 | 15 | 3 | 1.2609 | 2.0941
| SFM-wCZ08-v2015-rDXGF-t5-S17-MSRcool - Baseline Design - Hourly Results.csv | 9 | 2 | 16 | 3 | 1.3352 | 2.2118
| SFM-wCZ08-v2015-rDXGF-t5-S17-MSRcool - Baseline Design - Hourly Results.csv | 9 | 2 | 17 | 3 | 1.3392 | 2.1984
| SFM-wCZ08-v2015-rDXGF-t5-S17-MSRcool - Baseline Design - Hourly Results.csv | 9 | 3 | 15 | 4 | 1.1798 | 1.7706
| SFM-wCZ08-v2015-rDXGF-t5-S17-MSRcool - Baseline Design - Hourly Results.csv | 9 | 3 | 16 | 4 | 1.0646 | 1.5862
| SFM-wCZ08-v2015-rDXGF-t5-S17-MSRcool - Baseline Design - Hourly Results.csv | 9 | 3 | 17 | 4 | 1.0315 | 1.5547
| SFM-wCZ08-v2015-rDXGF-t5-S17-MSRheat - Baseline Design - Hourly Results.csv | 9 | 1 | 15 | 2 | 1.8443 | 2.7737
| SFM-wCZ08-v2015-rDXGF-t5-S17-MSRheat - Baseline Design - Hourly Results.csv | 9 | 1 | 16 | 2 | 1.8034 | 2.7566
| SFM-wCZ08-v2015-rDXGF-t5-S17-MSRheat - Baseline Design - Hourly Results.csv | 9 | 1 | 17 | 2 | 1.8301 | 2.863
| SFM-wCZ08-v2015-rDXGF-t5-S17-MSRheat - Baseline Design - Hourly Results.csv | 9 | 2 | 15 | 3 | 1.1707 | 1.9469
| SFM-wCZ08-v2015-rDXGF-t5-S17-MSRheat - Baseline Design - Hourly Results.csv | 9 | 2 | 16 | 3 | 1.2391 | 2.0538
| SFM-wCZ08-v2015-rDXGF-t5-S17-MSRheat - Baseline Design - Hourly Results.csv | 9 | 2 | 17 | 3 | 1.2445 | 2.0379
| SFM-wCZ08-v2015-rDXGF-t5-S17-MSRheat - Baseline Design - Hourly Results.csv | 9 | 3 | 15 | 4 | 1.0934 | 1.6413
| SFM-wCZ08-v2015-rDXGF-t5-S17-MSRheat - Baseline Design - Hourly Results.csv | 9 | 3 | 16 | 4 | 0.98809 | 1.4704
| SFM-wCZ08-v2015-rDXGF-t5-S17-MSRheat - Baseline Design - Hourly Results.csv | 9 | 3 | 17 | 4 | 0.95612 | 1.4418
| SFM-wCZ08-v2015-rDXHP-t1-S14-BSLboth - Baseline Design - Hourly Results.csv | 9 | 1 | 15 | 2 | 3.7749 | 6.2035
| SFM-wCZ08-v2015-rDXHP-t1-S14-BSLboth - Baseline Design - Hourly Results.csv | 9 | 1 | 16 | 2 | 3.5296 | 5.7543
| SFM-wCZ08-v2015-rDXHP-t1-S14-BSLboth - Baseline Design - Hourly Results.csv | 9 | 1 | 17 | 2 | 3.4354 | 5.6098
| SFM-wCZ08-v2015-rDXHP-t1-S14-BSLboth - Baseline Design - Hourly Results.csv | 9 | 2 | 15 | 3 | 2.2704 | 3.7269
| SFM-wCZ08-v2015-rDXHP-t1-S14-BSLboth - Baseline Design - Hourly Results.csv | 9 | 2 | 16 | 3 | 2.3131 | 3.781
| SFM-wCZ08-v2015-rDXHP-t1-S14-BSLboth - Baseline Design - Hourly Results.csv | 9 | 2 | 17 | 3 | 2.2491 | 3.656
| SFM-wCZ08-v2015-rDXHP-t1-S14-BSLboth - Baseline Design - Hourly Results.csv | 9 | 3 | 15 | 4 | 2.3199 | 3.7814
| SFM-wCZ08-v2015-rDXHP-t1-S14-BSLboth - Baseline Design - Hourly Results.csv | 9 | 3 | 16 | 4 | 2.0414 | 3.2684
| SFM-wCZ08-v2015-rDXHP-t1-S14-BSLboth - Baseline Design - Hourly Results.csv | 9 | 3 | 17 | 4 | 1.8959 | 3.0383
| SFM-wCZ08-v2015-rDXHP-t1-S14-BSLcool - Baseline Design - Hourly Results.csv | 9 | 1 | 15 | 2 | 3.7749 | 6.2035
| SFM-wCZ08-v2015-rDXHP-t1-S14-BSLcool - Baseline Design - Hourly Results.csv | 9 | 1 | 16 | 2 | 3.5296 | 5.7543
| SFM-wCZ08-v2015-rDXHP-t1-S14-BSLcool - Baseline Design - Hourly Results.csv | 9 | 1 | 17 | 2 | 3.4354 | 5.6098
| SFM-wCZ08-v2015-rDXHP-t1-S14-BSLcool - Baseline Design - Hourly Results.csv | 9 | 2 | 15 | 3 | 2.2704 | 3.7269
| SFM-wCZ08-v2015-rDXHP-t1-S14-BSLcool - Baseline Design - Hourly Results.csv | 9 | 2 | 16 | 3 | 2.3131 | 3.781
| SFM-wCZ08-v2015-rDXHP-t1-S14-BSLcool - Baseline Design - Hourly Results.csv | 9 | 2 | 17 | 3 | 2.2491 | 3.656
| SFM-wCZ08-v2015-rDXHP-t1-S14-BSLcool - Baseline Design - Hourly Results.csv | 9 | 3 | 15 | 4 | 2.3199 | 3.7814
| SFM-wCZ08-v2015-rDXHP-t1-S14-BSLcool - Baseline Design - Hourly Results.csv | 9 | 3 | 16 | 4 | 2.0414 | 3.2684
| SFM-wCZ08-v2015-rDXHP-t1-S14-BSLcool - Baseline Design - Hourly Results.csv | 9 | 3 | 17 | 4 | 1.8959 | 3.0383
| SFM-wCZ08-v2015-rDXHP-t1-S14-BSLheat - Baseline Design - Hourly Results.csv | 9 | 1 | 15 | 2 | 3.2939 | 5.4131
| SFM-wCZ08-v2015-rDXHP-t1-S14-BSLheat - Baseline Design - Hourly Results.csv | 9 | 1 | 16 | 2 | 3.0798 | 5.0211
| SFM-wCZ08-v2015-rDXHP-t1-S14-BSLheat - Baseline Design - Hourly Results.csv | 9 | 1 | 17 | 2 | 2.9977 | 4.895
| SFM-wCZ08-v2015-rDXHP-t1-S14-BSLheat - Baseline Design - Hourly Results.csv | 9 | 2 | 15 | 3 | 1.9811 | 3.252
| SFM-wCZ08-v2015-rDXHP-t1-S14-BSLheat - Baseline Design - Hourly Results.csv | 9 | 2 | 16 | 3 | 2.0184 | 3.2992
| SFM-wCZ08-v2015-rDXHP-t1-S14-BSLheat - Baseline Design - Hourly Results.csv | 9 | 2 | 17 | 3 | 1.9625 | 3.1901
| SFM-wCZ08-v2015-rDXHP-t1-S14-BSLheat - Baseline Design - Hourly Results.csv | 9 | 3 | 15 | 4 | 2.0243 | 3.2995
| SFM-wCZ08-v2015-rDXHP-t1-S14-BSLheat - Baseline Design - Hourly Results.csv | 9 | 3 | 16 | 4 | 1.7813 | 2.8519
| SFM-wCZ08-v2015-rDXHP-t1-S14-BSLheat - Baseline Design - Hourly Results.csv | 9 | 3 | 17 | 4 | 1.6543 | 2.6511
| SFM-wCZ08-v2015-rDXHP-t1-S15-MSRboth - Baseline Design - Hourly Results.csv | 9 | 1 | 15 | 2 | 3.1534 | 5.2431
| SFM-wCZ08-v2015-rDXHP-t1-S15-MSRboth - Baseline Design - Hourly Results.csv | 9 | 1 | 16 | 2 | 2.9545 | 4.8686
| SFM-wCZ08-v2015-rDXHP-t1-S15-MSRboth - Baseline Design - Hourly Results.csv | 9 | 1 | 17 | 2 | 2.8733 | 4.7413
| SFM-wCZ08-v2015-rDXHP-t1-S15-MSRboth - Baseline Design - Hourly Results.csv | 9 | 2 | 15 | 3 | 1.8922 | 3.1366
| SFM-wCZ08-v2015-rDXHP-t1-S15-MSRboth - Baseline Design - Hourly Results.csv | 9 | 2 | 16 | 3 | 1.9309 | 3.1818
| SFM-wCZ08-v2015-rDXHP-t1-S15-MSRboth - Baseline Design - Hourly Results.csv | 9 | 2 | 17 | 3 | 1.8789 | 3.0815
| SFM-wCZ08-v2015-rDXHP-t1-S15-MSRboth - Baseline Design - Hourly Results.csv | 9 | 3 | 15 | 4 | 1.9385 | 3.1867
| SFM-wCZ08-v2015-rDXHP-t1-S15-MSRboth - Baseline Design - Hourly Results.csv | 9 | 3 | 16 | 4 | 1.7009 | 2.7494
| SFM-wCZ08-v2015-rDXHP-t1-S15-MSRboth - Baseline Design - Hourly Results.csv | 9 | 3 | 17 | 4 | 1.5765 | 2.5531
| SFM-wCZ08-v2015-rDXHP-t1-S15-MSRcool - Baseline Design - Hourly Results.csv | 9 | 1 | 15 | 2 | 3.1534 | 5.2431
| SFM-wCZ08-v2015-rDXHP-t1-S15-MSRcool - Baseline Design - Hourly Results.csv | 9 | 1 | 16 | 2 | 2.9545 | 4.8686
| SFM-wCZ08-v2015-rDXHP-t1-S15-MSRcool - Baseline Design - Hourly Results.csv | 9 | 1 | 17 | 2 | 2.8733 | 4.7413
| SFM-wCZ08-v2015-rDXHP-t1-S15-MSRcool - Baseline Design - Hourly Results.csv | 9 | 2 | 15 | 3 | 1.8922 | 3.1366
| SFM-wCZ08-v2015-rDXHP-t1-S15-MSRcool - Baseline Design - Hourly Results.csv | 9 | 2 | 16 | 3 | 1.9309 | 3.1818
| SFM-wCZ08-v2015-rDXHP-t1-S15-MSRcool - Baseline Design - Hourly Results.csv | 9 | 2 | 17 | 3 | 1.8789 | 3.0815
| SFM-wCZ08-v2015-rDXHP-t1-S15-MSRcool - Baseline Design - Hourly Results.csv | 9 | 3 | 15 | 4 | 1.9385 | 3.1867
| SFM-wCZ08-v2015-rDXHP-t1-S15-MSRcool - Baseline Design - Hourly Results.csv | 9 | 3 | 16 | 4 | 1.7009 | 2.7494
| SFM-wCZ08-v2015-rDXHP-t1-S15-MSRcool - Baseline Design - Hourly Results.csv | 9 | 3 | 17 | 4 | 1.5765 | 2.5531
| SFM-wCZ08-v2015-rDXHP-t1-S15-MSRheat - Baseline Design - Hourly Results.csv | 9 | 1 | 15 | 2 | 2.8577 | 4.7515
| SFM-wCZ08-v2015-rDXHP-t1-S15-MSRheat - Baseline Design - Hourly Results.csv | 9 | 1 | 16 | 2 | 2.6774 | 4.4121
| SFM-wCZ08-v2015-rDXHP-t1-S15-MSRheat - Baseline Design - Hourly Results.csv | 9 | 1 | 17 | 2 | 2.6039 | 4.2968
| SFM-wCZ08-v2015-rDXHP-t1-S15-MSRheat - Baseline Design - Hourly Results.csv | 9 | 2 | 15 | 3 | 1.7148 | 2.8426
| SFM-wCZ08-v2015-rDXHP-t1-S15-MSRheat - Baseline Design - Hourly Results.csv | 9 | 2 | 16 | 3 | 1.7499 | 2.8835
| SFM-wCZ08-v2015-rDXHP-t1-S15-MSRheat - Baseline Design - Hourly Results.csv | 9 | 2 | 17 | 3 | 1.7028 | 2.7926
| SFM-wCZ08-v2015-rDXHP-t1-S15-MSRheat - Baseline Design - Hourly Results.csv | 9 | 3 | 15 | 4 | 1.7568 | 2.888
| SFM-wCZ08-v2015-rDXHP-t1-S15-MSRheat - Baseline Design - Hourly Results.csv | 9 | 3 | 16 | 4 | 1.5415 | 2.4916
| SFM-wCZ08-v2015-rDXHP-t1-S15-MSRheat - Baseline Design - Hourly Results.csv | 9 | 3 | 17 | 4 | 1.4287 | 2.3138
| SFM-wCZ08-v2015-rDXHP-t1-S16-MSRboth - Baseline Design - Hourly Results.csv | 9 | 1 | 15 | 2 | 3.3957 | 5.5682
| SFM-wCZ08-v2015-rDXHP-t1-S16-MSRboth - Baseline Design - Hourly Results.csv | 9 | 1 | 16 | 2 | 3.1618 | 5.0928
| SFM-wCZ08-v2015-rDXHP-t1-S16-MSRboth - Baseline Design - Hourly Results.csv | 9 | 1 | 17 | 2 | 3.0692 | 4.919
| SFM-wCZ08-v2015-rDXHP-t1-S16-MSRboth - Baseline Design - Hourly Results.csv | 9 | 2 | 15 | 3 | 1.9838 | 3.2463
| SFM-wCZ08-v2015-rDXHP-t1-S16-MSRboth - Baseline Design - Hourly Results.csv | 9 | 2 | 16 | 3 | 2.018 | 3.2895
| SFM-wCZ08-v2015-rDXHP-t1-S16-MSRboth - Baseline Design - Hourly Results.csv | 9 | 2 | 17 | 3 | 1.9472 | 3.1762
| SFM-wCZ08-v2015-rDXHP-t1-S16-MSRboth - Baseline Design - Hourly Results.csv | 9 | 3 | 15 | 4 | 2.0379 | 3.3144
| SFM-wCZ08-v2015-rDXHP-t1-S16-MSRboth - Baseline Design - Hourly Results.csv | 9 | 3 | 16 | 4 | 1.7759 | 2.8561
| SFM-wCZ08-v2015-rDXHP-t1-S16-MSRboth - Baseline Design - Hourly Results.csv | 9 | 3 | 17 | 4 | 1.6416 | 2.6448
| SFM-wCZ08-v2015-rDXHP-t1-S16-MSRcool - Baseline Design - Hourly Results.csv | 9 | 1 | 15 | 2 | 3.3957 | 5.5682
| SFM-wCZ08-v2015-rDXHP-t1-S16-MSRcool - Baseline Design - Hourly Results.csv | 9 | 1 | 16 | 2 | 3.1618 | 5.0928
| SFM-wCZ08-v2015-rDXHP-t1-S16-MSRcool - Baseline Design - Hourly Results.csv | 9 | 1 | 17 | 2 | 3.0692 | 4.919
| SFM-wCZ08-v2015-rDXHP-t1-S16-MSRcool - Baseline Design - Hourly Results.csv | 9 | 2 | 15 | 3 | 1.9838 | 3.2463
| SFM-wCZ08-v2015-rDXHP-t1-S16-MSRcool - Baseline Design - Hourly Results.csv | 9 | 2 | 16 | 3 | 2.018 | 3.2895
| SFM-wCZ08-v2015-rDXHP-t1-S16-MSRcool - Baseline Design - Hourly Results.csv | 9 | 2 | 17 | 3 | 1.9472 | 3.1762
| SFM-wCZ08-v2015-rDXHP-t1-S16-MSRcool - Baseline Design - Hourly Results.csv | 9 | 3 | 15 | 4 | 2.0379 | 3.3144
| SFM-wCZ08-v2015-rDXHP-t1-S16-MSRcool - Baseline Design - Hourly Results.csv | 9 | 3 | 16 | 4 | 1.7759 | 2.8561
| SFM-wCZ08-v2015-rDXHP-t1-S16-MSRcool - Baseline Design - Hourly Results.csv | 9 | 3 | 17 | 4 | 1.6416 | 2.6448
| SFM-wCZ08-v2015-rDXHP-t1-S16-MSRheat - Baseline Design - Hourly Results.csv | 9 | 1 | 15 | 2 | 3.0736 | 5.04
| SFM-wCZ08-v2015-rDXHP-t1-S16-MSRheat - Baseline Design - Hourly Results.csv | 9 | 1 | 16 | 2 | 2.8618 | 4.6096
| SFM-wCZ08-v2015-rDXHP-t1-S16-MSRheat - Baseline Design - Hourly Results.csv | 9 | 1 | 17 | 2 | 2.778 | 4.4523
| SFM-wCZ08-v2015-rDXHP-t1-S16-MSRheat - Baseline Design - Hourly Results.csv | 9 | 2 | 15 | 3 | 1.7956 | 2.9383
| SFM-wCZ08-v2015-rDXHP-t1-S16-MSRheat - Baseline Design - Hourly Results.csv | 9 | 2 | 16 | 3 | 1.8266 | 2.9774
| SFM-wCZ08-v2015-rDXHP-t1-S16-MSRheat - Baseline Design - Hourly Results.csv | 9 | 2 | 17 | 3 | 1.7625 | 2.8748
| SFM-wCZ08-v2015-rDXHP-t1-S16-MSRheat - Baseline Design - Hourly Results.csv | 9 | 3 | 15 | 4 | 1.8446 | 3
| SFM-wCZ08-v2015-rDXHP-t1-S16-MSRheat - Baseline Design - Hourly Results.csv | 9 | 3 | 16 | 4 | 1.6074 | 2.5852
| SFM-wCZ08-v2015-rDXHP-t1-S16-MSRheat - Baseline Design - Hourly Results.csv | 9 | 3 | 17 | 4 | 1.4858 | 2.3939
| SFM-wCZ08-v2015-rDXHP-t1-S17-MSRboth - Baseline Design - Hourly Results.csv | 9 | 1 | 15 | 2 | 3.1892 | 5.2296
| SFM-wCZ08-v2015-rDXHP-t1-S17-MSRboth - Baseline Design - Hourly Results.csv | 9 | 1 | 16 | 2 | 2.9695 | 4.7831
| SFM-wCZ08-v2015-rDXHP-t1-S17-MSRboth - Baseline Design - Hourly Results.csv | 9 | 1 | 17 | 2 | 2.8825 | 4.6198
| SFM-wCZ08-v2015-rDXHP-t1-S17-MSRboth - Baseline Design - Hourly Results.csv | 9 | 2 | 15 | 3 | 1.8632 | 3.0489
| SFM-wCZ08-v2015-rDXHP-t1-S17-MSRboth - Baseline Design - Hourly Results.csv | 9 | 2 | 16 | 3 | 1.8953 | 3.0895
| SFM-wCZ08-v2015-rDXHP-t1-S17-MSRboth - Baseline Design - Hourly Results.csv | 9 | 2 | 17 | 3 | 1.8288 | 2.983
| SFM-wCZ08-v2015-rDXHP-t1-S17-MSRboth - Baseline Design - Hourly Results.csv | 9 | 3 | 15 | 4 | 1.914 | 3.1129
| SFM-wCZ08-v2015-rDXHP-t1-S17-MSRboth - Baseline Design - Hourly Results.csv | 9 | 3 | 16 | 4 | 1.6679 | 2.6824
| SFM-wCZ08-v2015-rDXHP-t1-S17-MSRboth - Baseline Design - Hourly Results.csv | 9 | 3 | 17 | 4 | 1.5417 | 2.484
| SFM-wCZ08-v2015-rDXHP-t1-S17-MSRcool - Baseline Design - Hourly Results.csv | 9 | 1 | 15 | 2 | 3.1892 | 5.2296
| SFM-wCZ08-v2015-rDXHP-t1-S17-MSRcool - Baseline Design - Hourly Results.csv | 9 | 1 | 16 | 2 | 2.9695 | 4.7831
| SFM-wCZ08-v2015-rDXHP-t1-S17-MSRcool - Baseline Design - Hourly Results.csv | 9 | 1 | 17 | 2 | 2.8825 | 4.6198
| SFM-wCZ08-v2015-rDXHP-t1-S17-MSRcool - Baseline Design - Hourly Results.csv | 9 | 2 | 15 | 3 | 1.8632 | 3.0489
| SFM-wCZ08-v2015-rDXHP-t1-S17-MSRcool - Baseline Design - Hourly Results.csv | 9 | 2 | 16 | 3 | 1.8953 | 3.0895
| SFM-wCZ08-v2015-rDXHP-t1-S17-MSRcool - Baseline Design - Hourly Results.csv | 9 | 2 | 17 | 3 | 1.8288 | 2.983
| SFM-wCZ08-v2015-rDXHP-t1-S17-MSRcool - Baseline Design - Hourly Results.csv | 9 | 3 | 15 | 4 | 1.914 | 3.1129
| SFM-wCZ08-v2015-rDXHP-t1-S17-MSRcool - Baseline Design - Hourly Results.csv | 9 | 3 | 16 | 4 | 1.6679 | 2.6824
| SFM-wCZ08-v2015-rDXHP-t1-S17-MSRcool - Baseline Design - Hourly Results.csv | 9 | 3 | 17 | 4 | 1.5417 | 2.484
| SFM-wCZ08-v2015-rDXHP-t1-S17-MSRheat - Baseline Design - Hourly Results.csv | 9 | 1 | 15 | 2 | 2.8717 | 4.7089
| SFM-wCZ08-v2015-rDXHP-t1-S17-MSRheat - Baseline Design - Hourly Results.csv | 9 | 1 | 16 | 2 | 2.6739 | 4.3069
| SFM-wCZ08-v2015-rDXHP-t1-S17-MSRheat - Baseline Design - Hourly Results.csv | 9 | 1 | 17 | 2 | 2.5955 | 4.1599
| SFM-wCZ08-v2015-rDXHP-t1-S17-MSRheat - Baseline Design - Hourly Results.csv | 9 | 2 | 15 | 3 | 1.6777 | 2.7454
| SFM-wCZ08-v2015-rDXHP-t1-S17-MSRheat - Baseline Design - Hourly Results.csv | 9 | 2 | 16 | 3 | 1.7066 | 2.7819
| SFM-wCZ08-v2015-rDXHP-t1-S17-MSRheat - Baseline Design - Hourly Results.csv | 9 | 2 | 17 | 3 | 1.6467 | 2.686
| SFM-wCZ08-v2015-rDXHP-t1-S17-MSRheat - Baseline Design - Hourly Results.csv | 9 | 3 | 15 | 4 | 1.7234 | 2.803
| SFM-wCZ08-v2015-rDXHP-t1-S17-MSRheat - Baseline Design - Hourly Results.csv | 9 | 3 | 16 | 4 | 1.5018 | 2.4154
| SFM-wCZ08-v2015-rDXHP-t1-S17-MSRheat - Baseline Design - Hourly Results.csv | 9 | 3 | 17 | 4 | 1.3882 | 2.2367
| SFM-wCZ08-v2015-rDXHP-t2-S14-BSLboth - Baseline Design - Hourly Results.csv | 9 | 1 | 15 | 2 | 3.2 | 5.1376
| SFM-wCZ08-v2015-rDXHP-t2-S14-BSLboth - Baseline Design - Hourly Results.csv | 9 | 1 | 16 | 2 | 3.0269 | 4.8389
| SFM-wCZ08-v2015-rDXHP-t2-S14-BSLboth - Baseline Design - Hourly Results.csv | 9 | 1 | 17 | 2 | 2.9653 | 4.7727
| SFM-wCZ08-v2015-rDXHP-t2-S14-BSLboth - Baseline Design - Hourly Results.csv | 9 | 2 | 15 | 3 | 2.1066 | 3.4815
| SFM-wCZ08-v2015-rDXHP-t2-S14-BSLboth - Baseline Design - Hourly Results.csv | 9 | 2 | 16 | 3 | 2.144 | 3.5166
| SFM-wCZ08-v2015-rDXHP-t2-S14-BSLboth - Baseline Design - Hourly Results.csv | 9 | 2 | 17 | 3 | 2.0754 | 3.3819
| SFM-wCZ08-v2015-rDXHP-t2-S14-BSLboth - Baseline Design - Hourly Results.csv | 9 | 3 | 15 | 4 | 1.9857 | 3.1321
| SFM-wCZ08-v2015-rDXHP-t2-S14-BSLboth - Baseline Design - Hourly Results.csv | 9 | 3 | 16 | 4 | 1.7434 | 2.7039
| SFM-wCZ08-v2015-rDXHP-t2-S14-BSLboth - Baseline Design - Hourly Results.csv | 9 | 3 | 17 | 4 | 1.6174 | 2.5242
| SFM-wCZ08-v2015-rDXHP-t2-S14-BSLcool - Baseline Design - Hourly Results.csv | 9 | 1 | 15 | 2 | 3.2 | 5.1376
| SFM-wCZ08-v2015-rDXHP-t2-S14-BSLcool - Baseline Design - Hourly Results.csv | 9 | 1 | 16 | 2 | 3.0269 | 4.8389
| SFM-wCZ08-v2015-rDXHP-t2-S14-BSLcool - Baseline Design - Hourly Results.csv | 9 | 1 | 17 | 2 | 2.9653 | 4.7727
| SFM-wCZ08-v2015-rDXHP-t2-S14-BSLcool - Baseline Design - Hourly Results.csv | 9 | 2 | 15 | 3 | 2.1066 | 3.4815
| SFM-wCZ08-v2015-rDXHP-t2-S14-BSLcool - Baseline Design - Hourly Results.csv | 9 | 2 | 16 | 3 | 2.144 | 3.5166
| SFM-wCZ08-v2015-rDXHP-t2-S14-BSLcool - Baseline Design - Hourly Results.csv | 9 | 2 | 17 | 3 | 2.0754 | 3.3819
| SFM-wCZ08-v2015-rDXHP-t2-S14-BSLcool - Baseline Design - Hourly Results.csv | 9 | 3 | 15 | 4 | 1.9857 | 3.1321
| SFM-wCZ08-v2015-rDXHP-t2-S14-BSLcool - Baseline Design - Hourly Results.csv | 9 | 3 | 16 | 4 | 1.7434 | 2.7039
| SFM-wCZ08-v2015-rDXHP-t2-S14-BSLcool - Baseline Design - Hourly Results.csv | 9 | 3 | 17 | 4 | 1.6174 | 2.5242
| SFM-wCZ08-v2015-rDXHP-t2-S14-BSLheat - Baseline Design - Hourly Results.csv | 9 | 1 | 15 | 2 | 2.7922 | 4.4829
| SFM-wCZ08-v2015-rDXHP-t2-S14-BSLheat - Baseline Design - Hourly Results.csv | 9 | 1 | 16 | 2 | 2.6412 | 4.2223
| SFM-wCZ08-v2015-rDXHP-t2-S14-BSLheat - Baseline Design - Hourly Results.csv | 9 | 1 | 17 | 2 | 2.5874 | 4.1646
| SFM-wCZ08-v2015-rDXHP-t2-S14-BSLheat - Baseline Design - Hourly Results.csv | 9 | 2 | 15 | 3 | 1.8382 | 3.0379
| SFM-wCZ08-v2015-rDXHP-t2-S14-BSLheat - Baseline Design - Hourly Results.csv | 9 | 2 | 16 | 3 | 1.8708 | 3.0685
| SFM-wCZ08-v2015-rDXHP-t2-S14-BSLheat - Baseline Design - Hourly Results.csv | 9 | 2 | 17 | 3 | 1.8109 | 2.951
| SFM-wCZ08-v2015-rDXHP-t2-S14-BSLheat - Baseline Design - Hourly Results.csv | 9 | 3 | 15 | 4 | 1.7327 | 2.733
| SFM-wCZ08-v2015-rDXHP-t2-S14-BSLheat - Baseline Design - Hourly Results.csv | 9 | 3 | 16 | 4 | 1.5212 | 2.3594
| SFM-wCZ08-v2015-rDXHP-t2-S14-BSLheat - Baseline Design - Hourly Results.csv | 9 | 3 | 17 | 4 | 1.4113 | 2.2025
| SFM-wCZ08-v2015-rDXHP-t2-S15-MSRboth - Baseline Design - Hourly Results.csv | 9 | 1 | 15 | 2 | 2.6726 | 4.3404
| SFM-wCZ08-v2015-rDXHP-t2-S15-MSRboth - Baseline Design - Hourly Results.csv | 9 | 1 | 16 | 2 | 2.5345 | 4.0836
| SFM-wCZ08-v2015-rDXHP-t2-S15-MSRboth - Baseline Design - Hourly Results.csv | 9 | 1 | 17 | 2 | 2.4836 | 4.0345
| SFM-wCZ08-v2015-rDXHP-t2-S15-MSRboth - Baseline Design - Hourly Results.csv | 9 | 2 | 15 | 3 | 1.7524 | 2.9229
| SFM-wCZ08-v2015-rDXHP-t2-S15-MSRboth - Baseline Design - Hourly Results.csv | 9 | 2 | 16 | 3 | 1.7833 | 2.9541
| SFM-wCZ08-v2015-rDXHP-t2-S15-MSRboth - Baseline Design - Hourly Results.csv | 9 | 2 | 17 | 3 | 1.7294 | 2.8413
| SFM-wCZ08-v2015-rDXHP-t2-S15-MSRboth - Baseline Design - Hourly Results.csv | 9 | 3 | 15 | 4 | 1.6518 | 2.6357
| SFM-wCZ08-v2015-rDXHP-t2-S15-MSRboth - Baseline Design - Hourly Results.csv | 9 | 3 | 16 | 4 | 1.4477 | 2.2728
| SFM-wCZ08-v2015-rDXHP-t2-S15-MSRboth - Baseline Design - Hourly Results.csv | 9 | 3 | 17 | 4 | 1.3405 | 2.1196
| SFM-wCZ08-v2015-rDXHP-t2-S15-MSRcool - Baseline Design - Hourly Results.csv | 9 | 1 | 15 | 2 | 2.6726 | 4.3404
| SFM-wCZ08-v2015-rDXHP-t2-S15-MSRcool - Baseline Design - Hourly Results.csv | 9 | 1 | 16 | 2 | 2.5345 | 4.0836
| SFM-wCZ08-v2015-rDXHP-t2-S15-MSRcool - Baseline Design - Hourly Results.csv | 9 | 1 | 17 | 2 | 2.4836 | 4.0345
| SFM-wCZ08-v2015-rDXHP-t2-S15-MSRcool - Baseline Design - Hourly Results.csv | 9 | 2 | 15 | 3 | 1.7524 | 2.9229
| SFM-wCZ08-v2015-rDXHP-t2-S15-MSRcool - Baseline Design - Hourly Results.csv | 9 | 2 | 16 | 3 | 1.7833 | 2.9541
| SFM-wCZ08-v2015-rDXHP-t2-S15-MSRcool - Baseline Design - Hourly Results.csv | 9 | 2 | 17 | 3 | 1.7294 | 2.8413
| SFM-wCZ08-v2015-rDXHP-t2-S15-MSRcool - Baseline Design - Hourly Results.csv | 9 | 3 | 15 | 4 | 1.6518 | 2.6357
| SFM-wCZ08-v2015-rDXHP-t2-S15-MSRcool - Baseline Design - Hourly Results.csv | 9 | 3 | 16 | 4 | 1.4477 | 2.2728
| SFM-wCZ08-v2015-rDXHP-t2-S15-MSRcool - Baseline Design - Hourly Results.csv | 9 | 3 | 17 | 4 | 1.3405 | 2.1196
| SFM-wCZ08-v2015-rDXHP-t2-S15-MSRheat - Baseline Design - Hourly Results.csv | 9 | 1 | 15 | 2 | 2.422 | 3.9335
| SFM-wCZ08-v2015-rDXHP-t2-S15-MSRheat - Baseline Design - Hourly Results.csv | 9 | 1 | 16 | 2 | 2.2969 | 3.7007
| SFM-wCZ08-v2015-rDXHP-t2-S15-MSRheat - Baseline Design - Hourly Results.csv | 9 | 1 | 17 | 2 | 2.2508 | 3.6563
| SFM-wCZ08-v2015-rDXHP-t2-S15-MSRheat - Baseline Design - Hourly Results.csv | 9 | 2 | 15 | 3 | 1.5881 | 2.6488
| SFM-wCZ08-v2015-rDXHP-t2-S15-MSRheat - Baseline Design - Hourly Results.csv | 9 | 2 | 16 | 3 | 1.6161 | 2.6771
| SFM-wCZ08-v2015-rDXHP-t2-S15-MSRheat - Baseline Design - Hourly Results.csv | 9 | 2 | 17 | 3 | 1.5673 | 2.5749
| SFM-wCZ08-v2015-rDXHP-t2-S15-MSRheat - Baseline Design - Hourly Results.csv | 9 | 3 | 15 | 4 | 1.497 | 2.3886
| SFM-wCZ08-v2015-rDXHP-t2-S15-MSRheat - Baseline Design - Hourly Results.csv | 9 | 3 | 16 | 4 | 1.312 | 2.0597
| SFM-wCZ08-v2015-rDXHP-t2-S15-MSRheat - Baseline Design - Hourly Results.csv | 9 | 3 | 17 | 4 | 1.2148 | 1.9209
| SFM-wCZ08-v2015-rDXHP-t2-S16-MSRboth - Baseline Design - Hourly Results.csv | 9 | 1 | 15 | 2 | 2.9963 | 4.5638
| SFM-wCZ08-v2015-rDXHP-t2-S16-MSRboth - Baseline Design - Hourly Results.csv | 9 | 1 | 16 | 2 | 2.7598 | 4.2769
| SFM-wCZ08-v2015-rDXHP-t2-S16-MSRboth - Baseline Design - Hourly Results.csv | 9 | 1 | 17 | 2 | 2.6181 | 4.2019
| SFM-wCZ08-v2015-rDXHP-t2-S16-MSRboth - Baseline Design - Hourly Results.csv | 9 | 2 | 15 | 3 | 1.8392 | 3.0268
| SFM-wCZ08-v2015-rDXHP-t2-S16-MSRboth - Baseline Design - Hourly Results.csv | 9 | 2 | 16 | 3 | 1.8706 | 3.0574
| SFM-wCZ08-v2015-rDXHP-t2-S16-MSRboth - Baseline Design - Hourly Results.csv | 9 | 2 | 17 | 3 | 1.8048 | 2.934
| SFM-wCZ08-v2015-rDXHP-t2-S16-MSRboth - Baseline Design - Hourly Results.csv | 9 | 3 | 15 | 4 | 1.7414 | 2.7324
| SFM-wCZ08-v2015-rDXHP-t2-S16-MSRboth - Baseline Design - Hourly Results.csv | 9 | 3 | 16 | 4 | 1.5251 | 2.3638
| SFM-wCZ08-v2015-rDXHP-t2-S16-MSRboth - Baseline Design - Hourly Results.csv | 9 | 3 | 17 | 4 | 1.4067 | 2.1989
| SFM-wCZ08-v2015-rDXHP-t2-S16-MSRcool - Baseline Design - Hourly Results.csv | 9 | 1 | 15 | 2 | 2.9963 | 4.5638
| SFM-wCZ08-v2015-rDXHP-t2-S16-MSRcool - Baseline Design - Hourly Results.csv | 9 | 1 | 16 | 2 | 2.7598 | 4.2769
| SFM-wCZ08-v2015-rDXHP-t2-S16-MSRcool - Baseline Design - Hourly Results.csv | 9 | 1 | 17 | 2 | 2.6181 | 4.2019
| SFM-wCZ08-v2015-rDXHP-t2-S16-MSRcool - Baseline Design - Hourly Results.csv | 9 | 2 | 15 | 3 | 1.8392 | 3.0268
| SFM-wCZ08-v2015-rDXHP-t2-S16-MSRcool - Baseline Design - Hourly Results.csv | 9 | 2 | 16 | 3 | 1.8706 | 3.0574
| SFM-wCZ08-v2015-rDXHP-t2-S16-MSRcool - Baseline Design - Hourly Results.csv | 9 | 2 | 17 | 3 | 1.8048 | 2.934
| SFM-wCZ08-v2015-rDXHP-t2-S16-MSRcool - Baseline Design - Hourly Results.csv | 9 | 3 | 15 | 4 | 1.7414 | 2.7324
| SFM-wCZ08-v2015-rDXHP-t2-S16-MSRcool - Baseline Design - Hourly Results.csv | 9 | 3 | 16 | 4 | 1.5251 | 2.3638
| SFM-wCZ08-v2015-rDXHP-t2-S16-MSRcool - Baseline Design - Hourly Results.csv | 9 | 3 | 17 | 4 | 1.4067 | 2.1989
| SFM-wCZ08-v2015-rDXHP-t2-S16-MSRheat - Baseline Design - Hourly Results.csv | 9 | 1 | 15 | 2 | 2.7121 | 4.1309
| SFM-wCZ08-v2015-rDXHP-t2-S16-MSRheat - Baseline Design - Hourly Results.csv | 9 | 1 | 16 | 2 | 2.498 | 3.8712
| SFM-wCZ08-v2015-rDXHP-t2-S16-MSRheat - Baseline Design - Hourly Results.csv | 9 | 1 | 17 | 2 | 2.3697 | 3.8033
| SFM-wCZ08-v2015-rDXHP-t2-S16-MSRheat - Baseline Design - Hourly Results.csv | 9 | 2 | 15 | 3 | 1.6647 | 2.7397
| SFM-wCZ08-v2015-rDXHP-t2-S16-MSRheat - Baseline Design - Hourly Results.csv | 9 | 2 | 16 | 3 | 1.6931 | 2.7674
| SFM-wCZ08-v2015-rDXHP-t2-S16-MSRheat - Baseline Design - Hourly Results.csv | 9 | 2 | 17 | 3 | 1.6336 | 2.6557
| SFM-wCZ08-v2015-rDXHP-t2-S16-MSRheat - Baseline Design - Hourly Results.csv | 9 | 3 | 15 | 4 | 1.5762 | 2.4732
| SFM-wCZ08-v2015-rDXHP-t2-S16-MSRheat - Baseline Design - Hourly Results.csv | 9 | 3 | 16 | 4 | 1.3804 | 2.1395
| SFM-wCZ08-v2015-rDXHP-t2-S16-MSRheat - Baseline Design - Hourly Results.csv | 9 | 3 | 17 | 4 | 1.2732 | 1.9903
| SFM-wCZ08-v2015-rDXHP-t2-S17-MSRboth - Baseline Design - Hourly Results.csv | 9 | 1 | 15 | 2 | 2.8141 | 4.2863
| SFM-wCZ08-v2015-rDXHP-t2-S17-MSRboth - Baseline Design - Hourly Results.csv | 9 | 1 | 16 | 2 | 2.592 | 4.0168
| SFM-wCZ08-v2015-rDXHP-t2-S17-MSRboth - Baseline Design - Hourly Results.csv | 9 | 1 | 17 | 2 | 2.4589 | 3.9464
| SFM-wCZ08-v2015-rDXHP-t2-S17-MSRboth - Baseline Design - Hourly Results.csv | 9 | 2 | 15 | 3 | 1.7274 | 2.8427
| SFM-wCZ08-v2015-rDXHP-t2-S17-MSRboth - Baseline Design - Hourly Results.csv | 9 | 2 | 16 | 3 | 1.7568 | 2.8715
| SFM-wCZ08-v2015-rDXHP-t2-S17-MSRboth - Baseline Design - Hourly Results.csv | 9 | 2 | 17 | 3 | 1.695 | 2.7556
| SFM-wCZ08-v2015-rDXHP-t2-S17-MSRboth - Baseline Design - Hourly Results.csv | 9 | 3 | 15 | 4 | 1.6355 | 2.5663
| SFM-wCZ08-v2015-rDXHP-t2-S17-MSRboth - Baseline Design - Hourly Results.csv | 9 | 3 | 16 | 4 | 1.4323 | 2.22
| SFM-wCZ08-v2015-rDXHP-t2-S17-MSRboth - Baseline Design - Hourly Results.csv | 9 | 3 | 17 | 4 | 1.3212 | 2.0652
| SFM-wCZ08-v2015-rDXHP-t2-S17-MSRcool - Baseline Design - Hourly Results.csv | 9 | 1 | 15 | 2 | 2.8141 | 4.2863
| SFM-wCZ08-v2015-rDXHP-t2-S17-MSRcool - Baseline Design - Hourly Results.csv | 9 | 1 | 16 | 2 | 2.592 | 4.0168
| SFM-wCZ08-v2015-rDXHP-t2-S17-MSRcool - Baseline Design - Hourly Results.csv | 9 | 1 | 17 | 2 | 2.4589 | 3.9464
| SFM-wCZ08-v2015-rDXHP-t2-S17-MSRcool - Baseline Design - Hourly Results.csv | 9 | 2 | 15 | 3 | 1.7274 | 2.8427
| SFM-wCZ08-v2015-rDXHP-t2-S17-MSRcool - Baseline Design - Hourly Results.csv | 9 | 2 | 16 | 3 | 1.7568 | 2.8715
| SFM-wCZ08-v2015-rDXHP-t2-S17-MSRcool - Baseline Design - Hourly Results.csv | 9 | 2 | 17 | 3 | 1.695 | 2.7556
| SFM-wCZ08-v2015-rDXHP-t2-S17-MSRcool - Baseline Design - Hourly Results.csv | 9 | 3 | 15 | 4 | 1.6355 | 2.5663
| SFM-wCZ08-v2015-rDXHP-t2-S17-MSRcool - Baseline Design - Hourly Results.csv | 9 | 3 | 16 | 4 | 1.4323 | 2.22
| SFM-wCZ08-v2015-rDXHP-t2-S17-MSRcool - Baseline Design - Hourly Results.csv | 9 | 3 | 17 | 4 | 1.3212 | 2.0652
| SFM-wCZ08-v2015-rDXHP-t2-S17-MSRheat - Baseline Design - Hourly Results.csv | 9 | 1 | 15 | 2 | 2.534 | 3.8596
| SFM-wCZ08-v2015-rDXHP-t2-S17-MSRheat - Baseline Design - Hourly Results.csv | 9 | 1 | 16 | 2 | 2.3339 | 3.617
| SFM-wCZ08-v2015-rDXHP-t2-S17-MSRheat - Baseline Design - Hourly Results.csv | 9 | 1 | 17 | 2 | 2.2141 | 3.5535
| SFM-wCZ08-v2015-rDXHP-t2-S17-MSRheat - Baseline Design - Hourly Results.csv | 9 | 2 | 15 | 3 | 1.5554 | 2.5597
| SFM-wCZ08-v2015-rDXHP-t2-S17-MSRheat - Baseline Design - Hourly Results.csv | 9 | 2 | 16 | 3 | 1.5819 | 2.5856
| SFM-wCZ08-v2015-rDXHP-t2-S17-MSRheat - Baseline Design - Hourly Results.csv | 9 | 2 | 17 | 3 | 1.5263 | 2.4813
| SFM-wCZ08-v2015-rDXHP-t2-S17-MSRheat - Baseline Design - Hourly Results.csv | 9 | 3 | 15 | 4 | 1.4727 | 2.3108
| SFM-wCZ08-v2015-rDXHP-t2-S17-MSRheat - Baseline Design - Hourly Results.csv | 9 | 3 | 16 | 4 | 1.2897 | 1.999
| SFM-wCZ08-v2015-rDXHP-t2-S17-MSRheat - Baseline Design - Hourly Results.csv | 9 | 3 | 17 | 4 | 1.1896 | 1.8596
| SFM-wCZ08-v2015-rDXHP-t3-S14-BSLboth - Baseline Design - Hourly Results.csv | 9 | 1 | 15 | 2 | 2.5108 | 3.6369
| SFM-wCZ08-v2015-rDXHP-t3-S14-BSLboth - Baseline Design - Hourly Results.csv | 9 | 1 | 16 | 2 | 2.4505 | 3.6099
| SFM-wCZ08-v2015-rDXHP-t3-S14-BSLboth - Baseline Design - Hourly Results.csv | 9 | 1 | 17 | 2 | 2.4461 | 3.7062
| SFM-wCZ08-v2015-rDXHP-t3-S14-BSLboth - Baseline Design - Hourly Results.csv | 9 | 2 | 15 | 3 | 1.628 | 2.5981
| SFM-wCZ08-v2015-rDXHP-t3-S14-BSLboth - Baseline Design - Hourly Results.csv | 9 | 2 | 16 | 3 | 1.7009 | 2.7147
| SFM-wCZ08-v2015-rDXHP-t3-S14-BSLboth - Baseline Design - Hourly Results.csv | 9 | 2 | 17 | 3 | 1.6616 | 2.6479
| SFM-wCZ08-v2015-rDXHP-t3-S14-BSLboth - Baseline Design - Hourly Results.csv | 9 | 3 | 15 | 4 | 1.4983 | 2.1619
| SFM-wCZ08-v2015-rDXHP-t3-S14-BSLboth - Baseline Design - Hourly Results.csv | 9 | 3 | 16 | 4 | 1.3304 | 1.9045
| SFM-wCZ08-v2015-rDXHP-t3-S14-BSLboth - Baseline Design - Hourly Results.csv | 9 | 3 | 17 | 4 | 1.2419 | 1.8176
| SFM-wCZ08-v2015-rDXHP-t3-S14-BSLcool - Baseline Design - Hourly Results.csv | 9 | 1 | 15 | 2 | 2.5108 | 3.6369
| SFM-wCZ08-v2015-rDXHP-t3-S14-BSLcool - Baseline Design - Hourly Results.csv | 9 | 1 | 16 | 2 | 2.4505 | 3.6099
| SFM-wCZ08-v2015-rDXHP-t3-S14-BSLcool - Baseline Design - Hourly Results.csv | 9 | 1 | 17 | 2 | 2.4461 | 3.7062
| SFM-wCZ08-v2015-rDXHP-t3-S14-BSLcool - Baseline Design - Hourly Results.csv | 9 | 2 | 15 | 3 | 1.628 | 2.5981
| SFM-wCZ08-v2015-rDXHP-t3-S14-BSLcool - Baseline Design - Hourly Results.csv | 9 | 2 | 16 | 3 | 1.7009 | 2.7147
| SFM-wCZ08-v2015-rDXHP-t3-S14-BSLcool - Baseline Design - Hourly Results.csv | 9 | 2 | 17 | 3 | 1.6616 | 2.6479
| SFM-wCZ08-v2015-rDXHP-t3-S14-BSLcool - Baseline Design - Hourly Results.csv | 9 | 3 | 15 | 4 | 1.4983 | 2.1619
| SFM-wCZ08-v2015-rDXHP-t3-S14-BSLcool - Baseline Design - Hourly Results.csv | 9 | 3 | 16 | 4 | 1.3304 | 1.9045
| SFM-wCZ08-v2015-rDXHP-t3-S14-BSLcool - Baseline Design - Hourly Results.csv | 9 | 3 | 17 | 4 | 1.2419 | 1.8176
| SFM-wCZ08-v2015-rDXHP-t3-S14-BSLheat - Baseline Design - Hourly Results.csv | 9 | 1 | 15 | 2 | 2.1909 | 3.1735
| SFM-wCZ08-v2015-rDXHP-t3-S14-BSLheat - Baseline Design - Hourly Results.csv | 9 | 1 | 16 | 2 | 2.1383 | 3.1499
| SFM-wCZ08-v2015-rDXHP-t3-S14-BSLheat - Baseline Design - Hourly Results.csv | 9 | 1 | 17 | 2 | 2.1345 | 3.234
| SFM-wCZ08-v2015-rDXHP-t3-S14-BSLheat - Baseline Design - Hourly Results.csv | 9 | 2 | 15 | 3 | 1.4205 | 2.2671
| SFM-wCZ08-v2015-rDXHP-t3-S14-BSLheat - Baseline Design - Hourly Results.csv | 9 | 2 | 16 | 3 | 1.4842 | 2.3687
| SFM-wCZ08-v2015-rDXHP-t3-S14-BSLheat - Baseline Design - Hourly Results.csv | 9 | 2 | 17 | 3 | 1.4499 | 2.3105
| SFM-wCZ08-v2015-rDXHP-t3-S14-BSLheat - Baseline Design - Hourly Results.csv | 9 | 3 | 15 | 4 | 1.3073 | 1.8864
| SFM-wCZ08-v2015-rDXHP-t3-S14-BSLheat - Baseline Design - Hourly Results.csv | 9 | 3 | 16 | 4 | 1.1609 | 1.6618
| SFM-wCZ08-v2015-rDXHP-t3-S14-BSLheat - Baseline Design - Hourly Results.csv | 9 | 3 | 17 | 4 | 1.0837 | 1.586
| SFM-wCZ08-v2015-rDXHP-t3-S15-MSRboth - Baseline Design - Hourly Results.csv | 9 | 1 | 15 | 2 | 2.1473 | 3.0532
| SFM-wCZ08-v2015-rDXHP-t3-S15-MSRboth - Baseline Design - Hourly Results.csv | 9 | 1 | 16 | 2 | 2.0856 | 3.0277
| SFM-wCZ08-v2015-rDXHP-t3-S15-MSRboth - Baseline Design - Hourly Results.csv | 9 | 1 | 17 | 2 | 2.0773 | 3.1167
| SFM-wCZ08-v2015-rDXHP-t3-S15-MSRboth - Baseline Design - Hourly Results.csv | 9 | 2 | 15 | 3 | 1.3519 | 2.1729
| SFM-wCZ08-v2015-rDXHP-t3-S15-MSRboth - Baseline Design - Hourly Results.csv | 9 | 2 | 16 | 3 | 1.4123 | 2.2757
| SFM-wCZ08-v2015-rDXHP-t3-S15-MSRboth - Baseline Design - Hourly Results.csv | 9 | 2 | 17 | 3 | 1.3806 | 2.2193
| SFM-wCZ08-v2015-rDXHP-t3-S15-MSRboth - Baseline Design - Hourly Results.csv | 9 | 3 | 15 | 4 | 1.2436 | 1.8112
| SFM-wCZ08-v2015-rDXHP-t3-S15-MSRboth - Baseline Design - Hourly Results.csv | 9 | 3 | 16 | 4 | 1.1017 | 1.5931
| SFM-wCZ08-v2015-rDXHP-t3-S15-MSRboth - Baseline Design - Hourly Results.csv | 9 | 3 | 17 | 4 | 1.0274 | 1.5202
| SFM-wCZ08-v2015-rDXHP-t3-S15-MSRcool - Baseline Design - Hourly Results.csv | 9 | 1 | 15 | 2 | 2.1473 | 3.0532
| SFM-wCZ08-v2015-rDXHP-t3-S15-MSRcool - Baseline Design - Hourly Results.csv | 9 | 1 | 16 | 2 | 2.0856 | 3.0277
| SFM-wCZ08-v2015-rDXHP-t3-S15-MSRcool - Baseline Design - Hourly Results.csv | 9 | 1 | 17 | 2 | 2.0773 | 3.1167
| SFM-wCZ08-v2015-rDXHP-t3-S15-MSRcool - Baseline Design - Hourly Results.csv | 9 | 2 | 15 | 3 | 1.3519 | 2.1729
| SFM-wCZ08-v2015-rDXHP-t3-S15-MSRcool - Baseline Design - Hourly Results.csv | 9 | 2 | 16 | 3 | 1.4123 | 2.2757
| SFM-wCZ08-v2015-rDXHP-t3-S15-MSRcool - Baseline Design - Hourly Results.csv | 9 | 2 | 17 | 3 | 1.3806 | 2.2193
| SFM-wCZ08-v2015-rDXHP-t3-S15-MSRcool - Baseline Design - Hourly Results.csv | 9 | 3 | 15 | 4 | 1.2436 | 1.8112
| SFM-wCZ08-v2015-rDXHP-t3-S15-MSRcool - Baseline Design - Hourly Results.csv | 9 | 3 | 16 | 4 | 1.1017 | 1.5931
| SFM-wCZ08-v2015-rDXHP-t3-S15-MSRcool - Baseline Design - Hourly Results.csv | 9 | 3 | 17 | 4 | 1.0274 | 1.5202
| SFM-wCZ08-v2015-rDXHP-t3-S15-MSRheat - Baseline Design - Hourly Results.csv | 9 | 1 | 15 | 2 | 1.946 | 2.7669
| SFM-wCZ08-v2015-rDXHP-t3-S15-MSRheat - Baseline Design - Hourly Results.csv | 9 | 1 | 16 | 2 | 1.89 | 2.7438
| SFM-wCZ08-v2015-rDXHP-t3-S15-MSRheat - Baseline Design - Hourly Results.csv | 9 | 1 | 17 | 2 | 1.8825 | 2.8245
| SFM-wCZ08-v2015-rDXHP-t3-S15-MSRheat - Baseline Design - Hourly Results.csv | 9 | 2 | 15 | 3 | 1.2251 | 1.9692
| SFM-wCZ08-v2015-rDXHP-t3-S15-MSRheat - Baseline Design - Hourly Results.csv | 9 | 2 | 16 | 3 | 1.2799 | 2.0623
| SFM-wCZ08-v2015-rDXHP-t3-S15-MSRheat - Baseline Design - Hourly Results.csv | 9 | 2 | 17 | 3 | 1.2512 | 2.0113
| SFM-wCZ08-v2015-rDXHP-t3-S15-MSRheat - Baseline Design - Hourly Results.csv | 9 | 3 | 15 | 4 | 1.127 | 1.6414
| SFM-wCZ08-v2015-rDXHP-t3-S15-MSRheat - Baseline Design - Hourly Results.csv | 9 | 3 | 16 | 4 | 0.99845 | 1.4438
| SFM-wCZ08-v2015-rDXHP-t3-S15-MSRheat - Baseline Design - Hourly Results.csv | 9 | 3 | 17 | 4 | 0.93108 | 1.3777
| SFM-wCZ08-v2015-rDXHP-t3-S16-MSRboth - Baseline Design - Hourly Results.csv | 9 | 1 | 15 | 2 | 2.2801 | 3.1886
| SFM-wCZ08-v2015-rDXHP-t3-S16-MSRboth - Baseline Design - Hourly Results.csv | 9 | 1 | 16 | 2 | 2.2052 | 3.156
| SFM-wCZ08-v2015-rDXHP-t3-S16-MSRboth - Baseline Design - Hourly Results.csv | 9 | 1 | 17 | 2 | 2.1856 | 3.2334
| SFM-wCZ08-v2015-rDXHP-t3-S16-MSRboth - Baseline Design - Hourly Results.csv | 9 | 2 | 15 | 3 | 1.417 | 2.2378
| SFM-wCZ08-v2015-rDXHP-t3-S16-MSRboth - Baseline Design - Hourly Results.csv | 9 | 2 | 16 | 3 | 1.4788 | 2.341
| SFM-wCZ08-v2015-rDXHP-t3-S16-MSRboth - Baseline Design - Hourly Results.csv | 9 | 2 | 17 | 3 | 1.4418 | 2.28
| SFM-wCZ08-v2015-rDXHP-t3-S16-MSRboth - Baseline Design - Hourly Results.csv | 9 | 3 | 15 | 4 | 1.3026 | 1.8596
| SFM-wCZ08-v2015-rDXHP-t3-S16-MSRboth - Baseline Design - Hourly Results.csv | 9 | 3 | 16 | 4 | 1.1567 | 1.6444
| SFM-wCZ08-v2015-rDXHP-t3-S16-MSRboth - Baseline Design - Hourly Results.csv | 9 | 3 | 17 | 4 | 1.0768 | 1.569
| SFM-wCZ08-v2015-rDXHP-t3-S16-MSRcool - Baseline Design - Hourly Results.csv | 9 | 1 | 15 | 2 | 2.2801 | 3.1886
| SFM-wCZ08-v2015-rDXHP-t3-S16-MSRcool - Baseline Design - Hourly Results.csv | 9 | 1 | 16 | 2 | 2.2052 | 3.156
| SFM-wCZ08-v2015-rDXHP-t3-S16-MSRcool - Baseline Design - Hourly Results.csv | 9 | 1 | 17 | 2 | 2.1856 | 3.2334
| SFM-wCZ08-v2015-rDXHP-t3-S16-MSRcool - Baseline Design - Hourly Results.csv | 9 | 2 | 15 | 3 | 1.417 | 2.2378
| SFM-wCZ08-v2015-rDXHP-t3-S16-MSRcool - Baseline Design - Hourly Results.csv | 9 | 2 | 16 | 3 | 1.4788 | 2.341
| SFM-wCZ08-v2015-rDXHP-t3-S16-MSRcool - Baseline Design - Hourly Results.csv | 9 | 2 | 17 | 3 | 1.4418 | 2.28
| SFM-wCZ08-v2015-rDXHP-t3-S16-MSRcool - Baseline Design - Hourly Results.csv | 9 | 3 | 15 | 4 | 1.3026 | 1.8596
| SFM-wCZ08-v2015-rDXHP-t3-S16-MSRcool - Baseline Design - Hourly Results.csv | 9 | 3 | 16 | 4 | 1.1567 | 1.6444
| SFM-wCZ08-v2015-rDXHP-t3-S16-MSRcool - Baseline Design - Hourly Results.csv | 9 | 3 | 17 | 4 | 1.0768 | 1.569
| SFM-wCZ08-v2015-rDXHP-t3-S16-MSRheat - Baseline Design - Hourly Results.csv | 9 | 1 | 15 | 2 | 2.0637 | 2.8861
| SFM-wCZ08-v2015-rDXHP-t3-S16-MSRheat - Baseline Design - Hourly Results.csv | 9 | 1 | 16 | 2 | 1.996 | 2.8566
| SFM-wCZ08-v2015-rDXHP-t3-S16-MSRheat - Baseline Design - Hourly Results.csv | 9 | 1 | 17 | 2 | 1.9783 | 2.9267
| SFM-wCZ08-v2015-rDXHP-t3-S16-MSRheat - Baseline Design - Hourly Results.csv | 9 | 2 | 15 | 3 | 1.2826 | 2.0255
| SFM-wCZ08-v2015-rDXHP-t3-S16-MSRheat - Baseline Design - Hourly Results.csv | 9 | 2 | 16 | 3 | 1.3385 | 2.1189
| SFM-wCZ08-v2015-rDXHP-t3-S16-MSRheat - Baseline Design - Hourly Results.csv | 9 | 2 | 17 | 3 | 1.3051 | 2.0637
| SFM-wCZ08-v2015-rDXHP-t3-S16-MSRheat - Baseline Design - Hourly Results.csv | 9 | 3 | 15 | 4 | 1.179 | 1.6832
| SFM-wCZ08-v2015-rDXHP-t3-S16-MSRheat - Baseline Design - Hourly Results.csv | 9 | 3 | 16 | 4 | 1.047 | 1.4884
| SFM-wCZ08-v2015-rDXHP-t3-S16-MSRheat - Baseline Design - Hourly Results.csv | 9 | 3 | 17 | 4 | 0.97463 | 1.4201
| SFM-wCZ08-v2015-rDXHP-t3-S17-MSRboth - Baseline Design - Hourly Results.csv | 9 | 1 | 15 | 2 | 2.1414 | 2.9947
| SFM-wCZ08-v2015-rDXHP-t3-S17-MSRboth - Baseline Design - Hourly Results.csv | 9 | 1 | 16 | 2 | 2.0711 | 2.964
| SFM-wCZ08-v2015-rDXHP-t3-S17-MSRboth - Baseline Design - Hourly Results.csv | 9 | 1 | 17 | 2 | 2.0527 | 3.0368
| SFM-wCZ08-v2015-rDXHP-t3-S17-MSRboth - Baseline Design - Hourly Results.csv | 9 | 2 | 15 | 3 | 1.3308 | 2.1018
| SFM-wCZ08-v2015-rDXHP-t3-S17-MSRboth - Baseline Design - Hourly Results.csv | 9 | 2 | 16 | 3 | 1.3888 | 2.1987
| SFM-wCZ08-v2015-rDXHP-t3-S17-MSRboth - Baseline Design - Hourly Results.csv | 9 | 2 | 17 | 3 | 1.3542 | 2.1413
| SFM-wCZ08-v2015-rDXHP-t3-S17-MSRboth - Baseline Design - Hourly Results.csv | 9 | 3 | 15 | 4 | 1.2234 | 1.7465
| SFM-wCZ08-v2015-rDXHP-t3-S17-MSRboth - Baseline Design - Hourly Results.csv | 9 | 3 | 16 | 4 | 1.0864 | 1.5444
| SFM-wCZ08-v2015-rDXHP-t3-S17-MSRboth - Baseline Design - Hourly Results.csv | 9 | 3 | 17 | 4 | 1.0113 | 1.4735
| SFM-wCZ08-v2015-rDXHP-t3-S17-MSRcool - Baseline Design - Hourly Results.csv | 9 | 1 | 15 | 2 | 2.1414 | 2.9947
| SFM-wCZ08-v2015-rDXHP-t3-S17-MSRcool - Baseline Design - Hourly Results.csv | 9 | 1 | 16 | 2 | 2.0711 | 2.964
| SFM-wCZ08-v2015-rDXHP-t3-S17-MSRcool - Baseline Design - Hourly Results.csv | 9 | 1 | 17 | 2 | 2.0527 | 3.0368
| SFM-wCZ08-v2015-rDXHP-t3-S17-MSRcool - Baseline Design - Hourly Results.csv | 9 | 2 | 15 | 3 | 1.3308 | 2.1018
| SFM-wCZ08-v2015-rDXHP-t3-S17-MSRcool - Baseline Design - Hourly Results.csv | 9 | 2 | 16 | 3 | 1.3888 | 2.1987
| SFM-wCZ08-v2015-rDXHP-t3-S17-MSRcool - Baseline Design - Hourly Results.csv | 9 | 2 | 17 | 3 | 1.3542 | 2.1413
| SFM-wCZ08-v2015-rDXHP-t3-S17-MSRcool - Baseline Design - Hourly Results.csv | 9 | 3 | 15 | 4 | 1.2234 | 1.7465
| SFM-wCZ08-v2015-rDXHP-t3-S17-MSRcool - Baseline Design - Hourly Results.csv | 9 | 3 | 16 | 4 | 1.0864 | 1.5444
| SFM-wCZ08-v2015-rDXHP-t3-S17-MSRcool - Baseline Design - Hourly Results.csv | 9 | 3 | 17 | 4 | 1.0113 | 1.4735
| SFM-wCZ08-v2015-rDXHP-t3-S17-MSRheat - Baseline Design - Hourly Results.csv | 9 | 1 | 15 | 2 | 1.9282 | 2.6965
| SFM-wCZ08-v2015-rDXHP-t3-S17-MSRheat - Baseline Design - Hourly Results.csv | 9 | 1 | 16 | 2 | 1.865 | 2.669
| SFM-wCZ08-v2015-rDXHP-t3-S17-MSRheat - Baseline Design - Hourly Results.csv | 9 | 1 | 17 | 2 | 1.8484 | 2.7345
| SFM-wCZ08-v2015-rDXHP-t3-S17-MSRheat - Baseline Design - Hourly Results.csv | 9 | 2 | 15 | 3 | 1.1984 | 1.8925
| SFM-wCZ08-v2015-rDXHP-t3-S17-MSRheat - Baseline Design - Hourly Results.csv | 9 | 2 | 16 | 3 | 1.2506 | 1.9798
| SFM-wCZ08-v2015-rDXHP-t3-S17-MSRheat - Baseline Design - Hourly Results.csv | 9 | 2 | 17 | 3 | 1.2193 | 1.9281
| SFM-wCZ08-v2015-rDXHP-t3-S17-MSRheat - Baseline Design - Hourly Results.csv | 9 | 3 | 15 | 4 | 1.1016 | 1.5727
| SFM-wCZ08-v2015-rDXHP-t3-S17-MSRheat - Baseline Design - Hourly Results.csv | 9 | 3 | 16 | 4 | 0.97823 | 1.3907
| SFM-wCZ08-v2015-rDXHP-t3-S17-MSRheat - Baseline Design - Hourly Results.csv | 9 | 3 | 17 | 4 | 0.91062 | 1.3268
| SFM-wCZ08-v2015-rDXHP-t4-S14-BSLboth - Baseline Design - Hourly Results.csv | 9 | 1 | 15 | 2 | 2.5095 | 3.6388
| SFM-wCZ08-v2015-rDXHP-t4-S14-BSLboth - Baseline Design - Hourly Results.csv | 9 | 1 | 16 | 2 | 2.4506 | 3.6097
| SFM-wCZ08-v2015-rDXHP-t4-S14-BSLboth - Baseline Design - Hourly Results.csv | 9 | 1 | 17 | 2 | 2.4463 | 3.7038
| SFM-wCZ08-v2015-rDXHP-t4-S14-BSLboth - Baseline Design - Hourly Results.csv | 9 | 2 | 15 | 3 | 1.7292 | 2.794
| SFM-wCZ08-v2015-rDXHP-t4-S14-BSLboth - Baseline Design - Hourly Results.csv | 9 | 2 | 16 | 3 | 1.7893 | 2.8851
| SFM-wCZ08-v2015-rDXHP-t4-S14-BSLboth - Baseline Design - Hourly Results.csv | 9 | 2 | 17 | 3 | 1.7405 | 2.7914
| SFM-wCZ08-v2015-rDXHP-t4-S14-BSLboth - Baseline Design - Hourly Results.csv | 9 | 3 | 15 | 4 | 1.5313 | 2.2245
| SFM-wCZ08-v2015-rDXHP-t4-S14-BSLboth - Baseline Design - Hourly Results.csv | 9 | 3 | 16 | 4 | 1.357 | 1.9527
| SFM-wCZ08-v2015-rDXHP-t4-S14-BSLboth - Baseline Design - Hourly Results.csv | 9 | 3 | 17 | 4 | 1.2654 | 1.857
| SFM-wCZ08-v2015-rDXHP-t4-S14-BSLcool - Baseline Design - Hourly Results.csv | 9 | 1 | 15 | 2 | 2.5095 | 3.6388
| SFM-wCZ08-v2015-rDXHP-t4-S14-BSLcool - Baseline Design - Hourly Results.csv | 9 | 1 | 16 | 2 | 2.4506 | 3.6097
| SFM-wCZ08-v2015-rDXHP-t4-S14-BSLcool - Baseline Design - Hourly Results.csv | 9 | 1 | 17 | 2 | 2.4463 | 3.7038
| SFM-wCZ08-v2015-rDXHP-t4-S14-BSLcool - Baseline Design - Hourly Results.csv | 9 | 2 | 15 | 3 | 1.7292 | 2.794
| SFM-wCZ08-v2015-rDXHP-t4-S14-BSLcool - Baseline Design - Hourly Results.csv | 9 | 2 | 16 | 3 | 1.7893 | 2.8851
| SFM-wCZ08-v2015-rDXHP-t4-S14-BSLcool - Baseline Design - Hourly Results.csv | 9 | 2 | 17 | 3 | 1.7405 | 2.7914
| SFM-wCZ08-v2015-rDXHP-t4-S14-BSLcool - Baseline Design - Hourly Results.csv | 9 | 3 | 15 | 4 | 1.5313 | 2.2245
| SFM-wCZ08-v2015-rDXHP-t4-S14-BSLcool - Baseline Design - Hourly Results.csv | 9 | 3 | 16 | 4 | 1.357 | 1.9527
| SFM-wCZ08-v2015-rDXHP-t4-S14-BSLcool - Baseline Design - Hourly Results.csv | 9 | 3 | 17 | 4 | 1.2654 | 1.857
| SFM-wCZ08-v2015-rDXHP-t4-S14-BSLheat - Baseline Design - Hourly Results.csv | 9 | 1 | 15 | 2 | 2.1898 | 3.1752
| SFM-wCZ08-v2015-rDXHP-t4-S14-BSLheat - Baseline Design - Hourly Results.csv | 9 | 1 | 16 | 2 | 2.1383 | 3.1498
| SFM-wCZ08-v2015-rDXHP-t4-S14-BSLheat - Baseline Design - Hourly Results.csv | 9 | 1 | 17 | 2 | 2.1346 | 3.2319
| SFM-wCZ08-v2015-rDXHP-t4-S14-BSLheat - Baseline Design - Hourly Results.csv | 9 | 2 | 15 | 3 | 1.5089 | 2.438
| SFM-wCZ08-v2015-rDXHP-t4-S14-BSLheat - Baseline Design - Hourly Results.csv | 9 | 2 | 16 | 3 | 1.5613 | 2.5174
| SFM-wCZ08-v2015-rDXHP-t4-S14-BSLheat - Baseline Design - Hourly Results.csv | 9 | 2 | 17 | 3 | 1.5188 | 2.4357
| SFM-wCZ08-v2015-rDXHP-t4-S14-BSLheat - Baseline Design - Hourly Results.csv | 9 | 3 | 15 | 4 | 1.3362 | 1.941
| SFM-wCZ08-v2015-rDXHP-t4-S14-BSLheat - Baseline Design - Hourly Results.csv | 9 | 3 | 16 | 4 | 1.184 | 1.7038
| SFM-wCZ08-v2015-rDXHP-t4-S14-BSLheat - Baseline Design - Hourly Results.csv | 9 | 3 | 17 | 4 | 1.1041 | 1.6203
| SFM-wCZ08-v2015-rDXHP-t4-S15-MSRboth - Baseline Design - Hourly Results.csv | 9 | 1 | 15 | 2 | 2.0962 | 3.052
| SFM-wCZ08-v2015-rDXHP-t4-S15-MSRboth - Baseline Design - Hourly Results.csv | 9 | 1 | 16 | 2 | 2.0448 | 3.0289
| SFM-wCZ08-v2015-rDXHP-t4-S15-MSRboth - Baseline Design - Hourly Results.csv | 9 | 1 | 17 | 2 | 2.0442 | 3.1138
| SFM-wCZ08-v2015-rDXHP-t4-S15-MSRboth - Baseline Design - Hourly Results.csv | 9 | 2 | 15 | 3 | 1.4365 | 2.3381
| SFM-wCZ08-v2015-rDXHP-t4-S15-MSRboth - Baseline Design - Hourly Results.csv | 9 | 2 | 16 | 3 | 1.4877 | 2.4152
| SFM-wCZ08-v2015-rDXHP-t4-S15-MSRboth - Baseline Design - Hourly Results.csv | 9 | 2 | 17 | 3 | 1.4475 | 2.3411
| SFM-wCZ08-v2015-rDXHP-t4-S15-MSRboth - Baseline Design - Hourly Results.csv | 9 | 3 | 15 | 4 | 1.271 | 1.863
| SFM-wCZ08-v2015-rDXHP-t4-S15-MSRboth - Baseline Design - Hourly Results.csv | 9 | 3 | 16 | 4 | 1.1244 | 1.6324
| SFM-wCZ08-v2015-rDXHP-t4-S15-MSRboth - Baseline Design - Hourly Results.csv | 9 | 3 | 17 | 4 | 1.047 | 1.5522
| SFM-wCZ08-v2015-rDXHP-t4-S15-MSRcool - Baseline Design - Hourly Results.csv | 9 | 1 | 15 | 2 | 2.0962 | 3.052
| SFM-wCZ08-v2015-rDXHP-t4-S15-MSRcool - Baseline Design - Hourly Results.csv | 9 | 1 | 16 | 2 | 2.0448 | 3.0289
| SFM-wCZ08-v2015-rDXHP-t4-S15-MSRcool - Baseline Design - Hourly Results.csv | 9 | 1 | 17 | 2 | 2.0442 | 3.1138
| SFM-wCZ08-v2015-rDXHP-t4-S15-MSRcool - Baseline Design - Hourly Results.csv | 9 | 2 | 15 | 3 | 1.4365 | 2.3381
| SFM-wCZ08-v2015-rDXHP-t4-S15-MSRcool - Baseline Design - Hourly Results.csv | 9 | 2 | 16 | 3 | 1.4877 | 2.4152
| SFM-wCZ08-v2015-rDXHP-t4-S15-MSRcool - Baseline Design - Hourly Results.csv | 9 | 2 | 17 | 3 | 1.4475 | 2.3411
| SFM-wCZ08-v2015-rDXHP-t4-S15-MSRcool - Baseline Design - Hourly Results.csv | 9 | 3 | 15 | 4 | 1.271 | 1.863
| SFM-wCZ08-v2015-rDXHP-t4-S15-MSRcool - Baseline Design - Hourly Results.csv | 9 | 3 | 16 | 4 | 1.1244 | 1.6324
| SFM-wCZ08-v2015-rDXHP-t4-S15-MSRcool - Baseline Design - Hourly Results.csv | 9 | 3 | 17 | 4 | 1.047 | 1.5522
| SFM-wCZ08-v2015-rDXHP-t4-S15-MSRheat - Baseline Design - Hourly Results.csv | 9 | 1 | 15 | 2 | 1.8997 | 2.7658
| SFM-wCZ08-v2015-rDXHP-t4-S15-MSRheat - Baseline Design - Hourly Results.csv | 9 | 1 | 16 | 2 | 1.8531 | 2.7449
| SFM-wCZ08-v2015-rDXHP-t4-S15-MSRheat - Baseline Design - Hourly Results.csv | 9 | 1 | 17 | 2 | 1.8526 | 2.8218
| SFM-wCZ08-v2015-rDXHP-t4-S15-MSRheat - Baseline Design - Hourly Results.csv | 9 | 2 | 15 | 3 | 1.3018 | 2.1189
| SFM-wCZ08-v2015-rDXHP-t4-S15-MSRheat - Baseline Design - Hourly Results.csv | 9 | 2 | 16 | 3 | 1.3482 | 2.1888
| SFM-wCZ08-v2015-rDXHP-t4-S15-MSRheat - Baseline Design - Hourly Results.csv | 9 | 2 | 17 | 3 | 1.3118 | 2.1216
| SFM-wCZ08-v2015-rDXHP-t4-S15-MSRheat - Baseline Design - Hourly Results.csv | 9 | 3 | 15 | 4 | 1.1519 | 1.6883
| SFM-wCZ08-v2015-rDXHP-t4-S15-MSRheat - Baseline Design - Hourly Results.csv | 9 | 3 | 16 | 4 | 1.019 | 1.4793
| SFM-wCZ08-v2015-rDXHP-t4-S15-MSRheat - Baseline Design - Hourly Results.csv | 9 | 3 | 17 | 4 | 0.94881 | 1.4067
| SFM-wCZ08-v2015-rDXHP-t4-S16-MSRboth - Baseline Design - Hourly Results.csv | 9 | 1 | 15 | 2 | 2.226 | 3.1893
| SFM-wCZ08-v2015-rDXHP-t4-S16-MSRboth - Baseline Design - Hourly Results.csv | 9 | 1 | 16 | 2 | 2.1626 | 3.155
| SFM-wCZ08-v2015-rDXHP-t4-S16-MSRboth - Baseline Design - Hourly Results.csv | 9 | 1 | 17 | 2 | 2.1512 | 3.2348
| SFM-wCZ08-v2015-rDXHP-t4-S16-MSRboth - Baseline Design - Hourly Results.csv | 9 | 2 | 15 | 3 | 1.5061 | 2.4083
| SFM-wCZ08-v2015-rDXHP-t4-S16-MSRboth - Baseline Design - Hourly Results.csv | 9 | 2 | 16 | 3 | 1.5562 | 2.4879
| SFM-wCZ08-v2015-rDXHP-t4-S16-MSRboth - Baseline Design - Hourly Results.csv | 9 | 2 | 17 | 3 | 1.5104 | 2.4072
| SFM-wCZ08-v2015-rDXHP-t4-S16-MSRboth - Baseline Design - Hourly Results.csv | 9 | 3 | 15 | 4 | 1.3332 | 1.9129
| SFM-wCZ08-v2015-rDXHP-t4-S16-MSRboth - Baseline Design - Hourly Results.csv | 9 | 3 | 16 | 4 | 1.1814 | 1.6868
| SFM-wCZ08-v2015-rDXHP-t4-S16-MSRboth - Baseline Design - Hourly Results.csv | 9 | 3 | 17 | 4 | 1.0975 | 1.6044
| SFM-wCZ08-v2015-rDXHP-t4-S16-MSRcool - Baseline Design - Hourly Results.csv | 9 | 1 | 15 | 2 | 2.226 | 3.1893
| SFM-wCZ08-v2015-rDXHP-t4-S16-MSRcool - Baseline Design - Hourly Results.csv | 9 | 1 | 16 | 2 | 2.1626 | 3.155
| SFM-wCZ08-v2015-rDXHP-t4-S16-MSRcool - Baseline Design - Hourly Results.csv | 9 | 1 | 17 | 2 | 2.1512 | 3.2348
| SFM-wCZ08-v2015-rDXHP-t4-S16-MSRcool - Baseline Design - Hourly Results.csv | 9 | 2 | 15 | 3 | 1.5061 | 2.4083
| SFM-wCZ08-v2015-rDXHP-t4-S16-MSRcool - Baseline Design - Hourly Results.csv | 9 | 2 | 16 | 3 | 1.5562 | 2.4879
| SFM-wCZ08-v2015-rDXHP-t4-S16-MSRcool - Baseline Design - Hourly Results.csv | 9 | 2 | 17 | 3 | 1.5104 | 2.4072
| SFM-wCZ08-v2015-rDXHP-t4-S16-MSRcool - Baseline Design - Hourly Results.csv | 9 | 3 | 15 | 4 | 1.3332 | 1.9129
| SFM-wCZ08-v2015-rDXHP-t4-S16-MSRcool - Baseline Design - Hourly Results.csv | 9 | 3 | 16 | 4 | 1.1814 | 1.6868
| SFM-wCZ08-v2015-rDXHP-t4-S16-MSRcool - Baseline Design - Hourly Results.csv | 9 | 3 | 17 | 4 | 1.0975 | 1.6044
| SFM-wCZ08-v2015-rDXHP-t4-S16-MSRheat - Baseline Design - Hourly Results.csv | 9 | 1 | 15 | 2 | 2.0148 | 2.8867
| SFM-wCZ08-v2015-rDXHP-t4-S16-MSRheat - Baseline Design - Hourly Results.csv | 9 | 1 | 16 | 2 | 1.9574 | 2.8557
| SFM-wCZ08-v2015-rDXHP-t4-S16-MSRheat - Baseline Design - Hourly Results.csv | 9 | 1 | 17 | 2 | 1.9471 | 2.9279
| SFM-wCZ08-v2015-rDXHP-t4-S16-MSRheat - Baseline Design - Hourly Results.csv | 9 | 2 | 15 | 3 | 1.3632 | 2.1798
| SFM-wCZ08-v2015-rDXHP-t4-S16-MSRheat - Baseline Design - Hourly Results.csv | 9 | 2 | 16 | 3 | 1.4086 | 2.2519
| SFM-wCZ08-v2015-rDXHP-t4-S16-MSRheat - Baseline Design - Hourly Results.csv | 9 | 2 | 17 | 3 | 1.3671 | 2.1789
| SFM-wCZ08-v2015-rDXHP-t4-S16-MSRheat - Baseline Design - Hourly Results.csv | 9 | 3 | 15 | 4 | 1.2067 | 1.7314
| SFM-wCZ08-v2015-rDXHP-t4-S16-MSRheat - Baseline Design - Hourly Results.csv | 9 | 3 | 16 | 4 | 1.0694 | 1.5268
| SFM-wCZ08-v2015-rDXHP-t4-S16-MSRheat - Baseline Design - Hourly Results.csv | 9 | 3 | 17 | 4 | 0.99337 | 1.4522
| SFM-wCZ08-v2015-rDXHP-t4-S17-MSRboth - Baseline Design - Hourly Results.csv | 9 | 1 | 15 | 2 | 2.0906 | 2.9953
| SFM-wCZ08-v2015-rDXHP-t4-S17-MSRboth - Baseline Design - Hourly Results.csv | 9 | 1 | 16 | 2 | 2.0311 | 2.9631
| SFM-wCZ08-v2015-rDXHP-t4-S17-MSRboth - Baseline Design - Hourly Results.csv | 9 | 1 | 17 | 2 | 2.0204 | 3.038
| SFM-wCZ08-v2015-rDXHP-t4-S17-MSRboth - Baseline Design - Hourly Results.csv | 9 | 2 | 15 | 3 | 1.4145 | 2.2618
| SFM-wCZ08-v2015-rDXHP-t4-S17-MSRboth - Baseline Design - Hourly Results.csv | 9 | 2 | 16 | 3 | 1.4616 | 2.3366
| SFM-wCZ08-v2015-rDXHP-t4-S17-MSRboth - Baseline Design - Hourly Results.csv | 9 | 2 | 17 | 3 | 1.4185 | 2.2608
| SFM-wCZ08-v2015-rDXHP-t4-S17-MSRboth - Baseline Design - Hourly Results.csv | 9 | 3 | 15 | 4 | 1.2522 | 1.7966
| SFM-wCZ08-v2015-rDXHP-t4-S17-MSRboth - Baseline Design - Hourly Results.csv | 9 | 3 | 16 | 4 | 1.1096 | 1.5842
| SFM-wCZ08-v2015-rDXHP-t4-S17-MSRboth - Baseline Design - Hourly Results.csv | 9 | 3 | 17 | 4 | 1.0307 | 1.5068
| SFM-wCZ08-v2015-rDXHP-t4-S17-MSRcool - Baseline Design - Hourly Results.csv | 9 | 1 | 15 | 2 | 2.0906 | 2.9953
| SFM-wCZ08-v2015-rDXHP-t4-S17-MSRcool - Baseline Design - Hourly Results.csv | 9 | 1 | 16 | 2 | 2.0311 | 2.9631
| SFM-wCZ08-v2015-rDXHP-t4-S17-MSRcool - Baseline Design - Hourly Results.csv | 9 | 1 | 17 | 2 | 2.0204 | 3.038
| SFM-wCZ08-v2015-rDXHP-t4-S17-MSRcool - Baseline Design - Hourly Results.csv | 9 | 2 | 15 | 3 | 1.4145 | 2.2618
| SFM-wCZ08-v2015-rDXHP-t4-S17-MSRcool - Baseline Design - Hourly Results.csv | 9 | 2 | 16 | 3 | 1.4616 | 2.3366
| SFM-wCZ08-v2015-rDXHP-t4-S17-MSRcool - Baseline Design - Hourly Results.csv | 9 | 2 | 17 | 3 | 1.4185 | 2.2608
| SFM-wCZ08-v2015-rDXHP-t4-S17-MSRcool - Baseline Design - Hourly Results.csv | 9 | 3 | 15 | 4 | 1.2522 | 1.7966
| SFM-wCZ08-v2015-rDXHP-t4-S17-MSRcool - Baseline Design - Hourly Results.csv | 9 | 3 | 16 | 4 | 1.1096 | 1.5842
| SFM-wCZ08-v2015-rDXHP-t4-S17-MSRcool - Baseline Design - Hourly Results.csv | 9 | 3 | 17 | 4 | 1.0307 | 1.5068
| SFM-wCZ08-v2015-rDXHP-t4-S17-MSRheat - Baseline Design - Hourly Results.csv | 9 | 1 | 15 | 2 | 1.8825 | 2.6971
| SFM-wCZ08-v2015-rDXHP-t4-S17-MSRheat - Baseline Design - Hourly Results.csv | 9 | 1 | 16 | 2 | 1.8289 | 2.6681
| SFM-wCZ08-v2015-rDXHP-t4-S17-MSRheat - Baseline Design - Hourly Results.csv | 9 | 1 | 17 | 2 | 1.8192 | 2.7356
| SFM-wCZ08-v2015-rDXHP-t4-S17-MSRheat - Baseline Design - Hourly Results.csv | 9 | 2 | 15 | 3 | 1.2737 | 2.0367
| SFM-wCZ08-v2015-rDXHP-t4-S17-MSRheat - Baseline Design - Hourly Results.csv | 9 | 2 | 16 | 3 | 1.3161 | 2.104
| SFM-wCZ08-v2015-rDXHP-t4-S17-MSRheat - Baseline Design - Hourly Results.csv | 9 | 2 | 17 | 3 | 1.2773 | 2.0358
| SFM-wCZ08-v2015-rDXHP-t4-S17-MSRheat - Baseline Design - Hourly Results.csv | 9 | 3 | 15 | 4 | 1.1275 | 1.6177
| SFM-wCZ08-v2015-rDXHP-t4-S17-MSRheat - Baseline Design - Hourly Results.csv | 9 | 3 | 16 | 4 | 0.99912 | 1.4265
| SFM-wCZ08-v2015-rDXHP-t4-S17-MSRheat - Baseline Design - Hourly Results.csv | 9 | 3 | 17 | 4 | 0.92813 | 1.3568
| SFM-wCZ08-v2015-rDXHP-t5-S14-BSLboth - Baseline Design - Hourly Results.csv | 9 | 1 | 15 | 2 | 2.5108 | 3.6369
| SFM-wCZ08-v2015-rDXHP-t5-S14-BSLboth - Baseline Design - Hourly Results.csv | 9 | 1 | 16 | 2 | 2.4505 | 3.6099
| SFM-wCZ08-v2015-rDXHP-t5-S14-BSLboth - Baseline Design - Hourly Results.csv | 9 | 1 | 17 | 2 | 2.4461 | 3.7062
| SFM-wCZ08-v2015-rDXHP-t5-S14-BSLboth - Baseline Design - Hourly Results.csv | 9 | 2 | 15 | 3 | 1.6271 | 2.5981
| SFM-wCZ08-v2015-rDXHP-t5-S14-BSLboth - Baseline Design - Hourly Results.csv | 9 | 2 | 16 | 3 | 1.7009 | 2.7147
| SFM-wCZ08-v2015-rDXHP-t5-S14-BSLboth - Baseline Design - Hourly Results.csv | 9 | 2 | 17 | 3 | 1.6616 | 2.6479
| SFM-wCZ08-v2015-rDXHP-t5-S14-BSLboth - Baseline Design - Hourly Results.csv | 9 | 3 | 15 | 4 | 1.4982 | 2.1619
| SFM-wCZ08-v2015-rDXHP-t5-S14-BSLboth - Baseline Design - Hourly Results.csv | 9 | 3 | 16 | 4 | 1.3304 | 1.9045
| SFM-wCZ08-v2015-rDXHP-t5-S14-BSLboth - Baseline Design - Hourly Results.csv | 9 | 3 | 17 | 4 | 1.2419 | 1.8176
| SFM-wCZ08-v2015-rDXHP-t5-S14-BSLcool - Baseline Design - Hourly Results.csv | 9 | 1 | 15 | 2 | 2.5108 | 3.6369
| SFM-wCZ08-v2015-rDXHP-t5-S14-BSLcool - Baseline Design - Hourly Results.csv | 9 | 1 | 16 | 2 | 2.4505 | 3.6099
| SFM-wCZ08-v2015-rDXHP-t5-S14-BSLcool - Baseline Design - Hourly Results.csv | 9 | 1 | 17 | 2 | 2.4461 | 3.7062
| SFM-wCZ08-v2015-rDXHP-t5-S14-BSLcool - Baseline Design - Hourly Results.csv | 9 | 2 | 15 | 3 | 1.6271 | 2.5981
| SFM-wCZ08-v2015-rDXHP-t5-S14-BSLcool - Baseline Design - Hourly Results.csv | 9 | 2 | 16 | 3 | 1.7009 | 2.7147
| SFM-wCZ08-v2015-rDXHP-t5-S14-BSLcool - Baseline Design - Hourly Results.csv | 9 | 2 | 17 | 3 | 1.6616 | 2.6479
| SFM-wCZ08-v2015-rDXHP-t5-S14-BSLcool - Baseline Design - Hourly Results.csv | 9 | 3 | 15 | 4 | 1.4982 | 2.1619
| SFM-wCZ08-v2015-rDXHP-t5-S14-BSLcool - Baseline Design - Hourly Results.csv | 9 | 3 | 16 | 4 | 1.3304 | 1.9045
| SFM-wCZ08-v2015-rDXHP-t5-S14-BSLcool - Baseline Design - Hourly Results.csv | 9 | 3 | 17 | 4 | 1.2419 | 1.8176
| SFM-wCZ08-v2015-rDXHP-t5-S14-BSLheat - Baseline Design - Hourly Results.csv | 9 | 1 | 15 | 2 | 2.1909 | 3.1735
| SFM-wCZ08-v2015-rDXHP-t5-S14-BSLheat - Baseline Design - Hourly Results.csv | 9 | 1 | 16 | 2 | 2.1383 | 3.1499
| SFM-wCZ08-v2015-rDXHP-t5-S14-BSLheat - Baseline Design - Hourly Results.csv | 9 | 1 | 17 | 2 | 2.1345 | 3.234
| SFM-wCZ08-v2015-rDXHP-t5-S14-BSLheat - Baseline Design - Hourly Results.csv | 9 | 2 | 15 | 3 | 1.4197 | 2.2671
| SFM-wCZ08-v2015-rDXHP-t5-S14-BSLheat - Baseline Design - Hourly Results.csv | 9 | 2 | 16 | 3 | 1.4842 | 2.3687
| SFM-wCZ08-v2015-rDXHP-t5-S14-BSLheat - Baseline Design - Hourly Results.csv | 9 | 2 | 17 | 3 | 1.4499 | 2.3105
| SFM-wCZ08-v2015-rDXHP-t5-S14-BSLheat - Baseline Design - Hourly Results.csv | 9 | 3 | 15 | 4 | 1.3073 | 1.8864
| SFM-wCZ08-v2015-rDXHP-t5-S14-BSLheat - Baseline Design - Hourly Results.csv | 9 | 3 | 16 | 4 | 1.1609 | 1.6618
| SFM-wCZ08-v2015-rDXHP-t5-S14-BSLheat - Baseline Design - Hourly Results.csv | 9 | 3 | 17 | 4 | 1.0837 | 1.586
| SFM-wCZ08-v2015-rDXHP-t5-S15-MSRboth - Baseline Design - Hourly Results.csv | 9 | 1 | 15 | 2 | 2.1473 | 3.0532
| SFM-wCZ08-v2015-rDXHP-t5-S15-MSRboth - Baseline Design - Hourly Results.csv | 9 | 1 | 16 | 2 | 2.0856 | 3.0277
| SFM-wCZ08-v2015-rDXHP-t5-S15-MSRboth - Baseline Design - Hourly Results.csv | 9 | 1 | 17 | 2 | 2.0773 | 3.1167
| SFM-wCZ08-v2015-rDXHP-t5-S15-MSRboth - Baseline Design - Hourly Results.csv | 9 | 2 | 15 | 3 | 1.3519 | 2.1729
| SFM-wCZ08-v2015-rDXHP-t5-S15-MSRboth - Baseline Design - Hourly Results.csv | 9 | 2 | 16 | 3 | 1.4123 | 2.2757
| SFM-wCZ08-v2015-rDXHP-t5-S15-MSRboth - Baseline Design - Hourly Results.csv | 9 | 2 | 17 | 3 | 1.3806 | 2.2193
| SFM-wCZ08-v2015-rDXHP-t5-S15-MSRboth - Baseline Design - Hourly Results.csv | 9 | 3 | 15 | 4 | 1.2436 | 1.8112
| SFM-wCZ08-v2015-rDXHP-t5-S15-MSRboth - Baseline Design - Hourly Results.csv | 9 | 3 | 16 | 4 | 1.1017 | 1.5931
| SFM-wCZ08-v2015-rDXHP-t5-S15-MSRboth - Baseline Design - Hourly Results.csv | 9 | 3 | 17 | 4 | 1.0274 | 1.5202
| SFM-wCZ08-v2015-rDXHP-t5-S15-MSRcool - Baseline Design - Hourly Results.csv | 9 | 1 | 15 | 2 | 2.1473 | 3.0532
| SFM-wCZ08-v2015-rDXHP-t5-S15-MSRcool - Baseline Design - Hourly Results.csv | 9 | 1 | 16 | 2 | 2.0856 | 3.0277
| SFM-wCZ08-v2015-rDXHP-t5-S15-MSRcool - Baseline Design - Hourly Results.csv | 9 | 1 | 17 | 2 | 2.0773 | 3.1167
| SFM-wCZ08-v2015-rDXHP-t5-S15-MSRcool - Baseline Design - Hourly Results.csv | 9 | 2 | 15 | 3 | 1.3519 | 2.1729
| SFM-wCZ08-v2015-rDXHP-t5-S15-MSRcool - Baseline Design - Hourly Results.csv | 9 | 2 | 16 | 3 | 1.4123 | 2.2757
| SFM-wCZ08-v2015-rDXHP-t5-S15-MSRcool - Baseline Design - Hourly Results.csv | 9 | 2 | 17 | 3 | 1.3806 | 2.2193
| SFM-wCZ08-v2015-rDXHP-t5-S15-MSRcool - Baseline Design - Hourly Results.csv | 9 | 3 | 15 | 4 | 1.2436 | 1.8112
| SFM-wCZ08-v2015-rDXHP-t5-S15-MSRcool - Baseline Design - Hourly Results.csv | 9 | 3 | 16 | 4 | 1.1017 | 1.5931
| SFM-wCZ08-v2015-rDXHP-t5-S15-MSRcool - Baseline Design - Hourly Results.csv | 9 | 3 | 17 | 4 | 1.0274 | 1.5202
| SFM-wCZ08-v2015-rDXHP-t5-S15-MSRheat - Baseline Design - Hourly Results.csv | 9 | 1 | 15 | 2 | 1.946 | 2.7669
| SFM-wCZ08-v2015-rDXHP-t5-S15-MSRheat - Baseline Design - Hourly Results.csv | 9 | 1 | 16 | 2 | 1.89 | 2.7438
| SFM-wCZ08-v2015-rDXHP-t5-S15-MSRheat - Baseline Design - Hourly Results.csv | 9 | 1 | 17 | 2 | 1.8825 | 2.8245
| SFM-wCZ08-v2015-rDXHP-t5-S15-MSRheat - Baseline Design - Hourly Results.csv | 9 | 2 | 15 | 3 | 1.2251 | 1.9692
| SFM-wCZ08-v2015-rDXHP-t5-S15-MSRheat - Baseline Design - Hourly Results.csv | 9 | 2 | 16 | 3 | 1.2799 | 2.0623
| SFM-wCZ08-v2015-rDXHP-t5-S15-MSRheat - Baseline Design - Hourly Results.csv | 9 | 2 | 17 | 3 | 1.2512 | 2.0113
| SFM-wCZ08-v2015-rDXHP-t5-S15-MSRheat - Baseline Design - Hourly Results.csv | 9 | 3 | 15 | 4 | 1.127 | 1.6414
| SFM-wCZ08-v2015-rDXHP-t5-S15-MSRheat - Baseline Design - Hourly Results.csv | 9 | 3 | 16 | 4 | 0.99845 | 1.4438
| SFM-wCZ08-v2015-rDXHP-t5-S15-MSRheat - Baseline Design - Hourly Results.csv | 9 | 3 | 17 | 4 | 0.93108 | 1.3777
| SFM-wCZ08-v2015-rDXHP-t5-S16-MSRboth - Baseline Design - Hourly Results.csv | 9 | 1 | 15 | 2 | 2.2801 | 3.1886
| SFM-wCZ08-v2015-rDXHP-t5-S16-MSRboth - Baseline Design - Hourly Results.csv | 9 | 1 | 16 | 2 | 2.2052 | 3.156
| SFM-wCZ08-v2015-rDXHP-t5-S16-MSRboth - Baseline Design - Hourly Results.csv | 9 | 1 | 17 | 2 | 2.1856 | 3.2334
| SFM-wCZ08-v2015-rDXHP-t5-S16-MSRboth - Baseline Design - Hourly Results.csv | 9 | 2 | 15 | 3 | 1.417 | 2.2378
| SFM-wCZ08-v2015-rDXHP-t5-S16-MSRboth - Baseline Design - Hourly Results.csv | 9 | 2 | 16 | 3 | 1.4788 | 2.341
| SFM-wCZ08-v2015-rDXHP-t5-S16-MSRboth - Baseline Design - Hourly Results.csv | 9 | 2 | 17 | 3 | 1.4418 | 2.28
| SFM-wCZ08-v2015-rDXHP-t5-S16-MSRboth - Baseline Design - Hourly Results.csv | 9 | 3 | 15 | 4 | 1.3026 | 1.8596
| SFM-wCZ08-v2015-rDXHP-t5-S16-MSRboth - Baseline Design - Hourly Results.csv | 9 | 3 | 16 | 4 | 1.1567 | 1.6444
| SFM-wCZ08-v2015-rDXHP-t5-S16-MSRboth - Baseline Design - Hourly Results.csv | 9 | 3 | 17 | 4 | 1.0768 | 1.569
| SFM-wCZ08-v2015-rDXHP-t5-S16-MSRcool - Baseline Design - Hourly Results.csv | 9 | 1 | 15 | 2 | 2.2801 | 3.1886
| SFM-wCZ08-v2015-rDXHP-t5-S16-MSRcool - Baseline Design - Hourly Results.csv | 9 | 1 | 16 | 2 | 2.2052 | 3.156
| SFM-wCZ08-v2015-rDXHP-t5-S16-MSRcool - Baseline Design - Hourly Results.csv | 9 | 1 | 17 | 2 | 2.1856 | 3.2334
| SFM-wCZ08-v2015-rDXHP-t5-S16-MSRcool - Baseline Design - Hourly Results.csv | 9 | 2 | 15 | 3 | 1.417 | 2.2378
| SFM-wCZ08-v2015-rDXHP-t5-S16-MSRcool - Baseline Design - Hourly Results.csv | 9 | 2 | 16 | 3 | 1.4788 | 2.341
| SFM-wCZ08-v2015-rDXHP-t5-S16-MSRcool - Baseline Design - Hourly Results.csv | 9 | 2 | 17 | 3 | 1.4418 | 2.28
| SFM-wCZ08-v2015-rDXHP-t5-S16-MSRcool - Baseline Design - Hourly Results.csv | 9 | 3 | 15 | 4 | 1.3026 | 1.8596
| SFM-wCZ08-v2015-rDXHP-t5-S16-MSRcool - Baseline Design - Hourly Results.csv | 9 | 3 | 16 | 4 | 1.1567 | 1.6444
| SFM-wCZ08-v2015-rDXHP-t5-S16-MSRcool - Baseline Design - Hourly Results.csv | 9 | 3 | 17 | 4 | 1.0768 | 1.569
| SFM-wCZ08-v2015-rDXHP-t5-S16-MSRheat - Baseline Design - Hourly Results.csv | 9 | 1 | 15 | 2 | 2.0637 | 2.8861
| SFM-wCZ08-v2015-rDXHP-t5-S16-MSRheat - Baseline Design - Hourly Results.csv | 9 | 1 | 16 | 2 | 1.996 | 2.8566
| SFM-wCZ08-v2015-rDXHP-t5-S16-MSRheat - Baseline Design - Hourly Results.csv | 9 | 1 | 17 | 2 | 1.9783 | 2.9267
| SFM-wCZ08-v2015-rDXHP-t5-S16-MSRheat - Baseline Design - Hourly Results.csv | 9 | 2 | 15 | 3 | 1.2826 | 2.0255
| SFM-wCZ08-v2015-rDXHP-t5-S16-MSRheat - Baseline Design - Hourly Results.csv | 9 | 2 | 16 | 3 | 1.3385 | 2.1189
| SFM-wCZ08-v2015-rDXHP-t5-S16-MSRheat - Baseline Design - Hourly Results.csv | 9 | 2 | 17 | 3 | 1.3051 | 2.0637
| SFM-wCZ08-v2015-rDXHP-t5-S16-MSRheat - Baseline Design - Hourly Results.csv | 9 | 3 | 15 | 4 | 1.179 | 1.6832
| SFM-wCZ08-v2015-rDXHP-t5-S16-MSRheat - Baseline Design - Hourly Results.csv | 9 | 3 | 16 | 4 | 1.047 | 1.4884
| SFM-wCZ08-v2015-rDXHP-t5-S16-MSRheat - Baseline Design - Hourly Results.csv | 9 | 3 | 17 | 4 | 0.97463 | 1.4201
| SFM-wCZ08-v2015-rDXHP-t5-S17-MSRboth - Baseline Design - Hourly Results.csv | 9 | 1 | 15 | 2 | 2.1414 | 2.9947
| SFM-wCZ08-v2015-rDXHP-t5-S17-MSRboth - Baseline Design - Hourly Results.csv | 9 | 1 | 16 | 2 | 2.0711 | 2.964
| SFM-wCZ08-v2015-rDXHP-t5-S17-MSRboth - Baseline Design - Hourly Results.csv | 9 | 1 | 17 | 2 | 2.0527 | 3.0368
| SFM-wCZ08-v2015-rDXHP-t5-S17-MSRboth - Baseline Design - Hourly Results.csv | 9 | 2 | 15 | 3 | 1.3308 | 2.1018
| SFM-wCZ08-v2015-rDXHP-t5-S17-MSRboth - Baseline Design - Hourly Results.csv | 9 | 2 | 16 | 3 | 1.3888 | 2.1987
| SFM-wCZ08-v2015-rDXHP-t5-S17-MSRboth - Baseline Design - Hourly Results.csv | 9 | 2 | 17 | 3 | 1.3542 | 2.1413
| SFM-wCZ08-v2015-rDXHP-t5-S17-MSRboth - Baseline Design - Hourly Results.csv | 9 | 3 | 15 | 4 | 1.2234 | 1.7465
| SFM-wCZ08-v2015-rDXHP-t5-S17-MSRboth - Baseline Design - Hourly Results.csv | 9 | 3 | 16 | 4 | 1.0864 | 1.5444
| SFM-wCZ08-v2015-rDXHP-t5-S17-MSRboth - Baseline Design - Hourly Results.csv | 9 | 3 | 17 | 4 | 1.0113 | 1.4735
| SFM-wCZ08-v2015-rDXHP-t5-S17-MSRcool - Baseline Design - Hourly Results.csv | 9 | 1 | 15 | 2 | 2.1414 | 2.9947
| SFM-wCZ08-v2015-rDXHP-t5-S17-MSRcool - Baseline Design - Hourly Results.csv | 9 | 1 | 16 | 2 | 2.0711 | 2.964
| SFM-wCZ08-v2015-rDXHP-t5-S17-MSRcool - Baseline Design - Hourly Results.csv | 9 | 1 | 17 | 2 | 2.0527 | 3.0368
| SFM-wCZ08-v2015-rDXHP-t5-S17-MSRcool - Baseline Design - Hourly Results.csv | 9 | 2 | 15 | 3 | 1.3308 | 2.1018
| SFM-wCZ08-v2015-rDXHP-t5-S17-MSRcool - Baseline Design - Hourly Results.csv | 9 | 2 | 16 | 3 | 1.3888 | 2.1987
| SFM-wCZ08-v2015-rDXHP-t5-S17-MSRcool - Baseline Design - Hourly Results.csv | 9 | 2 | 17 | 3 | 1.3542 | 2.1413
| SFM-wCZ08-v2015-rDXHP-t5-S17-MSRcool - Baseline Design - Hourly Results.csv | 9 | 3 | 15 | 4 | 1.2234 | 1.7465
| SFM-wCZ08-v2015-rDXHP-t5-S17-MSRcool - Baseline Design - Hourly Results.csv | 9 | 3 | 16 | 4 | 1.0864 | 1.5444
| SFM-wCZ08-v2015-rDXHP-t5-S17-MSRcool - Baseline Design - Hourly Results.csv | 9 | 3 | 17 | 4 | 1.0113 | 1.4735
| SFM-wCZ08-v2015-rDXHP-t5-S17-MSRheat - Baseline Design - Hourly Results.csv | 9 | 1 | 15 | 2 | 1.9282 | 2.6965
| SFM-wCZ08-v2015-rDXHP-t5-S17-MSRheat - Baseline Design - Hourly Results.csv | 9 | 1 | 16 | 2 | 1.865 | 2.669
| SFM-wCZ08-v2015-rDXHP-t5-S17-MSRheat - Baseline Design - Hourly Results.csv | 9 | 1 | 17 | 2 | 1.8484 | 2.7345
| SFM-wCZ08-v2015-rDXHP-t5-S17-MSRheat - Baseline Design - Hourly Results.csv | 9 | 2 | 15 | 3 | 1.1984 | 1.8925
| SFM-wCZ08-v2015-rDXHP-t5-S17-MSRheat - Baseline Design - Hourly Results.csv | 9 | 2 | 16 | 3 | 1.2506 | 1.9798
| SFM-wCZ08-v2015-rDXHP-t5-S17-MSRheat - Baseline Design - Hourly Results.csv | 9 | 2 | 17 | 3 | 1.2193 | 1.9281
| SFM-wCZ08-v2015-rDXHP-t5-S17-MSRheat - Baseline Design - Hourly Results.csv | 9 | 3 | 15 | 4 | 1.1016 | 1.5727
| SFM-wCZ08-v2015-rDXHP-t5-S17-MSRheat - Baseline Design - Hourly Results.csv | 9 | 3 | 16 | 4 | 0.97823 | 1.3907
| SFM-wCZ08-v2015-rDXHP-t5-S17-MSRheat - Baseline Design - Hourly Results.csv | 9 | 3 | 17 | 4 | 0.91062 | 1.3268
| SFM-wCZ09-v2015-rDXGF-t1-S14-BSLcool - Baseline Design - Hourly Results.csv | 9 | 1 | 15 | 2 | 4.0946 | 7.0416
| SFM-wCZ09-v2015-rDXGF-t1-S14-BSLcool - Baseline Design - Hourly Results.csv | 9 | 1 | 16 | 2 | 4.1636 | 7.2171
| SFM-wCZ09-v2015-rDXGF-t1-S14-BSLcool - Baseline Design - Hourly Results.csv | 9 | 1 | 17 | 2 | 4.1599 | 7.3003
| SFM-wCZ09-v2015-rDXGF-t1-S14-BSLcool - Baseline Design - Hourly Results.csv | 9 | 2 | 15 | 3 | 3.5671 | 6.3862
| SFM-wCZ09-v2015-rDXGF-t1-S14-BSLcool - Baseline Design - Hourly Results.csv | 9 | 2 | 16 | 3 | 3.3496 | 5.8958
| SFM-wCZ09-v2015-rDXGF-t1-S14-BSLcool - Baseline Design - Hourly Results.csv | 9 | 2 | 17 | 3 | 3.1296 | 5.4411
| SFM-wCZ09-v2015-rDXGF-t1-S14-BSLcool - Baseline Design - Hourly Results.csv | 9 | 3 | 15 | 4 | 2.7304 | 4.788
| SFM-wCZ09-v2015-rDXGF-t1-S14-BSLcool - Baseline Design - Hourly Results.csv | 9 | 3 | 16 | 4 | 2.8811 | 4.9678
| SFM-wCZ09-v2015-rDXGF-t1-S14-BSLcool - Baseline Design - Hourly Results.csv | 9 | 3 | 17 | 4 | 2.8442 | 4.8502
| SFM-wCZ09-v2015-rDXGF-t1-S14-BSLheat - Baseline Design - Hourly Results.csv | 9 | 1 | 15 | 2 | 3.5797 | 6.241
| SFM-wCZ09-v2015-rDXGF-t1-S14-BSLheat - Baseline Design - Hourly Results.csv | 9 | 1 | 16 | 2 | 3.6148 | 6.4044
| SFM-wCZ09-v2015-rDXGF-t1-S14-BSLheat - Baseline Design - Hourly Results.csv | 9 | 1 | 17 | 2 | 3.5767 | 6.4855
| SFM-wCZ09-v2015-rDXGF-t1-S14-BSLheat - Baseline Design - Hourly Results.csv | 9 | 2 | 15 | 3 | 3.1674 | 5.6695
| SFM-wCZ09-v2015-rDXGF-t1-S14-BSLheat - Baseline Design - Hourly Results.csv | 9 | 2 | 16 | 3 | 2.9719 | 5.2372
| SFM-wCZ09-v2015-rDXGF-t1-S14-BSLheat - Baseline Design - Hourly Results.csv | 9 | 2 | 17 | 3 | 2.7765 | 4.8298
| SFM-wCZ09-v2015-rDXGF-t1-S14-BSLheat - Baseline Design - Hourly Results.csv | 9 | 3 | 15 | 4 | 2.414 | 4.2348
| SFM-wCZ09-v2015-rDXGF-t1-S14-BSLheat - Baseline Design - Hourly Results.csv | 9 | 3 | 16 | 4 | 2.5498 | 4.3998
| SFM-wCZ09-v2015-rDXGF-t1-S14-BSLheat - Baseline Design - Hourly Results.csv | 9 | 3 | 17 | 4 | 2.517 | 4.3013
| SFM-wCZ09-v2015-rDXGF-t1-S15-MSRcool - Baseline Design - Hourly Results.csv | 9 | 1 | 15 | 2 | 3.4129 | 6.0529
| SFM-wCZ09-v2015-rDXGF-t1-S15-MSRcool - Baseline Design - Hourly Results.csv | 9 | 1 | 16 | 2 | 3.522 | 6.1937
| SFM-wCZ09-v2015-rDXGF-t1-S15-MSRcool - Baseline Design - Hourly Results.csv | 9 | 1 | 17 | 2 | 3.5722 | 6.2619
| SFM-wCZ09-v2015-rDXGF-t1-S15-MSRcool - Baseline Design - Hourly Results.csv | 9 | 2 | 15 | 3 | 2.9903 | 5.4211
| SFM-wCZ09-v2015-rDXGF-t1-S15-MSRcool - Baseline Design - Hourly Results.csv | 9 | 2 | 16 | 3 | 2.8192 | 5.0287
| SFM-wCZ09-v2015-rDXGF-t1-S15-MSRcool - Baseline Design - Hourly Results.csv | 9 | 2 | 17 | 3 | 2.6439 | 4.6524
| SFM-wCZ09-v2015-rDXGF-t1-S15-MSRcool - Baseline Design - Hourly Results.csv | 9 | 3 | 15 | 4 | 2.311 | 4.1052
| SFM-wCZ09-v2015-rDXGF-t1-S15-MSRcool - Baseline Design - Hourly Results.csv | 9 | 3 | 16 | 4 | 2.4396 | 4.2606
| SFM-wCZ09-v2015-rDXGF-t1-S15-MSRcool - Baseline Design - Hourly Results.csv | 9 | 3 | 17 | 4 | 2.4122 | 4.1684
| SFM-wCZ09-v2015-rDXGF-t1-S15-MSRheat - Baseline Design - Hourly Results.csv | 9 | 1 | 15 | 2 | 3.2208 | 5.7176
| SFM-wCZ09-v2015-rDXGF-t1-S15-MSRheat - Baseline Design - Hourly Results.csv | 9 | 1 | 16 | 2 | 3.3251 | 5.8581
| SFM-wCZ09-v2015-rDXGF-t1-S15-MSRheat - Baseline Design - Hourly Results.csv | 9 | 1 | 17 | 2 | 3.3609 | 5.9224
| SFM-wCZ09-v2015-rDXGF-t1-S15-MSRheat - Baseline Design - Hourly Results.csv | 9 | 2 | 15 | 3 | 2.8241 | 5.1219
| SFM-wCZ09-v2015-rDXGF-t1-S15-MSRheat - Baseline Design - Hourly Results.csv | 9 | 2 | 16 | 3 | 2.6612 | 4.7451
| SFM-wCZ09-v2015-rDXGF-t1-S15-MSRheat - Baseline Design - Hourly Results.csv | 9 | 2 | 17 | 3 | 2.4949 | 4.391
| SFM-wCZ09-v2015-rDXGF-t1-S15-MSRheat - Baseline Design - Hourly Results.csv | 9 | 3 | 15 | 4 | 2.1768 | 3.8686
| SFM-wCZ09-v2015-rDXGF-t1-S15-MSRheat - Baseline Design - Hourly Results.csv | 9 | 3 | 16 | 4 | 2.2968 | 4.0165
| SFM-wCZ09-v2015-rDXGF-t1-S15-MSRheat - Baseline Design - Hourly Results.csv | 9 | 3 | 17 | 4 | 2.2725 | 3.9306
| SFM-wCZ09-v2015-rDXGF-t1-S16-MSRcool - Baseline Design - Hourly Results.csv | 9 | 1 | 15 | 2 | 3.5717 | 6.3944
| SFM-wCZ09-v2015-rDXGF-t1-S16-MSRcool - Baseline Design - Hourly Results.csv | 9 | 1 | 16 | 2 | 3.6545 | 6.4929
| SFM-wCZ09-v2015-rDXGF-t1-S16-MSRcool - Baseline Design - Hourly Results.csv | 9 | 1 | 17 | 2 | 3.6902 | 6.5271
| SFM-wCZ09-v2015-rDXGF-t1-S16-MSRcool - Baseline Design - Hourly Results.csv | 9 | 2 | 15 | 3 | 3.1339 | 5.6935
| SFM-wCZ09-v2015-rDXGF-t1-S16-MSRcool - Baseline Design - Hourly Results.csv | 9 | 2 | 16 | 3 | 2.9694 | 5.3054
| SFM-wCZ09-v2015-rDXGF-t1-S16-MSRcool - Baseline Design - Hourly Results.csv | 9 | 2 | 17 | 3 | 2.7995 | 4.8022
| SFM-wCZ09-v2015-rDXGF-t1-S16-MSRcool - Baseline Design - Hourly Results.csv | 9 | 3 | 15 | 4 | 2.4229 | 4.1445
| SFM-wCZ09-v2015-rDXGF-t1-S16-MSRcool - Baseline Design - Hourly Results.csv | 9 | 3 | 16 | 4 | 2.5993 | 4.2941
| SFM-wCZ09-v2015-rDXGF-t1-S16-MSRcool - Baseline Design - Hourly Results.csv | 9 | 3 | 17 | 4 | 2.5678 | 4.1917
| SFM-wCZ09-v2015-rDXGF-t1-S16-MSRheat - Baseline Design - Hourly Results.csv | 9 | 1 | 15 | 2 | 3.3339 | 5.9695
| SFM-wCZ09-v2015-rDXGF-t1-S16-MSRheat - Baseline Design - Hourly Results.csv | 9 | 1 | 16 | 2 | 3.415 | 6.0676
| SFM-wCZ09-v2015-rDXGF-t1-S16-MSRheat - Baseline Design - Hourly Results.csv | 9 | 1 | 17 | 2 | 3.4157 | 6.1065
| SFM-wCZ09-v2015-rDXGF-t1-S16-MSRheat - Baseline Design - Hourly Results.csv | 9 | 2 | 15 | 3 | 2.9297 | 5.3177
| SFM-wCZ09-v2015-rDXGF-t1-S16-MSRheat - Baseline Design - Hourly Results.csv | 9 | 2 | 16 | 3 | 2.7719 | 4.9524
| SFM-wCZ09-v2015-rDXGF-t1-S16-MSRheat - Baseline Design - Hourly Results.csv | 9 | 2 | 17 | 3 | 2.6145 | 4.6042
| SFM-wCZ09-v2015-rDXGF-t1-S16-MSRheat - Baseline Design - Hourly Results.csv | 9 | 3 | 15 | 4 | 2.3145 | 3.871
| SFM-wCZ09-v2015-rDXGF-t1-S16-MSRheat - Baseline Design - Hourly Results.csv | 9 | 3 | 16 | 4 | 2.4213 | 4.1222
| SFM-wCZ09-v2015-rDXGF-t1-S16-MSRheat - Baseline Design - Hourly Results.csv | 9 | 3 | 17 | 4 | 2.3925 | 4.0273
| SFM-wCZ09-v2015-rDXGF-t1-S17-MSRcool - Baseline Design - Hourly Results.csv | 9 | 1 | 15 | 2 | 3.3545 | 6.0055
| SFM-wCZ09-v2015-rDXGF-t1-S17-MSRcool - Baseline Design - Hourly Results.csv | 9 | 1 | 16 | 2 | 3.4323 | 6.0981
| SFM-wCZ09-v2015-rDXGF-t1-S17-MSRcool - Baseline Design - Hourly Results.csv | 9 | 1 | 17 | 2 | 3.4658 | 6.1302
| SFM-wCZ09-v2015-rDXGF-t1-S17-MSRcool - Baseline Design - Hourly Results.csv | 9 | 2 | 15 | 3 | 2.9433 | 5.3472
| SFM-wCZ09-v2015-rDXGF-t1-S17-MSRcool - Baseline Design - Hourly Results.csv | 9 | 2 | 16 | 3 | 2.7888 | 4.9828
| SFM-wCZ09-v2015-rDXGF-t1-S17-MSRcool - Baseline Design - Hourly Results.csv | 9 | 2 | 17 | 3 | 2.6292 | 4.5102
| SFM-wCZ09-v2015-rDXGF-t1-S17-MSRcool - Baseline Design - Hourly Results.csv | 9 | 3 | 15 | 4 | 2.2756 | 3.8925
| SFM-wCZ09-v2015-rDXGF-t1-S17-MSRcool - Baseline Design - Hourly Results.csv | 9 | 3 | 16 | 4 | 2.4412 | 4.033
| SFM-wCZ09-v2015-rDXGF-t1-S17-MSRcool - Baseline Design - Hourly Results.csv | 9 | 3 | 17 | 4 | 2.4116 | 3.9368
| SFM-wCZ09-v2015-rDXGF-t1-S17-MSRheat - Baseline Design - Hourly Results.csv | 9 | 1 | 15 | 2 | 3.1149 | 5.5774
| SFM-wCZ09-v2015-rDXGF-t1-S17-MSRheat - Baseline Design - Hourly Results.csv | 9 | 1 | 16 | 2 | 3.1907 | 5.6691
| SFM-wCZ09-v2015-rDXGF-t1-S17-MSRheat - Baseline Design - Hourly Results.csv | 9 | 1 | 17 | 2 | 3.1914 | 5.7054
| SFM-wCZ09-v2015-rDXGF-t1-S17-MSRheat - Baseline Design - Hourly Results.csv | 9 | 2 | 15 | 3 | 2.7372 | 4.9685
| SFM-wCZ09-v2015-rDXGF-t1-S17-MSRheat - Baseline Design - Hourly Results.csv | 9 | 2 | 16 | 3 | 2.5899 | 4.6271
| SFM-wCZ09-v2015-rDXGF-t1-S17-MSRheat - Baseline Design - Hourly Results.csv | 9 | 2 | 17 | 3 | 2.4428 | 4.3018
| SFM-wCZ09-v2015-rDXGF-t1-S17-MSRheat - Baseline Design - Hourly Results.csv | 9 | 3 | 15 | 4 | 2.1625 | 3.6168
| SFM-wCZ09-v2015-rDXGF-t1-S17-MSRheat - Baseline Design - Hourly Results.csv | 9 | 3 | 16 | 4 | 2.2623 | 3.8515
| SFM-wCZ09-v2015-rDXGF-t1-S17-MSRheat - Baseline Design - Hourly Results.csv | 9 | 3 | 17 | 4 | 2.2353 | 3.7628
| SFM-wCZ09-v2015-rDXGF-t2-S14-BSLcool - Baseline Design - Hourly Results.csv | 9 | 1 | 15 | 2 | 4.0987 | 7.0337
| SFM-wCZ09-v2015-rDXGF-t2-S14-BSLcool - Baseline Design - Hourly Results.csv | 9 | 1 | 16 | 2 | 4.1636 | 7.2137
| SFM-wCZ09-v2015-rDXGF-t2-S14-BSLcool - Baseline Design - Hourly Results.csv | 9 | 1 | 17 | 2 | 4.1599 | 7.297
| SFM-wCZ09-v2015-rDXGF-t2-S14-BSLcool - Baseline Design - Hourly Results.csv | 9 | 2 | 15 | 3 | 3.8372 | 7.0008
| SFM-wCZ09-v2015-rDXGF-t2-S14-BSLcool - Baseline Design - Hourly Results.csv | 9 | 2 | 16 | 3 | 3.5741 | 6.386
| SFM-wCZ09-v2015-rDXGF-t2-S14-BSLcool - Baseline Design - Hourly Results.csv | 9 | 2 | 17 | 3 | 3.3183 | 5.8461
| SFM-wCZ09-v2015-rDXGF-t2-S14-BSLcool - Baseline Design - Hourly Results.csv | 9 | 3 | 15 | 4 | 2.8153 | 4.9411
| SFM-wCZ09-v2015-rDXGF-t2-S14-BSLcool - Baseline Design - Hourly Results.csv | 9 | 3 | 16 | 4 | 2.958 | 5.1006
| SFM-wCZ09-v2015-rDXGF-t2-S14-BSLcool - Baseline Design - Hourly Results.csv | 9 | 3 | 17 | 4 | 2.913 | 4.9676
| SFM-wCZ09-v2015-rDXGF-t2-S14-BSLheat - Baseline Design - Hourly Results.csv | 9 | 1 | 15 | 2 | 3.5777 | 6.2377
| SFM-wCZ09-v2015-rDXGF-t2-S14-BSLheat - Baseline Design - Hourly Results.csv | 9 | 1 | 16 | 2 | 3.613 | 6.403
| SFM-wCZ09-v2015-rDXGF-t2-S14-BSLheat - Baseline Design - Hourly Results.csv | 9 | 1 | 17 | 2 | 3.5767 | 6.4834
| SFM-wCZ09-v2015-rDXGF-t2-S14-BSLheat - Baseline Design - Hourly Results.csv | 9 | 2 | 15 | 3 | 3.3333 | 6.2183
| SFM-wCZ09-v2015-rDXGF-t2-S14-BSLheat - Baseline Design - Hourly Results.csv | 9 | 2 | 16 | 3 | 3.1316 | 5.6725
| SFM-wCZ09-v2015-rDXGF-t2-S14-BSLheat - Baseline Design - Hourly Results.csv | 9 | 2 | 17 | 3 | 2.9537 | 5.1909
| SFM-wCZ09-v2015-rDXGF-t2-S14-BSLheat - Baseline Design - Hourly Results.csv | 9 | 3 | 15 | 4 | 2.4951 | 4.3765
| SFM-wCZ09-v2015-rDXGF-t2-S14-BSLheat - Baseline Design - Hourly Results.csv | 9 | 3 | 16 | 4 | 2.6216 | 4.5225
| SFM-wCZ09-v2015-rDXGF-t2-S14-BSLheat - Baseline Design - Hourly Results.csv | 9 | 3 | 17 | 4 | 2.5804 | 4.4071
| SFM-wCZ09-v2015-rDXGF-t2-S15-MSRcool - Baseline Design - Hourly Results.csv | 9 | 1 | 15 | 2 | 3.4069 | 5.944
| SFM-wCZ09-v2015-rDXGF-t2-S15-MSRcool - Baseline Design - Hourly Results.csv | 9 | 1 | 16 | 2 | 3.5148 | 6.1065
| SFM-wCZ09-v2015-rDXGF-t2-S15-MSRcool - Baseline Design - Hourly Results.csv | 9 | 1 | 17 | 2 | 3.5669 | 6.1852
| SFM-wCZ09-v2015-rDXGF-t2-S15-MSRcool - Baseline Design - Hourly Results.csv | 9 | 2 | 15 | 3 | 3.2173 | 5.9227
| SFM-wCZ09-v2015-rDXGF-t2-S15-MSRcool - Baseline Design - Hourly Results.csv | 9 | 2 | 16 | 3 | 3.0037 | 5.4248
| SFM-wCZ09-v2015-rDXGF-t2-S15-MSRcool - Baseline Design - Hourly Results.csv | 9 | 2 | 17 | 3 | 2.797 | 4.9755
| SFM-wCZ09-v2015-rDXGF-t2-S15-MSRcool - Baseline Design - Hourly Results.csv | 9 | 3 | 15 | 4 | 2.3848 | 4.2295
| SFM-wCZ09-v2015-rDXGF-t2-S15-MSRcool - Baseline Design - Hourly Results.csv | 9 | 3 | 16 | 4 | 2.5038 | 4.3661
| SFM-wCZ09-v2015-rDXGF-t2-S15-MSRcool - Baseline Design - Hourly Results.csv | 9 | 3 | 17 | 4 | 2.4681 | 4.2606
| SFM-wCZ09-v2015-rDXGF-t2-S15-MSRheat - Baseline Design - Hourly Results.csv | 9 | 1 | 15 | 2 | 3.2151 | 5.6177
| SFM-wCZ09-v2015-rDXGF-t2-S15-MSRheat - Baseline Design - Hourly Results.csv | 9 | 1 | 16 | 2 | 3.3209 | 5.7731
| SFM-wCZ09-v2015-rDXGF-t2-S15-MSRheat - Baseline Design - Hourly Results.csv | 9 | 1 | 17 | 2 | 3.3533 | 5.8476
| SFM-wCZ09-v2015-rDXGF-t2-S15-MSRheat - Baseline Design - Hourly Results.csv | 9 | 2 | 15 | 3 | 3.0396 | 5.5967
| SFM-wCZ09-v2015-rDXGF-t2-S15-MSRheat - Baseline Design - Hourly Results.csv | 9 | 2 | 16 | 3 | 2.8357 | 5.1274
| SFM-wCZ09-v2015-rDXGF-t2-S15-MSRheat - Baseline Design - Hourly Results.csv | 9 | 2 | 17 | 3 | 2.6411 | 4.7027
| SFM-wCZ09-v2015-rDXGF-t2-S15-MSRheat - Baseline Design - Hourly Results.csv | 9 | 3 | 15 | 4 | 2.2454 | 3.9815
| SFM-wCZ09-v2015-rDXGF-t2-S15-MSRheat - Baseline Design - Hourly Results.csv | 9 | 3 | 16 | 4 | 2.3592 | 4.1205
| SFM-wCZ09-v2015-rDXGF-t2-S15-MSRheat - Baseline Design - Hourly Results.csv | 9 | 3 | 17 | 4 | 2.3258 | 4.0195
| SFM-wCZ09-v2015-rDXGF-t2-S16-MSRcool - Baseline Design - Hourly Results.csv | 9 | 1 | 15 | 2 | 3.5664 | 6.301
| SFM-wCZ09-v2015-rDXGF-t2-S16-MSRcool - Baseline Design - Hourly Results.csv | 9 | 1 | 16 | 2 | 3.6495 | 6.4066
| SFM-wCZ09-v2015-rDXGF-t2-S16-MSRcool - Baseline Design - Hourly Results.csv | 9 | 1 | 17 | 2 | 3.6856 | 6.454
| SFM-wCZ09-v2015-rDXGF-t2-S16-MSRcool - Baseline Design - Hourly Results.csv | 9 | 2 | 15 | 3 | 3.3498 | 6.1801
| SFM-wCZ09-v2015-rDXGF-t2-S16-MSRcool - Baseline Design - Hourly Results.csv | 9 | 2 | 16 | 3 | 3.1467 | 5.6976
| SFM-wCZ09-v2015-rDXGF-t2-S16-MSRcool - Baseline Design - Hourly Results.csv | 9 | 2 | 17 | 3 | 2.9509 | 5.2584
| SFM-wCZ09-v2015-rDXGF-t2-S16-MSRcool - Baseline Design - Hourly Results.csv | 9 | 3 | 15 | 4 | 2.5527 | 4.2662
| SFM-wCZ09-v2015-rDXGF-t2-S16-MSRcool - Baseline Design - Hourly Results.csv | 9 | 3 | 16 | 4 | 2.662 | 4.4006
| SFM-wCZ09-v2015-rDXGF-t2-S16-MSRcool - Baseline Design - Hourly Results.csv | 9 | 3 | 17 | 4 | 2.6212 | 4.4077
| SFM-wCZ09-v2015-rDXGF-t2-S16-MSRheat - Baseline Design - Hourly Results.csv | 9 | 1 | 15 | 2 | 3.3279 | 5.8757
| SFM-wCZ09-v2015-rDXGF-t2-S16-MSRheat - Baseline Design - Hourly Results.csv | 9 | 1 | 16 | 2 | 3.4078 | 5.9867
| SFM-wCZ09-v2015-rDXGF-t2-S16-MSRheat - Baseline Design - Hourly Results.csv | 9 | 1 | 17 | 2 | 3.4093 | 6.0372
| SFM-wCZ09-v2015-rDXGF-t2-S16-MSRheat - Baseline Design - Hourly Results.csv | 9 | 2 | 15 | 3 | 3.1342 | 5.7839
| SFM-wCZ09-v2015-rDXGF-t2-S16-MSRheat - Baseline Design - Hourly Results.csv | 9 | 2 | 16 | 3 | 2.9409 | 5.3247
| SFM-wCZ09-v2015-rDXGF-t2-S16-MSRheat - Baseline Design - Hourly Results.csv | 9 | 2 | 17 | 3 | 2.7591 | 4.9171
| SFM-wCZ09-v2015-rDXGF-t2-S16-MSRheat - Baseline Design - Hourly Results.csv | 9 | 3 | 15 | 4 | 2.3765 | 3.9911
| SFM-wCZ09-v2015-rDXGF-t2-S16-MSRheat - Baseline Design - Hourly Results.csv | 9 | 3 | 16 | 4 | 2.4781 | 4.2273
| SFM-wCZ09-v2015-rDXGF-t2-S16-MSRheat - Baseline Design - Hourly Results.csv | 9 | 3 | 17 | 4 | 2.4445 | 4.116
| SFM-wCZ09-v2015-rDXGF-t2-S17-MSRcool - Baseline Design - Hourly Results.csv | 9 | 1 | 15 | 2 | 3.3495 | 5.9178
| SFM-wCZ09-v2015-rDXGF-t2-S17-MSRcool - Baseline Design - Hourly Results.csv | 9 | 1 | 16 | 2 | 3.4276 | 6.0169
| SFM-wCZ09-v2015-rDXGF-t2-S17-MSRcool - Baseline Design - Hourly Results.csv | 9 | 1 | 17 | 2 | 3.4615 | 6.0615
| SFM-wCZ09-v2015-rDXGF-t2-S17-MSRcool - Baseline Design - Hourly Results.csv | 9 | 2 | 15 | 3 | 3.1461 | 5.8042
| SFM-wCZ09-v2015-rDXGF-t2-S17-MSRcool - Baseline Design - Hourly Results.csv | 9 | 2 | 16 | 3 | 2.9554 | 5.3511
| SFM-wCZ09-v2015-rDXGF-t2-S17-MSRcool - Baseline Design - Hourly Results.csv | 9 | 2 | 17 | 3 | 2.7714 | 4.9386
| SFM-wCZ09-v2015-rDXGF-t2-S17-MSRcool - Baseline Design - Hourly Results.csv | 9 | 3 | 15 | 4 | 2.3975 | 4.0068
| SFM-wCZ09-v2015-rDXGF-t2-S17-MSRcool - Baseline Design - Hourly Results.csv | 9 | 3 | 16 | 4 | 2.5001 | 4.133
| SFM-wCZ09-v2015-rDXGF-t2-S17-MSRcool - Baseline Design - Hourly Results.csv | 9 | 3 | 17 | 4 | 2.4618 | 4.1396
| SFM-wCZ09-v2015-rDXGF-t2-S17-MSRheat - Baseline Design - Hourly Results.csv | 9 | 1 | 15 | 2 | 3.1093 | 5.4898
| SFM-wCZ09-v2015-rDXGF-t2-S17-MSRheat - Baseline Design - Hourly Results.csv | 9 | 1 | 16 | 2 | 3.184 | 5.5935
| SFM-wCZ09-v2015-rDXGF-t2-S17-MSRheat - Baseline Design - Hourly Results.csv | 9 | 1 | 17 | 2 | 3.1854 | 5.6407
| SFM-wCZ09-v2015-rDXGF-t2-S17-MSRheat - Baseline Design - Hourly Results.csv | 9 | 2 | 15 | 3 | 2.9283 | 5.404
| SFM-wCZ09-v2015-rDXGF-t2-S17-MSRheat - Baseline Design - Hourly Results.csv | 9 | 2 | 16 | 3 | 2.7478 | 4.975
| SFM-wCZ09-v2015-rDXGF-t2-S17-MSRheat - Baseline Design - Hourly Results.csv | 9 | 2 | 17 | 3 | 2.5779 | 4.5942
| SFM-wCZ09-v2015-rDXGF-t2-S17-MSRheat - Baseline Design - Hourly Results.csv | 9 | 3 | 15 | 4 | 2.2204 | 3.729
| SFM-wCZ09-v2015-rDXGF-t2-S17-MSRheat - Baseline Design - Hourly Results.csv | 9 | 3 | 16 | 4 | 2.3153 | 3.9497
| SFM-wCZ09-v2015-rDXGF-t2-S17-MSRheat - Baseline Design - Hourly Results.csv | 9 | 3 | 17 | 4 | 2.284 | 3.8457
| SFM-wCZ09-v2015-rDXGF-t3-S14-BSLcool - Baseline Design - Hourly Results.csv | 9 | 1 | 15 | 2 | 3.5543 | 6.1576
| SFM-wCZ09-v2015-rDXGF-t3-S14-BSLcool - Baseline Design - Hourly Results.csv | 9 | 1 | 16 | 2 | 3.6981 | 6.3749
| SFM-wCZ09-v2015-rDXGF-t3-S14-BSLcool - Baseline Design - Hourly Results.csv | 9 | 1 | 17 | 2 | 3.7715 | 6.4936
| SFM-wCZ09-v2015-rDXGF-t3-S14-BSLcool - Baseline Design - Hourly Results.csv | 9 | 2 | 15 | 3 | 3.0667 | 5.414
| SFM-wCZ09-v2015-rDXGF-t3-S14-BSLcool - Baseline Design - Hourly Results.csv | 9 | 2 | 16 | 3 | 2.9066 | 5.0575
| SFM-wCZ09-v2015-rDXGF-t3-S14-BSLcool - Baseline Design - Hourly Results.csv | 9 | 2 | 17 | 3 | 2.7309 | 4.6893
| SFM-wCZ09-v2015-rDXGF-t3-S14-BSLcool - Baseline Design - Hourly Results.csv | 9 | 3 | 15 | 4 | 2.2972 | 3.9527
| SFM-wCZ09-v2015-rDXGF-t3-S14-BSLcool - Baseline Design - Hourly Results.csv | 9 | 3 | 16 | 4 | 2.4663 | 4.1845
| SFM-wCZ09-v2015-rDXGF-t3-S14-BSLcool - Baseline Design - Hourly Results.csv | 9 | 3 | 17 | 4 | 2.4612 | 4.139
| SFM-wCZ09-v2015-rDXGF-t3-S14-BSLheat - Baseline Design - Hourly Results.csv | 9 | 1 | 15 | 2 | 3.1354 | 5.4492
| SFM-wCZ09-v2015-rDXGF-t3-S14-BSLheat - Baseline Design - Hourly Results.csv | 9 | 1 | 16 | 2 | 3.2687 | 5.6512
| SFM-wCZ09-v2015-rDXGF-t3-S14-BSLheat - Baseline Design - Hourly Results.csv | 9 | 1 | 17 | 2 | 3.3372 | 5.7598
| SFM-wCZ09-v2015-rDXGF-t3-S14-BSLheat - Baseline Design - Hourly Results.csv | 9 | 2 | 15 | 3 | 2.7176 | 4.8029
| SFM-wCZ09-v2015-rDXGF-t3-S14-BSLheat - Baseline Design - Hourly Results.csv | 9 | 2 | 16 | 3 | 2.5759 | 4.4832
| SFM-wCZ09-v2015-rDXGF-t3-S14-BSLheat - Baseline Design - Hourly Results.csv | 9 | 2 | 17 | 3 | 2.4197 | 4.1588
| SFM-wCZ09-v2015-rDXGF-t3-S14-BSLheat - Baseline Design - Hourly Results.csv | 9 | 3 | 15 | 4 | 2.0317 | 3.4698
| SFM-wCZ09-v2015-rDXGF-t3-S14-BSLheat - Baseline Design - Hourly Results.csv | 9 | 3 | 16 | 4 | 2.1831 | 3.6883
| SFM-wCZ09-v2015-rDXGF-t3-S14-BSLheat - Baseline Design - Hourly Results.csv | 9 | 3 | 17 | 4 | 2.1761 | 3.6504
| SFM-wCZ09-v2015-rDXGF-t3-S15-MSRcool - Baseline Design - Hourly Results.csv | 9 | 1 | 15 | 2 | 2.9781 | 5.2565
| SFM-wCZ09-v2015-rDXGF-t3-S15-MSRcool - Baseline Design - Hourly Results.csv | 9 | 1 | 16 | 2 | 3.1008 | 5.4406
| SFM-wCZ09-v2015-rDXGF-t3-S15-MSRcool - Baseline Design - Hourly Results.csv | 9 | 1 | 17 | 2 | 3.1662 | 5.5438
| SFM-wCZ09-v2015-rDXGF-t3-S15-MSRcool - Baseline Design - Hourly Results.csv | 9 | 2 | 15 | 3 | 2.5858 | 4.633
| SFM-wCZ09-v2015-rDXGF-t3-S15-MSRcool - Baseline Design - Hourly Results.csv | 9 | 2 | 16 | 3 | 2.4612 | 4.3357
| SFM-wCZ09-v2015-rDXGF-t3-S15-MSRcool - Baseline Design - Hourly Results.csv | 9 | 2 | 17 | 3 | 2.3184 | 4.0336
| SFM-wCZ09-v2015-rDXGF-t3-S15-MSRcool - Baseline Design - Hourly Results.csv | 9 | 3 | 15 | 4 | 1.9528 | 3.3978
| SFM-wCZ09-v2015-rDXGF-t3-S15-MSRcool - Baseline Design - Hourly Results.csv | 9 | 3 | 16 | 4 | 2.0972 | 3.6028
| SFM-wCZ09-v2015-rDXGF-t3-S15-MSRcool - Baseline Design - Hourly Results.csv | 9 | 3 | 17 | 4 | 2.0936 | 3.5691
| SFM-wCZ09-v2015-rDXGF-t3-S15-MSRheat - Baseline Design - Hourly Results.csv | 9 | 1 | 15 | 2 | 2.8033 | 4.9538
| SFM-wCZ09-v2015-rDXGF-t3-S15-MSRheat - Baseline Design - Hourly Results.csv | 9 | 1 | 16 | 2 | 2.9232 | 5.1315
| SFM-wCZ09-v2015-rDXGF-t3-S15-MSRheat - Baseline Design - Hourly Results.csv | 9 | 1 | 17 | 2 | 2.988 | 5.232
| SFM-wCZ09-v2015-rDXGF-t3-S15-MSRheat - Baseline Design - Hourly Results.csv | 9 | 2 | 15 | 3 | 2.4369 | 4.3711
| SFM-wCZ09-v2015-rDXGF-t3-S15-MSRheat - Baseline Design - Hourly Results.csv | 9 | 2 | 16 | 3 | 2.3204 | 4.0904
| SFM-wCZ09-v2015-rDXGF-t3-S15-MSRheat - Baseline Design - Hourly Results.csv | 9 | 2 | 17 | 3 | 2.1866 | 3.8058
| SFM-wCZ09-v2015-rDXGF-t3-S15-MSRheat - Baseline Design - Hourly Results.csv | 9 | 3 | 15 | 4 | 1.8334 | 3.1958
| SFM-wCZ09-v2015-rDXGF-t3-S15-MSRheat - Baseline Design - Hourly Results.csv | 9 | 3 | 16 | 4 | 1.9727 | 3.388
| SFM-wCZ09-v2015-rDXGF-t3-S15-MSRheat - Baseline Design - Hourly Results.csv | 9 | 3 | 17 | 4 | 1.9713 | 3.3602
| SFM-wCZ09-v2015-rDXGF-t3-S16-MSRcool - Baseline Design - Hourly Results.csv | 9 | 1 | 15 | 2 | 3.1643 | 5.4662
| SFM-wCZ09-v2015-rDXGF-t3-S16-MSRcool - Baseline Design - Hourly Results.csv | 9 | 1 | 16 | 2 | 3.2566 | 5.7447
| SFM-wCZ09-v2015-rDXGF-t3-S16-MSRcool - Baseline Design - Hourly Results.csv | 9 | 1 | 17 | 2 | 3.305 | 5.8026
| SFM-wCZ09-v2015-rDXGF-t3-S16-MSRcool - Baseline Design - Hourly Results.csv | 9 | 2 | 15 | 3 | 2.7394 | 4.624
| SFM-wCZ09-v2015-rDXGF-t3-S16-MSRcool - Baseline Design - Hourly Results.csv | 9 | 2 | 16 | 3 | 2.6123 | 4.3329
| SFM-wCZ09-v2015-rDXGF-t3-S16-MSRcool - Baseline Design - Hourly Results.csv | 9 | 2 | 17 | 3 | 2.4671 | 4.0285
| SFM-wCZ09-v2015-rDXGF-t3-S16-MSRcool - Baseline Design - Hourly Results.csv | 9 | 3 | 15 | 4 | 1.9831 | 3.4054
| SFM-wCZ09-v2015-rDXGF-t3-S16-MSRcool - Baseline Design - Hourly Results.csv | 9 | 3 | 16 | 4 | 2.1247 | 3.6058
| SFM-wCZ09-v2015-rDXGF-t3-S16-MSRcool - Baseline Design - Hourly Results.csv | 9 | 3 | 17 | 4 | 2.1217 | 3.5668
| SFM-wCZ09-v2015-rDXGF-t3-S16-MSRheat - Baseline Design - Hourly Results.csv | 9 | 1 | 15 | 2 | 2.9445 | 5.2181
| SFM-wCZ09-v2015-rDXGF-t3-S16-MSRheat - Baseline Design - Hourly Results.csv | 9 | 1 | 16 | 2 | 3.0361 | 5.3479
| SFM-wCZ09-v2015-rDXGF-t3-S16-MSRheat - Baseline Design - Hourly Results.csv | 9 | 1 | 17 | 2 | 3.0817 | 5.4122
| SFM-wCZ09-v2015-rDXGF-t3-S16-MSRheat - Baseline Design - Hourly Results.csv | 9 | 2 | 15 | 3 | 2.5514 | 4.4405
| SFM-wCZ09-v2015-rDXGF-t3-S16-MSRheat - Baseline Design - Hourly Results.csv | 9 | 2 | 16 | 3 | 2.4338 | 4.0481
| SFM-wCZ09-v2015-rDXGF-t3-S16-MSRheat - Baseline Design - Hourly Results.csv | 9 | 2 | 17 | 3 | 2.3006 | 3.7654
| SFM-wCZ09-v2015-rDXGF-t3-S16-MSRheat - Baseline Design - Hourly Results.csv | 9 | 3 | 15 | 4 | 1.851 | 3.1754
| SFM-wCZ09-v2015-rDXGF-t3-S16-MSRheat - Baseline Design - Hourly Results.csv | 9 | 3 | 16 | 4 | 1.9857 | 3.3618
| SFM-wCZ09-v2015-rDXGF-t3-S16-MSRheat - Baseline Design - Hourly Results.csv | 9 | 3 | 17 | 4 | 1.9789 | 3.3264
| SFM-wCZ09-v2015-rDXGF-t3-S17-MSRcool - Baseline Design - Hourly Results.csv | 9 | 1 | 15 | 2 | 2.9718 | 5.1338
| SFM-wCZ09-v2015-rDXGF-t3-S17-MSRcool - Baseline Design - Hourly Results.csv | 9 | 1 | 16 | 2 | 3.0586 | 5.3954
| SFM-wCZ09-v2015-rDXGF-t3-S17-MSRcool - Baseline Design - Hourly Results.csv | 9 | 1 | 17 | 2 | 3.104 | 5.4498
| SFM-wCZ09-v2015-rDXGF-t3-S17-MSRcool - Baseline Design - Hourly Results.csv | 9 | 2 | 15 | 3 | 2.5728 | 4.3428
| SFM-wCZ09-v2015-rDXGF-t3-S17-MSRcool - Baseline Design - Hourly Results.csv | 9 | 2 | 16 | 3 | 2.4534 | 4.0694
| SFM-wCZ09-v2015-rDXGF-t3-S17-MSRcool - Baseline Design - Hourly Results.csv | 9 | 2 | 17 | 3 | 2.3171 | 3.7835
| SFM-wCZ09-v2015-rDXGF-t3-S17-MSRcool - Baseline Design - Hourly Results.csv | 9 | 3 | 15 | 4 | 1.8625 | 3.1983
| SFM-wCZ09-v2015-rDXGF-t3-S17-MSRcool - Baseline Design - Hourly Results.csv | 9 | 3 | 16 | 4 | 1.9955 | 3.3865
| SFM-wCZ09-v2015-rDXGF-t3-S17-MSRcool - Baseline Design - Hourly Results.csv | 9 | 3 | 17 | 4 | 1.9927 | 3.3499
| SFM-wCZ09-v2015-rDXGF-t3-S17-MSRheat - Baseline Design - Hourly Results.csv | 9 | 1 | 15 | 2 | 2.7511 | 4.8754
| SFM-wCZ09-v2015-rDXGF-t3-S17-MSRheat - Baseline Design - Hourly Results.csv | 9 | 1 | 16 | 2 | 2.8367 | 4.9966
| SFM-wCZ09-v2015-rDXGF-t3-S17-MSRheat - Baseline Design - Hourly Results.csv | 9 | 1 | 17 | 2 | 2.8793 | 5.0568
| SFM-wCZ09-v2015-rDXGF-t3-S17-MSRheat - Baseline Design - Hourly Results.csv | 9 | 2 | 15 | 3 | 2.3838 | 4.1489
| SFM-wCZ09-v2015-rDXGF-t3-S17-MSRheat - Baseline Design - Hourly Results.csv | 9 | 2 | 16 | 3 | 2.274 | 3.7822
| SFM-wCZ09-v2015-rDXGF-t3-S17-MSRheat - Baseline Design - Hourly Results.csv | 9 | 2 | 17 | 3 | 2.1495 | 3.5181
| SFM-wCZ09-v2015-rDXGF-t3-S17-MSRheat - Baseline Design - Hourly Results.csv | 9 | 3 | 15 | 4 | 1.7294 | 2.9669
| SFM-wCZ09-v2015-rDXGF-t3-S17-MSRheat - Baseline Design - Hourly Results.csv | 9 | 3 | 16 | 4 | 1.8553 | 3.141
| SFM-wCZ09-v2015-rDXGF-t3-S17-MSRheat - Baseline Design - Hourly Results.csv | 9 | 3 | 17 | 4 | 1.8489 | 3.1079
| SFM-wCZ09-v2015-rDXGF-t4-S14-BSLcool - Baseline Design - Hourly Results.csv | 9 | 1 | 15 | 2 | 3.5663 | 6.1807
| SFM-wCZ09-v2015-rDXGF-t4-S14-BSLcool - Baseline Design - Hourly Results.csv | 9 | 1 | 16 | 2 | 3.7077 | 6.393
| SFM-wCZ09-v2015-rDXGF-t4-S14-BSLcool - Baseline Design - Hourly Results.csv | 9 | 1 | 17 | 2 | 3.7796 | 6.5088
| SFM-wCZ09-v2015-rDXGF-t4-S14-BSLcool - Baseline Design - Hourly Results.csv | 9 | 2 | 15 | 3 | 3.3782 | 6.1871
| SFM-wCZ09-v2015-rDXGF-t4-S14-BSLcool - Baseline Design - Hourly Results.csv | 9 | 2 | 16 | 3 | 3.1602 | 5.6711
| SFM-wCZ09-v2015-rDXGF-t4-S14-BSLcool - Baseline Design - Hourly Results.csv | 9 | 2 | 17 | 3 | 2.9422 | 5.193
| SFM-wCZ09-v2015-rDXGF-t4-S14-BSLcool - Baseline Design - Hourly Results.csv | 9 | 3 | 15 | 4 | 2.413 | 4.1422
| SFM-wCZ09-v2015-rDXGF-t4-S14-BSLcool - Baseline Design - Hourly Results.csv | 9 | 3 | 16 | 4 | 2.5705 | 4.3527
| SFM-wCZ09-v2015-rDXGF-t4-S14-BSLcool - Baseline Design - Hourly Results.csv | 9 | 3 | 17 | 4 | 2.5456 | 4.2828
| SFM-wCZ09-v2015-rDXGF-t4-S14-BSLheat - Baseline Design - Hourly Results.csv | 9 | 1 | 15 | 2 | 3.1521 | 5.4727
| SFM-wCZ09-v2015-rDXGF-t4-S14-BSLheat - Baseline Design - Hourly Results.csv | 9 | 1 | 16 | 2 | 3.2828 | 5.6674
| SFM-wCZ09-v2015-rDXGF-t4-S14-BSLheat - Baseline Design - Hourly Results.csv | 9 | 1 | 17 | 2 | 3.3498 | 5.7731
| SFM-wCZ09-v2015-rDXGF-t4-S14-BSLheat - Baseline Design - Hourly Results.csv | 9 | 2 | 15 | 3 | 2.9943 | 5.4831
| SFM-wCZ09-v2015-rDXGF-t4-S14-BSLheat - Baseline Design - Hourly Results.csv | 9 | 2 | 16 | 3 | 2.7991 | 5.0293
| SFM-wCZ09-v2015-rDXGF-t4-S14-BSLheat - Baseline Design - Hourly Results.csv | 9 | 2 | 17 | 3 | 2.6047 | 4.6059
| SFM-wCZ09-v2015-rDXGF-t4-S14-BSLheat - Baseline Design - Hourly Results.csv | 9 | 3 | 15 | 4 | 2.1325 | 3.6619
| SFM-wCZ09-v2015-rDXGF-t4-S14-BSLheat - Baseline Design - Hourly Results.csv | 9 | 3 | 16 | 4 | 2.2721 | 3.8531
| SFM-wCZ09-v2015-rDXGF-t4-S14-BSLheat - Baseline Design - Hourly Results.csv | 9 | 3 | 17 | 4 | 2.2535 | 3.7905
| SFM-wCZ09-v2015-rDXGF-t4-S15-MSRcool - Baseline Design - Hourly Results.csv | 9 | 1 | 15 | 2 | 2.9867 | 5.2753
| SFM-wCZ09-v2015-rDXGF-t4-S15-MSRcool - Baseline Design - Hourly Results.csv | 9 | 1 | 16 | 2 | 3.1077 | 5.4554
| SFM-wCZ09-v2015-rDXGF-t4-S15-MSRcool - Baseline Design - Hourly Results.csv | 9 | 1 | 17 | 2 | 3.1719 | 5.5563
| SFM-wCZ09-v2015-rDXGF-t4-S15-MSRcool - Baseline Design - Hourly Results.csv | 9 | 2 | 15 | 3 | 2.8438 | 5.2657
| SFM-wCZ09-v2015-rDXGF-t4-S15-MSRcool - Baseline Design - Hourly Results.csv | 9 | 2 | 16 | 3 | 2.6716 | 4.8483
| SFM-wCZ09-v2015-rDXGF-t4-S15-MSRcool - Baseline Design - Hourly Results.csv | 9 | 2 | 17 | 3 | 2.4969 | 4.4533
| SFM-wCZ09-v2015-rDXGF-t4-S15-MSRcool - Baseline Design - Hourly Results.csv | 9 | 3 | 15 | 4 | 2.0538 | 3.5602
| SFM-wCZ09-v2015-rDXGF-t4-S15-MSRcool - Baseline Design - Hourly Results.csv | 9 | 3 | 16 | 4 | 2.1877 | 3.7433
| SFM-wCZ09-v2015-rDXGF-t4-S15-MSRcool - Baseline Design - Hourly Results.csv | 9 | 3 | 17 | 4 | 2.1739 | 3.6869
| SFM-wCZ09-v2015-rDXGF-t4-S15-MSRheat - Baseline Design - Hourly Results.csv | 9 | 1 | 15 | 2 | 2.8124 | 4.9715
| SFM-wCZ09-v2015-rDXGF-t4-S15-MSRheat - Baseline Design - Hourly Results.csv | 9 | 1 | 16 | 2 | 2.9305 | 5.1457
| SFM-wCZ09-v2015-rDXGF-t4-S15-MSRheat - Baseline Design - Hourly Results.csv | 9 | 1 | 17 | 2 | 2.9924 | 5.2434
| SFM-wCZ09-v2015-rDXGF-t4-S15-MSRheat - Baseline Design - Hourly Results.csv | 9 | 2 | 15 | 3 | 2.6813 | 4.9703
| SFM-wCZ09-v2015-rDXGF-t4-S15-MSRheat - Baseline Design - Hourly Results.csv | 9 | 2 | 16 | 3 | 2.5182 | 4.5765
| SFM-wCZ09-v2015-rDXGF-t4-S15-MSRheat - Baseline Design - Hourly Results.csv | 9 | 2 | 17 | 3 | 2.3527 | 4.2028
| SFM-wCZ09-v2015-rDXGF-t4-S15-MSRheat - Baseline Design - Hourly Results.csv | 9 | 3 | 15 | 4 | 1.9256 | 3.3493
| SFM-wCZ09-v2015-rDXGF-t4-S15-MSRheat - Baseline Design - Hourly Results.csv | 9 | 3 | 16 | 4 | 2.0534 | 3.5242
| SFM-wCZ09-v2015-rDXGF-t4-S15-MSRheat - Baseline Design - Hourly Results.csv | 9 | 3 | 17 | 4 | 2.0417 | 3.4745
| SFM-wCZ09-v2015-rDXGF-t4-S16-MSRcool - Baseline Design - Hourly Results.csv | 9 | 1 | 15 | 2 | 3.1741 | 5.4843
| SFM-wCZ09-v2015-rDXGF-t4-S16-MSRcool - Baseline Design - Hourly Results.csv | 9 | 1 | 16 | 2 | 3.2653 | 5.7528
| SFM-wCZ09-v2015-rDXGF-t4-S16-MSRcool - Baseline Design - Hourly Results.csv | 9 | 1 | 17 | 2 | 3.3123 | 5.8173
| SFM-wCZ09-v2015-rDXGF-t4-S16-MSRcool - Baseline Design - Hourly Results.csv | 9 | 2 | 15 | 3 | 2.9843 | 5.511
| SFM-wCZ09-v2015-rDXGF-t4-S16-MSRcool - Baseline Design - Hourly Results.csv | 9 | 2 | 16 | 3 | 2.8162 | 4.9683
| SFM-wCZ09-v2015-rDXGF-t4-S16-MSRcool - Baseline Design - Hourly Results.csv | 9 | 2 | 17 | 3 | 2.6427 | 4.5722
| SFM-wCZ09-v2015-rDXGF-t4-S16-MSRcool - Baseline Design - Hourly Results.csv | 9 | 3 | 15 | 4 | 2.0868 | 3.5633
| SFM-wCZ09-v2015-rDXGF-t4-S16-MSRcool - Baseline Design - Hourly Results.csv | 9 | 3 | 16 | 4 | 2.2187 | 3.7464
| SFM-wCZ09-v2015-rDXGF-t4-S16-MSRcool - Baseline Design - Hourly Results.csv | 9 | 3 | 17 | 4 | 2.2 | 3.6899
| SFM-wCZ09-v2015-rDXGF-t4-S16-MSRheat - Baseline Design - Hourly Results.csv | 9 | 1 | 15 | 2 | 2.9511 | 5.2368
| SFM-wCZ09-v2015-rDXGF-t4-S16-MSRheat - Baseline Design - Hourly Results.csv | 9 | 1 | 16 | 2 | 3.0441 | 5.3639
| SFM-wCZ09-v2015-rDXGF-t4-S16-MSRheat - Baseline Design - Hourly Results.csv | 9 | 1 | 17 | 2 | 3.0874 | 5.4233
| SFM-wCZ09-v2015-rDXGF-t4-S16-MSRheat - Baseline Design - Hourly Results.csv | 9 | 2 | 15 | 3 | 2.7844 | 5.1433
| SFM-wCZ09-v2015-rDXGF-t4-S16-MSRheat - Baseline Design - Hourly Results.csv | 9 | 2 | 16 | 3 | 2.6264 | 4.7531
| SFM-wCZ09-v2015-rDXGF-t4-S16-MSRheat - Baseline Design - Hourly Results.csv | 9 | 2 | 17 | 3 | 2.4633 | 4.2745
| SFM-wCZ09-v2015-rDXGF-t4-S16-MSRheat - Baseline Design - Hourly Results.csv | 9 | 3 | 15 | 4 | 1.9421 | 3.3266
| SFM-wCZ09-v2015-rDXGF-t4-S16-MSRheat - Baseline Design - Hourly Results.csv | 9 | 3 | 16 | 4 | 2.1217 | 3.4945
| SFM-wCZ09-v2015-rDXGF-t4-S16-MSRheat - Baseline Design - Hourly Results.csv | 9 | 3 | 17 | 4 | 2.1017 | 3.4407
| SFM-wCZ09-v2015-rDXGF-t4-S17-MSRcool - Baseline Design - Hourly Results.csv | 9 | 1 | 15 | 2 | 2.9811 | 5.1508
| SFM-wCZ09-v2015-rDXGF-t4-S17-MSRcool - Baseline Design - Hourly Results.csv | 9 | 1 | 16 | 2 | 3.0667 | 5.403
| SFM-wCZ09-v2015-rDXGF-t4-S17-MSRcool - Baseline Design - Hourly Results.csv | 9 | 1 | 17 | 2 | 3.1109 | 5.4636
| SFM-wCZ09-v2015-rDXGF-t4-S17-MSRcool - Baseline Design - Hourly Results.csv | 9 | 2 | 15 | 3 | 2.8028 | 5.1759
| SFM-wCZ09-v2015-rDXGF-t4-S17-MSRcool - Baseline Design - Hourly Results.csv | 9 | 2 | 16 | 3 | 2.6449 | 4.6662
| SFM-wCZ09-v2015-rDXGF-t4-S17-MSRcool - Baseline Design - Hourly Results.csv | 9 | 2 | 17 | 3 | 2.482 | 4.2942
| SFM-wCZ09-v2015-rDXGF-t4-S17-MSRcool - Baseline Design - Hourly Results.csv | 9 | 3 | 15 | 4 | 1.9599 | 3.3466
| SFM-wCZ09-v2015-rDXGF-t4-S17-MSRcool - Baseline Design - Hourly Results.csv | 9 | 3 | 16 | 4 | 2.0838 | 3.5185
| SFM-wCZ09-v2015-rDXGF-t4-S17-MSRcool - Baseline Design - Hourly Results.csv | 9 | 3 | 17 | 4 | 2.0662 | 3.4655
| SFM-wCZ09-v2015-rDXGF-t4-S17-MSRheat - Baseline Design - Hourly Results.csv | 9 | 1 | 15 | 2 | 2.7573 | 4.8929
| SFM-wCZ09-v2015-rDXGF-t4-S17-MSRheat - Baseline Design - Hourly Results.csv | 9 | 1 | 16 | 2 | 2.8442 | 5.0116
| SFM-wCZ09-v2015-rDXGF-t4-S17-MSRheat - Baseline Design - Hourly Results.csv | 9 | 1 | 17 | 2 | 2.8846 | 5.0671
| SFM-wCZ09-v2015-rDXGF-t4-S17-MSRheat - Baseline Design - Hourly Results.csv | 9 | 2 | 15 | 3 | 2.6015 | 4.8055
| SFM-wCZ09-v2015-rDXGF-t4-S17-MSRheat - Baseline Design - Hourly Results.csv | 9 | 2 | 16 | 3 | 2.4539 | 4.4409
| SFM-wCZ09-v2015-rDXGF-t4-S17-MSRheat - Baseline Design - Hourly Results.csv | 9 | 2 | 17 | 3 | 2.3015 | 3.9938
| SFM-wCZ09-v2015-rDXGF-t4-S17-MSRheat - Baseline Design - Hourly Results.csv | 9 | 3 | 15 | 4 | 1.8145 | 3.1082
| SFM-wCZ09-v2015-rDXGF-t4-S17-MSRheat - Baseline Design - Hourly Results.csv | 9 | 3 | 16 | 4 | 1.9823 | 3.265
| SFM-wCZ09-v2015-rDXGF-t4-S17-MSRheat - Baseline Design - Hourly Results.csv | 9 | 3 | 17 | 4 | 1.9637 | 3.2147
| SFM-wCZ09-v2015-rDXGF-t5-S14-BSLcool - Baseline Design - Hourly Results.csv | 9 | 1 | 15 | 2 | 2.9923 | 4.8761
| SFM-wCZ09-v2015-rDXGF-t5-S14-BSLcool - Baseline Design - Hourly Results.csv | 9 | 1 | 16 | 2 | 3.158 | 5.1906
| SFM-wCZ09-v2015-rDXGF-t5-S14-BSLcool - Baseline Design - Hourly Results.csv | 9 | 1 | 17 | 2 | 3.2564 | 5.3968
| SFM-wCZ09-v2015-rDXGF-t5-S14-BSLcool - Baseline Design - Hourly Results.csv | 9 | 2 | 15 | 3 | 2.729 | 4.8285
| SFM-wCZ09-v2015-rDXGF-t5-S14-BSLcool - Baseline Design - Hourly Results.csv | 9 | 2 | 16 | 3 | 2.6008 | 4.524
| SFM-wCZ09-v2015-rDXGF-t5-S14-BSLcool - Baseline Design - Hourly Results.csv | 9 | 2 | 17 | 3 | 2.4478 | 4.1945
| SFM-wCZ09-v2015-rDXGF-t5-S14-BSLcool - Baseline Design - Hourly Results.csv | 9 | 3 | 15 | 4 | 1.925 | 3.1573
| SFM-wCZ09-v2015-rDXGF-t5-S14-BSLcool - Baseline Design - Hourly Results.csv | 9 | 3 | 16 | 4 | 2.1148 | 3.4554
| SFM-wCZ09-v2015-rDXGF-t5-S14-BSLcool - Baseline Design - Hourly Results.csv | 9 | 3 | 17 | 4 | 2.134 | 3.4785
| SFM-wCZ09-v2015-rDXGF-t5-S14-BSLheat - Baseline Design - Hourly Results.csv | 9 | 1 | 15 | 2 | 2.6419 | 4.3037
| SFM-wCZ09-v2015-rDXGF-t5-S14-BSLheat - Baseline Design - Hourly Results.csv | 9 | 1 | 16 | 2 | 2.7946 | 4.5956
| SFM-wCZ09-v2015-rDXGF-t5-S14-BSLheat - Baseline Design - Hourly Results.csv | 9 | 1 | 17 | 2 | 2.8832 | 4.7837
| SFM-wCZ09-v2015-rDXGF-t5-S14-BSLheat - Baseline Design - Hourly Results.csv | 9 | 2 | 15 | 3 | 2.4162 | 4.279
| SFM-wCZ09-v2015-rDXGF-t5-S14-BSLheat - Baseline Design - Hourly Results.csv | 9 | 2 | 16 | 3 | 2.3018 | 4.0084
| SFM-wCZ09-v2015-rDXGF-t5-S14-BSLheat - Baseline Design - Hourly Results.csv | 9 | 2 | 17 | 3 | 2.1644 | 3.7206
| SFM-wCZ09-v2015-rDXGF-t5-S14-BSLheat - Baseline Design - Hourly Results.csv | 9 | 3 | 15 | 4 | 1.7001 | 2.7789
| SFM-wCZ09-v2015-rDXGF-t5-S14-BSLheat - Baseline Design - Hourly Results.csv | 9 | 3 | 16 | 4 | 1.867 | 3.0454
| SFM-wCZ09-v2015-rDXGF-t5-S14-BSLheat - Baseline Design - Hourly Results.csv | 9 | 3 | 17 | 4 | 1.8833 | 3.0664
| SFM-wCZ09-v2015-rDXGF-t5-S15-MSRcool - Baseline Design - Hourly Results.csv | 9 | 1 | 15 | 2 | 2.5269 | 4.1929
| SFM-wCZ09-v2015-rDXGF-t5-S15-MSRcool - Baseline Design - Hourly Results.csv | 9 | 1 | 16 | 2 | 2.6673 | 4.4574
| SFM-wCZ09-v2015-rDXGF-t5-S15-MSRcool - Baseline Design - Hourly Results.csv | 9 | 1 | 17 | 2 | 2.7497 | 4.6377
| SFM-wCZ09-v2015-rDXGF-t5-S15-MSRcool - Baseline Design - Hourly Results.csv | 9 | 2 | 15 | 3 | 2.3171 | 4.1596
| SFM-wCZ09-v2015-rDXGF-t5-S15-MSRcool - Baseline Design - Hourly Results.csv | 9 | 2 | 16 | 3 | 2.2105 | 3.9017
| SFM-wCZ09-v2015-rDXGF-t5-S15-MSRcool - Baseline Design - Hourly Results.csv | 9 | 2 | 17 | 3 | 2.0843 | 3.6272
| SFM-wCZ09-v2015-rDXGF-t5-S15-MSRcool - Baseline Design - Hourly Results.csv | 9 | 3 | 15 | 4 | 1.6425 | 2.7306
| SFM-wCZ09-v2015-rDXGF-t5-S15-MSRcool - Baseline Design - Hourly Results.csv | 9 | 3 | 16 | 4 | 1.8033 | 2.9839
| SFM-wCZ09-v2015-rDXGF-t5-S15-MSRcool - Baseline Design - Hourly Results.csv | 9 | 3 | 17 | 4 | 1.8217 | 3.0103
| SFM-wCZ09-v2015-rDXGF-t5-S15-MSRheat - Baseline Design - Hourly Results.csv | 9 | 1 | 15 | 2 | 2.3777 | 3.9459
| SFM-wCZ09-v2015-rDXGF-t5-S15-MSRheat - Baseline Design - Hourly Results.csv | 9 | 1 | 16 | 2 | 2.5111 | 4.2061
| SFM-wCZ09-v2015-rDXGF-t5-S15-MSRheat - Baseline Design - Hourly Results.csv | 9 | 1 | 17 | 2 | 2.5901 | 4.3726
| SFM-wCZ09-v2015-rDXGF-t5-S15-MSRheat - Baseline Design - Hourly Results.csv | 9 | 2 | 15 | 3 | 2.1813 | 3.9177
| SFM-wCZ09-v2015-rDXGF-t5-S15-MSRheat - Baseline Design - Hourly Results.csv | 9 | 2 | 16 | 3 | 2.0808 | 3.6726
| SFM-wCZ09-v2015-rDXGF-t5-S15-MSRheat - Baseline Design - Hourly Results.csv | 9 | 2 | 17 | 3 | 1.9617 | 3.417
| SFM-wCZ09-v2015-rDXGF-t5-S15-MSRheat - Baseline Design - Hourly Results.csv | 9 | 3 | 15 | 4 | 1.5414 | 2.5596
| SFM-wCZ09-v2015-rDXGF-t5-S15-MSRheat - Baseline Design - Hourly Results.csv | 9 | 3 | 16 | 4 | 1.6919 | 2.8038
| SFM-wCZ09-v2015-rDXGF-t5-S15-MSRheat - Baseline Design - Hourly Results.csv | 9 | 3 | 17 | 4 | 1.7111 | 2.8285
| SFM-wCZ09-v2015-rDXGF-t5-S16-MSRcool - Baseline Design - Hourly Results.csv | 9 | 1 | 15 | 2 | 2.5841 | 4.2153
| SFM-wCZ09-v2015-rDXGF-t5-S16-MSRcool - Baseline Design - Hourly Results.csv | 9 | 1 | 16 | 2 | 2.841 | 4.4573
| SFM-wCZ09-v2015-rDXGF-t5-S16-MSRcool - Baseline Design - Hourly Results.csv | 9 | 1 | 17 | 2 | 2.8955 | 4.5986
| SFM-wCZ09-v2015-rDXGF-t5-S16-MSRcool - Baseline Design - Hourly Results.csv | 9 | 2 | 15 | 3 | 2.3252 | 4.1109
| SFM-wCZ09-v2015-rDXGF-t5-S16-MSRcool - Baseline Design - Hourly Results.csv | 9 | 2 | 16 | 3 | 2.219 | 3.8587
| SFM-wCZ09-v2015-rDXGF-t5-S16-MSRcool - Baseline Design - Hourly Results.csv | 9 | 2 | 17 | 3 | 2.0916 | 3.5869
| SFM-wCZ09-v2015-rDXGF-t5-S16-MSRcool - Baseline Design - Hourly Results.csv | 9 | 3 | 15 | 4 | 1.6522 | 2.7067
| SFM-wCZ09-v2015-rDXGF-t5-S16-MSRcool - Baseline Design - Hourly Results.csv | 9 | 3 | 16 | 4 | 1.8133 | 2.9586
| SFM-wCZ09-v2015-rDXGF-t5-S16-MSRcool - Baseline Design - Hourly Results.csv | 9 | 3 | 17 | 4 | 1.8287 | 2.9806
| SFM-wCZ09-v2015-rDXGF-t5-S16-MSRheat - Baseline Design - Hourly Results.csv | 9 | 1 | 15 | 2 | 2.4721 | 3.9304
| SFM-wCZ09-v2015-rDXGF-t5-S16-MSRheat - Baseline Design - Hourly Results.csv | 9 | 1 | 16 | 2 | 2.6414 | 4.1596
| SFM-wCZ09-v2015-rDXGF-t5-S16-MSRheat - Baseline Design - Hourly Results.csv | 9 | 1 | 17 | 2 | 2.694 | 4.2991
| SFM-wCZ09-v2015-rDXGF-t5-S16-MSRheat - Baseline Design - Hourly Results.csv | 9 | 2 | 15 | 3 | 2.17 | 3.8313
| SFM-wCZ09-v2015-rDXGF-t5-S16-MSRheat - Baseline Design - Hourly Results.csv | 9 | 2 | 16 | 3 | 2.0716 | 3.5966
| SFM-wCZ09-v2015-rDXGF-t5-S16-MSRheat - Baseline Design - Hourly Results.csv | 9 | 2 | 17 | 3 | 1.9489 | 3.344
| SFM-wCZ09-v2015-rDXGF-t5-S16-MSRheat - Baseline Design - Hourly Results.csv | 9 | 3 | 15 | 4 | 1.5391 | 2.5162
| SFM-wCZ09-v2015-rDXGF-t5-S16-MSRheat - Baseline Design - Hourly Results.csv | 9 | 3 | 16 | 4 | 1.6886 | 2.7537
| SFM-wCZ09-v2015-rDXGF-t5-S16-MSRheat - Baseline Design - Hourly Results.csv | 9 | 3 | 17 | 4 | 1.7028 | 2.7729
| SFM-wCZ09-v2015-rDXGF-t5-S17-MSRcool - Baseline Design - Hourly Results.csv | 9 | 1 | 15 | 2 | 2.427 | 3.9589
| SFM-wCZ09-v2015-rDXGF-t5-S17-MSRcool - Baseline Design - Hourly Results.csv | 9 | 1 | 16 | 2 | 2.6682 | 4.1862
| SFM-wCZ09-v2015-rDXGF-t5-S17-MSRcool - Baseline Design - Hourly Results.csv | 9 | 1 | 17 | 2 | 2.7194 | 4.3189
| SFM-wCZ09-v2015-rDXGF-t5-S17-MSRcool - Baseline Design - Hourly Results.csv | 9 | 2 | 15 | 3 | 2.1838 | 3.8609
| SFM-wCZ09-v2015-rDXGF-t5-S17-MSRcool - Baseline Design - Hourly Results.csv | 9 | 2 | 16 | 3 | 2.0841 | 3.624
| SFM-wCZ09-v2015-rDXGF-t5-S17-MSRcool - Baseline Design - Hourly Results.csv | 9 | 2 | 17 | 3 | 1.9644 | 3.3687
| SFM-wCZ09-v2015-rDXGF-t5-S17-MSRcool - Baseline Design - Hourly Results.csv | 9 | 3 | 15 | 4 | 1.5517 | 2.5421
| SFM-wCZ09-v2015-rDXGF-t5-S17-MSRcool - Baseline Design - Hourly Results.csv | 9 | 3 | 16 | 4 | 1.703 | 2.7787
| SFM-wCZ09-v2015-rDXGF-t5-S17-MSRcool - Baseline Design - Hourly Results.csv | 9 | 3 | 17 | 4 | 1.7175 | 2.7994
| SFM-wCZ09-v2015-rDXGF-t5-S17-MSRheat - Baseline Design - Hourly Results.csv | 9 | 1 | 15 | 2 | 2.3097 | 3.6723
| SFM-wCZ09-v2015-rDXGF-t5-S17-MSRheat - Baseline Design - Hourly Results.csv | 9 | 1 | 16 | 2 | 2.4679 | 3.8864
| SFM-wCZ09-v2015-rDXGF-t5-S17-MSRheat - Baseline Design - Hourly Results.csv | 9 | 1 | 17 | 2 | 2.5171 | 4.0167
| SFM-wCZ09-v2015-rDXGF-t5-S17-MSRheat - Baseline Design - Hourly Results.csv | 9 | 2 | 15 | 3 | 2.0275 | 3.5797
| SFM-wCZ09-v2015-rDXGF-t5-S17-MSRheat - Baseline Design - Hourly Results.csv | 9 | 2 | 16 | 3 | 1.9355 | 3.3604
| SFM-wCZ09-v2015-rDXGF-t5-S17-MSRheat - Baseline Design - Hourly Results.csv | 9 | 2 | 17 | 3 | 1.8209 | 3.1244
| SFM-wCZ09-v2015-rDXGF-t5-S17-MSRheat - Baseline Design - Hourly Results.csv | 9 | 3 | 15 | 4 | 1.438 | 2.351
| SFM-wCZ09-v2015-rDXGF-t5-S17-MSRheat - Baseline Design - Hourly Results.csv | 9 | 3 | 16 | 4 | 1.5777 | 2.5728
| SFM-wCZ09-v2015-rDXGF-t5-S17-MSRheat - Baseline Design - Hourly Results.csv | 9 | 3 | 17 | 4 | 1.591 | 2.5908
| SFM-wCZ09-v2015-rDXHP-t1-S14-BSLboth - Baseline Design - Hourly Results.csv | 9 | 1 | 15 | 2 | 4.2311 | 7.2597
| SFM-wCZ09-v2015-rDXHP-t1-S14-BSLboth - Baseline Design - Hourly Results.csv | 9 | 1 | 16 | 2 | 4.2181 | 7.4062
| SFM-wCZ09-v2015-rDXHP-t1-S14-BSLboth - Baseline Design - Hourly Results.csv | 9 | 1 | 17 | 2 | 4.1704 | 7.4211
| SFM-wCZ09-v2015-rDXHP-t1-S14-BSLboth - Baseline Design - Hourly Results.csv | 9 | 2 | 15 | 3 | 3.7563 | 6.5068
| SFM-wCZ09-v2015-rDXHP-t1-S14-BSLboth - Baseline Design - Hourly Results.csv | 9 | 2 | 16 | 3 | 3.502 | 5.9815
| SFM-wCZ09-v2015-rDXHP-t1-S14-BSLboth - Baseline Design - Hourly Results.csv | 9 | 2 | 17 | 3 | 3.2283 | 5.4713
| SFM-wCZ09-v2015-rDXHP-t1-S14-BSLboth - Baseline Design - Hourly Results.csv | 9 | 3 | 15 | 4 | 2.8785 | 4.8961
| SFM-wCZ09-v2015-rDXHP-t1-S14-BSLboth - Baseline Design - Hourly Results.csv | 9 | 3 | 16 | 4 | 3.0137 | 5.049
| SFM-wCZ09-v2015-rDXHP-t1-S14-BSLboth - Baseline Design - Hourly Results.csv | 9 | 3 | 17 | 4 | 2.9295 | 4.8814
| SFM-wCZ09-v2015-rDXHP-t1-S14-BSLcool - Baseline Design - Hourly Results.csv | 9 | 1 | 15 | 2 | 4.2311 | 7.2597
| SFM-wCZ09-v2015-rDXHP-t1-S14-BSLcool - Baseline Design - Hourly Results.csv | 9 | 1 | 16 | 2 | 4.2181 | 7.4062
| SFM-wCZ09-v2015-rDXHP-t1-S14-BSLcool - Baseline Design - Hourly Results.csv | 9 | 1 | 17 | 2 | 4.1704 | 7.4211
| SFM-wCZ09-v2015-rDXHP-t1-S14-BSLcool - Baseline Design - Hourly Results.csv | 9 | 2 | 15 | 3 | 3.7563 | 6.5068
| SFM-wCZ09-v2015-rDXHP-t1-S14-BSLcool - Baseline Design - Hourly Results.csv | 9 | 2 | 16 | 3 | 3.502 | 5.9815
| SFM-wCZ09-v2015-rDXHP-t1-S14-BSLcool - Baseline Design - Hourly Results.csv | 9 | 2 | 17 | 3 | 3.2283 | 5.4713
| SFM-wCZ09-v2015-rDXHP-t1-S14-BSLcool - Baseline Design - Hourly Results.csv | 9 | 3 | 15 | 4 | 2.8785 | 4.8961
| SFM-wCZ09-v2015-rDXHP-t1-S14-BSLcool - Baseline Design - Hourly Results.csv | 9 | 3 | 16 | 4 | 3.0137 | 5.049
| SFM-wCZ09-v2015-rDXHP-t1-S14-BSLcool - Baseline Design - Hourly Results.csv | 9 | 3 | 17 | 4 | 2.9295 | 4.8814
| SFM-wCZ09-v2015-rDXHP-t1-S14-BSLheat - Baseline Design - Hourly Results.csv | 9 | 1 | 15 | 2 | 3.6919 | 6.3346
| SFM-wCZ09-v2015-rDXHP-t1-S14-BSLheat - Baseline Design - Hourly Results.csv | 9 | 1 | 16 | 2 | 3.6806 | 6.4625
| SFM-wCZ09-v2015-rDXHP-t1-S14-BSLheat - Baseline Design - Hourly Results.csv | 9 | 1 | 17 | 2 | 3.639 | 6.4755
| SFM-wCZ09-v2015-rDXHP-t1-S14-BSLheat - Baseline Design - Hourly Results.csv | 9 | 2 | 15 | 3 | 3.2777 | 5.6776
| SFM-wCZ09-v2015-rDXHP-t1-S14-BSLheat - Baseline Design - Hourly Results.csv | 9 | 2 | 16 | 3 | 3.0558 | 5.2193
| SFM-wCZ09-v2015-rDXHP-t1-S14-BSLheat - Baseline Design - Hourly Results.csv | 9 | 2 | 17 | 3 | 2.8169 | 4.7741
| SFM-wCZ09-v2015-rDXHP-t1-S14-BSLheat - Baseline Design - Hourly Results.csv | 9 | 3 | 15 | 4 | 2.5117 | 4.2722
| SFM-wCZ09-v2015-rDXHP-t1-S14-BSLheat - Baseline Design - Hourly Results.csv | 9 | 3 | 16 | 4 | 2.6296 | 4.4056
| SFM-wCZ09-v2015-rDXHP-t1-S14-BSLheat - Baseline Design - Hourly Results.csv | 9 | 3 | 17 | 4 | 2.5562 | 4.2594
| SFM-wCZ09-v2015-rDXHP-t1-S15-MSRboth - Baseline Design - Hourly Results.csv | 9 | 1 | 15 | 2 | 3.5588 | 6.1421
| SFM-wCZ09-v2015-rDXHP-t1-S15-MSRboth - Baseline Design - Hourly Results.csv | 9 | 1 | 16 | 2 | 3.6493 | 6.2592
| SFM-wCZ09-v2015-rDXHP-t1-S15-MSRboth - Baseline Design - Hourly Results.csv | 9 | 1 | 17 | 2 | 3.6451 | 6.257
| SFM-wCZ09-v2015-rDXHP-t1-S15-MSRboth - Baseline Design - Hourly Results.csv | 9 | 2 | 15 | 3 | 3.1394 | 5.4893
| SFM-wCZ09-v2015-rDXHP-t1-S15-MSRboth - Baseline Design - Hourly Results.csv | 9 | 2 | 16 | 3 | 2.9365 | 5.0604
| SFM-wCZ09-v2015-rDXHP-t1-S15-MSRboth - Baseline Design - Hourly Results.csv | 9 | 2 | 17 | 3 | 2.7082 | 4.6301
| SFM-wCZ09-v2015-rDXHP-t1-S15-MSRboth - Baseline Design - Hourly Results.csv | 9 | 3 | 15 | 4 | 2.4254 | 4.1558
| SFM-wCZ09-v2015-rDXHP-t1-S15-MSRboth - Baseline Design - Hourly Results.csv | 9 | 3 | 16 | 4 | 2.5364 | 4.2845
| SFM-wCZ09-v2015-rDXHP-t1-S15-MSRboth - Baseline Design - Hourly Results.csv | 9 | 3 | 17 | 4 | 2.4651 | 4.1462
| SFM-wCZ09-v2015-rDXHP-t1-S15-MSRcool - Baseline Design - Hourly Results.csv | 9 | 1 | 15 | 2 | 3.5588 | 6.1421
| SFM-wCZ09-v2015-rDXHP-t1-S15-MSRcool - Baseline Design - Hourly Results.csv | 9 | 1 | 16 | 2 | 3.6493 | 6.2592
| SFM-wCZ09-v2015-rDXHP-t1-S15-MSRcool - Baseline Design - Hourly Results.csv | 9 | 1 | 17 | 2 | 3.6451 | 6.257
| SFM-wCZ09-v2015-rDXHP-t1-S15-MSRcool - Baseline Design - Hourly Results.csv | 9 | 2 | 15 | 3 | 3.1394 | 5.4893
| SFM-wCZ09-v2015-rDXHP-t1-S15-MSRcool - Baseline Design - Hourly Results.csv | 9 | 2 | 16 | 3 | 2.9365 | 5.0604
| SFM-wCZ09-v2015-rDXHP-t1-S15-MSRcool - Baseline Design - Hourly Results.csv | 9 | 2 | 17 | 3 | 2.7082 | 4.6301
| SFM-wCZ09-v2015-rDXHP-t1-S15-MSRcool - Baseline Design - Hourly Results.csv | 9 | 3 | 15 | 4 | 2.4254 | 4.1558
| SFM-wCZ09-v2015-rDXHP-t1-S15-MSRcool - Baseline Design - Hourly Results.csv | 9 | 3 | 16 | 4 | 2.5364 | 4.2845
| SFM-wCZ09-v2015-rDXHP-t1-S15-MSRcool - Baseline Design - Hourly Results.csv | 9 | 3 | 17 | 4 | 2.4651 | 4.1462
| SFM-wCZ09-v2015-rDXHP-t1-S15-MSRheat - Baseline Design - Hourly Results.csv | 9 | 1 | 15 | 2 | 3.2251 | 5.5663
| SFM-wCZ09-v2015-rDXHP-t1-S15-MSRheat - Baseline Design - Hourly Results.csv | 9 | 1 | 16 | 2 | 3.3072 | 5.6724
| SFM-wCZ09-v2015-rDXHP-t1-S15-MSRheat - Baseline Design - Hourly Results.csv | 9 | 1 | 17 | 2 | 3.3034 | 5.6704
| SFM-wCZ09-v2015-rDXHP-t1-S15-MSRheat - Baseline Design - Hourly Results.csv | 9 | 2 | 15 | 3 | 2.8451 | 4.9747
| SFM-wCZ09-v2015-rDXHP-t1-S15-MSRheat - Baseline Design - Hourly Results.csv | 9 | 2 | 16 | 3 | 2.6612 | 4.586
| SFM-wCZ09-v2015-rDXHP-t1-S15-MSRheat - Baseline Design - Hourly Results.csv | 9 | 2 | 17 | 3 | 2.4543 | 4.196
| SFM-wCZ09-v2015-rDXHP-t1-S15-MSRheat - Baseline Design - Hourly Results.csv | 9 | 3 | 15 | 4 | 2.198 | 3.7661
| SFM-wCZ09-v2015-rDXHP-t1-S15-MSRheat - Baseline Design - Hourly Results.csv | 9 | 3 | 16 | 4 | 2.2986 | 3.8828
| SFM-wCZ09-v2015-rDXHP-t1-S15-MSRheat - Baseline Design - Hourly Results.csv | 9 | 3 | 17 | 4 | 2.2339 | 3.7574
| SFM-wCZ09-v2015-rDXHP-t1-S16-MSRboth - Baseline Design - Hourly Results.csv | 9 | 1 | 15 | 2 | 3.6971 | 6.4806
| SFM-wCZ09-v2015-rDXHP-t1-S16-MSRboth - Baseline Design - Hourly Results.csv | 9 | 1 | 16 | 2 | 3.7681 | 6.5529
| SFM-wCZ09-v2015-rDXHP-t1-S16-MSRboth - Baseline Design - Hourly Results.csv | 9 | 1 | 17 | 2 | 3.7618 | 6.5296
| SFM-wCZ09-v2015-rDXHP-t1-S16-MSRboth - Baseline Design - Hourly Results.csv | 9 | 2 | 15 | 3 | 3.2782 | 5.7607
| SFM-wCZ09-v2015-rDXHP-t1-S16-MSRboth - Baseline Design - Hourly Results.csv | 9 | 2 | 16 | 3 | 3.0815 | 5.3336
| SFM-wCZ09-v2015-rDXHP-t1-S16-MSRboth - Baseline Design - Hourly Results.csv | 9 | 2 | 17 | 3 | 2.8639 | 4.7858
| SFM-wCZ09-v2015-rDXHP-t1-S16-MSRboth - Baseline Design - Hourly Results.csv | 9 | 3 | 15 | 4 | 2.5924 | 4.1963
| SFM-wCZ09-v2015-rDXHP-t1-S16-MSRboth - Baseline Design - Hourly Results.csv | 9 | 3 | 16 | 4 | 2.6949 | 4.3206
| SFM-wCZ09-v2015-rDXHP-t1-S16-MSRboth - Baseline Design - Hourly Results.csv | 9 | 3 | 17 | 4 | 2.6201 | 4.1724
| SFM-wCZ09-v2015-rDXHP-t1-S16-MSRcool - Baseline Design - Hourly Results.csv | 9 | 1 | 15 | 2 | 3.6971 | 6.4806
| SFM-wCZ09-v2015-rDXHP-t1-S16-MSRcool - Baseline Design - Hourly Results.csv | 9 | 1 | 16 | 2 | 3.7681 | 6.5529
| SFM-wCZ09-v2015-rDXHP-t1-S16-MSRcool - Baseline Design - Hourly Results.csv | 9 | 1 | 17 | 2 | 3.7618 | 6.5296
| SFM-wCZ09-v2015-rDXHP-t1-S16-MSRcool - Baseline Design - Hourly Results.csv | 9 | 2 | 15 | 3 | 3.2782 | 5.7607
| SFM-wCZ09-v2015-rDXHP-t1-S16-MSRcool - Baseline Design - Hourly Results.csv | 9 | 2 | 16 | 3 | 3.0815 | 5.3336
| SFM-wCZ09-v2015-rDXHP-t1-S16-MSRcool - Baseline Design - Hourly Results.csv | 9 | 2 | 17 | 3 | 2.8639 | 4.7858
| SFM-wCZ09-v2015-rDXHP-t1-S16-MSRcool - Baseline Design - Hourly Results.csv | 9 | 3 | 15 | 4 | 2.5924 | 4.1963
| SFM-wCZ09-v2015-rDXHP-t1-S16-MSRcool - Baseline Design - Hourly Results.csv | 9 | 3 | 16 | 4 | 2.6949 | 4.3206
| SFM-wCZ09-v2015-rDXHP-t1-S16-MSRcool - Baseline Design - Hourly Results.csv | 9 | 3 | 17 | 4 | 2.6201 | 4.1724
| SFM-wCZ09-v2015-rDXHP-t1-S16-MSRheat - Baseline Design - Hourly Results.csv | 9 | 1 | 15 | 2 | 3.3464 | 5.8658
| SFM-wCZ09-v2015-rDXHP-t1-S16-MSRheat - Baseline Design - Hourly Results.csv | 9 | 1 | 16 | 2 | 3.4106 | 5.9312
| SFM-wCZ09-v2015-rDXHP-t1-S16-MSRheat - Baseline Design - Hourly Results.csv | 9 | 1 | 17 | 2 | 3.4049 | 5.9101
| SFM-wCZ09-v2015-rDXHP-t1-S16-MSRheat - Baseline Design - Hourly Results.csv | 9 | 2 | 15 | 3 | 2.9672 | 5.2142
| SFM-wCZ09-v2015-rDXHP-t1-S16-MSRheat - Baseline Design - Hourly Results.csv | 9 | 2 | 16 | 3 | 2.7892 | 4.8276
| SFM-wCZ09-v2015-rDXHP-t1-S16-MSRheat - Baseline Design - Hourly Results.csv | 9 | 2 | 17 | 3 | 2.5922 | 4.3318
| SFM-wCZ09-v2015-rDXHP-t1-S16-MSRheat - Baseline Design - Hourly Results.csv | 9 | 3 | 15 | 4 | 2.3464 | 3.7982
| SFM-wCZ09-v2015-rDXHP-t1-S16-MSRheat - Baseline Design - Hourly Results.csv | 9 | 3 | 16 | 4 | 2.4392 | 3.9107
| SFM-wCZ09-v2015-rDXHP-t1-S16-MSRheat - Baseline Design - Hourly Results.csv | 9 | 3 | 17 | 4 | 2.3715 | 3.7766
| SFM-wCZ09-v2015-rDXHP-t1-S17-MSRboth - Baseline Design - Hourly Results.csv | 9 | 1 | 15 | 2 | 3.4723 | 6.0865
| SFM-wCZ09-v2015-rDXHP-t1-S17-MSRboth - Baseline Design - Hourly Results.csv | 9 | 1 | 16 | 2 | 3.5389 | 6.1543
| SFM-wCZ09-v2015-rDXHP-t1-S17-MSRboth - Baseline Design - Hourly Results.csv | 9 | 1 | 17 | 2 | 3.533 | 6.1325
| SFM-wCZ09-v2015-rDXHP-t1-S17-MSRboth - Baseline Design - Hourly Results.csv | 9 | 2 | 15 | 3 | 3.0789 | 5.4104
| SFM-wCZ09-v2015-rDXHP-t1-S17-MSRboth - Baseline Design - Hourly Results.csv | 9 | 2 | 16 | 3 | 2.8941 | 5.0092
| SFM-wCZ09-v2015-rDXHP-t1-S17-MSRboth - Baseline Design - Hourly Results.csv | 9 | 2 | 17 | 3 | 2.6897 | 4.4948
| SFM-wCZ09-v2015-rDXHP-t1-S17-MSRboth - Baseline Design - Hourly Results.csv | 9 | 3 | 15 | 4 | 2.4347 | 3.9411
| SFM-wCZ09-v2015-rDXHP-t1-S17-MSRboth - Baseline Design - Hourly Results.csv | 9 | 3 | 16 | 4 | 2.531 | 4.0578
| SFM-wCZ09-v2015-rDXHP-t1-S17-MSRboth - Baseline Design - Hourly Results.csv | 9 | 3 | 17 | 4 | 2.4607 | 3.9187
| SFM-wCZ09-v2015-rDXHP-t1-S17-MSRcool - Baseline Design - Hourly Results.csv | 9 | 1 | 15 | 2 | 3.4723 | 6.0865
| SFM-wCZ09-v2015-rDXHP-t1-S17-MSRcool - Baseline Design - Hourly Results.csv | 9 | 1 | 16 | 2 | 3.5389 | 6.1543
| SFM-wCZ09-v2015-rDXHP-t1-S17-MSRcool - Baseline Design - Hourly Results.csv | 9 | 1 | 17 | 2 | 3.533 | 6.1325
| SFM-wCZ09-v2015-rDXHP-t1-S17-MSRcool - Baseline Design - Hourly Results.csv | 9 | 2 | 15 | 3 | 3.0789 | 5.4104
| SFM-wCZ09-v2015-rDXHP-t1-S17-MSRcool - Baseline Design - Hourly Results.csv | 9 | 2 | 16 | 3 | 2.8941 | 5.0092
| SFM-wCZ09-v2015-rDXHP-t1-S17-MSRcool - Baseline Design - Hourly Results.csv | 9 | 2 | 17 | 3 | 2.6897 | 4.4948
| SFM-wCZ09-v2015-rDXHP-t1-S17-MSRcool - Baseline Design - Hourly Results.csv | 9 | 3 | 15 | 4 | 2.4347 | 3.9411
| SFM-wCZ09-v2015-rDXHP-t1-S17-MSRcool - Baseline Design - Hourly Results.csv | 9 | 3 | 16 | 4 | 2.531 | 4.0578
| SFM-wCZ09-v2015-rDXHP-t1-S17-MSRcool - Baseline Design - Hourly Results.csv | 9 | 3 | 17 | 4 | 2.4607 | 3.9187
| SFM-wCZ09-v2015-rDXHP-t1-S17-MSRheat - Baseline Design - Hourly Results.csv | 9 | 1 | 15 | 2 | 3.1266 | 5.4805
| SFM-wCZ09-v2015-rDXHP-t1-S17-MSRheat - Baseline Design - Hourly Results.csv | 9 | 1 | 16 | 2 | 3.1866 | 5.5417
| SFM-wCZ09-v2015-rDXHP-t1-S17-MSRheat - Baseline Design - Hourly Results.csv | 9 | 1 | 17 | 2 | 3.1813 | 5.522
| SFM-wCZ09-v2015-rDXHP-t1-S17-MSRheat - Baseline Design - Hourly Results.csv | 9 | 2 | 15 | 3 | 2.7723 | 4.8717
| SFM-wCZ09-v2015-rDXHP-t1-S17-MSRheat - Baseline Design - Hourly Results.csv | 9 | 2 | 16 | 3 | 2.606 | 4.5105
| SFM-wCZ09-v2015-rDXHP-t1-S17-MSRheat - Baseline Design - Hourly Results.csv | 9 | 2 | 17 | 3 | 2.4219 | 4.0473
| SFM-wCZ09-v2015-rDXHP-t1-S17-MSRheat - Baseline Design - Hourly Results.csv | 9 | 3 | 15 | 4 | 2.1923 | 3.5487
| SFM-wCZ09-v2015-rDXHP-t1-S17-MSRheat - Baseline Design - Hourly Results.csv | 9 | 3 | 16 | 4 | 2.279 | 3.6538
| SFM-wCZ09-v2015-rDXHP-t1-S17-MSRheat - Baseline Design - Hourly Results.csv | 9 | 3 | 17 | 4 | 2.2157 | 3.5286
| SFM-wCZ09-v2015-rDXHP-t2-S14-BSLboth - Baseline Design - Hourly Results.csv | 9 | 1 | 15 | 2 | 4.2323 | 7.1273
| SFM-wCZ09-v2015-rDXHP-t2-S14-BSLboth - Baseline Design - Hourly Results.csv | 9 | 1 | 16 | 2 | 4.218 | 7.2932
| SFM-wCZ09-v2015-rDXHP-t2-S14-BSLboth - Baseline Design - Hourly Results.csv | 9 | 1 | 17 | 2 | 4.1704 | 7.326
| SFM-wCZ09-v2015-rDXHP-t2-S14-BSLboth - Baseline Design - Hourly Results.csv | 9 | 2 | 15 | 3 | 3.9222 | 7.1027
| SFM-wCZ09-v2015-rDXHP-t2-S14-BSLboth - Baseline Design - Hourly Results.csv | 9 | 2 | 16 | 3 | 3.7276 | 6.4604
| SFM-wCZ09-v2015-rDXHP-t2-S14-BSLboth - Baseline Design - Hourly Results.csv | 9 | 2 | 17 | 3 | 3.454 | 5.8681
| SFM-wCZ09-v2015-rDXHP-t2-S14-BSLboth - Baseline Design - Hourly Results.csv | 9 | 3 | 15 | 4 | 2.9708 | 5.0338
| SFM-wCZ09-v2015-rDXHP-t2-S14-BSLboth - Baseline Design - Hourly Results.csv | 9 | 3 | 16 | 4 | 3.0968 | 5.1727
| SFM-wCZ09-v2015-rDXHP-t2-S14-BSLboth - Baseline Design - Hourly Results.csv | 9 | 3 | 17 | 4 | 3.0035 | 4.9896
| SFM-wCZ09-v2015-rDXHP-t2-S14-BSLcool - Baseline Design - Hourly Results.csv | 9 | 1 | 15 | 2 | 4.2323 | 7.1273
| SFM-wCZ09-v2015-rDXHP-t2-S14-BSLcool - Baseline Design - Hourly Results.csv | 9 | 1 | 16 | 2 | 4.218 | 7.2932
| SFM-wCZ09-v2015-rDXHP-t2-S14-BSLcool - Baseline Design - Hourly Results.csv | 9 | 1 | 17 | 2 | 4.1704 | 7.326
| SFM-wCZ09-v2015-rDXHP-t2-S14-BSLcool - Baseline Design - Hourly Results.csv | 9 | 2 | 15 | 3 | 3.9222 | 7.1027
| SFM-wCZ09-v2015-rDXHP-t2-S14-BSLcool - Baseline Design - Hourly Results.csv | 9 | 2 | 16 | 3 | 3.7276 | 6.4604
| SFM-wCZ09-v2015-rDXHP-t2-S14-BSLcool - Baseline Design - Hourly Results.csv | 9 | 2 | 17 | 3 | 3.454 | 5.8681
| SFM-wCZ09-v2015-rDXHP-t2-S14-BSLcool - Baseline Design - Hourly Results.csv | 9 | 3 | 15 | 4 | 2.9708 | 5.0338
| SFM-wCZ09-v2015-rDXHP-t2-S14-BSLcool - Baseline Design - Hourly Results.csv | 9 | 3 | 16 | 4 | 3.0968 | 5.1727
| SFM-wCZ09-v2015-rDXHP-t2-S14-BSLcool - Baseline Design - Hourly Results.csv | 9 | 3 | 17 | 4 | 3.0035 | 4.9896
| SFM-wCZ09-v2015-rDXHP-t2-S14-BSLheat - Baseline Design - Hourly Results.csv | 9 | 1 | 15 | 2 | 3.693 | 6.2191
| SFM-wCZ09-v2015-rDXHP-t2-S14-BSLheat - Baseline Design - Hourly Results.csv | 9 | 1 | 16 | 2 | 3.6806 | 6.3639
| SFM-wCZ09-v2015-rDXHP-t2-S14-BSLheat - Baseline Design - Hourly Results.csv | 9 | 1 | 17 | 2 | 3.639 | 6.3925
| SFM-wCZ09-v2015-rDXHP-t2-S14-BSLheat - Baseline Design - Hourly Results.csv | 9 | 2 | 15 | 3 | 3.4224 | 6.1976
| SFM-wCZ09-v2015-rDXHP-t2-S14-BSLheat - Baseline Design - Hourly Results.csv | 9 | 2 | 16 | 3 | 3.2526 | 5.6372
| SFM-wCZ09-v2015-rDXHP-t2-S14-BSLheat - Baseline Design - Hourly Results.csv | 9 | 2 | 17 | 3 | 3.0139 | 5.1203
| SFM-wCZ09-v2015-rDXHP-t2-S14-BSLheat - Baseline Design - Hourly Results.csv | 9 | 3 | 15 | 4 | 2.5923 | 4.3923
| SFM-wCZ09-v2015-rDXHP-t2-S14-BSLheat - Baseline Design - Hourly Results.csv | 9 | 3 | 16 | 4 | 2.7022 | 4.5136
| SFM-wCZ09-v2015-rDXHP-t2-S14-BSLheat - Baseline Design - Hourly Results.csv | 9 | 3 | 17 | 4 | 2.6208 | 4.3538
| SFM-wCZ09-v2015-rDXHP-t2-S15-MSRboth - Baseline Design - Hourly Results.csv | 9 | 1 | 15 | 2 | 3.5504 | 6.0362
| SFM-wCZ09-v2015-rDXHP-t2-S15-MSRboth - Baseline Design - Hourly Results.csv | 9 | 1 | 16 | 2 | 3.6419 | 6.166
| SFM-wCZ09-v2015-rDXHP-t2-S15-MSRboth - Baseline Design - Hourly Results.csv | 9 | 1 | 17 | 2 | 3.638 | 6.1775
| SFM-wCZ09-v2015-rDXHP-t2-S15-MSRboth - Baseline Design - Hourly Results.csv | 9 | 2 | 15 | 3 | 3.3795 | 5.9899
| SFM-wCZ09-v2015-rDXHP-t2-S15-MSRboth - Baseline Design - Hourly Results.csv | 9 | 2 | 16 | 3 | 3.1316 | 5.4585
| SFM-wCZ09-v2015-rDXHP-t2-S15-MSRboth - Baseline Design - Hourly Results.csv | 9 | 2 | 17 | 3 | 2.8728 | 4.9533
| SFM-wCZ09-v2015-rDXHP-t2-S15-MSRboth - Baseline Design - Hourly Results.csv | 9 | 3 | 15 | 4 | 2.5054 | 4.2694
| SFM-wCZ09-v2015-rDXHP-t2-S15-MSRboth - Baseline Design - Hourly Results.csv | 9 | 3 | 16 | 4 | 2.6087 | 4.3888
| SFM-wCZ09-v2015-rDXHP-t2-S15-MSRboth - Baseline Design - Hourly Results.csv | 9 | 3 | 17 | 4 | 2.5275 | 4.2328
| SFM-wCZ09-v2015-rDXHP-t2-S15-MSRcool - Baseline Design - Hourly Results.csv | 9 | 1 | 15 | 2 | 3.5504 | 6.0362
| SFM-wCZ09-v2015-rDXHP-t2-S15-MSRcool - Baseline Design - Hourly Results.csv | 9 | 1 | 16 | 2 | 3.6419 | 6.166
| SFM-wCZ09-v2015-rDXHP-t2-S15-MSRcool - Baseline Design - Hourly Results.csv | 9 | 1 | 17 | 2 | 3.638 | 6.1775
| SFM-wCZ09-v2015-rDXHP-t2-S15-MSRcool - Baseline Design - Hourly Results.csv | 9 | 2 | 15 | 3 | 3.3795 | 5.9899
| SFM-wCZ09-v2015-rDXHP-t2-S15-MSRcool - Baseline Design - Hourly Results.csv | 9 | 2 | 16 | 3 | 3.1316 | 5.4585
| SFM-wCZ09-v2015-rDXHP-t2-S15-MSRcool - Baseline Design - Hourly Results.csv | 9 | 2 | 17 | 3 | 2.8728 | 4.9533
| SFM-wCZ09-v2015-rDXHP-t2-S15-MSRcool - Baseline Design - Hourly Results.csv | 9 | 3 | 15 | 4 | 2.5054 | 4.2694
| SFM-wCZ09-v2015-rDXHP-t2-S15-MSRcool - Baseline Design - Hourly Results.csv | 9 | 3 | 16 | 4 | 2.6087 | 4.3888
| SFM-wCZ09-v2015-rDXHP-t2-S15-MSRcool - Baseline Design - Hourly Results.csv | 9 | 3 | 17 | 4 | 2.5275 | 4.2328
| SFM-wCZ09-v2015-rDXHP-t2-S15-MSRheat - Baseline Design - Hourly Results.csv | 9 | 1 | 15 | 2 | 3.2175 | 5.4703
| SFM-wCZ09-v2015-rDXHP-t2-S15-MSRheat - Baseline Design - Hourly Results.csv | 9 | 1 | 16 | 2 | 3.3005 | 5.5879
| SFM-wCZ09-v2015-rDXHP-t2-S15-MSRheat - Baseline Design - Hourly Results.csv | 9 | 1 | 17 | 2 | 3.2969 | 5.5983
| SFM-wCZ09-v2015-rDXHP-t2-S15-MSRheat - Baseline Design - Hourly Results.csv | 9 | 2 | 15 | 3 | 3.0627 | 5.4283
| SFM-wCZ09-v2015-rDXHP-t2-S15-MSRheat - Baseline Design - Hourly Results.csv | 9 | 2 | 16 | 3 | 2.838 | 4.9467
| SFM-wCZ09-v2015-rDXHP-t2-S15-MSRheat - Baseline Design - Hourly Results.csv | 9 | 2 | 17 | 3 | 2.6034 | 4.4889
| SFM-wCZ09-v2015-rDXHP-t2-S15-MSRheat - Baseline Design - Hourly Results.csv | 9 | 3 | 15 | 4 | 2.2705 | 3.8691
| SFM-wCZ09-v2015-rDXHP-t2-S15-MSRheat - Baseline Design - Hourly Results.csv | 9 | 3 | 16 | 4 | 2.3641 | 3.9774
| SFM-wCZ09-v2015-rDXHP-t2-S15-MSRheat - Baseline Design - Hourly Results.csv | 9 | 3 | 17 | 4 | 2.2905 | 3.8359
| SFM-wCZ09-v2015-rDXHP-t2-S16-MSRboth - Baseline Design - Hourly Results.csv | 9 | 1 | 15 | 2 | 3.698 | 6.3784
| SFM-wCZ09-v2015-rDXHP-t2-S16-MSRboth - Baseline Design - Hourly Results.csv | 9 | 1 | 16 | 2 | 3.7688 | 6.4626
| SFM-wCZ09-v2015-rDXHP-t2-S16-MSRboth - Baseline Design - Hourly Results.csv | 9 | 1 | 17 | 2 | 3.7606 | 6.4542
| SFM-wCZ09-v2015-rDXHP-t2-S16-MSRboth - Baseline Design - Hourly Results.csv | 9 | 2 | 15 | 3 | 3.5093 | 6.2514
| SFM-wCZ09-v2015-rDXHP-t2-S16-MSRboth - Baseline Design - Hourly Results.csv | 9 | 2 | 16 | 3 | 3.273 | 5.7297
| SFM-wCZ09-v2015-rDXHP-t2-S16-MSRboth - Baseline Design - Hourly Results.csv | 9 | 2 | 17 | 3 | 3.0273 | 5.2389
| SFM-wCZ09-v2015-rDXHP-t2-S16-MSRboth - Baseline Design - Hourly Results.csv | 9 | 3 | 15 | 4 | 2.6675 | 4.3147
| SFM-wCZ09-v2015-rDXHP-t2-S16-MSRboth - Baseline Design - Hourly Results.csv | 9 | 3 | 16 | 4 | 2.7612 | 4.4257
| SFM-wCZ09-v2015-rDXHP-t2-S16-MSRboth - Baseline Design - Hourly Results.csv | 9 | 3 | 17 | 4 | 2.6814 | 4.2625
| SFM-wCZ09-v2015-rDXHP-t2-S16-MSRcool - Baseline Design - Hourly Results.csv | 9 | 1 | 15 | 2 | 3.698 | 6.3784
| SFM-wCZ09-v2015-rDXHP-t2-S16-MSRcool - Baseline Design - Hourly Results.csv | 9 | 1 | 16 | 2 | 3.7688 | 6.4626
| SFM-wCZ09-v2015-rDXHP-t2-S16-MSRcool - Baseline Design - Hourly Results.csv | 9 | 1 | 17 | 2 | 3.7606 | 6.4542
| SFM-wCZ09-v2015-rDXHP-t2-S16-MSRcool - Baseline Design - Hourly Results.csv | 9 | 2 | 15 | 3 | 3.5093 | 6.2514
| SFM-wCZ09-v2015-rDXHP-t2-S16-MSRcool - Baseline Design - Hourly Results.csv | 9 | 2 | 16 | 3 | 3.273 | 5.7297
| SFM-wCZ09-v2015-rDXHP-t2-S16-MSRcool - Baseline Design - Hourly Results.csv | 9 | 2 | 17 | 3 | 3.0273 | 5.2389
| SFM-wCZ09-v2015-rDXHP-t2-S16-MSRcool - Baseline Design - Hourly Results.csv | 9 | 3 | 15 | 4 | 2.6675 | 4.3147
| SFM-wCZ09-v2015-rDXHP-t2-S16-MSRcool - Baseline Design - Hourly Results.csv | 9 | 3 | 16 | 4 | 2.7612 | 4.4257
| SFM-wCZ09-v2015-rDXHP-t2-S16-MSRcool - Baseline Design - Hourly Results.csv | 9 | 3 | 17 | 4 | 2.6814 | 4.2625
| SFM-wCZ09-v2015-rDXHP-t2-S16-MSRheat - Baseline Design - Hourly Results.csv | 9 | 1 | 15 | 2 | 3.3472 | 5.7732
| SFM-wCZ09-v2015-rDXHP-t2-S16-MSRheat - Baseline Design - Hourly Results.csv | 9 | 1 | 16 | 2 | 3.4113 | 5.8495
| SFM-wCZ09-v2015-rDXHP-t2-S16-MSRheat - Baseline Design - Hourly Results.csv | 9 | 1 | 17 | 2 | 3.4038 | 5.8419
| SFM-wCZ09-v2015-rDXHP-t2-S16-MSRheat - Baseline Design - Hourly Results.csv | 9 | 2 | 15 | 3 | 3.1764 | 5.6584
| SFM-wCZ09-v2015-rDXHP-t2-S16-MSRheat - Baseline Design - Hourly Results.csv | 9 | 2 | 16 | 3 | 2.9625 | 5.1862
| SFM-wCZ09-v2015-rDXHP-t2-S16-MSRheat - Baseline Design - Hourly Results.csv | 9 | 2 | 17 | 3 | 2.7401 | 4.7419
| SFM-wCZ09-v2015-rDXHP-t2-S16-MSRheat - Baseline Design - Hourly Results.csv | 9 | 3 | 15 | 4 | 2.4145 | 3.9054
| SFM-wCZ09-v2015-rDXHP-t2-S16-MSRheat - Baseline Design - Hourly Results.csv | 9 | 3 | 16 | 4 | 2.4992 | 4.0058
| SFM-wCZ09-v2015-rDXHP-t2-S16-MSRheat - Baseline Design - Hourly Results.csv | 9 | 3 | 17 | 4 | 2.427 | 3.8581
| SFM-wCZ09-v2015-rDXHP-t2-S17-MSRboth - Baseline Design - Hourly Results.csv | 9 | 1 | 15 | 2 | 3.4731 | 5.9905
| SFM-wCZ09-v2015-rDXHP-t2-S17-MSRboth - Baseline Design - Hourly Results.csv | 9 | 1 | 16 | 2 | 3.5396 | 6.0696
| SFM-wCZ09-v2015-rDXHP-t2-S17-MSRboth - Baseline Design - Hourly Results.csv | 9 | 1 | 17 | 2 | 3.5319 | 6.0617
| SFM-wCZ09-v2015-rDXHP-t2-S17-MSRboth - Baseline Design - Hourly Results.csv | 9 | 2 | 15 | 3 | 3.2959 | 5.8713
| SFM-wCZ09-v2015-rDXHP-t2-S17-MSRboth - Baseline Design - Hourly Results.csv | 9 | 2 | 16 | 3 | 3.074 | 5.3813
| SFM-wCZ09-v2015-rDXHP-t2-S17-MSRboth - Baseline Design - Hourly Results.csv | 9 | 2 | 17 | 3 | 2.8432 | 4.9203
| SFM-wCZ09-v2015-rDXHP-t2-S17-MSRboth - Baseline Design - Hourly Results.csv | 9 | 3 | 15 | 4 | 2.5053 | 4.0523
| SFM-wCZ09-v2015-rDXHP-t2-S17-MSRboth - Baseline Design - Hourly Results.csv | 9 | 3 | 16 | 4 | 2.5932 | 4.1566
| SFM-wCZ09-v2015-rDXHP-t2-S17-MSRboth - Baseline Design - Hourly Results.csv | 9 | 3 | 17 | 4 | 2.5183 | 4.0033
| SFM-wCZ09-v2015-rDXHP-t2-S17-MSRcool - Baseline Design - Hourly Results.csv | 9 | 1 | 15 | 2 | 3.4731 | 5.9905
| SFM-wCZ09-v2015-rDXHP-t2-S17-MSRcool - Baseline Design - Hourly Results.csv | 9 | 1 | 16 | 2 | 3.5396 | 6.0696
| SFM-wCZ09-v2015-rDXHP-t2-S17-MSRcool - Baseline Design - Hourly Results.csv | 9 | 1 | 17 | 2 | 3.5319 | 6.0617
| SFM-wCZ09-v2015-rDXHP-t2-S17-MSRcool - Baseline Design - Hourly Results.csv | 9 | 2 | 15 | 3 | 3.2959 | 5.8713
| SFM-wCZ09-v2015-rDXHP-t2-S17-MSRcool - Baseline Design - Hourly Results.csv | 9 | 2 | 16 | 3 | 3.074 | 5.3813
| SFM-wCZ09-v2015-rDXHP-t2-S17-MSRcool - Baseline Design - Hourly Results.csv | 9 | 2 | 17 | 3 | 2.8432 | 4.9203
| SFM-wCZ09-v2015-rDXHP-t2-S17-MSRcool - Baseline Design - Hourly Results.csv | 9 | 3 | 15 | 4 | 2.5053 | 4.0523
| SFM-wCZ09-v2015-rDXHP-t2-S17-MSRcool - Baseline Design - Hourly Results.csv | 9 | 3 | 16 | 4 | 2.5932 | 4.1566
| SFM-wCZ09-v2015-rDXHP-t2-S17-MSRcool - Baseline Design - Hourly Results.csv | 9 | 3 | 17 | 4 | 2.5183 | 4.0033
| SFM-wCZ09-v2015-rDXHP-t2-S17-MSRheat - Baseline Design - Hourly Results.csv | 9 | 1 | 15 | 2 | 3.1273 | 5.3941
| SFM-wCZ09-v2015-rDXHP-t2-S17-MSRheat - Baseline Design - Hourly Results.csv | 9 | 1 | 16 | 2 | 3.1872 | 5.4653
| SFM-wCZ09-v2015-rDXHP-t2-S17-MSRheat - Baseline Design - Hourly Results.csv | 9 | 1 | 17 | 2 | 3.1803 | 5.4582
| SFM-wCZ09-v2015-rDXHP-t2-S17-MSRheat - Baseline Design - Hourly Results.csv | 9 | 2 | 15 | 3 | 2.9678 | 5.2867
| SFM-wCZ09-v2015-rDXHP-t2-S17-MSRheat - Baseline Design - Hourly Results.csv | 9 | 2 | 16 | 3 | 2.768 | 4.8456
| SFM-wCZ09-v2015-rDXHP-t2-S17-MSRheat - Baseline Design - Hourly Results.csv | 9 | 2 | 17 | 3 | 2.5601 | 4.4305
| SFM-wCZ09-v2015-rDXHP-t2-S17-MSRheat - Baseline Design - Hourly Results.csv | 9 | 3 | 15 | 4 | 2.2559 | 3.6489
| SFM-wCZ09-v2015-rDXHP-t2-S17-MSRheat - Baseline Design - Hourly Results.csv | 9 | 3 | 16 | 4 | 2.3351 | 3.7428
| SFM-wCZ09-v2015-rDXHP-t2-S17-MSRheat - Baseline Design - Hourly Results.csv | 9 | 3 | 17 | 4 | 2.2676 | 3.6047
| SFM-wCZ09-v2015-rDXHP-t3-S14-BSLboth - Baseline Design - Hourly Results.csv | 9 | 1 | 15 | 2 | 3.7324 | 6.1533
| SFM-wCZ09-v2015-rDXHP-t3-S14-BSLboth - Baseline Design - Hourly Results.csv | 9 | 1 | 16 | 2 | 3.8635 | 6.3697
| SFM-wCZ09-v2015-rDXHP-t3-S14-BSLboth - Baseline Design - Hourly Results.csv | 9 | 1 | 17 | 2 | 3.8861 | 6.447
| SFM-wCZ09-v2015-rDXHP-t3-S14-BSLboth - Baseline Design - Hourly Results.csv | 9 | 2 | 15 | 3 | 3.2501 | 5.5399
| SFM-wCZ09-v2015-rDXHP-t3-S14-BSLboth - Baseline Design - Hourly Results.csv | 9 | 2 | 16 | 3 | 3.0562 | 5.147
| SFM-wCZ09-v2015-rDXHP-t3-S14-BSLboth - Baseline Design - Hourly Results.csv | 9 | 2 | 17 | 3 | 2.8239 | 4.7268
| SFM-wCZ09-v2015-rDXHP-t3-S14-BSLboth - Baseline Design - Hourly Results.csv | 9 | 3 | 15 | 4 | 2.4454 | 4.0704
| SFM-wCZ09-v2015-rDXHP-t3-S14-BSLboth - Baseline Design - Hourly Results.csv | 9 | 3 | 16 | 4 | 2.5992 | 4.28
| SFM-wCZ09-v2015-rDXHP-t3-S14-BSLboth - Baseline Design - Hourly Results.csv | 9 | 3 | 17 | 4 | 2.5411 | 4.1808
| SFM-wCZ09-v2015-rDXHP-t3-S14-BSLcool - Baseline Design - Hourly Results.csv | 9 | 1 | 15 | 2 | 3.7324 | 6.1533
| SFM-wCZ09-v2015-rDXHP-t3-S14-BSLcool - Baseline Design - Hourly Results.csv | 9 | 1 | 16 | 2 | 3.8635 | 6.3697
| SFM-wCZ09-v2015-rDXHP-t3-S14-BSLcool - Baseline Design - Hourly Results.csv | 9 | 1 | 17 | 2 | 3.8861 | 6.447
| SFM-wCZ09-v2015-rDXHP-t3-S14-BSLcool - Baseline Design - Hourly Results.csv | 9 | 2 | 15 | 3 | 3.2501 | 5.5399
| SFM-wCZ09-v2015-rDXHP-t3-S14-BSLcool - Baseline Design - Hourly Results.csv | 9 | 2 | 16 | 3 | 3.0562 | 5.147
| SFM-wCZ09-v2015-rDXHP-t3-S14-BSLcool - Baseline Design - Hourly Results.csv | 9 | 2 | 17 | 3 | 2.8239 | 4.7268
| SFM-wCZ09-v2015-rDXHP-t3-S14-BSLcool - Baseline Design - Hourly Results.csv | 9 | 3 | 15 | 4 | 2.4454 | 4.0704
| SFM-wCZ09-v2015-rDXHP-t3-S14-BSLcool - Baseline Design - Hourly Results.csv | 9 | 3 | 16 | 4 | 2.5992 | 4.28
| SFM-wCZ09-v2015-rDXHP-t3-S14-BSLcool - Baseline Design - Hourly Results.csv | 9 | 3 | 17 | 4 | 2.5411 | 4.1808
| SFM-wCZ09-v2015-rDXHP-t3-S14-BSLheat - Baseline Design - Hourly Results.csv | 9 | 1 | 15 | 2 | 3.2568 | 5.3692
| SFM-wCZ09-v2015-rDXHP-t3-S14-BSLheat - Baseline Design - Hourly Results.csv | 9 | 1 | 16 | 2 | 3.3712 | 5.558
| SFM-wCZ09-v2015-rDXHP-t3-S14-BSLheat - Baseline Design - Hourly Results.csv | 9 | 1 | 17 | 2 | 3.391 | 5.6255
| SFM-wCZ09-v2015-rDXHP-t3-S14-BSLheat - Baseline Design - Hourly Results.csv | 9 | 2 | 15 | 3 | 2.8359 | 4.8339
| SFM-wCZ09-v2015-rDXHP-t3-S14-BSLheat - Baseline Design - Hourly Results.csv | 9 | 2 | 16 | 3 | 2.6667 | 4.4911
| SFM-wCZ09-v2015-rDXHP-t3-S14-BSLheat - Baseline Design - Hourly Results.csv | 9 | 2 | 17 | 3 | 2.464 | 4.1245
| SFM-wCZ09-v2015-rDXHP-t3-S14-BSLheat - Baseline Design - Hourly Results.csv | 9 | 3 | 15 | 4 | 2.1338 | 3.5517
| SFM-wCZ09-v2015-rDXHP-t3-S14-BSLheat - Baseline Design - Hourly Results.csv | 9 | 3 | 16 | 4 | 2.268 | 3.7346
| SFM-wCZ09-v2015-rDXHP-t3-S14-BSLheat - Baseline Design - Hourly Results.csv | 9 | 3 | 17 | 4 | 2.2173 | 3.648
| SFM-wCZ09-v2015-rDXHP-t3-S15-MSRboth - Baseline Design - Hourly Results.csv | 9 | 1 | 15 | 2 | 3.1252 | 5.2153
| SFM-wCZ09-v2015-rDXHP-t3-S15-MSRboth - Baseline Design - Hourly Results.csv | 9 | 1 | 16 | 2 | 3.2303 | 5.386
| SFM-wCZ09-v2015-rDXHP-t3-S15-MSRboth - Baseline Design - Hourly Results.csv | 9 | 1 | 17 | 2 | 3.2407 | 5.4347
| SFM-wCZ09-v2015-rDXHP-t3-S15-MSRboth - Baseline Design - Hourly Results.csv | 9 | 2 | 15 | 3 | 2.7093 | 4.6648
| SFM-wCZ09-v2015-rDXHP-t3-S15-MSRboth - Baseline Design - Hourly Results.csv | 9 | 2 | 16 | 3 | 2.559 | 4.3436
| SFM-wCZ09-v2015-rDXHP-t3-S15-MSRboth - Baseline Design - Hourly Results.csv | 9 | 2 | 17 | 3 | 2.3666 | 3.9944
| SFM-wCZ09-v2015-rDXHP-t3-S15-MSRboth - Baseline Design - Hourly Results.csv | 9 | 3 | 15 | 4 | 2.0487 | 3.4352
| SFM-wCZ09-v2015-rDXHP-t3-S15-MSRboth - Baseline Design - Hourly Results.csv | 9 | 3 | 16 | 4 | 2.1819 | 3.6167
| SFM-wCZ09-v2015-rDXHP-t3-S15-MSRboth - Baseline Design - Hourly Results.csv | 9 | 3 | 17 | 4 | 2.1342 | 3.5348
| SFM-wCZ09-v2015-rDXHP-t3-S15-MSRcool - Baseline Design - Hourly Results.csv | 9 | 1 | 15 | 2 | 3.1252 | 5.2153
| SFM-wCZ09-v2015-rDXHP-t3-S15-MSRcool - Baseline Design - Hourly Results.csv | 9 | 1 | 16 | 2 | 3.2303 | 5.386
| SFM-wCZ09-v2015-rDXHP-t3-S15-MSRcool - Baseline Design - Hourly Results.csv | 9 | 1 | 17 | 2 | 3.2407 | 5.4347
| SFM-wCZ09-v2015-rDXHP-t3-S15-MSRcool - Baseline Design - Hourly Results.csv | 9 | 2 | 15 | 3 | 2.7093 | 4.6648
| SFM-wCZ09-v2015-rDXHP-t3-S15-MSRcool - Baseline Design - Hourly Results.csv | 9 | 2 | 16 | 3 | 2.559 | 4.3436
| SFM-wCZ09-v2015-rDXHP-t3-S15-MSRcool - Baseline Design - Hourly Results.csv | 9 | 2 | 17 | 3 | 2.3666 | 3.9944
| SFM-wCZ09-v2015-rDXHP-t3-S15-MSRcool - Baseline Design - Hourly Results.csv | 9 | 3 | 15 | 4 | 2.0487 | 3.4352
| SFM-wCZ09-v2015-rDXHP-t3-S15-MSRcool - Baseline Design - Hourly Results.csv | 9 | 3 | 16 | 4 | 2.1819 | 3.6167
| SFM-wCZ09-v2015-rDXHP-t3-S15-MSRcool - Baseline Design - Hourly Results.csv | 9 | 3 | 17 | 4 | 2.1342 | 3.5348
| SFM-wCZ09-v2015-rDXHP-t3-S15-MSRheat - Baseline Design - Hourly Results.csv | 9 | 1 | 15 | 2 | 2.8322 | 4.7263
| SFM-wCZ09-v2015-rDXHP-t3-S15-MSRheat - Baseline Design - Hourly Results.csv | 9 | 1 | 16 | 2 | 2.9274 | 4.881
| SFM-wCZ09-v2015-rDXHP-t3-S15-MSRheat - Baseline Design - Hourly Results.csv | 9 | 1 | 17 | 2 | 2.9369 | 4.9251
| SFM-wCZ09-v2015-rDXHP-t3-S15-MSRheat - Baseline Design - Hourly Results.csv | 9 | 2 | 15 | 3 | 2.4553 | 4.2274
| SFM-wCZ09-v2015-rDXHP-t3-S15-MSRheat - Baseline Design - Hourly Results.csv | 9 | 2 | 16 | 3 | 2.3191 | 3.9364
| SFM-wCZ09-v2015-rDXHP-t3-S15-MSRheat - Baseline Design - Hourly Results.csv | 9 | 2 | 17 | 3 | 2.1447 | 3.6199
| SFM-wCZ09-v2015-rDXHP-t3-S15-MSRheat - Baseline Design - Hourly Results.csv | 9 | 3 | 15 | 4 | 1.8566 | 3.1132
| SFM-wCZ09-v2015-rDXHP-t3-S15-MSRheat - Baseline Design - Hourly Results.csv | 9 | 3 | 16 | 4 | 1.9773 | 3.2776
| SFM-wCZ09-v2015-rDXHP-t3-S15-MSRheat - Baseline Design - Hourly Results.csv | 9 | 3 | 17 | 4 | 1.9341 | 3.2034
| SFM-wCZ09-v2015-rDXHP-t3-S16-MSRboth - Baseline Design - Hourly Results.csv | 9 | 1 | 15 | 2 | 3.3028 | 5.4355
| SFM-wCZ09-v2015-rDXHP-t3-S16-MSRboth - Baseline Design - Hourly Results.csv | 9 | 1 | 16 | 2 | 3.3855 | 5.7008
| SFM-wCZ09-v2015-rDXHP-t3-S16-MSRboth - Baseline Design - Hourly Results.csv | 9 | 1 | 17 | 2 | 3.3847 | 5.7169
| SFM-wCZ09-v2015-rDXHP-t3-S16-MSRboth - Baseline Design - Hourly Results.csv | 9 | 2 | 15 | 3 | 2.8651 | 4.67
| SFM-wCZ09-v2015-rDXHP-t3-S16-MSRboth - Baseline Design - Hourly Results.csv | 9 | 2 | 16 | 3 | 2.7122 | 4.3506
| SFM-wCZ09-v2015-rDXHP-t3-S16-MSRboth - Baseline Design - Hourly Results.csv | 9 | 2 | 17 | 3 | 2.5221 | 3.9949
| SFM-wCZ09-v2015-rDXHP-t3-S16-MSRboth - Baseline Design - Hourly Results.csv | 9 | 3 | 15 | 4 | 2.0845 | 3.4432
| SFM-wCZ09-v2015-rDXHP-t3-S16-MSRboth - Baseline Design - Hourly Results.csv | 9 | 3 | 16 | 4 | 2.215 | 3.6191
| SFM-wCZ09-v2015-rDXHP-t3-S16-MSRboth - Baseline Design - Hourly Results.csv | 9 | 3 | 17 | 4 | 2.1652 | 3.5358
| SFM-wCZ09-v2015-rDXHP-t3-S16-MSRcool - Baseline Design - Hourly Results.csv | 9 | 1 | 15 | 2 | 3.3028 | 5.4355
| SFM-wCZ09-v2015-rDXHP-t3-S16-MSRcool - Baseline Design - Hourly Results.csv | 9 | 1 | 16 | 2 | 3.3855 | 5.7008
| SFM-wCZ09-v2015-rDXHP-t3-S16-MSRcool - Baseline Design - Hourly Results.csv | 9 | 1 | 17 | 2 | 3.3847 | 5.7169
| SFM-wCZ09-v2015-rDXHP-t3-S16-MSRcool - Baseline Design - Hourly Results.csv | 9 | 2 | 15 | 3 | 2.8651 | 4.67
| SFM-wCZ09-v2015-rDXHP-t3-S16-MSRcool - Baseline Design - Hourly Results.csv | 9 | 2 | 16 | 3 | 2.7122 | 4.3506
| SFM-wCZ09-v2015-rDXHP-t3-S16-MSRcool - Baseline Design - Hourly Results.csv | 9 | 2 | 17 | 3 | 2.5221 | 3.9949
| SFM-wCZ09-v2015-rDXHP-t3-S16-MSRcool - Baseline Design - Hourly Results.csv | 9 | 3 | 15 | 4 | 2.0845 | 3.4432
| SFM-wCZ09-v2015-rDXHP-t3-S16-MSRcool - Baseline Design - Hourly Results.csv | 9 | 3 | 16 | 4 | 2.215 | 3.6191
| SFM-wCZ09-v2015-rDXHP-t3-S16-MSRcool - Baseline Design - Hourly Results.csv | 9 | 3 | 17 | 4 | 2.1652 | 3.5358
| SFM-wCZ09-v2015-rDXHP-t3-S16-MSRheat - Baseline Design - Hourly Results.csv | 9 | 1 | 15 | 2 | 2.9895 | 4.9198
| SFM-wCZ09-v2015-rDXHP-t3-S16-MSRheat - Baseline Design - Hourly Results.csv | 9 | 1 | 16 | 2 | 3.0643 | 5.16
| SFM-wCZ09-v2015-rDXHP-t3-S16-MSRheat - Baseline Design - Hourly Results.csv | 9 | 1 | 17 | 2 | 3.0636 | 5.1745
| SFM-wCZ09-v2015-rDXHP-t3-S16-MSRheat - Baseline Design - Hourly Results.csv | 9 | 2 | 15 | 3 | 2.5933 | 4.227
| SFM-wCZ09-v2015-rDXHP-t3-S16-MSRheat - Baseline Design - Hourly Results.csv | 9 | 2 | 16 | 3 | 2.4549 | 3.9379
| SFM-wCZ09-v2015-rDXHP-t3-S16-MSRheat - Baseline Design - Hourly Results.csv | 9 | 2 | 17 | 3 | 2.2828 | 3.6159
| SFM-wCZ09-v2015-rDXHP-t3-S16-MSRheat - Baseline Design - Hourly Results.csv | 9 | 3 | 15 | 4 | 1.8867 | 3.1166
| SFM-wCZ09-v2015-rDXHP-t3-S16-MSRheat - Baseline Design - Hourly Results.csv | 9 | 3 | 16 | 4 | 2.0048 | 3.2757
| SFM-wCZ09-v2015-rDXHP-t3-S16-MSRheat - Baseline Design - Hourly Results.csv | 9 | 3 | 17 | 4 | 1.9598 | 3.2004
| SFM-wCZ09-v2015-rDXHP-t3-S17-MSRboth - Baseline Design - Hourly Results.csv | 9 | 1 | 15 | 2 | 3.102 | 5.1049
| SFM-wCZ09-v2015-rDXHP-t3-S17-MSRboth - Baseline Design - Hourly Results.csv | 9 | 1 | 16 | 2 | 3.1796 | 5.3542
| SFM-wCZ09-v2015-rDXHP-t3-S17-MSRboth - Baseline Design - Hourly Results.csv | 9 | 1 | 17 | 2 | 3.1788 | 5.3692
| SFM-wCZ09-v2015-rDXHP-t3-S17-MSRboth - Baseline Design - Hourly Results.csv | 9 | 2 | 15 | 3 | 2.6908 | 4.386
| SFM-wCZ09-v2015-rDXHP-t3-S17-MSRboth - Baseline Design - Hourly Results.csv | 9 | 2 | 16 | 3 | 2.5473 | 4.086
| SFM-wCZ09-v2015-rDXHP-t3-S17-MSRboth - Baseline Design - Hourly Results.csv | 9 | 2 | 17 | 3 | 2.3687 | 3.7519
| SFM-wCZ09-v2015-rDXHP-t3-S17-MSRboth - Baseline Design - Hourly Results.csv | 9 | 3 | 15 | 4 | 1.9577 | 3.2338
| SFM-wCZ09-v2015-rDXHP-t3-S17-MSRboth - Baseline Design - Hourly Results.csv | 9 | 3 | 16 | 4 | 2.0803 | 3.399
| SFM-wCZ09-v2015-rDXHP-t3-S17-MSRboth - Baseline Design - Hourly Results.csv | 9 | 3 | 17 | 4 | 2.0335 | 3.3208
| SFM-wCZ09-v2015-rDXHP-t3-S17-MSRcool - Baseline Design - Hourly Results.csv | 9 | 1 | 15 | 2 | 3.102 | 5.1049
| SFM-wCZ09-v2015-rDXHP-t3-S17-MSRcool - Baseline Design - Hourly Results.csv | 9 | 1 | 16 | 2 | 3.1796 | 5.3542
| SFM-wCZ09-v2015-rDXHP-t3-S17-MSRcool - Baseline Design - Hourly Results.csv | 9 | 1 | 17 | 2 | 3.1788 | 5.3692
| SFM-wCZ09-v2015-rDXHP-t3-S17-MSRcool - Baseline Design - Hourly Results.csv | 9 | 2 | 15 | 3 | 2.6908 | 4.386
| SFM-wCZ09-v2015-rDXHP-t3-S17-MSRcool - Baseline Design - Hourly Results.csv | 9 | 2 | 16 | 3 | 2.5473 | 4.086
| SFM-wCZ09-v2015-rDXHP-t3-S17-MSRcool - Baseline Design - Hourly Results.csv | 9 | 2 | 17 | 3 | 2.3687 | 3.7519
| SFM-wCZ09-v2015-rDXHP-t3-S17-MSRcool - Baseline Design - Hourly Results.csv | 9 | 3 | 15 | 4 | 1.9577 | 3.2338
| SFM-wCZ09-v2015-rDXHP-t3-S17-MSRcool - Baseline Design - Hourly Results.csv | 9 | 3 | 16 | 4 | 2.0803 | 3.399
| SFM-wCZ09-v2015-rDXHP-t3-S17-MSRcool - Baseline Design - Hourly Results.csv | 9 | 3 | 17 | 4 | 2.0335 | 3.3208
| SFM-wCZ09-v2015-rDXHP-t3-S17-MSRheat - Baseline Design - Hourly Results.csv | 9 | 1 | 15 | 2 | 2.7932 | 4.5967
| SFM-wCZ09-v2015-rDXHP-t3-S17-MSRheat - Baseline Design - Hourly Results.csv | 9 | 1 | 16 | 2 | 2.863 | 4.8211
| SFM-wCZ09-v2015-rDXHP-t3-S17-MSRheat - Baseline Design - Hourly Results.csv | 9 | 1 | 17 | 2 | 2.8624 | 4.8347
| SFM-wCZ09-v2015-rDXHP-t3-S17-MSRheat - Baseline Design - Hourly Results.csv | 9 | 2 | 15 | 3 | 2.423 | 3.9494
| SFM-wCZ09-v2015-rDXHP-t3-S17-MSRheat - Baseline Design - Hourly Results.csv | 9 | 2 | 16 | 3 | 2.2937 | 3.6792
| SFM-wCZ09-v2015-rDXHP-t3-S17-MSRheat - Baseline Design - Hourly Results.csv | 9 | 2 | 17 | 3 | 2.1329 | 3.3784
| SFM-wCZ09-v2015-rDXHP-t3-S17-MSRheat - Baseline Design - Hourly Results.csv | 9 | 3 | 15 | 4 | 1.7628 | 2.9119
| SFM-wCZ09-v2015-rDXHP-t3-S17-MSRheat - Baseline Design - Hourly Results.csv | 9 | 3 | 16 | 4 | 1.8732 | 3.0606
| SFM-wCZ09-v2015-rDXHP-t3-S17-MSRheat - Baseline Design - Hourly Results.csv | 9 | 3 | 17 | 4 | 1.8311 | 2.9902
| SFM-wCZ09-v2015-rDXHP-t4-S14-BSLboth - Baseline Design - Hourly Results.csv | 9 | 1 | 15 | 2 | 3.8121 | 6.1567
| SFM-wCZ09-v2015-rDXHP-t4-S14-BSLboth - Baseline Design - Hourly Results.csv | 9 | 1 | 16 | 2 | 3.9332 | 6.3726
| SFM-wCZ09-v2015-rDXHP-t4-S14-BSLboth - Baseline Design - Hourly Results.csv | 9 | 1 | 17 | 2 | 3.9476 | 6.4492
| SFM-wCZ09-v2015-rDXHP-t4-S14-BSLboth - Baseline Design - Hourly Results.csv | 9 | 2 | 15 | 3 | 3.5937 | 6.301
| SFM-wCZ09-v2015-rDXHP-t4-S14-BSLboth - Baseline Design - Hourly Results.csv | 9 | 2 | 16 | 3 | 3.336 | 5.7499
| SFM-wCZ09-v2015-rDXHP-t4-S14-BSLboth - Baseline Design - Hourly Results.csv | 9 | 2 | 17 | 3 | 3.0602 | 5.2252
| SFM-wCZ09-v2015-rDXHP-t4-S14-BSLboth - Baseline Design - Hourly Results.csv | 9 | 3 | 15 | 4 | 2.5722 | 4.2608
| SFM-wCZ09-v2015-rDXHP-t4-S14-BSLboth - Baseline Design - Hourly Results.csv | 9 | 3 | 16 | 4 | 2.7086 | 4.4463
| SFM-wCZ09-v2015-rDXHP-t4-S14-BSLboth - Baseline Design - Hourly Results.csv | 9 | 3 | 17 | 4 | 2.6394 | 4.3234
| SFM-wCZ09-v2015-rDXHP-t4-S14-BSLcool - Baseline Design - Hourly Results.csv | 9 | 1 | 15 | 2 | 3.8121 | 6.1567
| SFM-wCZ09-v2015-rDXHP-t4-S14-BSLcool - Baseline Design - Hourly Results.csv | 9 | 1 | 16 | 2 | 3.9332 | 6.3726
| SFM-wCZ09-v2015-rDXHP-t4-S14-BSLcool - Baseline Design - Hourly Results.csv | 9 | 1 | 17 | 2 | 3.9476 | 6.4492
| SFM-wCZ09-v2015-rDXHP-t4-S14-BSLcool - Baseline Design - Hourly Results.csv | 9 | 2 | 15 | 3 | 3.5937 | 6.301
| SFM-wCZ09-v2015-rDXHP-t4-S14-BSLcool - Baseline Design - Hourly Results.csv | 9 | 2 | 16 | 3 | 3.336 | 5.7499
| SFM-wCZ09-v2015-rDXHP-t4-S14-BSLcool - Baseline Design - Hourly Results.csv | 9 | 2 | 17 | 3 | 3.0602 | 5.2252
| SFM-wCZ09-v2015-rDXHP-t4-S14-BSLcool - Baseline Design - Hourly Results.csv | 9 | 3 | 15 | 4 | 2.5722 | 4.2608
| SFM-wCZ09-v2015-rDXHP-t4-S14-BSLcool - Baseline Design - Hourly Results.csv | 9 | 3 | 16 | 4 | 2.7086 | 4.4463
| SFM-wCZ09-v2015-rDXHP-t4-S14-BSLcool - Baseline Design - Hourly Results.csv | 9 | 3 | 17 | 4 | 2.6394 | 4.3234
| SFM-wCZ09-v2015-rDXHP-t4-S14-BSLheat - Baseline Design - Hourly Results.csv | 9 | 1 | 15 | 2 | 3.3263 | 5.3722
| SFM-wCZ09-v2015-rDXHP-t4-S14-BSLheat - Baseline Design - Hourly Results.csv | 9 | 1 | 16 | 2 | 3.432 | 5.5605
| SFM-wCZ09-v2015-rDXHP-t4-S14-BSLheat - Baseline Design - Hourly Results.csv | 9 | 1 | 17 | 2 | 3.4446 | 5.6274
| SFM-wCZ09-v2015-rDXHP-t4-S14-BSLheat - Baseline Design - Hourly Results.csv | 9 | 2 | 15 | 3 | 3.1358 | 5.4981
| SFM-wCZ09-v2015-rDXHP-t4-S14-BSLheat - Baseline Design - Hourly Results.csv | 9 | 2 | 16 | 3 | 2.9109 | 5.0172
| SFM-wCZ09-v2015-rDXHP-t4-S14-BSLheat - Baseline Design - Hourly Results.csv | 9 | 2 | 17 | 3 | 2.6702 | 4.5593
| SFM-wCZ09-v2015-rDXHP-t4-S14-BSLheat - Baseline Design - Hourly Results.csv | 9 | 3 | 15 | 4 | 2.2444 | 3.7179
| SFM-wCZ09-v2015-rDXHP-t4-S14-BSLheat - Baseline Design - Hourly Results.csv | 9 | 3 | 16 | 4 | 2.3635 | 3.8797
| SFM-wCZ09-v2015-rDXHP-t4-S14-BSLheat - Baseline Design - Hourly Results.csv | 9 | 3 | 17 | 4 | 2.303 | 3.7725
| SFM-wCZ09-v2015-rDXHP-t4-S15-MSRboth - Baseline Design - Hourly Results.csv | 9 | 1 | 15 | 2 | 3.1935 | 5.2148
| SFM-wCZ09-v2015-rDXHP-t4-S15-MSRboth - Baseline Design - Hourly Results.csv | 9 | 1 | 16 | 2 | 3.2874 | 5.3887
| SFM-wCZ09-v2015-rDXHP-t4-S15-MSRboth - Baseline Design - Hourly Results.csv | 9 | 1 | 17 | 2 | 3.2908 | 5.4368
| SFM-wCZ09-v2015-rDXHP-t4-S15-MSRboth - Baseline Design - Hourly Results.csv | 9 | 2 | 15 | 3 | 3.0048 | 5.3091
| SFM-wCZ09-v2015-rDXHP-t4-S15-MSRboth - Baseline Design - Hourly Results.csv | 9 | 2 | 16 | 3 | 2.7981 | 4.8623
| SFM-wCZ09-v2015-rDXHP-t4-S15-MSRboth - Baseline Design - Hourly Results.csv | 9 | 2 | 17 | 3 | 2.5699 | 4.4189
| SFM-wCZ09-v2015-rDXHP-t4-S15-MSRboth - Baseline Design - Hourly Results.csv | 9 | 3 | 15 | 4 | 2.1579 | 3.5959
| SFM-wCZ09-v2015-rDXHP-t4-S15-MSRboth - Baseline Design - Hourly Results.csv | 9 | 3 | 16 | 4 | 2.2776 | 3.7586
| SFM-wCZ09-v2015-rDXHP-t4-S15-MSRboth - Baseline Design - Hourly Results.csv | 9 | 3 | 17 | 4 | 2.2192 | 3.6544
| SFM-wCZ09-v2015-rDXHP-t4-S15-MSRcool - Baseline Design - Hourly Results.csv | 9 | 1 | 15 | 2 | 3.1935 | 5.2148
| SFM-wCZ09-v2015-rDXHP-t4-S15-MSRcool - Baseline Design - Hourly Results.csv | 9 | 1 | 16 | 2 | 3.2874 | 5.3887
| SFM-wCZ09-v2015-rDXHP-t4-S15-MSRcool - Baseline Design - Hourly Results.csv | 9 | 1 | 17 | 2 | 3.2908 | 5.4368
| SFM-wCZ09-v2015-rDXHP-t4-S15-MSRcool - Baseline Design - Hourly Results.csv | 9 | 2 | 15 | 3 | 3.0048 | 5.3091
| SFM-wCZ09-v2015-rDXHP-t4-S15-MSRcool - Baseline Design - Hourly Results.csv | 9 | 2 | 16 | 3 | 2.7981 | 4.8623
| SFM-wCZ09-v2015-rDXHP-t4-S15-MSRcool - Baseline Design - Hourly Results.csv | 9 | 2 | 17 | 3 | 2.5699 | 4.4189
| SFM-wCZ09-v2015-rDXHP-t4-S15-MSRcool - Baseline Design - Hourly Results.csv | 9 | 3 | 15 | 4 | 2.1579 | 3.5959
| SFM-wCZ09-v2015-rDXHP-t4-S15-MSRcool - Baseline Design - Hourly Results.csv | 9 | 3 | 16 | 4 | 2.2776 | 3.7586
| SFM-wCZ09-v2015-rDXHP-t4-S15-MSRcool - Baseline Design - Hourly Results.csv | 9 | 3 | 17 | 4 | 2.2192 | 3.6544
| SFM-wCZ09-v2015-rDXHP-t4-S15-MSRheat - Baseline Design - Hourly Results.csv | 9 | 1 | 15 | 2 | 2.8941 | 4.7259
| SFM-wCZ09-v2015-rDXHP-t4-S15-MSRheat - Baseline Design - Hourly Results.csv | 9 | 1 | 16 | 2 | 2.9792 | 4.8835
| SFM-wCZ09-v2015-rDXHP-t4-S15-MSRheat - Baseline Design - Hourly Results.csv | 9 | 1 | 17 | 2 | 2.9822 | 4.9271
| SFM-wCZ09-v2015-rDXHP-t4-S15-MSRheat - Baseline Design - Hourly Results.csv | 9 | 2 | 15 | 3 | 2.7231 | 4.8114
| SFM-wCZ09-v2015-rDXHP-t4-S15-MSRheat - Baseline Design - Hourly Results.csv | 9 | 2 | 16 | 3 | 2.5358 | 4.4064
| SFM-wCZ09-v2015-rDXHP-t4-S15-MSRheat - Baseline Design - Hourly Results.csv | 9 | 2 | 17 | 3 | 2.3289 | 4.0046
| SFM-wCZ09-v2015-rDXHP-t4-S15-MSRheat - Baseline Design - Hourly Results.csv | 9 | 3 | 15 | 4 | 1.9556 | 3.2588
| SFM-wCZ09-v2015-rDXHP-t4-S15-MSRheat - Baseline Design - Hourly Results.csv | 9 | 3 | 16 | 4 | 2.0641 | 3.4062
| SFM-wCZ09-v2015-rDXHP-t4-S15-MSRheat - Baseline Design - Hourly Results.csv | 9 | 3 | 17 | 4 | 2.0112 | 3.3117
| SFM-wCZ09-v2015-rDXHP-t4-S16-MSRboth - Baseline Design - Hourly Results.csv | 9 | 1 | 15 | 2 | 3.3612 | 5.4353
| SFM-wCZ09-v2015-rDXHP-t4-S16-MSRboth - Baseline Design - Hourly Results.csv | 9 | 1 | 16 | 2 | 3.439 | 5.7031
| SFM-wCZ09-v2015-rDXHP-t4-S16-MSRboth - Baseline Design - Hourly Results.csv | 9 | 1 | 17 | 2 | 3.4321 | 5.7188
| SFM-wCZ09-v2015-rDXHP-t4-S16-MSRboth - Baseline Design - Hourly Results.csv | 9 | 2 | 15 | 3 | 3.1441 | 5.5581
| SFM-wCZ09-v2015-rDXHP-t4-S16-MSRboth - Baseline Design - Hourly Results.csv | 9 | 2 | 16 | 3 | 2.9459 | 5.1127
| SFM-wCZ09-v2015-rDXHP-t4-S16-MSRboth - Baseline Design - Hourly Results.csv | 9 | 2 | 17 | 3 | 2.7215 | 4.5448
| SFM-wCZ09-v2015-rDXHP-t4-S16-MSRboth - Baseline Design - Hourly Results.csv | 9 | 3 | 15 | 4 | 2.1958 | 3.6016
| SFM-wCZ09-v2015-rDXHP-t4-S16-MSRboth - Baseline Design - Hourly Results.csv | 9 | 3 | 16 | 4 | 2.3141 | 3.7599
| SFM-wCZ09-v2015-rDXHP-t4-S16-MSRboth - Baseline Design - Hourly Results.csv | 9 | 3 | 17 | 4 | 2.2501 | 3.6596
| SFM-wCZ09-v2015-rDXHP-t4-S16-MSRcool - Baseline Design - Hourly Results.csv | 9 | 1 | 15 | 2 | 3.3612 | 5.4353
| SFM-wCZ09-v2015-rDXHP-t4-S16-MSRcool - Baseline Design - Hourly Results.csv | 9 | 1 | 16 | 2 | 3.439 | 5.7031
| SFM-wCZ09-v2015-rDXHP-t4-S16-MSRcool - Baseline Design - Hourly Results.csv | 9 | 1 | 17 | 2 | 3.4321 | 5.7188
| SFM-wCZ09-v2015-rDXHP-t4-S16-MSRcool - Baseline Design - Hourly Results.csv | 9 | 2 | 15 | 3 | 3.1441 | 5.5581
| SFM-wCZ09-v2015-rDXHP-t4-S16-MSRcool - Baseline Design - Hourly Results.csv | 9 | 2 | 16 | 3 | 2.9459 | 5.1127
| SFM-wCZ09-v2015-rDXHP-t4-S16-MSRcool - Baseline Design - Hourly Results.csv | 9 | 2 | 17 | 3 | 2.7215 | 4.5448
| SFM-wCZ09-v2015-rDXHP-t4-S16-MSRcool - Baseline Design - Hourly Results.csv | 9 | 3 | 15 | 4 | 2.1958 | 3.6016
| SFM-wCZ09-v2015-rDXHP-t4-S16-MSRcool - Baseline Design - Hourly Results.csv | 9 | 3 | 16 | 4 | 2.3141 | 3.7599
| SFM-wCZ09-v2015-rDXHP-t4-S16-MSRcool - Baseline Design - Hourly Results.csv | 9 | 3 | 17 | 4 | 2.2501 | 3.6596
| SFM-wCZ09-v2015-rDXHP-t4-S16-MSRheat - Baseline Design - Hourly Results.csv | 9 | 1 | 15 | 2 | 3.0424 | 4.9197
| SFM-wCZ09-v2015-rDXHP-t4-S16-MSRheat - Baseline Design - Hourly Results.csv | 9 | 1 | 16 | 2 | 3.1128 | 5.162
| SFM-wCZ09-v2015-rDXHP-t4-S16-MSRheat - Baseline Design - Hourly Results.csv | 9 | 1 | 17 | 2 | 3.1065 | 5.1762
| SFM-wCZ09-v2015-rDXHP-t4-S16-MSRheat - Baseline Design - Hourly Results.csv | 9 | 2 | 15 | 3 | 2.8458 | 5.0308
| SFM-wCZ09-v2015-rDXHP-t4-S16-MSRheat - Baseline Design - Hourly Results.csv | 9 | 2 | 16 | 3 | 2.6664 | 4.6276
| SFM-wCZ09-v2015-rDXHP-t4-S16-MSRheat - Baseline Design - Hourly Results.csv | 9 | 2 | 17 | 3 | 2.4633 | 4.1136
| SFM-wCZ09-v2015-rDXHP-t4-S16-MSRheat - Baseline Design - Hourly Results.csv | 9 | 3 | 15 | 4 | 1.9875 | 3.2599
| SFM-wCZ09-v2015-rDXHP-t4-S16-MSRheat - Baseline Design - Hourly Results.csv | 9 | 3 | 16 | 4 | 2.0946 | 3.4032
| SFM-wCZ09-v2015-rDXHP-t4-S16-MSRheat - Baseline Design - Hourly Results.csv | 9 | 3 | 17 | 4 | 2.0367 | 3.3124
| SFM-wCZ09-v2015-rDXHP-t4-S17-MSRboth - Baseline Design - Hourly Results.csv | 9 | 1 | 15 | 2 | 3.1568 | 5.1048
| SFM-wCZ09-v2015-rDXHP-t4-S17-MSRboth - Baseline Design - Hourly Results.csv | 9 | 1 | 16 | 2 | 3.2299 | 5.3563
| SFM-wCZ09-v2015-rDXHP-t4-S17-MSRboth - Baseline Design - Hourly Results.csv | 9 | 1 | 17 | 2 | 3.2234 | 5.371
| SFM-wCZ09-v2015-rDXHP-t4-S17-MSRboth - Baseline Design - Hourly Results.csv | 9 | 2 | 15 | 3 | 2.9529 | 5.2201
| SFM-wCZ09-v2015-rDXHP-t4-S17-MSRboth - Baseline Design - Hourly Results.csv | 9 | 2 | 16 | 3 | 2.7668 | 4.8017
| SFM-wCZ09-v2015-rDXHP-t4-S17-MSRboth - Baseline Design - Hourly Results.csv | 9 | 2 | 17 | 3 | 2.556 | 4.2684
| SFM-wCZ09-v2015-rDXHP-t4-S17-MSRboth - Baseline Design - Hourly Results.csv | 9 | 3 | 15 | 4 | 2.0623 | 3.3826
| SFM-wCZ09-v2015-rDXHP-t4-S17-MSRboth - Baseline Design - Hourly Results.csv | 9 | 3 | 16 | 4 | 2.1734 | 3.5313
| SFM-wCZ09-v2015-rDXHP-t4-S17-MSRboth - Baseline Design - Hourly Results.csv | 9 | 3 | 17 | 4 | 2.1133 | 3.4371
| SFM-wCZ09-v2015-rDXHP-t4-S17-MSRcool - Baseline Design - Hourly Results.csv | 9 | 1 | 15 | 2 | 3.1568 | 5.1048
| SFM-wCZ09-v2015-rDXHP-t4-S17-MSRcool - Baseline Design - Hourly Results.csv | 9 | 1 | 16 | 2 | 3.2299 | 5.3563
| SFM-wCZ09-v2015-rDXHP-t4-S17-MSRcool - Baseline Design - Hourly Results.csv | 9 | 1 | 17 | 2 | 3.2234 | 5.371
| SFM-wCZ09-v2015-rDXHP-t4-S17-MSRcool - Baseline Design - Hourly Results.csv | 9 | 2 | 15 | 3 | 2.9529 | 5.2201
| SFM-wCZ09-v2015-rDXHP-t4-S17-MSRcool - Baseline Design - Hourly Results.csv | 9 | 2 | 16 | 3 | 2.7668 | 4.8017
| SFM-wCZ09-v2015-rDXHP-t4-S17-MSRcool - Baseline Design - Hourly Results.csv | 9 | 2 | 17 | 3 | 2.556 | 4.2684
| SFM-wCZ09-v2015-rDXHP-t4-S17-MSRcool - Baseline Design - Hourly Results.csv | 9 | 3 | 15 | 4 | 2.0623 | 3.3826
| SFM-wCZ09-v2015-rDXHP-t4-S17-MSRcool - Baseline Design - Hourly Results.csv | 9 | 3 | 16 | 4 | 2.1734 | 3.5313
| SFM-wCZ09-v2015-rDXHP-t4-S17-MSRcool - Baseline Design - Hourly Results.csv | 9 | 3 | 17 | 4 | 2.1133 | 3.4371
| SFM-wCZ09-v2015-rDXHP-t4-S17-MSRheat - Baseline Design - Hourly Results.csv | 9 | 1 | 15 | 2 | 2.8426 | 4.5966
| SFM-wCZ09-v2015-rDXHP-t4-S17-MSRheat - Baseline Design - Hourly Results.csv | 9 | 1 | 16 | 2 | 2.9083 | 4.823
| SFM-wCZ09-v2015-rDXHP-t4-S17-MSRheat - Baseline Design - Hourly Results.csv | 9 | 1 | 17 | 2 | 2.9025 | 4.8363
| SFM-wCZ09-v2015-rDXHP-t4-S17-MSRheat - Baseline Design - Hourly Results.csv | 9 | 2 | 15 | 3 | 2.6589 | 4.7004
| SFM-wCZ09-v2015-rDXHP-t4-S17-MSRheat - Baseline Design - Hourly Results.csv | 9 | 2 | 16 | 3 | 2.4913 | 4.3237
| SFM-wCZ09-v2015-rDXHP-t4-S17-MSRheat - Baseline Design - Hourly Results.csv | 9 | 2 | 17 | 3 | 2.3015 | 3.8435
| SFM-wCZ09-v2015-rDXHP-t4-S17-MSRheat - Baseline Design - Hourly Results.csv | 9 | 3 | 15 | 4 | 1.857 | 3.0458
| SFM-wCZ09-v2015-rDXHP-t4-S17-MSRheat - Baseline Design - Hourly Results.csv | 9 | 3 | 16 | 4 | 1.957 | 3.1797
| SFM-wCZ09-v2015-rDXHP-t4-S17-MSRheat - Baseline Design - Hourly Results.csv | 9 | 3 | 17 | 4 | 1.9029 | 3.0949
| SFM-wCZ09-v2015-rDXHP-t5-S14-BSLboth - Baseline Design - Hourly Results.csv | 9 | 1 | 15 | 2 | 3.2386 | 4.9852
| SFM-wCZ09-v2015-rDXHP-t5-S14-BSLboth - Baseline Design - Hourly Results.csv | 9 | 1 | 16 | 2 | 3.3835 | 5.2831
| SFM-wCZ09-v2015-rDXHP-t5-S14-BSLboth - Baseline Design - Hourly Results.csv | 9 | 1 | 17 | 2 | 3.4228 | 5.4367
| SFM-wCZ09-v2015-rDXHP-t5-S14-BSLboth - Baseline Design - Hourly Results.csv | 9 | 2 | 15 | 3 | 2.9209 | 4.98
| SFM-wCZ09-v2015-rDXHP-t5-S14-BSLboth - Baseline Design - Hourly Results.csv | 9 | 2 | 16 | 3 | 2.7602 | 4.6394
| SFM-wCZ09-v2015-rDXHP-t5-S14-BSLboth - Baseline Design - Hourly Results.csv | 9 | 2 | 17 | 3 | 2.5479 | 4.2544
| SFM-wCZ09-v2015-rDXHP-t5-S14-BSLboth - Baseline Design - Hourly Results.csv | 9 | 3 | 15 | 4 | 2.0539 | 3.2636
| SFM-wCZ09-v2015-rDXHP-t5-S14-BSLboth - Baseline Design - Hourly Results.csv | 9 | 3 | 16 | 4 | 2.2331 | 3.5426
| SFM-wCZ09-v2015-rDXHP-t5-S14-BSLboth - Baseline Design - Hourly Results.csv | 9 | 3 | 17 | 4 | 2.202 | 3.5168
| SFM-wCZ09-v2015-rDXHP-t5-S14-BSLcool - Baseline Design - Hourly Results.csv | 9 | 1 | 15 | 2 | 3.2386 | 4.9852
| SFM-wCZ09-v2015-rDXHP-t5-S14-BSLcool - Baseline Design - Hourly Results.csv | 9 | 1 | 16 | 2 | 3.3835 | 5.2831
| SFM-wCZ09-v2015-rDXHP-t5-S14-BSLcool - Baseline Design - Hourly Results.csv | 9 | 1 | 17 | 2 | 3.4228 | 5.4367
| SFM-wCZ09-v2015-rDXHP-t5-S14-BSLcool - Baseline Design - Hourly Results.csv | 9 | 2 | 15 | 3 | 2.9209 | 4.98
| SFM-wCZ09-v2015-rDXHP-t5-S14-BSLcool - Baseline Design - Hourly Results.csv | 9 | 2 | 16 | 3 | 2.7602 | 4.6394
| SFM-wCZ09-v2015-rDXHP-t5-S14-BSLcool - Baseline Design - Hourly Results.csv | 9 | 2 | 17 | 3 | 2.5479 | 4.2544
| SFM-wCZ09-v2015-rDXHP-t5-S14-BSLcool - Baseline Design - Hourly Results.csv | 9 | 3 | 15 | 4 | 2.0539 | 3.2636
| SFM-wCZ09-v2015-rDXHP-t5-S14-BSLcool - Baseline Design - Hourly Results.csv | 9 | 3 | 16 | 4 | 2.2331 | 3.5426
| SFM-wCZ09-v2015-rDXHP-t5-S14-BSLcool - Baseline Design - Hourly Results.csv | 9 | 3 | 17 | 4 | 2.202 | 3.5168
| SFM-wCZ09-v2015-rDXHP-t5-S14-BSLheat - Baseline Design - Hourly Results.csv | 9 | 1 | 15 | 2 | 2.8259 | 4.3499
| SFM-wCZ09-v2015-rDXHP-t5-S14-BSLheat - Baseline Design - Hourly Results.csv | 9 | 1 | 16 | 2 | 2.9524 | 4.6099
| SFM-wCZ09-v2015-rDXHP-t5-S14-BSLheat - Baseline Design - Hourly Results.csv | 9 | 1 | 17 | 2 | 2.9867 | 4.7439
| SFM-wCZ09-v2015-rDXHP-t5-S14-BSLheat - Baseline Design - Hourly Results.csv | 9 | 2 | 15 | 3 | 2.5487 | 4.3454
| SFM-wCZ09-v2015-rDXHP-t5-S14-BSLheat - Baseline Design - Hourly Results.csv | 9 | 2 | 16 | 3 | 2.4085 | 4.0482
| SFM-wCZ09-v2015-rDXHP-t5-S14-BSLheat - Baseline Design - Hourly Results.csv | 9 | 2 | 17 | 3 | 2.2232 | 3.7123
| SFM-wCZ09-v2015-rDXHP-t5-S14-BSLheat - Baseline Design - Hourly Results.csv | 9 | 3 | 15 | 4 | 1.7922 | 2.8477
| SFM-wCZ09-v2015-rDXHP-t5-S14-BSLheat - Baseline Design - Hourly Results.csv | 9 | 3 | 16 | 4 | 1.9486 | 3.0912
| SFM-wCZ09-v2015-rDXHP-t5-S14-BSLheat - Baseline Design - Hourly Results.csv | 9 | 3 | 17 | 4 | 1.9214 | 3.0686
| SFM-wCZ09-v2015-rDXHP-t5-S15-MSRboth - Baseline Design - Hourly Results.csv | 9 | 1 | 15 | 2 | 2.7137 | 4.2109
| SFM-wCZ09-v2015-rDXHP-t5-S15-MSRboth - Baseline Design - Hourly Results.csv | 9 | 1 | 16 | 2 | 2.8298 | 4.4616
| SFM-wCZ09-v2015-rDXHP-t5-S15-MSRboth - Baseline Design - Hourly Results.csv | 9 | 1 | 17 | 2 | 2.8533 | 4.5838
| SFM-wCZ09-v2015-rDXHP-t5-S15-MSRboth - Baseline Design - Hourly Results.csv | 9 | 2 | 15 | 3 | 2.4411 | 4.203
| SFM-wCZ09-v2015-rDXHP-t5-S15-MSRboth - Baseline Design - Hourly Results.csv | 9 | 2 | 16 | 3 | 2.3076 | 3.9156
| SFM-wCZ09-v2015-rDXHP-t5-S15-MSRboth - Baseline Design - Hourly Results.csv | 9 | 2 | 17 | 3 | 2.1296 | 3.5859
| SFM-wCZ09-v2015-rDXHP-t5-S15-MSRboth - Baseline Design - Hourly Results.csv | 9 | 3 | 15 | 4 | 1.7149 | 2.7488
| SFM-wCZ09-v2015-rDXHP-t5-S15-MSRboth - Baseline Design - Hourly Results.csv | 9 | 3 | 16 | 4 | 1.8652 | 2.9873
| SFM-wCZ09-v2015-rDXHP-t5-S15-MSRboth - Baseline Design - Hourly Results.csv | 9 | 3 | 17 | 4 | 1.8433 | 2.9656
| SFM-wCZ09-v2015-rDXHP-t5-S15-MSRcool - Baseline Design - Hourly Results.csv | 9 | 1 | 15 | 2 | 2.7137 | 4.2109
| SFM-wCZ09-v2015-rDXHP-t5-S15-MSRcool - Baseline Design - Hourly Results.csv | 9 | 1 | 16 | 2 | 2.8298 | 4.4616
| SFM-wCZ09-v2015-rDXHP-t5-S15-MSRcool - Baseline Design - Hourly Results.csv | 9 | 1 | 17 | 2 | 2.8533 | 4.5838
| SFM-wCZ09-v2015-rDXHP-t5-S15-MSRcool - Baseline Design - Hourly Results.csv | 9 | 2 | 15 | 3 | 2.4411 | 4.203
| SFM-wCZ09-v2015-rDXHP-t5-S15-MSRcool - Baseline Design - Hourly Results.csv | 9 | 2 | 16 | 3 | 2.3076 | 3.9156
| SFM-wCZ09-v2015-rDXHP-t5-S15-MSRcool - Baseline Design - Hourly Results.csv | 9 | 2 | 17 | 3 | 2.1296 | 3.5859
| SFM-wCZ09-v2015-rDXHP-t5-S15-MSRcool - Baseline Design - Hourly Results.csv | 9 | 3 | 15 | 4 | 1.7149 | 2.7488
| SFM-wCZ09-v2015-rDXHP-t5-S15-MSRcool - Baseline Design - Hourly Results.csv | 9 | 3 | 16 | 4 | 1.8652 | 2.9873
| SFM-wCZ09-v2015-rDXHP-t5-S15-MSRcool - Baseline Design - Hourly Results.csv | 9 | 3 | 17 | 4 | 1.8433 | 2.9656
| SFM-wCZ09-v2015-rDXHP-t5-S15-MSRheat - Baseline Design - Hourly Results.csv | 9 | 1 | 15 | 2 | 2.4593 | 3.8161
| SFM-wCZ09-v2015-rDXHP-t5-S15-MSRheat - Baseline Design - Hourly Results.csv | 9 | 1 | 16 | 2 | 2.5645 | 4.0433
| SFM-wCZ09-v2015-rDXHP-t5-S15-MSRheat - Baseline Design - Hourly Results.csv | 9 | 1 | 17 | 2 | 2.5858 | 4.154
| SFM-wCZ09-v2015-rDXHP-t5-S15-MSRheat - Baseline Design - Hourly Results.csv | 9 | 2 | 15 | 3 | 2.2122 | 3.809
| SFM-wCZ09-v2015-rDXHP-t5-S15-MSRheat - Baseline Design - Hourly Results.csv | 9 | 2 | 16 | 3 | 2.0913 | 3.5484
| SFM-wCZ09-v2015-rDXHP-t5-S15-MSRheat - Baseline Design - Hourly Results.csv | 9 | 2 | 17 | 3 | 1.9299 | 3.2497
| SFM-wCZ09-v2015-rDXHP-t5-S15-MSRheat - Baseline Design - Hourly Results.csv | 9 | 3 | 15 | 4 | 1.5541 | 2.4911
| SFM-wCZ09-v2015-rDXHP-t5-S15-MSRheat - Baseline Design - Hourly Results.csv | 9 | 3 | 16 | 4 | 1.6904 | 2.7072
| SFM-wCZ09-v2015-rDXHP-t5-S15-MSRheat - Baseline Design - Hourly Results.csv | 9 | 3 | 17 | 4 | 1.6704 | 2.6876
| SFM-wCZ09-v2015-rDXHP-t5-S16-MSRboth - Baseline Design - Hourly Results.csv | 9 | 1 | 15 | 2 | 2.9026 | 4.2367
| SFM-wCZ09-v2015-rDXHP-t5-S16-MSRboth - Baseline Design - Hourly Results.csv | 9 | 1 | 16 | 2 | 2.9941 | 4.4603
| SFM-wCZ09-v2015-rDXHP-t5-S16-MSRboth - Baseline Design - Hourly Results.csv | 9 | 1 | 17 | 2 | 3.0009 | 4.5581
| SFM-wCZ09-v2015-rDXHP-t5-S16-MSRboth - Baseline Design - Hourly Results.csv | 9 | 2 | 15 | 3 | 2.5184 | 4.1564
| SFM-wCZ09-v2015-rDXHP-t5-S16-MSRboth - Baseline Design - Hourly Results.csv | 9 | 2 | 16 | 3 | 2.3225 | 3.8733
| SFM-wCZ09-v2015-rDXHP-t5-S16-MSRboth - Baseline Design - Hourly Results.csv | 9 | 2 | 17 | 3 | 2.1425 | 3.5521
| SFM-wCZ09-v2015-rDXHP-t5-S16-MSRboth - Baseline Design - Hourly Results.csv | 9 | 3 | 15 | 4 | 1.7279 | 2.7266
| SFM-wCZ09-v2015-rDXHP-t5-S16-MSRboth - Baseline Design - Hourly Results.csv | 9 | 3 | 16 | 4 | 1.8805 | 2.9619
| SFM-wCZ09-v2015-rDXHP-t5-S16-MSRboth - Baseline Design - Hourly Results.csv | 9 | 3 | 17 | 4 | 1.8545 | 2.938
| SFM-wCZ09-v2015-rDXHP-t5-S16-MSRcool - Baseline Design - Hourly Results.csv | 9 | 1 | 15 | 2 | 2.9026 | 4.2367
| SFM-wCZ09-v2015-rDXHP-t5-S16-MSRcool - Baseline Design - Hourly Results.csv | 9 | 1 | 16 | 2 | 2.9941 | 4.4603
| SFM-wCZ09-v2015-rDXHP-t5-S16-MSRcool - Baseline Design - Hourly Results.csv | 9 | 1 | 17 | 2 | 3.0009 | 4.5581
| SFM-wCZ09-v2015-rDXHP-t5-S16-MSRcool - Baseline Design - Hourly Results.csv | 9 | 2 | 15 | 3 | 2.5184 | 4.1564
| SFM-wCZ09-v2015-rDXHP-t5-S16-MSRcool - Baseline Design - Hourly Results.csv | 9 | 2 | 16 | 3 | 2.3225 | 3.8733
| SFM-wCZ09-v2015-rDXHP-t5-S16-MSRcool - Baseline Design - Hourly Results.csv | 9 | 2 | 17 | 3 | 2.1425 | 3.5521
| SFM-wCZ09-v2015-rDXHP-t5-S16-MSRcool - Baseline Design - Hourly Results.csv | 9 | 3 | 15 | 4 | 1.7279 | 2.7266
| SFM-wCZ09-v2015-rDXHP-t5-S16-MSRcool - Baseline Design - Hourly Results.csv | 9 | 3 | 16 | 4 | 1.8805 | 2.9619
| SFM-wCZ09-v2015-rDXHP-t5-S16-MSRcool - Baseline Design - Hourly Results.csv | 9 | 3 | 17 | 4 | 1.8545 | 2.938
| SFM-wCZ09-v2015-rDXHP-t5-S16-MSRheat - Baseline Design - Hourly Results.csv | 9 | 1 | 15 | 2 | 2.6272 | 3.8348
| SFM-wCZ09-v2015-rDXHP-t5-S16-MSRheat - Baseline Design - Hourly Results.csv | 9 | 1 | 16 | 2 | 2.71 | 4.0372
| SFM-wCZ09-v2015-rDXHP-t5-S16-MSRheat - Baseline Design - Hourly Results.csv | 9 | 1 | 17 | 2 | 2.7162 | 4.1257
| SFM-wCZ09-v2015-rDXHP-t5-S16-MSRheat - Baseline Design - Hourly Results.csv | 9 | 2 | 15 | 3 | 2.2795 | 3.7621
| SFM-wCZ09-v2015-rDXHP-t5-S16-MSRheat - Baseline Design - Hourly Results.csv | 9 | 2 | 16 | 3 | 2.1021 | 3.5059
| SFM-wCZ09-v2015-rDXHP-t5-S16-MSRheat - Baseline Design - Hourly Results.csv | 9 | 2 | 17 | 3 | 1.9393 | 3.2151
| SFM-wCZ09-v2015-rDXHP-t5-S16-MSRheat - Baseline Design - Hourly Results.csv | 9 | 3 | 15 | 4 | 1.564 | 2.4679
| SFM-wCZ09-v2015-rDXHP-t5-S16-MSRheat - Baseline Design - Hourly Results.csv | 9 | 3 | 16 | 4 | 1.7021 | 2.6809
| SFM-wCZ09-v2015-rDXHP-t5-S16-MSRheat - Baseline Design - Hourly Results.csv | 9 | 3 | 17 | 4 | 1.6786 | 2.6592
| SFM-wCZ09-v2015-rDXHP-t5-S17-MSRboth - Baseline Design - Hourly Results.csv | 9 | 1 | 15 | 2 | 2.726 | 3.979
| SFM-wCZ09-v2015-rDXHP-t5-S17-MSRboth - Baseline Design - Hourly Results.csv | 9 | 1 | 16 | 2 | 2.812 | 4.1891
| SFM-wCZ09-v2015-rDXHP-t5-S17-MSRboth - Baseline Design - Hourly Results.csv | 9 | 1 | 17 | 2 | 2.8184 | 4.2809
| SFM-wCZ09-v2015-rDXHP-t5-S17-MSRboth - Baseline Design - Hourly Results.csv | 9 | 2 | 15 | 3 | 2.3653 | 3.9036
| SFM-wCZ09-v2015-rDXHP-t5-S17-MSRboth - Baseline Design - Hourly Results.csv | 9 | 2 | 16 | 3 | 2.1812 | 3.6378
| SFM-wCZ09-v2015-rDXHP-t5-S17-MSRboth - Baseline Design - Hourly Results.csv | 9 | 2 | 17 | 3 | 2.0122 | 3.3361
| SFM-wCZ09-v2015-rDXHP-t5-S17-MSRboth - Baseline Design - Hourly Results.csv | 9 | 3 | 15 | 4 | 1.6228 | 2.5607
| SFM-wCZ09-v2015-rDXHP-t5-S17-MSRboth - Baseline Design - Hourly Results.csv | 9 | 3 | 16 | 4 | 1.7661 | 2.7817
| SFM-wCZ09-v2015-rDXHP-t5-S17-MSRboth - Baseline Design - Hourly Results.csv | 9 | 3 | 17 | 4 | 1.7417 | 2.7593
| SFM-wCZ09-v2015-rDXHP-t5-S17-MSRcool - Baseline Design - Hourly Results.csv | 9 | 1 | 15 | 2 | 2.726 | 3.979
| SFM-wCZ09-v2015-rDXHP-t5-S17-MSRcool - Baseline Design - Hourly Results.csv | 9 | 1 | 16 | 2 | 2.812 | 4.1891
| SFM-wCZ09-v2015-rDXHP-t5-S17-MSRcool - Baseline Design - Hourly Results.csv | 9 | 1 | 17 | 2 | 2.8184 | 4.2809
| SFM-wCZ09-v2015-rDXHP-t5-S17-MSRcool - Baseline Design - Hourly Results.csv | 9 | 2 | 15 | 3 | 2.3653 | 3.9036
| SFM-wCZ09-v2015-rDXHP-t5-S17-MSRcool - Baseline Design - Hourly Results.csv | 9 | 2 | 16 | 3 | 2.1812 | 3.6378
| SFM-wCZ09-v2015-rDXHP-t5-S17-MSRcool - Baseline Design - Hourly Results.csv | 9 | 2 | 17 | 3 | 2.0122 | 3.3361
| SFM-wCZ09-v2015-rDXHP-t5-S17-MSRcool - Baseline Design - Hourly Results.csv | 9 | 3 | 15 | 4 | 1.6228 | 2.5607
| SFM-wCZ09-v2015-rDXHP-t5-S17-MSRcool - Baseline Design - Hourly Results.csv | 9 | 3 | 16 | 4 | 1.7661 | 2.7817
| SFM-wCZ09-v2015-rDXHP-t5-S17-MSRcool - Baseline Design - Hourly Results.csv | 9 | 3 | 17 | 4 | 1.7417 | 2.7593
| SFM-wCZ09-v2015-rDXHP-t5-S17-MSRheat - Baseline Design - Hourly Results.csv | 9 | 1 | 15 | 2 | 2.4546 | 3.5829
| SFM-wCZ09-v2015-rDXHP-t5-S17-MSRheat - Baseline Design - Hourly Results.csv | 9 | 1 | 16 | 2 | 2.532 | 3.772
| SFM-wCZ09-v2015-rDXHP-t5-S17-MSRheat - Baseline Design - Hourly Results.csv | 9 | 1 | 17 | 2 | 2.5378 | 3.8547
| SFM-wCZ09-v2015-rDXHP-t5-S17-MSRheat - Baseline Design - Hourly Results.csv | 9 | 2 | 15 | 3 | 2.1298 | 3.515
| SFM-wCZ09-v2015-rDXHP-t5-S17-MSRheat - Baseline Design - Hourly Results.csv | 9 | 2 | 16 | 3 | 1.9641 | 3.2756
| SFM-wCZ09-v2015-rDXHP-t5-S17-MSRheat - Baseline Design - Hourly Results.csv | 9 | 2 | 17 | 3 | 1.8119 | 3.004
| SFM-wCZ09-v2015-rDXHP-t5-S17-MSRheat - Baseline Design - Hourly Results.csv | 9 | 3 | 15 | 4 | 1.4613 | 2.3058
| SFM-wCZ09-v2015-rDXHP-t5-S17-MSRheat - Baseline Design - Hourly Results.csv | 9 | 3 | 16 | 4 | 1.5903 | 2.5048
| SFM-wCZ09-v2015-rDXHP-t5-S17-MSRheat - Baseline Design - Hourly Results.csv | 9 | 3 | 17 | 4 | 1.5683 | 2.4846
| SFM-wCZ10-v2015-rDXGF-t1-S14-BSLcool - Baseline Design - Hourly Results.csv | 9 | 1 | 15 | 2 | 4.1756 | 6.4771
| SFM-wCZ10-v2015-rDXGF-t1-S14-BSLcool - Baseline Design - Hourly Results.csv | 9 | 1 | 16 | 2 | 4.2811 | 6.8196
| SFM-wCZ10-v2015-rDXGF-t1-S14-BSLcool - Baseline Design - Hourly Results.csv | 9 | 1 | 17 | 2 | 4.1756 | 6.7819
| SFM-wCZ10-v2015-rDXGF-t1-S14-BSLcool - Baseline Design - Hourly Results.csv | 9 | 2 | 15 | 3 | 4.0618 | 6.3751
| SFM-wCZ10-v2015-rDXGF-t1-S14-BSLcool - Baseline Design - Hourly Results.csv | 9 | 2 | 16 | 3 | 3.9947 | 6.2947
| SFM-wCZ10-v2015-rDXGF-t1-S14-BSLcool - Baseline Design - Hourly Results.csv | 9 | 2 | 17 | 3 | 3.626 | 5.7026
| SFM-wCZ10-v2015-rDXGF-t1-S14-BSLcool - Baseline Design - Hourly Results.csv | 9 | 3 | 15 | 4 | 3.0165 | 4.5784
| SFM-wCZ10-v2015-rDXGF-t1-S14-BSLcool - Baseline Design - Hourly Results.csv | 9 | 3 | 16 | 4 | 3.1424 | 4.8157
| SFM-wCZ10-v2015-rDXGF-t1-S14-BSLcool - Baseline Design - Hourly Results.csv | 9 | 3 | 17 | 4 | 3.0253 | 4.6481
| SFM-wCZ10-v2015-rDXGF-t1-S14-BSLheat - Baseline Design - Hourly Results.csv | 9 | 1 | 15 | 2 | 3.6436 | 5.7291
| SFM-wCZ10-v2015-rDXGF-t1-S14-BSLheat - Baseline Design - Hourly Results.csv | 9 | 1 | 16 | 2 | 3.6414 | 6.0423
| SFM-wCZ10-v2015-rDXGF-t1-S14-BSLheat - Baseline Design - Hourly Results.csv | 9 | 1 | 17 | 2 | 3.5518 | 6.0137
| SFM-wCZ10-v2015-rDXGF-t1-S14-BSLheat - Baseline Design - Hourly Results.csv | 9 | 2 | 15 | 3 | 3.5545 | 5.6371
| SFM-wCZ10-v2015-rDXGF-t1-S14-BSLheat - Baseline Design - Hourly Results.csv | 9 | 2 | 16 | 3 | 3.4653 | 5.5785
| SFM-wCZ10-v2015-rDXGF-t1-S14-BSLheat - Baseline Design - Hourly Results.csv | 9 | 2 | 17 | 3 | 3.222 | 5.0636
| SFM-wCZ10-v2015-rDXGF-t1-S14-BSLheat - Baseline Design - Hourly Results.csv | 9 | 3 | 15 | 4 | 2.6658 | 4.0489
| SFM-wCZ10-v2015-rDXGF-t1-S14-BSLheat - Baseline Design - Hourly Results.csv | 9 | 3 | 16 | 4 | 2.7792 | 4.2629
| SFM-wCZ10-v2015-rDXGF-t1-S14-BSLheat - Baseline Design - Hourly Results.csv | 9 | 3 | 17 | 4 | 2.6777 | 4.1147
| SFM-wCZ10-v2015-rDXGF-t1-S15-MSRcool - Baseline Design - Hourly Results.csv | 9 | 1 | 15 | 2 | 3.4148 | 5.3541
| SFM-wCZ10-v2015-rDXGF-t1-S15-MSRcool - Baseline Design - Hourly Results.csv | 9 | 1 | 16 | 2 | 3.584 | 5.6531
| SFM-wCZ10-v2015-rDXGF-t1-S15-MSRcool - Baseline Design - Hourly Results.csv | 9 | 1 | 17 | 2 | 3.5554 | 5.6438
| SFM-wCZ10-v2015-rDXGF-t1-S15-MSRcool - Baseline Design - Hourly Results.csv | 9 | 2 | 15 | 3 | 3.3234 | 5.2813
| SFM-wCZ10-v2015-rDXGF-t1-S15-MSRcool - Baseline Design - Hourly Results.csv | 9 | 2 | 16 | 3 | 3.2845 | 5.2433
| SFM-wCZ10-v2015-rDXGF-t1-S15-MSRcool - Baseline Design - Hourly Results.csv | 9 | 2 | 17 | 3 | 3.0033 | 4.7812
| SFM-wCZ10-v2015-rDXGF-t1-S15-MSRcool - Baseline Design - Hourly Results.csv | 9 | 3 | 15 | 4 | 2.4996 | 3.8506
| SFM-wCZ10-v2015-rDXGF-t1-S15-MSRcool - Baseline Design - Hourly Results.csv | 9 | 3 | 16 | 4 | 2.6056 | 4.0478
| SFM-wCZ10-v2015-rDXGF-t1-S15-MSRcool - Baseline Design - Hourly Results.csv | 9 | 3 | 17 | 4 | 2.5203 | 3.9249
| SFM-wCZ10-v2015-rDXGF-t1-S15-MSRheat - Baseline Design - Hourly Results.csv | 9 | 1 | 15 | 2 | 3.2328 | 5.1157
| SFM-wCZ10-v2015-rDXGF-t1-S15-MSRheat - Baseline Design - Hourly Results.csv | 9 | 1 | 16 | 2 | 3.3977 | 5.3476
| SFM-wCZ10-v2015-rDXGF-t1-S15-MSRheat - Baseline Design - Hourly Results.csv | 9 | 1 | 17 | 2 | 3.3658 | 5.3429
| SFM-wCZ10-v2015-rDXGF-t1-S15-MSRheat - Baseline Design - Hourly Results.csv | 9 | 2 | 15 | 3 | 3.148 | 4.997
| SFM-wCZ10-v2015-rDXGF-t1-S15-MSRheat - Baseline Design - Hourly Results.csv | 9 | 2 | 16 | 3 | 3.11 | 4.9576
| SFM-wCZ10-v2015-rDXGF-t1-S15-MSRheat - Baseline Design - Hourly Results.csv | 9 | 2 | 17 | 3 | 2.841 | 4.5251
| SFM-wCZ10-v2015-rDXGF-t1-S15-MSRheat - Baseline Design - Hourly Results.csv | 9 | 3 | 15 | 4 | 2.3574 | 3.6337
| SFM-wCZ10-v2015-rDXGF-t1-S15-MSRheat - Baseline Design - Hourly Results.csv | 9 | 3 | 16 | 4 | 2.4588 | 3.823
| SFM-wCZ10-v2015-rDXGF-t1-S15-MSRheat - Baseline Design - Hourly Results.csv | 9 | 3 | 17 | 4 | 2.3784 | 3.7075
| SFM-wCZ10-v2015-rDXGF-t1-S16-MSRcool - Baseline Design - Hourly Results.csv | 9 | 1 | 15 | 2 | 3.5961 | 5.8956
| SFM-wCZ10-v2015-rDXGF-t1-S16-MSRcool - Baseline Design - Hourly Results.csv | 9 | 1 | 16 | 2 | 3.7341 | 6.1283
| SFM-wCZ10-v2015-rDXGF-t1-S16-MSRcool - Baseline Design - Hourly Results.csv | 9 | 1 | 17 | 2 | 3.6958 | 6.0705
| SFM-wCZ10-v2015-rDXGF-t1-S16-MSRcool - Baseline Design - Hourly Results.csv | 9 | 2 | 15 | 3 | 3.5015 | 5.7714
| SFM-wCZ10-v2015-rDXGF-t1-S16-MSRcool - Baseline Design - Hourly Results.csv | 9 | 2 | 16 | 3 | 3.4495 | 5.6852
| SFM-wCZ10-v2015-rDXGF-t1-S16-MSRcool - Baseline Design - Hourly Results.csv | 9 | 2 | 17 | 3 | 3.1693 | 5.1772
| SFM-wCZ10-v2015-rDXGF-t1-S16-MSRcool - Baseline Design - Hourly Results.csv | 9 | 3 | 15 | 4 | 2.7147 | 3.9883
| SFM-wCZ10-v2015-rDXGF-t1-S16-MSRcool - Baseline Design - Hourly Results.csv | 9 | 3 | 16 | 4 | 2.8047 | 4.1813
| SFM-wCZ10-v2015-rDXGF-t1-S16-MSRcool - Baseline Design - Hourly Results.csv | 9 | 3 | 17 | 4 | 2.7052 | 4.0256
| SFM-wCZ10-v2015-rDXGF-t1-S16-MSRheat - Baseline Design - Hourly Results.csv | 9 | 1 | 15 | 2 | 3.3474 | 5.4893
| SFM-wCZ10-v2015-rDXGF-t1-S16-MSRheat - Baseline Design - Hourly Results.csv | 9 | 1 | 16 | 2 | 3.4729 | 5.7191
| SFM-wCZ10-v2015-rDXGF-t1-S16-MSRheat - Baseline Design - Hourly Results.csv | 9 | 1 | 17 | 2 | 3.4084 | 5.672
| SFM-wCZ10-v2015-rDXGF-t1-S16-MSRheat - Baseline Design - Hourly Results.csv | 9 | 2 | 15 | 3 | 3.2652 | 5.3762
| SFM-wCZ10-v2015-rDXGF-t1-S16-MSRheat - Baseline Design - Hourly Results.csv | 9 | 2 | 16 | 3 | 3.2237 | 5.2989
| SFM-wCZ10-v2015-rDXGF-t1-S16-MSRheat - Baseline Design - Hourly Results.csv | 9 | 2 | 17 | 3 | 2.9668 | 4.8374
| SFM-wCZ10-v2015-rDXGF-t1-S16-MSRheat - Baseline Design - Hourly Results.csv | 9 | 3 | 15 | 4 | 2.5294 | 3.7361
| SFM-wCZ10-v2015-rDXGF-t1-S16-MSRheat - Baseline Design - Hourly Results.csv | 9 | 3 | 16 | 4 | 2.6168 | 3.9181
| SFM-wCZ10-v2015-rDXGF-t1-S16-MSRheat - Baseline Design - Hourly Results.csv | 9 | 3 | 17 | 4 | 2.5259 | 3.7773
| SFM-wCZ10-v2015-rDXGF-t1-S17-MSRcool - Baseline Design - Hourly Results.csv | 9 | 1 | 15 | 2 | 3.3774 | 5.5371
| SFM-wCZ10-v2015-rDXGF-t1-S17-MSRcool - Baseline Design - Hourly Results.csv | 9 | 1 | 16 | 2 | 3.507 | 5.7556
| SFM-wCZ10-v2015-rDXGF-t1-S17-MSRcool - Baseline Design - Hourly Results.csv | 9 | 1 | 17 | 2 | 3.4711 | 5.7014
| SFM-wCZ10-v2015-rDXGF-t1-S17-MSRcool - Baseline Design - Hourly Results.csv | 9 | 2 | 15 | 3 | 3.2885 | 5.4204
| SFM-wCZ10-v2015-rDXGF-t1-S17-MSRcool - Baseline Design - Hourly Results.csv | 9 | 2 | 16 | 3 | 3.2397 | 5.3395
| SFM-wCZ10-v2015-rDXGF-t1-S17-MSRcool - Baseline Design - Hourly Results.csv | 9 | 2 | 17 | 3 | 2.9766 | 4.8624
| SFM-wCZ10-v2015-rDXGF-t1-S17-MSRcool - Baseline Design - Hourly Results.csv | 9 | 3 | 15 | 4 | 2.5496 | 3.7458
| SFM-wCZ10-v2015-rDXGF-t1-S17-MSRcool - Baseline Design - Hourly Results.csv | 9 | 3 | 16 | 4 | 2.6342 | 3.927
| SFM-wCZ10-v2015-rDXGF-t1-S17-MSRcool - Baseline Design - Hourly Results.csv | 9 | 3 | 17 | 4 | 2.5407 | 3.7808
| SFM-wCZ10-v2015-rDXGF-t1-S17-MSRheat - Baseline Design - Hourly Results.csv | 9 | 1 | 15 | 2 | 3.1276 | 5.1288
| SFM-wCZ10-v2015-rDXGF-t1-S17-MSRheat - Baseline Design - Hourly Results.csv | 9 | 1 | 16 | 2 | 3.2448 | 5.3434
| SFM-wCZ10-v2015-rDXGF-t1-S17-MSRheat - Baseline Design - Hourly Results.csv | 9 | 1 | 17 | 2 | 3.1846 | 5.2995
| SFM-wCZ10-v2015-rDXGF-t1-S17-MSRheat - Baseline Design - Hourly Results.csv | 9 | 2 | 15 | 3 | 3.0507 | 5.0232
| SFM-wCZ10-v2015-rDXGF-t1-S17-MSRheat - Baseline Design - Hourly Results.csv | 9 | 2 | 16 | 3 | 3.012 | 4.9509
| SFM-wCZ10-v2015-rDXGF-t1-S17-MSRheat - Baseline Design - Hourly Results.csv | 9 | 2 | 17 | 3 | 2.772 | 4.5197
| SFM-wCZ10-v2015-rDXGF-t1-S17-MSRheat - Baseline Design - Hourly Results.csv | 9 | 3 | 15 | 4 | 2.3633 | 3.4908
| SFM-wCZ10-v2015-rDXGF-t1-S17-MSRheat - Baseline Design - Hourly Results.csv | 9 | 3 | 16 | 4 | 2.4449 | 3.6608
| SFM-wCZ10-v2015-rDXGF-t1-S17-MSRheat - Baseline Design - Hourly Results.csv | 9 | 3 | 17 | 4 | 2.3601 | 3.5292
| SFM-wCZ10-v2015-rDXGF-t2-S14-BSLcool - Baseline Design - Hourly Results.csv | 9 | 1 | 15 | 2 | 3.6194 | 5.4259
| SFM-wCZ10-v2015-rDXGF-t2-S14-BSLcool - Baseline Design - Hourly Results.csv | 9 | 1 | 16 | 2 | 3.8262 | 5.8065
| SFM-wCZ10-v2015-rDXGF-t2-S14-BSLcool - Baseline Design - Hourly Results.csv | 9 | 1 | 17 | 2 | 3.8115 | 5.8465
| SFM-wCZ10-v2015-rDXGF-t2-S14-BSLcool - Baseline Design - Hourly Results.csv | 9 | 2 | 15 | 3 | 3.8778 | 6.1646
| SFM-wCZ10-v2015-rDXGF-t2-S14-BSLcool - Baseline Design - Hourly Results.csv | 9 | 2 | 16 | 3 | 3.7975 | 6.0374
| SFM-wCZ10-v2015-rDXGF-t2-S14-BSLcool - Baseline Design - Hourly Results.csv | 9 | 2 | 17 | 3 | 3.4347 | 5.4383
| SFM-wCZ10-v2015-rDXGF-t2-S14-BSLcool - Baseline Design - Hourly Results.csv | 9 | 3 | 15 | 4 | 2.7223 | 3.996
| SFM-wCZ10-v2015-rDXGF-t2-S14-BSLcool - Baseline Design - Hourly Results.csv | 9 | 3 | 16 | 4 | 2.8467 | 4.2375
| SFM-wCZ10-v2015-rDXGF-t2-S14-BSLcool - Baseline Design - Hourly Results.csv | 9 | 3 | 17 | 4 | 2.7475 | 4.1166
| SFM-wCZ10-v2015-rDXGF-t2-S14-BSLheat - Baseline Design - Hourly Results.csv | 9 | 1 | 15 | 2 | 3.1953 | 4.7975
| SFM-wCZ10-v2015-rDXGF-t2-S14-BSLheat - Baseline Design - Hourly Results.csv | 9 | 1 | 16 | 2 | 3.383 | 5.1468
| SFM-wCZ10-v2015-rDXGF-t2-S14-BSLheat - Baseline Design - Hourly Results.csv | 9 | 1 | 17 | 2 | 3.3715 | 5.1858
| SFM-wCZ10-v2015-rDXGF-t2-S14-BSLheat - Baseline Design - Hourly Results.csv | 9 | 2 | 15 | 3 | 3.4272 | 5.4619
| SFM-wCZ10-v2015-rDXGF-t2-S14-BSLheat - Baseline Design - Hourly Results.csv | 9 | 2 | 16 | 3 | 3.3591 | 5.3556
| SFM-wCZ10-v2015-rDXGF-t2-S14-BSLheat - Baseline Design - Hourly Results.csv | 9 | 2 | 17 | 3 | 3.0402 | 4.8242
| SFM-wCZ10-v2015-rDXGF-t2-S14-BSLheat - Baseline Design - Hourly Results.csv | 9 | 3 | 15 | 4 | 2.4032 | 3.5269
| SFM-wCZ10-v2015-rDXGF-t2-S14-BSLheat - Baseline Design - Hourly Results.csv | 9 | 3 | 16 | 4 | 2.5131 | 3.7461
| SFM-wCZ10-v2015-rDXGF-t2-S14-BSLheat - Baseline Design - Hourly Results.csv | 9 | 3 | 17 | 4 | 2.4285 | 3.6418
| SFM-wCZ10-v2015-rDXGF-t2-S15-MSRcool - Baseline Design - Hourly Results.csv | 9 | 1 | 15 | 2 | 2.9855 | 4.5895
| SFM-wCZ10-v2015-rDXGF-t2-S15-MSRcool - Baseline Design - Hourly Results.csv | 9 | 1 | 16 | 2 | 3.1694 | 4.8701
| SFM-wCZ10-v2015-rDXGF-t2-S15-MSRcool - Baseline Design - Hourly Results.csv | 9 | 1 | 17 | 2 | 3.1671 | 4.925
| SFM-wCZ10-v2015-rDXGF-t2-S15-MSRcool - Baseline Design - Hourly Results.csv | 9 | 2 | 15 | 3 | 3.2075 | 5.1614
| SFM-wCZ10-v2015-rDXGF-t2-S15-MSRcool - Baseline Design - Hourly Results.csv | 9 | 2 | 16 | 3 | 3.1509 | 5.063
| SFM-wCZ10-v2015-rDXGF-t2-S15-MSRcool - Baseline Design - Hourly Results.csv | 9 | 2 | 17 | 3 | 2.8677 | 4.5962
| SFM-wCZ10-v2015-rDXGF-t2-S15-MSRcool - Baseline Design - Hourly Results.csv | 9 | 3 | 15 | 4 | 2.275 | 3.3776
| SFM-wCZ10-v2015-rDXGF-t2-S15-MSRcool - Baseline Design - Hourly Results.csv | 9 | 3 | 16 | 4 | 2.3765 | 3.5857
| SFM-wCZ10-v2015-rDXGF-t2-S15-MSRcool - Baseline Design - Hourly Results.csv | 9 | 3 | 17 | 4 | 2.3041 | 3.4961
| SFM-wCZ10-v2015-rDXGF-t2-S15-MSRheat - Baseline Design - Hourly Results.csv | 9 | 1 | 15 | 2 | 2.8511 | 4.3826
| SFM-wCZ10-v2015-rDXGF-t2-S15-MSRheat - Baseline Design - Hourly Results.csv | 9 | 1 | 16 | 2 | 2.9845 | 4.6395
| SFM-wCZ10-v2015-rDXGF-t2-S15-MSRheat - Baseline Design - Hourly Results.csv | 9 | 1 | 17 | 2 | 2.9843 | 4.6428
| SFM-wCZ10-v2015-rDXGF-t2-S15-MSRheat - Baseline Design - Hourly Results.csv | 9 | 2 | 15 | 3 | 3.0419 | 4.9288
| SFM-wCZ10-v2015-rDXGF-t2-S15-MSRheat - Baseline Design - Hourly Results.csv | 9 | 2 | 16 | 3 | 2.9755 | 4.7812
| SFM-wCZ10-v2015-rDXGF-t2-S15-MSRheat - Baseline Design - Hourly Results.csv | 9 | 2 | 17 | 3 | 2.7063 | 4.3419
| SFM-wCZ10-v2015-rDXGF-t2-S15-MSRheat - Baseline Design - Hourly Results.csv | 9 | 3 | 15 | 4 | 2.1391 | 3.1789
| SFM-wCZ10-v2015-rDXGF-t2-S15-MSRheat - Baseline Design - Hourly Results.csv | 9 | 3 | 16 | 4 | 2.2391 | 3.3828
| SFM-wCZ10-v2015-rDXGF-t2-S15-MSRheat - Baseline Design - Hourly Results.csv | 9 | 3 | 17 | 4 | 2.1698 | 3.2974
| SFM-wCZ10-v2015-rDXGF-t2-S16-MSRcool - Baseline Design - Hourly Results.csv | 9 | 1 | 15 | 2 | 3.2191 | 4.7669
| SFM-wCZ10-v2015-rDXGF-t2-S16-MSRcool - Baseline Design - Hourly Results.csv | 9 | 1 | 16 | 2 | 3.3645 | 5.086
| SFM-wCZ10-v2015-rDXGF-t2-S16-MSRcool - Baseline Design - Hourly Results.csv | 9 | 1 | 17 | 2 | 3.3432 | 5.2331
| SFM-wCZ10-v2015-rDXGF-t2-S16-MSRcool - Baseline Design - Hourly Results.csv | 9 | 2 | 15 | 3 | 3.3838 | 5.6087
| SFM-wCZ10-v2015-rDXGF-t2-S16-MSRcool - Baseline Design - Hourly Results.csv | 9 | 2 | 16 | 3 | 3.3167 | 5.4827
| SFM-wCZ10-v2015-rDXGF-t2-S16-MSRcool - Baseline Design - Hourly Results.csv | 9 | 2 | 17 | 3 | 3.0362 | 4.6966
| SFM-wCZ10-v2015-rDXGF-t2-S16-MSRcool - Baseline Design - Hourly Results.csv | 9 | 3 | 15 | 4 | 2.3695 | 3.4753
| SFM-wCZ10-v2015-rDXGF-t2-S16-MSRcool - Baseline Design - Hourly Results.csv | 9 | 3 | 16 | 4 | 2.5867 | 3.6825
| SFM-wCZ10-v2015-rDXGF-t2-S16-MSRcool - Baseline Design - Hourly Results.csv | 9 | 3 | 17 | 4 | 2.4962 | 3.5674
| SFM-wCZ10-v2015-rDXGF-t2-S16-MSRheat - Baseline Design - Hourly Results.csv | 9 | 1 | 15 | 2 | 2.9983 | 4.4544
| SFM-wCZ10-v2015-rDXGF-t2-S16-MSRheat - Baseline Design - Hourly Results.csv | 9 | 1 | 16 | 2 | 3.1393 | 4.8913
| SFM-wCZ10-v2015-rDXGF-t2-S16-MSRheat - Baseline Design - Hourly Results.csv | 9 | 1 | 17 | 2 | 3.1202 | 5.013
| SFM-wCZ10-v2015-rDXGF-t2-S16-MSRheat - Baseline Design - Hourly Results.csv | 9 | 2 | 15 | 3 | 3.1528 | 5.2125
| SFM-wCZ10-v2015-rDXGF-t2-S16-MSRheat - Baseline Design - Hourly Results.csv | 9 | 2 | 16 | 3 | 3.0958 | 5.1063
| SFM-wCZ10-v2015-rDXGF-t2-S16-MSRheat - Baseline Design - Hourly Results.csv | 9 | 2 | 17 | 3 | 2.8364 | 4.6307
| SFM-wCZ10-v2015-rDXGF-t2-S16-MSRheat - Baseline Design - Hourly Results.csv | 9 | 3 | 15 | 4 | 2.3211 | 3.2467
| SFM-wCZ10-v2015-rDXGF-t2-S16-MSRheat - Baseline Design - Hourly Results.csv | 9 | 3 | 16 | 4 | 2.4051 | 3.4421
| SFM-wCZ10-v2015-rDXGF-t2-S16-MSRheat - Baseline Design - Hourly Results.csv | 9 | 3 | 17 | 4 | 2.3237 | 3.3358
| SFM-wCZ10-v2015-rDXGF-t2-S17-MSRcool - Baseline Design - Hourly Results.csv | 9 | 1 | 15 | 2 | 3.0234 | 4.477
| SFM-wCZ10-v2015-rDXGF-t2-S17-MSRcool - Baseline Design - Hourly Results.csv | 9 | 1 | 16 | 2 | 3.1599 | 4.7767
| SFM-wCZ10-v2015-rDXGF-t2-S17-MSRcool - Baseline Design - Hourly Results.csv | 9 | 1 | 17 | 2 | 3.1399 | 4.9149
| SFM-wCZ10-v2015-rDXGF-t2-S17-MSRcool - Baseline Design - Hourly Results.csv | 9 | 2 | 15 | 3 | 3.178 | 5.2676
| SFM-wCZ10-v2015-rDXGF-t2-S17-MSRcool - Baseline Design - Hourly Results.csv | 9 | 2 | 16 | 3 | 3.115 | 5.1493
| SFM-wCZ10-v2015-rDXGF-t2-S17-MSRcool - Baseline Design - Hourly Results.csv | 9 | 2 | 17 | 3 | 2.8516 | 4.411
| SFM-wCZ10-v2015-rDXGF-t2-S17-MSRcool - Baseline Design - Hourly Results.csv | 9 | 3 | 15 | 4 | 2.2254 | 3.264
| SFM-wCZ10-v2015-rDXGF-t2-S17-MSRcool - Baseline Design - Hourly Results.csv | 9 | 3 | 16 | 4 | 2.4294 | 3.4586
| SFM-wCZ10-v2015-rDXGF-t2-S17-MSRcool - Baseline Design - Hourly Results.csv | 9 | 3 | 17 | 4 | 2.3444 | 3.3505
| SFM-wCZ10-v2015-rDXGF-t2-S17-MSRheat - Baseline Design - Hourly Results.csv | 9 | 1 | 15 | 2 | 2.8013 | 4.1619
| SFM-wCZ10-v2015-rDXGF-t2-S17-MSRheat - Baseline Design - Hourly Results.csv | 9 | 1 | 16 | 2 | 2.9331 | 4.5701
| SFM-wCZ10-v2015-rDXGF-t2-S17-MSRheat - Baseline Design - Hourly Results.csv | 9 | 1 | 17 | 2 | 2.9152 | 4.6838
| SFM-wCZ10-v2015-rDXGF-t2-S17-MSRheat - Baseline Design - Hourly Results.csv | 9 | 2 | 15 | 3 | 2.9457 | 4.8702
| SFM-wCZ10-v2015-rDXGF-t2-S17-MSRheat - Baseline Design - Hourly Results.csv | 9 | 2 | 16 | 3 | 2.8925 | 4.7709
| SFM-wCZ10-v2015-rDXGF-t2-S17-MSRheat - Baseline Design - Hourly Results.csv | 9 | 2 | 17 | 3 | 2.6502 | 4.3266
| SFM-wCZ10-v2015-rDXGF-t2-S17-MSRheat - Baseline Design - Hourly Results.csv | 9 | 3 | 15 | 4 | 2.1687 | 3.0335
| SFM-wCZ10-v2015-rDXGF-t2-S17-MSRheat - Baseline Design - Hourly Results.csv | 9 | 3 | 16 | 4 | 2.2472 | 3.216
| SFM-wCZ10-v2015-rDXGF-t2-S17-MSRheat - Baseline Design - Hourly Results.csv | 9 | 3 | 17 | 4 | 2.1711 | 3.1167
| SFM-wCZ10-v2015-rDXGF-t3-S14-BSLcool - Baseline Design - Hourly Results.csv | 9 | 1 | 15 | 2 | 3.6196 | 5.3766
| SFM-wCZ10-v2015-rDXGF-t3-S14-BSLcool - Baseline Design - Hourly Results.csv | 9 | 1 | 16 | 2 | 3.8264 | 5.7678
| SFM-wCZ10-v2015-rDXGF-t3-S14-BSLcool - Baseline Design - Hourly Results.csv | 9 | 1 | 17 | 2 | 3.8116 | 5.8141
| SFM-wCZ10-v2015-rDXGF-t3-S14-BSLcool - Baseline Design - Hourly Results.csv | 9 | 2 | 15 | 3 | 3.7406 | 5.8956
| SFM-wCZ10-v2015-rDXGF-t3-S14-BSLcool - Baseline Design - Hourly Results.csv | 9 | 2 | 16 | 3 | 3.6792 | 5.8127
| SFM-wCZ10-v2015-rDXGF-t3-S14-BSLcool - Baseline Design - Hourly Results.csv | 9 | 2 | 17 | 3 | 3.3362 | 5.2524
| SFM-wCZ10-v2015-rDXGF-t3-S14-BSLcool - Baseline Design - Hourly Results.csv | 9 | 3 | 15 | 4 | 2.6427 | 3.8618
| SFM-wCZ10-v2015-rDXGF-t3-S14-BSLcool - Baseline Design - Hourly Results.csv | 9 | 3 | 16 | 4 | 2.7761 | 4.1277
| SFM-wCZ10-v2015-rDXGF-t3-S14-BSLcool - Baseline Design - Hourly Results.csv | 9 | 3 | 17 | 4 | 2.6845 | 4.0232
| SFM-wCZ10-v2015-rDXGF-t3-S14-BSLheat - Baseline Design - Hourly Results.csv | 9 | 1 | 15 | 2 | 3.195 | 4.7562
| SFM-wCZ10-v2015-rDXGF-t3-S14-BSLheat - Baseline Design - Hourly Results.csv | 9 | 1 | 16 | 2 | 3.3819 | 5.1122
| SFM-wCZ10-v2015-rDXGF-t3-S14-BSLheat - Baseline Design - Hourly Results.csv | 9 | 1 | 17 | 2 | 3.3713 | 5.1504
| SFM-wCZ10-v2015-rDXGF-t3-S14-BSLheat - Baseline Design - Hourly Results.csv | 9 | 2 | 15 | 3 | 3.3013 | 5.2196
| SFM-wCZ10-v2015-rDXGF-t3-S14-BSLheat - Baseline Design - Hourly Results.csv | 9 | 2 | 16 | 3 | 3.2512 | 5.1504
| SFM-wCZ10-v2015-rDXGF-t3-S14-BSLheat - Baseline Design - Hourly Results.csv | 9 | 2 | 17 | 3 | 2.9512 | 4.6594
| SFM-wCZ10-v2015-rDXGF-t3-S14-BSLheat - Baseline Design - Hourly Results.csv | 9 | 3 | 15 | 4 | 2.332 | 3.4113
| SFM-wCZ10-v2015-rDXGF-t3-S14-BSLheat - Baseline Design - Hourly Results.csv | 9 | 3 | 16 | 4 | 2.4518 | 3.6502
| SFM-wCZ10-v2015-rDXGF-t3-S14-BSLheat - Baseline Design - Hourly Results.csv | 9 | 3 | 17 | 4 | 2.3751 | 3.5558
| SFM-wCZ10-v2015-rDXGF-t3-S15-MSRcool - Baseline Design - Hourly Results.csv | 9 | 1 | 15 | 2 | 2.9539 | 4.5504
| SFM-wCZ10-v2015-rDXGF-t3-S15-MSRcool - Baseline Design - Hourly Results.csv | 9 | 1 | 16 | 2 | 3.1434 | 4.8379
| SFM-wCZ10-v2015-rDXGF-t3-S15-MSRcool - Baseline Design - Hourly Results.csv | 9 | 1 | 17 | 2 | 3.1435 | 4.898
| SFM-wCZ10-v2015-rDXGF-t3-S15-MSRcool - Baseline Design - Hourly Results.csv | 9 | 2 | 15 | 3 | 3.0952 | 4.949
| SFM-wCZ10-v2015-rDXGF-t3-S15-MSRcool - Baseline Design - Hourly Results.csv | 9 | 2 | 16 | 3 | 3.0507 | 4.8851
| SFM-wCZ10-v2015-rDXGF-t3-S15-MSRcool - Baseline Design - Hourly Results.csv | 9 | 2 | 17 | 3 | 2.7855 | 4.4485
| SFM-wCZ10-v2015-rDXGF-t3-S15-MSRcool - Baseline Design - Hourly Results.csv | 9 | 3 | 15 | 4 | 2.2089 | 3.2687
| SFM-wCZ10-v2015-rDXGF-t3-S15-MSRcool - Baseline Design - Hourly Results.csv | 9 | 3 | 16 | 4 | 2.3192 | 3.4978
| SFM-wCZ10-v2015-rDXGF-t3-S15-MSRcool - Baseline Design - Hourly Results.csv | 9 | 3 | 17 | 4 | 2.2555 | 3.4211
| SFM-wCZ10-v2015-rDXGF-t3-S15-MSRheat - Baseline Design - Hourly Results.csv | 9 | 1 | 15 | 2 | 2.8186 | 4.3454
| SFM-wCZ10-v2015-rDXGF-t3-S15-MSRheat - Baseline Design - Hourly Results.csv | 9 | 1 | 16 | 2 | 2.9563 | 4.6119
| SFM-wCZ10-v2015-rDXGF-t3-S15-MSRheat - Baseline Design - Hourly Results.csv | 9 | 1 | 17 | 2 | 2.9617 | 4.6177
| SFM-wCZ10-v2015-rDXGF-t3-S15-MSRheat - Baseline Design - Hourly Results.csv | 9 | 2 | 15 | 3 | 2.9318 | 4.7213
| SFM-wCZ10-v2015-rDXGF-t3-S15-MSRheat - Baseline Design - Hourly Results.csv | 9 | 2 | 16 | 3 | 2.8823 | 4.6061
| SFM-wCZ10-v2015-rDXGF-t3-S15-MSRheat - Baseline Design - Hourly Results.csv | 9 | 2 | 17 | 3 | 2.6298 | 4.2001
| SFM-wCZ10-v2015-rDXGF-t3-S15-MSRheat - Baseline Design - Hourly Results.csv | 9 | 3 | 15 | 4 | 2.0775 | 3.0794
| SFM-wCZ10-v2015-rDXGF-t3-S15-MSRheat - Baseline Design - Hourly Results.csv | 9 | 3 | 16 | 4 | 2.1846 | 3.2987
| SFM-wCZ10-v2015-rDXGF-t3-S15-MSRheat - Baseline Design - Hourly Results.csv | 9 | 3 | 17 | 4 | 2.1235 | 3.2256
| SFM-wCZ10-v2015-rDXGF-t3-S16-MSRcool - Baseline Design - Hourly Results.csv | 9 | 1 | 15 | 2 | 3.1923 | 4.731
| SFM-wCZ10-v2015-rDXGF-t3-S16-MSRcool - Baseline Design - Hourly Results.csv | 9 | 1 | 16 | 2 | 3.3408 | 5.0495
| SFM-wCZ10-v2015-rDXGF-t3-S16-MSRcool - Baseline Design - Hourly Results.csv | 9 | 1 | 17 | 2 | 3.3199 | 5.0661
| SFM-wCZ10-v2015-rDXGF-t3-S16-MSRcool - Baseline Design - Hourly Results.csv | 9 | 2 | 15 | 3 | 3.2844 | 5.1363
| SFM-wCZ10-v2015-rDXGF-t3-S16-MSRcool - Baseline Design - Hourly Results.csv | 9 | 2 | 16 | 3 | 3.2296 | 5.1818
| SFM-wCZ10-v2015-rDXGF-t3-S16-MSRcool - Baseline Design - Hourly Results.csv | 9 | 2 | 17 | 3 | 2.9582 | 4.5479
| SFM-wCZ10-v2015-rDXGF-t3-S16-MSRcool - Baseline Design - Hourly Results.csv | 9 | 3 | 15 | 4 | 2.3025 | 3.3666
| SFM-wCZ10-v2015-rDXGF-t3-S16-MSRcool - Baseline Design - Hourly Results.csv | 9 | 3 | 16 | 4 | 2.5345 | 3.5899
| SFM-wCZ10-v2015-rDXGF-t3-S16-MSRcool - Baseline Design - Hourly Results.csv | 9 | 3 | 17 | 4 | 2.4504 | 3.4888
| SFM-wCZ10-v2015-rDXGF-t3-S16-MSRheat - Baseline Design - Hourly Results.csv | 9 | 1 | 15 | 2 | 2.9725 | 4.4181
| SFM-wCZ10-v2015-rDXGF-t3-S16-MSRheat - Baseline Design - Hourly Results.csv | 9 | 1 | 16 | 2 | 3.1171 | 4.8676
| SFM-wCZ10-v2015-rDXGF-t3-S16-MSRheat - Baseline Design - Hourly Results.csv | 9 | 1 | 17 | 2 | 3.0999 | 4.9876
| SFM-wCZ10-v2015-rDXGF-t3-S16-MSRheat - Baseline Design - Hourly Results.csv | 9 | 2 | 15 | 3 | 3.0583 | 5.0266
| SFM-wCZ10-v2015-rDXGF-t3-S16-MSRheat - Baseline Design - Hourly Results.csv | 9 | 2 | 16 | 3 | 3.0116 | 4.9531
| SFM-wCZ10-v2015-rDXGF-t3-S16-MSRheat - Baseline Design - Hourly Results.csv | 9 | 2 | 17 | 3 | 2.7645 | 4.2641
| SFM-wCZ10-v2015-rDXGF-t3-S16-MSRheat - Baseline Design - Hourly Results.csv | 9 | 3 | 15 | 4 | 2.149 | 3.1435
| SFM-wCZ10-v2015-rDXGF-t3-S16-MSRheat - Baseline Design - Hourly Results.csv | 9 | 3 | 16 | 4 | 2.3575 | 3.3542
| SFM-wCZ10-v2015-rDXGF-t3-S16-MSRheat - Baseline Design - Hourly Results.csv | 9 | 3 | 17 | 4 | 2.2808 | 3.261
| SFM-wCZ10-v2015-rDXGF-t3-S17-MSRcool - Baseline Design - Hourly Results.csv | 9 | 1 | 15 | 2 | 2.9982 | 4.4433
| SFM-wCZ10-v2015-rDXGF-t3-S17-MSRcool - Baseline Design - Hourly Results.csv | 9 | 1 | 16 | 2 | 3.1376 | 4.7424
| SFM-wCZ10-v2015-rDXGF-t3-S17-MSRcool - Baseline Design - Hourly Results.csv | 9 | 1 | 17 | 2 | 3.118 | 4.758
| SFM-wCZ10-v2015-rDXGF-t3-S17-MSRcool - Baseline Design - Hourly Results.csv | 9 | 2 | 15 | 3 | 3.0847 | 4.824
| SFM-wCZ10-v2015-rDXGF-t3-S17-MSRcool - Baseline Design - Hourly Results.csv | 9 | 2 | 16 | 3 | 3.0332 | 4.8667
| SFM-wCZ10-v2015-rDXGF-t3-S17-MSRcool - Baseline Design - Hourly Results.csv | 9 | 2 | 17 | 3 | 2.7783 | 4.2714
| SFM-wCZ10-v2015-rDXGF-t3-S17-MSRcool - Baseline Design - Hourly Results.csv | 9 | 3 | 15 | 4 | 2.1625 | 3.1618
| SFM-wCZ10-v2015-rDXGF-t3-S17-MSRcool - Baseline Design - Hourly Results.csv | 9 | 3 | 16 | 4 | 2.3803 | 3.3716
| SFM-wCZ10-v2015-rDXGF-t3-S17-MSRcool - Baseline Design - Hourly Results.csv | 9 | 3 | 17 | 4 | 2.3014 | 3.2767
| SFM-wCZ10-v2015-rDXGF-t3-S17-MSRheat - Baseline Design - Hourly Results.csv | 9 | 1 | 15 | 2 | 2.7773 | 4.1279
| SFM-wCZ10-v2015-rDXGF-t3-S17-MSRheat - Baseline Design - Hourly Results.csv | 9 | 1 | 16 | 2 | 2.9124 | 4.5479
| SFM-wCZ10-v2015-rDXGF-t3-S17-MSRheat - Baseline Design - Hourly Results.csv | 9 | 1 | 17 | 2 | 2.8963 | 4.6601
| SFM-wCZ10-v2015-rDXGF-t3-S17-MSRheat - Baseline Design - Hourly Results.csv | 9 | 2 | 15 | 3 | 2.8575 | 4.6965
| SFM-wCZ10-v2015-rDXGF-t3-S17-MSRheat - Baseline Design - Hourly Results.csv | 9 | 2 | 16 | 3 | 2.8138 | 4.6278
| SFM-wCZ10-v2015-rDXGF-t3-S17-MSRheat - Baseline Design - Hourly Results.csv | 9 | 2 | 17 | 3 | 2.5829 | 3.984
| SFM-wCZ10-v2015-rDXGF-t3-S17-MSRheat - Baseline Design - Hourly Results.csv | 9 | 3 | 15 | 4 | 2.0079 | 2.937
| SFM-wCZ10-v2015-rDXGF-t3-S17-MSRheat - Baseline Design - Hourly Results.csv | 9 | 3 | 16 | 4 | 2.2026 | 3.1339
| SFM-wCZ10-v2015-rDXGF-t3-S17-MSRheat - Baseline Design - Hourly Results.csv | 9 | 3 | 17 | 4 | 2.131 | 3.0468
| SFM-wCZ10-v2015-rDXGF-t4-S14-BSLcool - Baseline Design - Hourly Results.csv | 9 | 1 | 15 | 2 | 3.628 | 5.4222
| SFM-wCZ10-v2015-rDXGF-t4-S14-BSLcool - Baseline Design - Hourly Results.csv | 9 | 1 | 16 | 2 | 3.835 | 5.8063
| SFM-wCZ10-v2015-rDXGF-t4-S14-BSLcool - Baseline Design - Hourly Results.csv | 9 | 1 | 17 | 2 | 3.8191 | 5.8466
| SFM-wCZ10-v2015-rDXGF-t4-S14-BSLcool - Baseline Design - Hourly Results.csv | 9 | 2 | 15 | 3 | 3.8312 | 6.1052
| SFM-wCZ10-v2015-rDXGF-t4-S14-BSLcool - Baseline Design - Hourly Results.csv | 9 | 2 | 16 | 3 | 3.7569 | 5.9907
| SFM-wCZ10-v2015-rDXGF-t4-S14-BSLcool - Baseline Design - Hourly Results.csv | 9 | 2 | 17 | 3 | 3.4008 | 5.3976
| SFM-wCZ10-v2015-rDXGF-t4-S14-BSLcool - Baseline Design - Hourly Results.csv | 9 | 3 | 15 | 4 | 2.6965 | 3.9763
| SFM-wCZ10-v2015-rDXGF-t4-S14-BSLcool - Baseline Design - Hourly Results.csv | 9 | 3 | 16 | 4 | 2.8237 | 4.2252
| SFM-wCZ10-v2015-rDXGF-t4-S14-BSLcool - Baseline Design - Hourly Results.csv | 9 | 3 | 17 | 4 | 2.7281 | 4.1065
| SFM-wCZ10-v2015-rDXGF-t4-S14-BSLheat - Baseline Design - Hourly Results.csv | 9 | 1 | 15 | 2 | 3.2043 | 4.801
| SFM-wCZ10-v2015-rDXGF-t4-S14-BSLheat - Baseline Design - Hourly Results.csv | 9 | 1 | 16 | 2 | 3.391 | 5.1435
| SFM-wCZ10-v2015-rDXGF-t4-S14-BSLheat - Baseline Design - Hourly Results.csv | 9 | 1 | 17 | 2 | 3.3782 | 5.1858
| SFM-wCZ10-v2015-rDXGF-t4-S14-BSLheat - Baseline Design - Hourly Results.csv | 9 | 2 | 15 | 3 | 3.3817 | 5.4037
| SFM-wCZ10-v2015-rDXGF-t4-S14-BSLheat - Baseline Design - Hourly Results.csv | 9 | 2 | 16 | 3 | 3.3205 | 5.3088
| SFM-wCZ10-v2015-rDXGF-t4-S14-BSLheat - Baseline Design - Hourly Results.csv | 9 | 2 | 17 | 3 | 3.0084 | 4.7858
| SFM-wCZ10-v2015-rDXGF-t4-S14-BSLheat - Baseline Design - Hourly Results.csv | 9 | 3 | 15 | 4 | 2.3796 | 3.5127
| SFM-wCZ10-v2015-rDXGF-t4-S14-BSLheat - Baseline Design - Hourly Results.csv | 9 | 3 | 16 | 4 | 2.4922 | 3.7339
| SFM-wCZ10-v2015-rDXGF-t4-S14-BSLheat - Baseline Design - Hourly Results.csv | 9 | 3 | 17 | 4 | 2.4106 | 3.6269
| SFM-wCZ10-v2015-rDXGF-t4-S15-MSRcool - Baseline Design - Hourly Results.csv | 9 | 1 | 15 | 2 | 2.994 | 4.5857
| SFM-wCZ10-v2015-rDXGF-t4-S15-MSRcool - Baseline Design - Hourly Results.csv | 9 | 1 | 16 | 2 | 3.1785 | 4.8698
| SFM-wCZ10-v2015-rDXGF-t4-S15-MSRcool - Baseline Design - Hourly Results.csv | 9 | 1 | 17 | 2 | 3.1718 | 4.9247
| SFM-wCZ10-v2015-rDXGF-t4-S15-MSRcool - Baseline Design - Hourly Results.csv | 9 | 2 | 15 | 3 | 3.1712 | 5.1205
| SFM-wCZ10-v2015-rDXGF-t4-S15-MSRcool - Baseline Design - Hourly Results.csv | 9 | 2 | 16 | 3 | 3.1193 | 5.0331
| SFM-wCZ10-v2015-rDXGF-t4-S15-MSRcool - Baseline Design - Hourly Results.csv | 9 | 2 | 17 | 3 | 2.8413 | 4.5629
| SFM-wCZ10-v2015-rDXGF-t4-S15-MSRcool - Baseline Design - Hourly Results.csv | 9 | 3 | 15 | 4 | 2.2559 | 3.369
| SFM-wCZ10-v2015-rDXGF-t4-S15-MSRcool - Baseline Design - Hourly Results.csv | 9 | 3 | 16 | 4 | 2.3595 | 3.584
| SFM-wCZ10-v2015-rDXGF-t4-S15-MSRcool - Baseline Design - Hourly Results.csv | 9 | 3 | 17 | 4 | 2.2913 | 3.4876
| SFM-wCZ10-v2015-rDXGF-t4-S15-MSRheat - Baseline Design - Hourly Results.csv | 9 | 1 | 15 | 2 | 2.8608 | 4.3828
| SFM-wCZ10-v2015-rDXGF-t4-S15-MSRheat - Baseline Design - Hourly Results.csv | 9 | 1 | 16 | 2 | 2.9916 | 4.6434
| SFM-wCZ10-v2015-rDXGF-t4-S15-MSRheat - Baseline Design - Hourly Results.csv | 9 | 1 | 17 | 2 | 2.9901 | 4.6431
| SFM-wCZ10-v2015-rDXGF-t4-S15-MSRheat - Baseline Design - Hourly Results.csv | 9 | 2 | 15 | 3 | 3.0061 | 4.8877
| SFM-wCZ10-v2015-rDXGF-t4-S15-MSRheat - Baseline Design - Hourly Results.csv | 9 | 2 | 16 | 3 | 2.9439 | 4.7465
| SFM-wCZ10-v2015-rDXGF-t4-S15-MSRheat - Baseline Design - Hourly Results.csv | 9 | 2 | 17 | 3 | 2.682 | 4.3114
| SFM-wCZ10-v2015-rDXGF-t4-S15-MSRheat - Baseline Design - Hourly Results.csv | 9 | 3 | 15 | 4 | 2.1202 | 3.1721
| SFM-wCZ10-v2015-rDXGF-t4-S15-MSRheat - Baseline Design - Hourly Results.csv | 9 | 3 | 16 | 4 | 2.2222 | 3.3778
| SFM-wCZ10-v2015-rDXGF-t4-S15-MSRheat - Baseline Design - Hourly Results.csv | 9 | 3 | 17 | 4 | 2.1555 | 3.2909
| SFM-wCZ10-v2015-rDXGF-t4-S16-MSRcool - Baseline Design - Hourly Results.csv | 9 | 1 | 15 | 2 | 3.226 | 4.7702
| SFM-wCZ10-v2015-rDXGF-t4-S16-MSRcool - Baseline Design - Hourly Results.csv | 9 | 1 | 16 | 2 | 3.3707 | 5.0823
| SFM-wCZ10-v2015-rDXGF-t4-S16-MSRcool - Baseline Design - Hourly Results.csv | 9 | 1 | 17 | 2 | 3.3479 | 5.233
| SFM-wCZ10-v2015-rDXGF-t4-S16-MSRcool - Baseline Design - Hourly Results.csv | 9 | 2 | 15 | 3 | 3.3524 | 5.568
| SFM-wCZ10-v2015-rDXGF-t4-S16-MSRcool - Baseline Design - Hourly Results.csv | 9 | 2 | 16 | 3 | 3.2885 | 5.4466
| SFM-wCZ10-v2015-rDXGF-t4-S16-MSRcool - Baseline Design - Hourly Results.csv | 9 | 2 | 17 | 3 | 3.0094 | 4.6704
| SFM-wCZ10-v2015-rDXGF-t4-S16-MSRcool - Baseline Design - Hourly Results.csv | 9 | 3 | 15 | 4 | 2.349 | 3.4658
| SFM-wCZ10-v2015-rDXGF-t4-S16-MSRcool - Baseline Design - Hourly Results.csv | 9 | 3 | 16 | 4 | 2.5686 | 3.6742
| SFM-wCZ10-v2015-rDXGF-t4-S16-MSRcool - Baseline Design - Hourly Results.csv | 9 | 3 | 17 | 4 | 2.4825 | 3.5584
| SFM-wCZ10-v2015-rDXGF-t4-S16-MSRheat - Baseline Design - Hourly Results.csv | 9 | 1 | 15 | 2 | 3.0036 | 4.4542
| SFM-wCZ10-v2015-rDXGF-t4-S16-MSRheat - Baseline Design - Hourly Results.csv | 9 | 1 | 16 | 2 | 3.1457 | 4.8912
| SFM-wCZ10-v2015-rDXGF-t4-S16-MSRheat - Baseline Design - Hourly Results.csv | 9 | 1 | 17 | 2 | 3.1266 | 5.0073
| SFM-wCZ10-v2015-rDXGF-t4-S16-MSRheat - Baseline Design - Hourly Results.csv | 9 | 2 | 15 | 3 | 3.1212 | 5.1705
| SFM-wCZ10-v2015-rDXGF-t4-S16-MSRheat - Baseline Design - Hourly Results.csv | 9 | 2 | 16 | 3 | 3.0662 | 5.0765
| SFM-wCZ10-v2015-rDXGF-t4-S16-MSRheat - Baseline Design - Hourly Results.csv | 9 | 2 | 17 | 3 | 2.8131 | 4.5989
| SFM-wCZ10-v2015-rDXGF-t4-S16-MSRheat - Baseline Design - Hourly Results.csv | 9 | 3 | 15 | 4 | 2.3041 | 3.2365
| SFM-wCZ10-v2015-rDXGF-t4-S16-MSRheat - Baseline Design - Hourly Results.csv | 9 | 3 | 16 | 4 | 2.3914 | 3.4335
| SFM-wCZ10-v2015-rDXGF-t4-S16-MSRheat - Baseline Design - Hourly Results.csv | 9 | 3 | 17 | 4 | 2.3087 | 3.3288
| SFM-wCZ10-v2015-rDXGF-t4-S17-MSRcool - Baseline Design - Hourly Results.csv | 9 | 1 | 15 | 2 | 3.0298 | 4.4801
| SFM-wCZ10-v2015-rDXGF-t4-S17-MSRcool - Baseline Design - Hourly Results.csv | 9 | 1 | 16 | 2 | 3.1658 | 4.7733
| SFM-wCZ10-v2015-rDXGF-t4-S17-MSRcool - Baseline Design - Hourly Results.csv | 9 | 1 | 17 | 2 | 3.1443 | 4.9148
| SFM-wCZ10-v2015-rDXGF-t4-S17-MSRcool - Baseline Design - Hourly Results.csv | 9 | 2 | 15 | 3 | 3.1485 | 5.2294
| SFM-wCZ10-v2015-rDXGF-t4-S17-MSRcool - Baseline Design - Hourly Results.csv | 9 | 2 | 16 | 3 | 3.0886 | 5.1154
| SFM-wCZ10-v2015-rDXGF-t4-S17-MSRcool - Baseline Design - Hourly Results.csv | 9 | 2 | 17 | 3 | 2.8264 | 4.3863
| SFM-wCZ10-v2015-rDXGF-t4-S17-MSRcool - Baseline Design - Hourly Results.csv | 9 | 3 | 15 | 4 | 2.2062 | 3.255
| SFM-wCZ10-v2015-rDXGF-t4-S17-MSRcool - Baseline Design - Hourly Results.csv | 9 | 3 | 16 | 4 | 2.4123 | 3.4508
| SFM-wCZ10-v2015-rDXGF-t4-S17-MSRcool - Baseline Design - Hourly Results.csv | 9 | 3 | 17 | 4 | 2.3315 | 3.342
| SFM-wCZ10-v2015-rDXGF-t4-S17-MSRheat - Baseline Design - Hourly Results.csv | 9 | 1 | 15 | 2 | 2.8064 | 4.1617
| SFM-wCZ10-v2015-rDXGF-t4-S17-MSRheat - Baseline Design - Hourly Results.csv | 9 | 1 | 16 | 2 | 2.9391 | 4.57
| SFM-wCZ10-v2015-rDXGF-t4-S17-MSRheat - Baseline Design - Hourly Results.csv | 9 | 1 | 17 | 2 | 2.9213 | 4.6784
| SFM-wCZ10-v2015-rDXGF-t4-S17-MSRheat - Baseline Design - Hourly Results.csv | 9 | 2 | 15 | 3 | 2.9162 | 4.8309
| SFM-wCZ10-v2015-rDXGF-t4-S17-MSRheat - Baseline Design - Hourly Results.csv | 9 | 2 | 16 | 3 | 2.8649 | 4.7431
| SFM-wCZ10-v2015-rDXGF-t4-S17-MSRheat - Baseline Design - Hourly Results.csv | 9 | 2 | 17 | 3 | 2.6283 | 4.2969
| SFM-wCZ10-v2015-rDXGF-t4-S17-MSRheat - Baseline Design - Hourly Results.csv | 9 | 3 | 15 | 4 | 2.1528 | 3.024
| SFM-wCZ10-v2015-rDXGF-t4-S17-MSRheat - Baseline Design - Hourly Results.csv | 9 | 3 | 16 | 4 | 2.2343 | 3.208
| SFM-wCZ10-v2015-rDXGF-t4-S17-MSRheat - Baseline Design - Hourly Results.csv | 9 | 3 | 17 | 4 | 2.157 | 3.1102
| SFM-wCZ10-v2015-rDXGF-t5-S14-BSLcool - Baseline Design - Hourly Results.csv | 9 | 1 | 15 | 2 | 3.5869 | 5.3345
| SFM-wCZ10-v2015-rDXGF-t5-S14-BSLcool - Baseline Design - Hourly Results.csv | 9 | 1 | 16 | 2 | 3.7974 | 5.7303
| SFM-wCZ10-v2015-rDXGF-t5-S14-BSLcool - Baseline Design - Hourly Results.csv | 9 | 1 | 17 | 2 | 3.7866 | 5.7859
| SFM-wCZ10-v2015-rDXGF-t5-S14-BSLcool - Baseline Design - Hourly Results.csv | 9 | 2 | 15 | 3 | 3.6145 | 5.6011
| SFM-wCZ10-v2015-rDXGF-t5-S14-BSLcool - Baseline Design - Hourly Results.csv | 9 | 2 | 16 | 3 | 3.572 | 5.5693
| SFM-wCZ10-v2015-rDXGF-t5-S14-BSLcool - Baseline Design - Hourly Results.csv | 9 | 2 | 17 | 3 | 3.2456 | 5.0567
| SFM-wCZ10-v2015-rDXGF-t5-S14-BSLcool - Baseline Design - Hourly Results.csv | 9 | 3 | 15 | 4 | 2.5765 | 3.7217
| SFM-wCZ10-v2015-rDXGF-t5-S14-BSLcool - Baseline Design - Hourly Results.csv | 9 | 3 | 16 | 4 | 2.7192 | 4.0093
| SFM-wCZ10-v2015-rDXGF-t5-S14-BSLcool - Baseline Design - Hourly Results.csv | 9 | 3 | 17 | 4 | 2.6363 | 3.9181
| SFM-wCZ10-v2015-rDXGF-t5-S14-BSLheat - Baseline Design - Hourly Results.csv | 9 | 1 | 15 | 2 | 3.1551 | 4.7175
| SFM-wCZ10-v2015-rDXGF-t5-S14-BSLheat - Baseline Design - Hourly Results.csv | 9 | 1 | 16 | 2 | 3.3476 | 5.0782
| SFM-wCZ10-v2015-rDXGF-t5-S14-BSLheat - Baseline Design - Hourly Results.csv | 9 | 1 | 17 | 2 | 3.3411 | 5.1253
| SFM-wCZ10-v2015-rDXGF-t5-S14-BSLheat - Baseline Design - Hourly Results.csv | 9 | 2 | 15 | 3 | 3.1898 | 4.9558
| SFM-wCZ10-v2015-rDXGF-t5-S14-BSLheat - Baseline Design - Hourly Results.csv | 9 | 2 | 16 | 3 | 3.1561 | 4.9297
| SFM-wCZ10-v2015-rDXGF-t5-S14-BSLheat - Baseline Design - Hourly Results.csv | 9 | 2 | 17 | 3 | 2.8729 | 4.485
| SFM-wCZ10-v2015-rDXGF-t5-S14-BSLheat - Baseline Design - Hourly Results.csv | 9 | 3 | 15 | 4 | 2.2754 | 3.2833
| SFM-wCZ10-v2015-rDXGF-t5-S14-BSLheat - Baseline Design - Hourly Results.csv | 9 | 3 | 16 | 4 | 2.4003 | 3.5404
| SFM-wCZ10-v2015-rDXGF-t5-S14-BSLheat - Baseline Design - Hourly Results.csv | 9 | 3 | 17 | 4 | 2.3326 | 3.4672
| SFM-wCZ10-v2015-rDXGF-t5-S15-MSRcool - Baseline Design - Hourly Results.csv | 9 | 1 | 15 | 2 | 2.9587 | 4.5147
| SFM-wCZ10-v2015-rDXGF-t5-S15-MSRcool - Baseline Design - Hourly Results.csv | 9 | 1 | 16 | 2 | 3.1476 | 4.8029
| SFM-wCZ10-v2015-rDXGF-t5-S15-MSRcool - Baseline Design - Hourly Results.csv | 9 | 1 | 17 | 2 | 3.1469 | 4.8717
| SFM-wCZ10-v2015-rDXGF-t5-S15-MSRcool - Baseline Design - Hourly Results.csv | 9 | 2 | 15 | 3 | 2.9945 | 4.699
| SFM-wCZ10-v2015-rDXGF-t5-S15-MSRcool - Baseline Design - Hourly Results.csv | 9 | 2 | 16 | 3 | 2.9665 | 4.6838
| SFM-wCZ10-v2015-rDXGF-t5-S15-MSRcool - Baseline Design - Hourly Results.csv | 9 | 2 | 17 | 3 | 2.7133 | 4.2831
| SFM-wCZ10-v2015-rDXGF-t5-S15-MSRcool - Baseline Design - Hourly Results.csv | 9 | 3 | 15 | 4 | 2.156 | 3.151
| SFM-wCZ10-v2015-rDXGF-t5-S15-MSRcool - Baseline Design - Hourly Results.csv | 9 | 3 | 16 | 4 | 2.2762 | 3.3988
| SFM-wCZ10-v2015-rDXGF-t5-S15-MSRcool - Baseline Design - Hourly Results.csv | 9 | 3 | 17 | 4 | 2.2178 | 3.3373
| SFM-wCZ10-v2015-rDXGF-t5-S15-MSRheat - Baseline Design - Hourly Results.csv | 9 | 1 | 15 | 2 | 2.8235 | 4.3195
| SFM-wCZ10-v2015-rDXGF-t5-S15-MSRheat - Baseline Design - Hourly Results.csv | 9 | 1 | 16 | 2 | 2.9619 | 4.5869
| SFM-wCZ10-v2015-rDXGF-t5-S15-MSRheat - Baseline Design - Hourly Results.csv | 9 | 1 | 17 | 2 | 2.9637 | 4.5962
| SFM-wCZ10-v2015-rDXGF-t5-S15-MSRheat - Baseline Design - Hourly Results.csv | 9 | 2 | 15 | 3 | 2.8355 | 4.4913
| SFM-wCZ10-v2015-rDXGF-t5-S15-MSRheat - Baseline Design - Hourly Results.csv | 9 | 2 | 16 | 3 | 2.8006 | 4.4161
| SFM-wCZ10-v2015-rDXGF-t5-S15-MSRheat - Baseline Design - Hourly Results.csv | 9 | 2 | 17 | 3 | 2.562 | 4.0444
| SFM-wCZ10-v2015-rDXGF-t5-S15-MSRheat - Baseline Design - Hourly Results.csv | 9 | 3 | 15 | 4 | 2.0281 | 2.9636
| SFM-wCZ10-v2015-rDXGF-t5-S15-MSRheat - Baseline Design - Hourly Results.csv | 9 | 3 | 16 | 4 | 2.1409 | 3.2025
| SFM-wCZ10-v2015-rDXGF-t5-S15-MSRheat - Baseline Design - Hourly Results.csv | 9 | 3 | 17 | 4 | 2.0864 | 3.1411
| SFM-wCZ10-v2015-rDXGF-t5-S16-MSRcool - Baseline Design - Hourly Results.csv | 9 | 1 | 15 | 2 | 3.1954 | 4.6898
| SFM-wCZ10-v2015-rDXGF-t5-S16-MSRcool - Baseline Design - Hourly Results.csv | 9 | 1 | 16 | 2 | 3.3437 | 5.0207
| SFM-wCZ10-v2015-rDXGF-t5-S16-MSRcool - Baseline Design - Hourly Results.csv | 9 | 1 | 17 | 2 | 3.3242 | 5.0393
| SFM-wCZ10-v2015-rDXGF-t5-S16-MSRcool - Baseline Design - Hourly Results.csv | 9 | 2 | 15 | 3 | 3.1993 | 4.8879
| SFM-wCZ10-v2015-rDXGF-t5-S16-MSRcool - Baseline Design - Hourly Results.csv | 9 | 2 | 16 | 3 | 3.1546 | 4.8412
| SFM-wCZ10-v2015-rDXGF-t5-S16-MSRcool - Baseline Design - Hourly Results.csv | 9 | 2 | 17 | 3 | 2.8932 | 4.3802
| SFM-wCZ10-v2015-rDXGF-t5-S16-MSRcool - Baseline Design - Hourly Results.csv | 9 | 3 | 15 | 4 | 2.2479 | 3.2418
| SFM-wCZ10-v2015-rDXGF-t5-S16-MSRcool - Baseline Design - Hourly Results.csv | 9 | 3 | 16 | 4 | 2.3639 | 3.4864
| SFM-wCZ10-v2015-rDXGF-t5-S16-MSRcool - Baseline Design - Hourly Results.csv | 9 | 3 | 17 | 4 | 2.2876 | 3.4038
| SFM-wCZ10-v2015-rDXGF-t5-S16-MSRheat - Baseline Design - Hourly Results.csv | 9 | 1 | 15 | 2 | 2.9758 | 4.3862
| SFM-wCZ10-v2015-rDXGF-t5-S16-MSRheat - Baseline Design - Hourly Results.csv | 9 | 1 | 16 | 2 | 3.1199 | 4.7071
| SFM-wCZ10-v2015-rDXGF-t5-S16-MSRheat - Baseline Design - Hourly Results.csv | 9 | 1 | 17 | 2 | 3.1024 | 4.9707
| SFM-wCZ10-v2015-rDXGF-t5-S16-MSRheat - Baseline Design - Hourly Results.csv | 9 | 2 | 15 | 3 | 2.9748 | 4.5721
| SFM-wCZ10-v2015-rDXGF-t5-S16-MSRheat - Baseline Design - Hourly Results.csv | 9 | 2 | 16 | 3 | 2.9394 | 4.5276
| SFM-wCZ10-v2015-rDXGF-t5-S16-MSRheat - Baseline Design - Hourly Results.csv | 9 | 2 | 17 | 3 | 2.6999 | 4.101
| SFM-wCZ10-v2015-rDXGF-t5-S16-MSRheat - Baseline Design - Hourly Results.csv | 9 | 3 | 15 | 4 | 2.0982 | 3.0273
| SFM-wCZ10-v2015-rDXGF-t5-S16-MSRheat - Baseline Design - Hourly Results.csv | 9 | 3 | 16 | 4 | 2.3164 | 3.2555
| SFM-wCZ10-v2015-rDXGF-t5-S16-MSRheat - Baseline Design - Hourly Results.csv | 9 | 3 | 17 | 4 | 2.2469 | 3.184
| SFM-wCZ10-v2015-rDXGF-t5-S17-MSRcool - Baseline Design - Hourly Results.csv | 9 | 1 | 15 | 2 | 3.0011 | 4.4046
| SFM-wCZ10-v2015-rDXGF-t5-S17-MSRcool - Baseline Design - Hourly Results.csv | 9 | 1 | 16 | 2 | 3.1404 | 4.7153
| SFM-wCZ10-v2015-rDXGF-t5-S17-MSRcool - Baseline Design - Hourly Results.csv | 9 | 1 | 17 | 2 | 3.1221 | 4.7328
| SFM-wCZ10-v2015-rDXGF-t5-S17-MSRcool - Baseline Design - Hourly Results.csv | 9 | 2 | 15 | 3 | 3.0048 | 4.5907
| SFM-wCZ10-v2015-rDXGF-t5-S17-MSRcool - Baseline Design - Hourly Results.csv | 9 | 2 | 16 | 3 | 2.9628 | 4.5468
| SFM-wCZ10-v2015-rDXGF-t5-S17-MSRcool - Baseline Design - Hourly Results.csv | 9 | 2 | 17 | 3 | 2.7173 | 4.1138
| SFM-wCZ10-v2015-rDXGF-t5-S17-MSRcool - Baseline Design - Hourly Results.csv | 9 | 3 | 15 | 4 | 2.1112 | 3.0447
| SFM-wCZ10-v2015-rDXGF-t5-S17-MSRcool - Baseline Design - Hourly Results.csv | 9 | 3 | 16 | 4 | 2.2201 | 3.2744
| SFM-wCZ10-v2015-rDXGF-t5-S17-MSRcool - Baseline Design - Hourly Results.csv | 9 | 3 | 17 | 4 | 2.1485 | 3.1968
| SFM-wCZ10-v2015-rDXGF-t5-S17-MSRheat - Baseline Design - Hourly Results.csv | 9 | 1 | 15 | 2 | 2.7803 | 4.0981
| SFM-wCZ10-v2015-rDXGF-t5-S17-MSRheat - Baseline Design - Hourly Results.csv | 9 | 1 | 16 | 2 | 2.915 | 4.398
| SFM-wCZ10-v2015-rDXGF-t5-S17-MSRheat - Baseline Design - Hourly Results.csv | 9 | 1 | 17 | 2 | 2.8987 | 4.6443
| SFM-wCZ10-v2015-rDXGF-t5-S17-MSRheat - Baseline Design - Hourly Results.csv | 9 | 2 | 15 | 3 | 2.7795 | 4.2718
| SFM-wCZ10-v2015-rDXGF-t5-S17-MSRheat - Baseline Design - Hourly Results.csv | 9 | 2 | 16 | 3 | 2.7464 | 4.2302
| SFM-wCZ10-v2015-rDXGF-t5-S17-MSRheat - Baseline Design - Hourly Results.csv | 9 | 2 | 17 | 3 | 2.5225 | 3.8316
| SFM-wCZ10-v2015-rDXGF-t5-S17-MSRheat - Baseline Design - Hourly Results.csv | 9 | 3 | 15 | 4 | 1.9604 | 2.8285
| SFM-wCZ10-v2015-rDXGF-t5-S17-MSRheat - Baseline Design - Hourly Results.csv | 9 | 3 | 16 | 4 | 2.1642 | 3.0417
| SFM-wCZ10-v2015-rDXGF-t5-S17-MSRheat - Baseline Design - Hourly Results.csv | 9 | 3 | 17 | 4 | 2.0993 | 2.9748
| SFM-wCZ10-v2015-rDXHP-t1-S14-BSLboth - Baseline Design - Hourly Results.csv | 9 | 1 | 15 | 2 | 4.2122 | 6.6418
| SFM-wCZ10-v2015-rDXHP-t1-S14-BSLboth - Baseline Design - Hourly Results.csv | 9 | 1 | 16 | 2 | 4.2134 | 6.9789
| SFM-wCZ10-v2015-rDXHP-t1-S14-BSLboth - Baseline Design - Hourly Results.csv | 9 | 1 | 17 | 2 | 4.1171 | 6.8939
| SFM-wCZ10-v2015-rDXHP-t1-S14-BSLboth - Baseline Design - Hourly Results.csv | 9 | 2 | 15 | 3 | 4.1158 | 6.502
| SFM-wCZ10-v2015-rDXHP-t1-S14-BSLboth - Baseline Design - Hourly Results.csv | 9 | 2 | 16 | 3 | 4.02 | 6.426
| SFM-wCZ10-v2015-rDXHP-t1-S14-BSLboth - Baseline Design - Hourly Results.csv | 9 | 2 | 17 | 3 | 3.6865 | 5.8001
| SFM-wCZ10-v2015-rDXHP-t1-S14-BSLboth - Baseline Design - Hourly Results.csv | 9 | 3 | 15 | 4 | 3.1211 | 4.7567
| SFM-wCZ10-v2015-rDXHP-t1-S14-BSLboth - Baseline Design - Hourly Results.csv | 9 | 3 | 16 | 4 | 3.2238 | 4.9729
| SFM-wCZ10-v2015-rDXHP-t1-S14-BSLboth - Baseline Design - Hourly Results.csv | 9 | 3 | 17 | 4 | 3.0633 | 4.76
| SFM-wCZ10-v2015-rDXHP-t1-S14-BSLcool - Baseline Design - Hourly Results.csv | 9 | 1 | 15 | 2 | 4.2122 | 6.6418
| SFM-wCZ10-v2015-rDXHP-t1-S14-BSLcool - Baseline Design - Hourly Results.csv | 9 | 1 | 16 | 2 | 4.2134 | 6.9789
| SFM-wCZ10-v2015-rDXHP-t1-S14-BSLcool - Baseline Design - Hourly Results.csv | 9 | 1 | 17 | 2 | 4.1171 | 6.8939
| SFM-wCZ10-v2015-rDXHP-t1-S14-BSLcool - Baseline Design - Hourly Results.csv | 9 | 2 | 15 | 3 | 4.1158 | 6.502
| SFM-wCZ10-v2015-rDXHP-t1-S14-BSLcool - Baseline Design - Hourly Results.csv | 9 | 2 | 16 | 3 | 4.02 | 6.426
| SFM-wCZ10-v2015-rDXHP-t1-S14-BSLcool - Baseline Design - Hourly Results.csv | 9 | 2 | 17 | 3 | 3.6865 | 5.8001
| SFM-wCZ10-v2015-rDXHP-t1-S14-BSLcool - Baseline Design - Hourly Results.csv | 9 | 3 | 15 | 4 | 3.1211 | 4.7567
| SFM-wCZ10-v2015-rDXHP-t1-S14-BSLcool - Baseline Design - Hourly Results.csv | 9 | 3 | 16 | 4 | 3.2238 | 4.9729
| SFM-wCZ10-v2015-rDXHP-t1-S14-BSLcool - Baseline Design - Hourly Results.csv | 9 | 3 | 17 | 4 | 3.0633 | 4.76
| SFM-wCZ10-v2015-rDXHP-t1-S14-BSLheat - Baseline Design - Hourly Results.csv | 9 | 1 | 15 | 2 | 3.6755 | 5.7955
| SFM-wCZ10-v2015-rDXHP-t1-S14-BSLheat - Baseline Design - Hourly Results.csv | 9 | 1 | 16 | 2 | 3.6765 | 6.0896
| SFM-wCZ10-v2015-rDXHP-t1-S14-BSLheat - Baseline Design - Hourly Results.csv | 9 | 1 | 17 | 2 | 3.5925 | 6.0154
| SFM-wCZ10-v2015-rDXHP-t1-S14-BSLheat - Baseline Design - Hourly Results.csv | 9 | 2 | 15 | 3 | 3.5914 | 5.6735
| SFM-wCZ10-v2015-rDXHP-t1-S14-BSLheat - Baseline Design - Hourly Results.csv | 9 | 2 | 16 | 3 | 3.5077 | 5.6072
| SFM-wCZ10-v2015-rDXHP-t1-S14-BSLheat - Baseline Design - Hourly Results.csv | 9 | 2 | 17 | 3 | 3.2167 | 5.061
| SFM-wCZ10-v2015-rDXHP-t1-S14-BSLheat - Baseline Design - Hourly Results.csv | 9 | 3 | 15 | 4 | 2.7234 | 4.1505
| SFM-wCZ10-v2015-rDXHP-t1-S14-BSLheat - Baseline Design - Hourly Results.csv | 9 | 3 | 16 | 4 | 2.813 | 4.3393
| SFM-wCZ10-v2015-rDXHP-t1-S14-BSLheat - Baseline Design - Hourly Results.csv | 9 | 3 | 17 | 4 | 2.6729 | 4.1534
| SFM-wCZ10-v2015-rDXHP-t1-S15-MSRboth - Baseline Design - Hourly Results.csv | 9 | 1 | 15 | 2 | 3.5808 | 5.5918
| SFM-wCZ10-v2015-rDXHP-t1-S15-MSRboth - Baseline Design - Hourly Results.csv | 9 | 1 | 16 | 2 | 3.7279 | 5.8677
| SFM-wCZ10-v2015-rDXHP-t1-S15-MSRboth - Baseline Design - Hourly Results.csv | 9 | 1 | 17 | 2 | 3.6467 | 5.8016
| SFM-wCZ10-v2015-rDXHP-t1-S15-MSRboth - Baseline Design - Hourly Results.csv | 9 | 2 | 15 | 3 | 3.4755 | 5.4849
| SFM-wCZ10-v2015-rDXHP-t1-S15-MSRboth - Baseline Design - Hourly Results.csv | 9 | 2 | 16 | 3 | 3.41 | 5.4136
| SFM-wCZ10-v2015-rDXHP-t1-S15-MSRboth - Baseline Design - Hourly Results.csv | 9 | 2 | 17 | 3 | 3.0707 | 4.8828
| SFM-wCZ10-v2015-rDXHP-t1-S15-MSRboth - Baseline Design - Hourly Results.csv | 9 | 3 | 15 | 4 | 2.6141 | 4.0097
| SFM-wCZ10-v2015-rDXHP-t1-S15-MSRboth - Baseline Design - Hourly Results.csv | 9 | 3 | 16 | 4 | 2.6991 | 4.1951
| SFM-wCZ10-v2015-rDXHP-t1-S15-MSRboth - Baseline Design - Hourly Results.csv | 9 | 3 | 17 | 4 | 2.5666 | 4.0151
| SFM-wCZ10-v2015-rDXHP-t1-S15-MSRcool - Baseline Design - Hourly Results.csv | 9 | 1 | 15 | 2 | 3.5808 | 5.5918
| SFM-wCZ10-v2015-rDXHP-t1-S15-MSRcool - Baseline Design - Hourly Results.csv | 9 | 1 | 16 | 2 | 3.7279 | 5.8677
| SFM-wCZ10-v2015-rDXHP-t1-S15-MSRcool - Baseline Design - Hourly Results.csv | 9 | 1 | 17 | 2 | 3.6467 | 5.8016
| SFM-wCZ10-v2015-rDXHP-t1-S15-MSRcool - Baseline Design - Hourly Results.csv | 9 | 2 | 15 | 3 | 3.4755 | 5.4849
| SFM-wCZ10-v2015-rDXHP-t1-S15-MSRcool - Baseline Design - Hourly Results.csv | 9 | 2 | 16 | 3 | 3.41 | 5.4136
| SFM-wCZ10-v2015-rDXHP-t1-S15-MSRcool - Baseline Design - Hourly Results.csv | 9 | 2 | 17 | 3 | 3.0707 | 4.8828
| SFM-wCZ10-v2015-rDXHP-t1-S15-MSRcool - Baseline Design - Hourly Results.csv | 9 | 3 | 15 | 4 | 2.6141 | 4.0097
| SFM-wCZ10-v2015-rDXHP-t1-S15-MSRcool - Baseline Design - Hourly Results.csv | 9 | 3 | 16 | 4 | 2.6991 | 4.1951
| SFM-wCZ10-v2015-rDXHP-t1-S15-MSRcool - Baseline Design - Hourly Results.csv | 9 | 3 | 17 | 4 | 2.5666 | 4.0151
| SFM-wCZ10-v2015-rDXHP-t1-S15-MSRheat - Baseline Design - Hourly Results.csv | 9 | 1 | 15 | 2 | 3.245 | 5.0676
| SFM-wCZ10-v2015-rDXHP-t1-S15-MSRheat - Baseline Design - Hourly Results.csv | 9 | 1 | 16 | 2 | 3.3784 | 5.3176
| SFM-wCZ10-v2015-rDXHP-t1-S15-MSRheat - Baseline Design - Hourly Results.csv | 9 | 1 | 17 | 2 | 3.3048 | 5.2577
| SFM-wCZ10-v2015-rDXHP-t1-S15-MSRheat - Baseline Design - Hourly Results.csv | 9 | 2 | 15 | 3 | 3.1497 | 4.9707
| SFM-wCZ10-v2015-rDXHP-t1-S15-MSRheat - Baseline Design - Hourly Results.csv | 9 | 2 | 16 | 3 | 3.0903 | 4.9061
| SFM-wCZ10-v2015-rDXHP-t1-S15-MSRheat - Baseline Design - Hourly Results.csv | 9 | 2 | 17 | 3 | 2.7828 | 4.425
| SFM-wCZ10-v2015-rDXHP-t1-S15-MSRheat - Baseline Design - Hourly Results.csv | 9 | 3 | 15 | 4 | 2.369 | 3.6338
| SFM-wCZ10-v2015-rDXHP-t1-S15-MSRheat - Baseline Design - Hourly Results.csv | 9 | 3 | 16 | 4 | 2.4461 | 3.8018
| SFM-wCZ10-v2015-rDXHP-t1-S15-MSRheat - Baseline Design - Hourly Results.csv | 9 | 3 | 17 | 4 | 2.3259 | 3.6386
| SFM-wCZ10-v2015-rDXHP-t1-S16-MSRboth - Baseline Design - Hourly Results.csv | 9 | 1 | 15 | 2 | 3.7407 | 6.1036
| SFM-wCZ10-v2015-rDXHP-t1-S16-MSRboth - Baseline Design - Hourly Results.csv | 9 | 1 | 16 | 2 | 3.8286 | 6.3218
| SFM-wCZ10-v2015-rDXHP-t1-S16-MSRboth - Baseline Design - Hourly Results.csv | 9 | 1 | 17 | 2 | 3.7498 | 6.2141
| SFM-wCZ10-v2015-rDXHP-t1-S16-MSRboth - Baseline Design - Hourly Results.csv | 9 | 2 | 15 | 3 | 3.6382 | 5.9477
| SFM-wCZ10-v2015-rDXHP-t1-S16-MSRboth - Baseline Design - Hourly Results.csv | 9 | 2 | 16 | 3 | 3.5646 | 5.8403
| SFM-wCZ10-v2015-rDXHP-t1-S16-MSRboth - Baseline Design - Hourly Results.csv | 9 | 2 | 17 | 3 | 3.2339 | 5.2743
| SFM-wCZ10-v2015-rDXHP-t1-S16-MSRboth - Baseline Design - Hourly Results.csv | 9 | 3 | 15 | 4 | 2.8159 | 4.1532
| SFM-wCZ10-v2015-rDXHP-t1-S16-MSRboth - Baseline Design - Hourly Results.csv | 9 | 3 | 16 | 4 | 2.8902 | 4.3348
| SFM-wCZ10-v2015-rDXHP-t1-S16-MSRboth - Baseline Design - Hourly Results.csv | 9 | 3 | 17 | 4 | 2.7495 | 4.1235
| SFM-wCZ10-v2015-rDXHP-t1-S16-MSRcool - Baseline Design - Hourly Results.csv | 9 | 1 | 15 | 2 | 3.7407 | 6.1036
| SFM-wCZ10-v2015-rDXHP-t1-S16-MSRcool - Baseline Design - Hourly Results.csv | 9 | 1 | 16 | 2 | 3.8286 | 6.3218
| SFM-wCZ10-v2015-rDXHP-t1-S16-MSRcool - Baseline Design - Hourly Results.csv | 9 | 1 | 17 | 2 | 3.7498 | 6.2141
| SFM-wCZ10-v2015-rDXHP-t1-S16-MSRcool - Baseline Design - Hourly Results.csv | 9 | 2 | 15 | 3 | 3.6382 | 5.9477
| SFM-wCZ10-v2015-rDXHP-t1-S16-MSRcool - Baseline Design - Hourly Results.csv | 9 | 2 | 16 | 3 | 3.5646 | 5.8403
| SFM-wCZ10-v2015-rDXHP-t1-S16-MSRcool - Baseline Design - Hourly Results.csv | 9 | 2 | 17 | 3 | 3.2339 | 5.2743
| SFM-wCZ10-v2015-rDXHP-t1-S16-MSRcool - Baseline Design - Hourly Results.csv | 9 | 3 | 15 | 4 | 2.8159 | 4.1532
| SFM-wCZ10-v2015-rDXHP-t1-S16-MSRcool - Baseline Design - Hourly Results.csv | 9 | 3 | 16 | 4 | 2.8902 | 4.3348
| SFM-wCZ10-v2015-rDXHP-t1-S16-MSRcool - Baseline Design - Hourly Results.csv | 9 | 3 | 17 | 4 | 2.7495 | 4.1235
| SFM-wCZ10-v2015-rDXHP-t1-S16-MSRheat - Baseline Design - Hourly Results.csv | 9 | 1 | 15 | 2 | 3.3858 | 5.5245
| SFM-wCZ10-v2015-rDXHP-t1-S16-MSRheat - Baseline Design - Hourly Results.csv | 9 | 1 | 16 | 2 | 3.4654 | 5.7221
| SFM-wCZ10-v2015-rDXHP-t1-S16-MSRheat - Baseline Design - Hourly Results.csv | 9 | 1 | 17 | 2 | 3.394 | 5.6246
| SFM-wCZ10-v2015-rDXHP-t1-S16-MSRheat - Baseline Design - Hourly Results.csv | 9 | 2 | 15 | 3 | 3.293 | 5.3834
| SFM-wCZ10-v2015-rDXHP-t1-S16-MSRheat - Baseline Design - Hourly Results.csv | 9 | 2 | 16 | 3 | 3.2264 | 5.2862
| SFM-wCZ10-v2015-rDXHP-t1-S16-MSRheat - Baseline Design - Hourly Results.csv | 9 | 2 | 17 | 3 | 2.9271 | 4.7739
| SFM-wCZ10-v2015-rDXHP-t1-S16-MSRheat - Baseline Design - Hourly Results.csv | 9 | 3 | 15 | 4 | 2.5488 | 3.7592
| SFM-wCZ10-v2015-rDXHP-t1-S16-MSRheat - Baseline Design - Hourly Results.csv | 9 | 3 | 16 | 4 | 2.616 | 3.9235
| SFM-wCZ10-v2015-rDXHP-t1-S16-MSRheat - Baseline Design - Hourly Results.csv | 9 | 3 | 17 | 4 | 2.4887 | 3.7323
| SFM-wCZ10-v2015-rDXHP-t1-S17-MSRboth - Baseline Design - Hourly Results.csv | 9 | 1 | 15 | 2 | 3.5132 | 5.7324
| SFM-wCZ10-v2015-rDXHP-t1-S17-MSRboth - Baseline Design - Hourly Results.csv | 9 | 1 | 16 | 2 | 3.5958 | 5.9374
| SFM-wCZ10-v2015-rDXHP-t1-S17-MSRboth - Baseline Design - Hourly Results.csv | 9 | 1 | 17 | 2 | 3.5217 | 5.8362
| SFM-wCZ10-v2015-rDXHP-t1-S17-MSRboth - Baseline Design - Hourly Results.csv | 9 | 2 | 15 | 3 | 3.4169 | 5.586
| SFM-wCZ10-v2015-rDXHP-t1-S17-MSRboth - Baseline Design - Hourly Results.csv | 9 | 2 | 16 | 3 | 3.3478 | 5.4851
| SFM-wCZ10-v2015-rDXHP-t1-S17-MSRboth - Baseline Design - Hourly Results.csv | 9 | 2 | 17 | 3 | 3.0373 | 4.9535
| SFM-wCZ10-v2015-rDXHP-t1-S17-MSRboth - Baseline Design - Hourly Results.csv | 9 | 3 | 15 | 4 | 2.6446 | 3.9007
| SFM-wCZ10-v2015-rDXHP-t1-S17-MSRboth - Baseline Design - Hourly Results.csv | 9 | 3 | 16 | 4 | 2.7145 | 4.0712
| SFM-wCZ10-v2015-rDXHP-t1-S17-MSRboth - Baseline Design - Hourly Results.csv | 9 | 3 | 17 | 4 | 2.5823 | 3.8727
| SFM-wCZ10-v2015-rDXHP-t1-S17-MSRcool - Baseline Design - Hourly Results.csv | 9 | 1 | 15 | 2 | 3.5132 | 5.7324
| SFM-wCZ10-v2015-rDXHP-t1-S17-MSRcool - Baseline Design - Hourly Results.csv | 9 | 1 | 16 | 2 | 3.5958 | 5.9374
| SFM-wCZ10-v2015-rDXHP-t1-S17-MSRcool - Baseline Design - Hourly Results.csv | 9 | 1 | 17 | 2 | 3.5217 | 5.8362
| SFM-wCZ10-v2015-rDXHP-t1-S17-MSRcool - Baseline Design - Hourly Results.csv | 9 | 2 | 15 | 3 | 3.4169 | 5.586
| SFM-wCZ10-v2015-rDXHP-t1-S17-MSRcool - Baseline Design - Hourly Results.csv | 9 | 2 | 16 | 3 | 3.3478 | 5.4851
| SFM-wCZ10-v2015-rDXHP-t1-S17-MSRcool - Baseline Design - Hourly Results.csv | 9 | 2 | 17 | 3 | 3.0373 | 4.9535
| SFM-wCZ10-v2015-rDXHP-t1-S17-MSRcool - Baseline Design - Hourly Results.csv | 9 | 3 | 15 | 4 | 2.6446 | 3.9007
| SFM-wCZ10-v2015-rDXHP-t1-S17-MSRcool - Baseline Design - Hourly Results.csv | 9 | 3 | 16 | 4 | 2.7145 | 4.0712
| SFM-wCZ10-v2015-rDXHP-t1-S17-MSRcool - Baseline Design - Hourly Results.csv | 9 | 3 | 17 | 4 | 2.5823 | 3.8727
| SFM-wCZ10-v2015-rDXHP-t1-S17-MSRheat - Baseline Design - Hourly Results.csv | 9 | 1 | 15 | 2 | 3.1635 | 5.1617
| SFM-wCZ10-v2015-rDXHP-t1-S17-MSRheat - Baseline Design - Hourly Results.csv | 9 | 1 | 16 | 2 | 3.2378 | 5.3463
| SFM-wCZ10-v2015-rDXHP-t1-S17-MSRheat - Baseline Design - Hourly Results.csv | 9 | 1 | 17 | 2 | 3.1711 | 5.2552
| SFM-wCZ10-v2015-rDXHP-t1-S17-MSRheat - Baseline Design - Hourly Results.csv | 9 | 2 | 15 | 3 | 3.0768 | 5.0299
| SFM-wCZ10-v2015-rDXHP-t1-S17-MSRheat - Baseline Design - Hourly Results.csv | 9 | 2 | 16 | 3 | 3.0145 | 4.939
| SFM-wCZ10-v2015-rDXHP-t1-S17-MSRheat - Baseline Design - Hourly Results.csv | 9 | 2 | 17 | 3 | 2.7349 | 4.4604
| SFM-wCZ10-v2015-rDXHP-t1-S17-MSRheat - Baseline Design - Hourly Results.csv | 9 | 3 | 15 | 4 | 2.3814 | 3.5124
| SFM-wCZ10-v2015-rDXHP-t1-S17-MSRheat - Baseline Design - Hourly Results.csv | 9 | 3 | 16 | 4 | 2.4442 | 3.6658
| SFM-wCZ10-v2015-rDXHP-t1-S17-MSRheat - Baseline Design - Hourly Results.csv | 9 | 3 | 17 | 4 | 2.3252 | 3.4872
| SFM-wCZ10-v2015-rDXHP-t2-S14-BSLboth - Baseline Design - Hourly Results.csv | 9 | 1 | 15 | 2 | 3.71 | 5.6112
| SFM-wCZ10-v2015-rDXHP-t2-S14-BSLboth - Baseline Design - Hourly Results.csv | 9 | 1 | 16 | 2 | 3.908 | 5.992
| SFM-wCZ10-v2015-rDXHP-t2-S14-BSLboth - Baseline Design - Hourly Results.csv | 9 | 1 | 17 | 2 | 3.8476 | 5.989
| SFM-wCZ10-v2015-rDXHP-t2-S14-BSLboth - Baseline Design - Hourly Results.csv | 9 | 2 | 15 | 3 | 4.0065 | 6.3658
| SFM-wCZ10-v2015-rDXHP-t2-S14-BSLboth - Baseline Design - Hourly Results.csv | 9 | 2 | 16 | 3 | 3.9109 | 6.2293
| SFM-wCZ10-v2015-rDXHP-t2-S14-BSLboth - Baseline Design - Hourly Results.csv | 9 | 2 | 17 | 3 | 3.5044 | 5.5832
| SFM-wCZ10-v2015-rDXHP-t2-S14-BSLboth - Baseline Design - Hourly Results.csv | 9 | 3 | 15 | 4 | 2.8365 | 4.182
| SFM-wCZ10-v2015-rDXHP-t2-S14-BSLboth - Baseline Design - Hourly Results.csv | 9 | 3 | 16 | 4 | 2.942 | 4.414
| SFM-wCZ10-v2015-rDXHP-t2-S14-BSLboth - Baseline Design - Hourly Results.csv | 9 | 3 | 17 | 4 | 2.7951 | 4.2338
| SFM-wCZ10-v2015-rDXHP-t2-S14-BSLcool - Baseline Design - Hourly Results.csv | 9 | 1 | 15 | 2 | 3.71 | 5.6112
| SFM-wCZ10-v2015-rDXHP-t2-S14-BSLcool - Baseline Design - Hourly Results.csv | 9 | 1 | 16 | 2 | 3.908 | 5.992
| SFM-wCZ10-v2015-rDXHP-t2-S14-BSLcool - Baseline Design - Hourly Results.csv | 9 | 1 | 17 | 2 | 3.8476 | 5.989
| SFM-wCZ10-v2015-rDXHP-t2-S14-BSLcool - Baseline Design - Hourly Results.csv | 9 | 2 | 15 | 3 | 4.0065 | 6.3658
| SFM-wCZ10-v2015-rDXHP-t2-S14-BSLcool - Baseline Design - Hourly Results.csv | 9 | 2 | 16 | 3 | 3.9109 | 6.2293
| SFM-wCZ10-v2015-rDXHP-t2-S14-BSLcool - Baseline Design - Hourly Results.csv | 9 | 2 | 17 | 3 | 3.5044 | 5.5832
| SFM-wCZ10-v2015-rDXHP-t2-S14-BSLcool - Baseline Design - Hourly Results.csv | 9 | 3 | 15 | 4 | 2.8365 | 4.182
| SFM-wCZ10-v2015-rDXHP-t2-S14-BSLcool - Baseline Design - Hourly Results.csv | 9 | 3 | 16 | 4 | 2.942 | 4.414
| SFM-wCZ10-v2015-rDXHP-t2-S14-BSLcool - Baseline Design - Hourly Results.csv | 9 | 3 | 17 | 4 | 2.7951 | 4.2338
| SFM-wCZ10-v2015-rDXHP-t2-S14-BSLheat - Baseline Design - Hourly Results.csv | 9 | 1 | 15 | 2 | 3.2373 | 4.8962
| SFM-wCZ10-v2015-rDXHP-t2-S14-BSLheat - Baseline Design - Hourly Results.csv | 9 | 1 | 16 | 2 | 3.41 | 5.2285
| SFM-wCZ10-v2015-rDXHP-t2-S14-BSLheat - Baseline Design - Hourly Results.csv | 9 | 1 | 17 | 2 | 3.3573 | 5.2259
| SFM-wCZ10-v2015-rDXHP-t2-S14-BSLheat - Baseline Design - Hourly Results.csv | 9 | 2 | 15 | 3 | 3.496 | 5.5547
| SFM-wCZ10-v2015-rDXHP-t2-S14-BSLheat - Baseline Design - Hourly Results.csv | 9 | 2 | 16 | 3 | 3.4126 | 5.4355
| SFM-wCZ10-v2015-rDXHP-t2-S14-BSLheat - Baseline Design - Hourly Results.csv | 9 | 2 | 17 | 3 | 3.0579 | 4.8718
| SFM-wCZ10-v2015-rDXHP-t2-S14-BSLheat - Baseline Design - Hourly Results.csv | 9 | 3 | 15 | 4 | 2.4751 | 3.6492
| SFM-wCZ10-v2015-rDXHP-t2-S14-BSLheat - Baseline Design - Hourly Results.csv | 9 | 3 | 16 | 4 | 2.5671 | 3.8515
| SFM-wCZ10-v2015-rDXHP-t2-S14-BSLheat - Baseline Design - Hourly Results.csv | 9 | 3 | 17 | 4 | 2.439 | 3.6943
| SFM-wCZ10-v2015-rDXHP-t2-S15-MSRboth - Baseline Design - Hourly Results.csv | 9 | 1 | 15 | 2 | 3.1049 | 4.7614
| SFM-wCZ10-v2015-rDXHP-t2-S15-MSRboth - Baseline Design - Hourly Results.csv | 9 | 1 | 16 | 2 | 3.2705 | 5.0303
| SFM-wCZ10-v2015-rDXHP-t2-S15-MSRboth - Baseline Design - Hourly Results.csv | 9 | 1 | 17 | 2 | 3.2195 | 5.0376
| SFM-wCZ10-v2015-rDXHP-t2-S15-MSRboth - Baseline Design - Hourly Results.csv | 9 | 2 | 15 | 3 | 3.3618 | 5.368
| SFM-wCZ10-v2015-rDXHP-t2-S15-MSRboth - Baseline Design - Hourly Results.csv | 9 | 2 | 16 | 3 | 3.2757 | 5.2441
| SFM-wCZ10-v2015-rDXHP-t2-S15-MSRboth - Baseline Design - Hourly Results.csv | 9 | 2 | 17 | 3 | 2.934 | 4.7012
| SFM-wCZ10-v2015-rDXHP-t2-S15-MSRboth - Baseline Design - Hourly Results.csv | 9 | 3 | 15 | 4 | 2.3725 | 3.512
| SFM-wCZ10-v2015-rDXHP-t2-S15-MSRboth - Baseline Design - Hourly Results.csv | 9 | 3 | 16 | 4 | 2.4613 | 3.7118
| SFM-wCZ10-v2015-rDXHP-t2-S15-MSRboth - Baseline Design - Hourly Results.csv | 9 | 3 | 17 | 4 | 2.3402 | 3.5619
| SFM-wCZ10-v2015-rDXHP-t2-S15-MSRcool - Baseline Design - Hourly Results.csv | 9 | 1 | 15 | 2 | 3.1049 | 4.7614
| SFM-wCZ10-v2015-rDXHP-t2-S15-MSRcool - Baseline Design - Hourly Results.csv | 9 | 1 | 16 | 2 | 3.2705 | 5.0303
| SFM-wCZ10-v2015-rDXHP-t2-S15-MSRcool - Baseline Design - Hourly Results.csv | 9 | 1 | 17 | 2 | 3.2195 | 5.0376
| SFM-wCZ10-v2015-rDXHP-t2-S15-MSRcool - Baseline Design - Hourly Results.csv | 9 | 2 | 15 | 3 | 3.3618 | 5.368
| SFM-wCZ10-v2015-rDXHP-t2-S15-MSRcool - Baseline Design - Hourly Results.csv | 9 | 2 | 16 | 3 | 3.2757 | 5.2441
| SFM-wCZ10-v2015-rDXHP-t2-S15-MSRcool - Baseline Design - Hourly Results.csv | 9 | 2 | 17 | 3 | 2.934 | 4.7012
| SFM-wCZ10-v2015-rDXHP-t2-S15-MSRcool - Baseline Design - Hourly Results.csv | 9 | 3 | 15 | 4 | 2.3725 | 3.512
| SFM-wCZ10-v2015-rDXHP-t2-S15-MSRcool - Baseline Design - Hourly Results.csv | 9 | 3 | 16 | 4 | 2.4613 | 3.7118
| SFM-wCZ10-v2015-rDXHP-t2-S15-MSRcool - Baseline Design - Hourly Results.csv | 9 | 3 | 17 | 4 | 2.3402 | 3.5619
| SFM-wCZ10-v2015-rDXHP-t2-S15-MSRheat - Baseline Design - Hourly Results.csv | 9 | 1 | 15 | 2 | 2.8138 | 4.315
| SFM-wCZ10-v2015-rDXHP-t2-S15-MSRheat - Baseline Design - Hourly Results.csv | 9 | 1 | 16 | 2 | 2.9639 | 4.5587
| SFM-wCZ10-v2015-rDXHP-t2-S15-MSRheat - Baseline Design - Hourly Results.csv | 9 | 1 | 17 | 2 | 2.9177 | 4.5653
| SFM-wCZ10-v2015-rDXHP-t2-S15-MSRheat - Baseline Design - Hourly Results.csv | 9 | 2 | 15 | 3 | 3.0466 | 4.8648
| SFM-wCZ10-v2015-rDXHP-t2-S15-MSRheat - Baseline Design - Hourly Results.csv | 9 | 2 | 16 | 3 | 2.9686 | 4.7524
| SFM-wCZ10-v2015-rDXHP-t2-S15-MSRheat - Baseline Design - Hourly Results.csv | 9 | 2 | 17 | 3 | 2.6589 | 4.2604
| SFM-wCZ10-v2015-rDXHP-t2-S15-MSRheat - Baseline Design - Hourly Results.csv | 9 | 3 | 15 | 4 | 2.15 | 3.1828
| SFM-wCZ10-v2015-rDXHP-t2-S15-MSRheat - Baseline Design - Hourly Results.csv | 9 | 3 | 16 | 4 | 2.2305 | 3.3638
| SFM-wCZ10-v2015-rDXHP-t2-S15-MSRheat - Baseline Design - Hourly Results.csv | 9 | 3 | 17 | 4 | 2.1208 | 3.228
| SFM-wCZ10-v2015-rDXHP-t2-S16-MSRboth - Baseline Design - Hourly Results.csv | 9 | 1 | 15 | 2 | 3.3186 | 5.0148
| SFM-wCZ10-v2015-rDXHP-t2-S16-MSRboth - Baseline Design - Hourly Results.csv | 9 | 1 | 16 | 2 | 3.4539 | 5.4427
| SFM-wCZ10-v2015-rDXHP-t2-S16-MSRboth - Baseline Design - Hourly Results.csv | 9 | 1 | 17 | 2 | 3.3972 | 5.5292
| SFM-wCZ10-v2015-rDXHP-t2-S16-MSRboth - Baseline Design - Hourly Results.csv | 9 | 2 | 15 | 3 | 3.5206 | 5.8054
| SFM-wCZ10-v2015-rDXHP-t2-S16-MSRboth - Baseline Design - Hourly Results.csv | 9 | 2 | 16 | 3 | 3.4375 | 5.6536
| SFM-wCZ10-v2015-rDXHP-t2-S16-MSRboth - Baseline Design - Hourly Results.csv | 9 | 2 | 17 | 3 | 3.1057 | 4.9446
| SFM-wCZ10-v2015-rDXHP-t2-S16-MSRboth - Baseline Design - Hourly Results.csv | 9 | 3 | 15 | 4 | 2.5894 | 3.6163
| SFM-wCZ10-v2015-rDXHP-t2-S16-MSRboth - Baseline Design - Hourly Results.csv | 9 | 3 | 16 | 4 | 2.6642 | 3.8109
| SFM-wCZ10-v2015-rDXHP-t2-S16-MSRboth - Baseline Design - Hourly Results.csv | 9 | 3 | 17 | 4 | 2.5345 | 3.6446
| SFM-wCZ10-v2015-rDXHP-t2-S16-MSRcool - Baseline Design - Hourly Results.csv | 9 | 1 | 15 | 2 | 3.3186 | 5.0148
| SFM-wCZ10-v2015-rDXHP-t2-S16-MSRcool - Baseline Design - Hourly Results.csv | 9 | 1 | 16 | 2 | 3.4539 | 5.4427
| SFM-wCZ10-v2015-rDXHP-t2-S16-MSRcool - Baseline Design - Hourly Results.csv | 9 | 1 | 17 | 2 | 3.3972 | 5.5292
| SFM-wCZ10-v2015-rDXHP-t2-S16-MSRcool - Baseline Design - Hourly Results.csv | 9 | 2 | 15 | 3 | 3.5206 | 5.8054
| SFM-wCZ10-v2015-rDXHP-t2-S16-MSRcool - Baseline Design - Hourly Results.csv | 9 | 2 | 16 | 3 | 3.4375 | 5.6536
| SFM-wCZ10-v2015-rDXHP-t2-S16-MSRcool - Baseline Design - Hourly Results.csv | 9 | 2 | 17 | 3 | 3.1057 | 4.9446
| SFM-wCZ10-v2015-rDXHP-t2-S16-MSRcool - Baseline Design - Hourly Results.csv | 9 | 3 | 15 | 4 | 2.5894 | 3.6163
| SFM-wCZ10-v2015-rDXHP-t2-S16-MSRcool - Baseline Design - Hourly Results.csv | 9 | 3 | 16 | 4 | 2.6642 | 3.8109
| SFM-wCZ10-v2015-rDXHP-t2-S16-MSRcool - Baseline Design - Hourly Results.csv | 9 | 3 | 17 | 4 | 2.5345 | 3.6446
| SFM-wCZ10-v2015-rDXHP-t2-S16-MSRheat - Baseline Design - Hourly Results.csv | 9 | 1 | 15 | 2 | 3.0038 | 4.539
| SFM-wCZ10-v2015-rDXHP-t2-S16-MSRheat - Baseline Design - Hourly Results.csv | 9 | 1 | 16 | 2 | 3.1263 | 4.9264
| SFM-wCZ10-v2015-rDXHP-t2-S16-MSRheat - Baseline Design - Hourly Results.csv | 9 | 1 | 17 | 2 | 3.0749 | 5.0047
| SFM-wCZ10-v2015-rDXHP-t2-S16-MSRheat - Baseline Design - Hourly Results.csv | 9 | 2 | 15 | 3 | 3.1866 | 5.2546
| SFM-wCZ10-v2015-rDXHP-t2-S16-MSRheat - Baseline Design - Hourly Results.csv | 9 | 2 | 16 | 3 | 3.1114 | 5.1172
| SFM-wCZ10-v2015-rDXHP-t2-S16-MSRheat - Baseline Design - Hourly Results.csv | 9 | 2 | 17 | 3 | 2.811 | 4.4755
| SFM-wCZ10-v2015-rDXHP-t2-S16-MSRheat - Baseline Design - Hourly Results.csv | 9 | 3 | 15 | 4 | 2.3438 | 3.2732
| SFM-wCZ10-v2015-rDXHP-t2-S16-MSRheat - Baseline Design - Hourly Results.csv | 9 | 3 | 16 | 4 | 2.4115 | 3.4494
| SFM-wCZ10-v2015-rDXHP-t2-S16-MSRheat - Baseline Design - Hourly Results.csv | 9 | 3 | 17 | 4 | 2.294 | 3.2988
| SFM-wCZ10-v2015-rDXHP-t2-S17-MSRboth - Baseline Design - Hourly Results.csv | 9 | 1 | 15 | 2 | 3.1168 | 4.7098
| SFM-wCZ10-v2015-rDXHP-t2-S17-MSRboth - Baseline Design - Hourly Results.csv | 9 | 1 | 16 | 2 | 3.2439 | 5.1117
| SFM-wCZ10-v2015-rDXHP-t2-S17-MSRboth - Baseline Design - Hourly Results.csv | 9 | 1 | 17 | 2 | 3.1906 | 5.193
| SFM-wCZ10-v2015-rDXHP-t2-S17-MSRboth - Baseline Design - Hourly Results.csv | 9 | 2 | 15 | 3 | 3.3065 | 5.4523
| SFM-wCZ10-v2015-rDXHP-t2-S17-MSRboth - Baseline Design - Hourly Results.csv | 9 | 2 | 16 | 3 | 3.2284 | 5.3098
| SFM-wCZ10-v2015-rDXHP-t2-S17-MSRboth - Baseline Design - Hourly Results.csv | 9 | 2 | 17 | 3 | 2.9168 | 4.6439
| SFM-wCZ10-v2015-rDXHP-t2-S17-MSRboth - Baseline Design - Hourly Results.csv | 9 | 3 | 15 | 4 | 2.432 | 3.3964
| SFM-wCZ10-v2015-rDXHP-t2-S17-MSRboth - Baseline Design - Hourly Results.csv | 9 | 3 | 16 | 4 | 2.5022 | 3.5791
| SFM-wCZ10-v2015-rDXHP-t2-S17-MSRboth - Baseline Design - Hourly Results.csv | 9 | 3 | 17 | 4 | 2.3803 | 3.423
| SFM-wCZ10-v2015-rDXHP-t2-S17-MSRcool - Baseline Design - Hourly Results.csv | 9 | 1 | 15 | 2 | 3.1168 | 4.7098
| SFM-wCZ10-v2015-rDXHP-t2-S17-MSRcool - Baseline Design - Hourly Results.csv | 9 | 1 | 16 | 2 | 3.2439 | 5.1117
| SFM-wCZ10-v2015-rDXHP-t2-S17-MSRcool - Baseline Design - Hourly Results.csv | 9 | 1 | 17 | 2 | 3.1906 | 5.193
| SFM-wCZ10-v2015-rDXHP-t2-S17-MSRcool - Baseline Design - Hourly Results.csv | 9 | 2 | 15 | 3 | 3.3065 | 5.4523
| SFM-wCZ10-v2015-rDXHP-t2-S17-MSRcool - Baseline Design - Hourly Results.csv | 9 | 2 | 16 | 3 | 3.2284 | 5.3098
| SFM-wCZ10-v2015-rDXHP-t2-S17-MSRcool - Baseline Design - Hourly Results.csv | 9 | 2 | 17 | 3 | 2.9168 | 4.6439
| SFM-wCZ10-v2015-rDXHP-t2-S17-MSRcool - Baseline Design - Hourly Results.csv | 9 | 3 | 15 | 4 | 2.432 | 3.3964
| SFM-wCZ10-v2015-rDXHP-t2-S17-MSRcool - Baseline Design - Hourly Results.csv | 9 | 3 | 16 | 4 | 2.5022 | 3.5791
| SFM-wCZ10-v2015-rDXHP-t2-S17-MSRcool - Baseline Design - Hourly Results.csv | 9 | 3 | 17 | 4 | 2.3803 | 3.423
| SFM-wCZ10-v2015-rDXHP-t2-S17-MSRheat - Baseline Design - Hourly Results.csv | 9 | 1 | 15 | 2 | 2.8065 | 4.2409
| SFM-wCZ10-v2015-rDXHP-t2-S17-MSRheat - Baseline Design - Hourly Results.csv | 9 | 1 | 16 | 2 | 2.9209 | 4.6029
| SFM-wCZ10-v2015-rDXHP-t2-S17-MSRheat - Baseline Design - Hourly Results.csv | 9 | 1 | 17 | 2 | 2.8729 | 4.676
| SFM-wCZ10-v2015-rDXHP-t2-S17-MSRheat - Baseline Design - Hourly Results.csv | 9 | 2 | 15 | 3 | 2.9773 | 4.9095
| SFM-wCZ10-v2015-rDXHP-t2-S17-MSRheat - Baseline Design - Hourly Results.csv | 9 | 2 | 16 | 3 | 2.907 | 4.7812
| SFM-wCZ10-v2015-rDXHP-t2-S17-MSRheat - Baseline Design - Hourly Results.csv | 9 | 2 | 17 | 3 | 2.6264 | 4.1816
| SFM-wCZ10-v2015-rDXHP-t2-S17-MSRheat - Baseline Design - Hourly Results.csv | 9 | 3 | 15 | 4 | 2.1898 | 3.0582
| SFM-wCZ10-v2015-rDXHP-t2-S17-MSRheat - Baseline Design - Hourly Results.csv | 9 | 3 | 16 | 4 | 2.2531 | 3.2228
| SFM-wCZ10-v2015-rDXHP-t2-S17-MSRheat - Baseline Design - Hourly Results.csv | 9 | 3 | 17 | 4 | 2.1434 | 3.0822
| SFM-wCZ10-v2015-rDXHP-t3-S14-BSLboth - Baseline Design - Hourly Results.csv | 9 | 1 | 15 | 2 | 3.712 | 5.6231
| SFM-wCZ10-v2015-rDXHP-t3-S14-BSLboth - Baseline Design - Hourly Results.csv | 9 | 1 | 16 | 2 | 3.9097 | 6.002
| SFM-wCZ10-v2015-rDXHP-t3-S14-BSLboth - Baseline Design - Hourly Results.csv | 9 | 1 | 17 | 2 | 3.8483 | 5.9943
| SFM-wCZ10-v2015-rDXHP-t3-S14-BSLboth - Baseline Design - Hourly Results.csv | 9 | 2 | 15 | 3 | 3.87 | 6.1054
| SFM-wCZ10-v2015-rDXHP-t3-S14-BSLboth - Baseline Design - Hourly Results.csv | 9 | 2 | 16 | 3 | 3.7923 | 6.0082
| SFM-wCZ10-v2015-rDXHP-t3-S14-BSLboth - Baseline Design - Hourly Results.csv | 9 | 2 | 17 | 3 | 3.4047 | 5.4024
| SFM-wCZ10-v2015-rDXHP-t3-S14-BSLboth - Baseline Design - Hourly Results.csv | 9 | 3 | 15 | 4 | 2.7566 | 4.0579
| SFM-wCZ10-v2015-rDXHP-t3-S14-BSLboth - Baseline Design - Hourly Results.csv | 9 | 3 | 16 | 4 | 2.8703 | 4.3036
| SFM-wCZ10-v2015-rDXHP-t3-S14-BSLboth - Baseline Design - Hourly Results.csv | 9 | 3 | 17 | 4 | 2.7337 | 4.1464
| SFM-wCZ10-v2015-rDXHP-t3-S14-BSLcool - Baseline Design - Hourly Results.csv | 9 | 1 | 15 | 2 | 3.712 | 5.6231
| SFM-wCZ10-v2015-rDXHP-t3-S14-BSLcool - Baseline Design - Hourly Results.csv | 9 | 1 | 16 | 2 | 3.9097 | 6.002
| SFM-wCZ10-v2015-rDXHP-t3-S14-BSLcool - Baseline Design - Hourly Results.csv | 9 | 1 | 17 | 2 | 3.8483 | 5.9943
| SFM-wCZ10-v2015-rDXHP-t3-S14-BSLcool - Baseline Design - Hourly Results.csv | 9 | 2 | 15 | 3 | 3.87 | 6.1054
| SFM-wCZ10-v2015-rDXHP-t3-S14-BSLcool - Baseline Design - Hourly Results.csv | 9 | 2 | 16 | 3 | 3.7923 | 6.0082
| SFM-wCZ10-v2015-rDXHP-t3-S14-BSLcool - Baseline Design - Hourly Results.csv | 9 | 2 | 17 | 3 | 3.4047 | 5.4024
| SFM-wCZ10-v2015-rDXHP-t3-S14-BSLcool - Baseline Design - Hourly Results.csv | 9 | 3 | 15 | 4 | 2.7566 | 4.0579
| SFM-wCZ10-v2015-rDXHP-t3-S14-BSLcool - Baseline Design - Hourly Results.csv | 9 | 3 | 16 | 4 | 2.8703 | 4.3036
| SFM-wCZ10-v2015-rDXHP-t3-S14-BSLcool - Baseline Design - Hourly Results.csv | 9 | 3 | 17 | 4 | 2.7337 | 4.1464
| SFM-wCZ10-v2015-rDXHP-t3-S14-BSLheat - Baseline Design - Hourly Results.csv | 9 | 1 | 15 | 2 | 3.239 | 4.9066
| SFM-wCZ10-v2015-rDXHP-t3-S14-BSLheat - Baseline Design - Hourly Results.csv | 9 | 1 | 16 | 2 | 3.4115 | 5.2372
| SFM-wCZ10-v2015-rDXHP-t3-S14-BSLheat - Baseline Design - Hourly Results.csv | 9 | 1 | 17 | 2 | 3.3579 | 5.2305
| SFM-wCZ10-v2015-rDXHP-t3-S14-BSLheat - Baseline Design - Hourly Results.csv | 9 | 2 | 15 | 3 | 3.3769 | 5.3274
| SFM-wCZ10-v2015-rDXHP-t3-S14-BSLheat - Baseline Design - Hourly Results.csv | 9 | 2 | 16 | 3 | 3.3091 | 5.2426
| SFM-wCZ10-v2015-rDXHP-t3-S14-BSLheat - Baseline Design - Hourly Results.csv | 9 | 2 | 17 | 3 | 2.9709 | 4.714
| SFM-wCZ10-v2015-rDXHP-t3-S14-BSLheat - Baseline Design - Hourly Results.csv | 9 | 3 | 15 | 4 | 2.4053 | 3.5409
| SFM-wCZ10-v2015-rDXHP-t3-S14-BSLheat - Baseline Design - Hourly Results.csv | 9 | 3 | 16 | 4 | 2.5046 | 3.7552
| SFM-wCZ10-v2015-rDXHP-t3-S14-BSLheat - Baseline Design - Hourly Results.csv | 9 | 3 | 17 | 4 | 2.3854 | 3.6181
| SFM-wCZ10-v2015-rDXHP-t3-S15-MSRboth - Baseline Design - Hourly Results.csv | 9 | 1 | 15 | 2 | 3.1107 | 4.7812
| SFM-wCZ10-v2015-rDXHP-t3-S15-MSRboth - Baseline Design - Hourly Results.csv | 9 | 1 | 16 | 2 | 3.2743 | 5.0431
| SFM-wCZ10-v2015-rDXHP-t3-S15-MSRboth - Baseline Design - Hourly Results.csv | 9 | 1 | 17 | 2 | 3.2238 | 5.047
| SFM-wCZ10-v2015-rDXHP-t3-S15-MSRboth - Baseline Design - Hourly Results.csv | 9 | 2 | 15 | 3 | 3.2475 | 5.1547
| SFM-wCZ10-v2015-rDXHP-t3-S15-MSRboth - Baseline Design - Hourly Results.csv | 9 | 2 | 16 | 3 | 3.1751 | 5.0631
| SFM-wCZ10-v2015-rDXHP-t3-S15-MSRboth - Baseline Design - Hourly Results.csv | 9 | 2 | 17 | 3 | 2.8505 | 4.5509
| SFM-wCZ10-v2015-rDXHP-t3-S15-MSRboth - Baseline Design - Hourly Results.csv | 9 | 3 | 15 | 4 | 2.3052 | 3.4224
| SFM-wCZ10-v2015-rDXHP-t3-S15-MSRboth - Baseline Design - Hourly Results.csv | 9 | 3 | 16 | 4 | 2.4016 | 3.6332
| SFM-wCZ10-v2015-rDXHP-t3-S15-MSRboth - Baseline Design - Hourly Results.csv | 9 | 3 | 17 | 4 | 2.2879 | 3.5011
| SFM-wCZ10-v2015-rDXHP-t3-S15-MSRcool - Baseline Design - Hourly Results.csv | 9 | 1 | 15 | 2 | 3.1107 | 4.7812
| SFM-wCZ10-v2015-rDXHP-t3-S15-MSRcool - Baseline Design - Hourly Results.csv | 9 | 1 | 16 | 2 | 3.2743 | 5.0431
| SFM-wCZ10-v2015-rDXHP-t3-S15-MSRcool - Baseline Design - Hourly Results.csv | 9 | 1 | 17 | 2 | 3.2238 | 5.047
| SFM-wCZ10-v2015-rDXHP-t3-S15-MSRcool - Baseline Design - Hourly Results.csv | 9 | 2 | 15 | 3 | 3.2475 | 5.1547
| SFM-wCZ10-v2015-rDXHP-t3-S15-MSRcool - Baseline Design - Hourly Results.csv | 9 | 2 | 16 | 3 | 3.1751 | 5.0631
| SFM-wCZ10-v2015-rDXHP-t3-S15-MSRcool - Baseline Design - Hourly Results.csv | 9 | 2 | 17 | 3 | 2.8505 | 4.5509
| SFM-wCZ10-v2015-rDXHP-t3-S15-MSRcool - Baseline Design - Hourly Results.csv | 9 | 3 | 15 | 4 | 2.3052 | 3.4224
| SFM-wCZ10-v2015-rDXHP-t3-S15-MSRcool - Baseline Design - Hourly Results.csv | 9 | 3 | 16 | 4 | 2.4016 | 3.6332
| SFM-wCZ10-v2015-rDXHP-t3-S15-MSRcool - Baseline Design - Hourly Results.csv | 9 | 3 | 17 | 4 | 2.2879 | 3.5011
| SFM-wCZ10-v2015-rDXHP-t3-S15-MSRheat - Baseline Design - Hourly Results.csv | 9 | 1 | 15 | 2 | 2.8191 | 4.333
| SFM-wCZ10-v2015-rDXHP-t3-S15-MSRheat - Baseline Design - Hourly Results.csv | 9 | 1 | 16 | 2 | 2.9674 | 4.5703
| SFM-wCZ10-v2015-rDXHP-t3-S15-MSRheat - Baseline Design - Hourly Results.csv | 9 | 1 | 17 | 2 | 2.9216 | 4.5738
| SFM-wCZ10-v2015-rDXHP-t3-S15-MSRheat - Baseline Design - Hourly Results.csv | 9 | 2 | 15 | 3 | 2.9431 | 4.6714
| SFM-wCZ10-v2015-rDXHP-t3-S15-MSRheat - Baseline Design - Hourly Results.csv | 9 | 2 | 16 | 3 | 2.8775 | 4.5884
| SFM-wCZ10-v2015-rDXHP-t3-S15-MSRheat - Baseline Design - Hourly Results.csv | 9 | 2 | 17 | 3 | 2.5833 | 4.1242
| SFM-wCZ10-v2015-rDXHP-t3-S15-MSRheat - Baseline Design - Hourly Results.csv | 9 | 3 | 15 | 4 | 2.0891 | 3.1016
| SFM-wCZ10-v2015-rDXHP-t3-S15-MSRheat - Baseline Design - Hourly Results.csv | 9 | 3 | 16 | 4 | 2.1765 | 3.2926
| SFM-wCZ10-v2015-rDXHP-t3-S15-MSRheat - Baseline Design - Hourly Results.csv | 9 | 3 | 17 | 4 | 2.0734 | 3.1728
| SFM-wCZ10-v2015-rDXHP-t3-S16-MSRboth - Baseline Design - Hourly Results.csv | 9 | 1 | 15 | 2 | 3.3267 | 4.968
| SFM-wCZ10-v2015-rDXHP-t3-S16-MSRboth - Baseline Design - Hourly Results.csv | 9 | 1 | 16 | 2 | 3.4586 | 5.4081
| SFM-wCZ10-v2015-rDXHP-t3-S16-MSRboth - Baseline Design - Hourly Results.csv | 9 | 1 | 17 | 2 | 3.4013 | 5.3609
| SFM-wCZ10-v2015-rDXHP-t3-S16-MSRboth - Baseline Design - Hourly Results.csv | 9 | 2 | 15 | 3 | 3.4228 | 5.6079
| SFM-wCZ10-v2015-rDXHP-t3-S16-MSRboth - Baseline Design - Hourly Results.csv | 9 | 2 | 16 | 3 | 3.3467 | 5.4786
| SFM-wCZ10-v2015-rDXHP-t3-S16-MSRboth - Baseline Design - Hourly Results.csv | 9 | 2 | 17 | 3 | 3.0268 | 4.665
| SFM-wCZ10-v2015-rDXHP-t3-S16-MSRboth - Baseline Design - Hourly Results.csv | 9 | 3 | 15 | 4 | 2.5288 | 3.5141
| SFM-wCZ10-v2015-rDXHP-t3-S16-MSRboth - Baseline Design - Hourly Results.csv | 9 | 3 | 16 | 4 | 2.6101 | 3.726
| SFM-wCZ10-v2015-rDXHP-t3-S16-MSRboth - Baseline Design - Hourly Results.csv | 9 | 3 | 17 | 4 | 2.4867 | 3.5766
| SFM-wCZ10-v2015-rDXHP-t3-S16-MSRcool - Baseline Design - Hourly Results.csv | 9 | 1 | 15 | 2 | 3.3267 | 4.968
| SFM-wCZ10-v2015-rDXHP-t3-S16-MSRcool - Baseline Design - Hourly Results.csv | 9 | 1 | 16 | 2 | 3.4586 | 5.4081
| SFM-wCZ10-v2015-rDXHP-t3-S16-MSRcool - Baseline Design - Hourly Results.csv | 9 | 1 | 17 | 2 | 3.4013 | 5.3609
| SFM-wCZ10-v2015-rDXHP-t3-S16-MSRcool - Baseline Design - Hourly Results.csv | 9 | 2 | 15 | 3 | 3.4228 | 5.6079
| SFM-wCZ10-v2015-rDXHP-t3-S16-MSRcool - Baseline Design - Hourly Results.csv | 9 | 2 | 16 | 3 | 3.3467 | 5.4786
| SFM-wCZ10-v2015-rDXHP-t3-S16-MSRcool - Baseline Design - Hourly Results.csv | 9 | 2 | 17 | 3 | 3.0268 | 4.665
| SFM-wCZ10-v2015-rDXHP-t3-S16-MSRcool - Baseline Design - Hourly Results.csv | 9 | 3 | 15 | 4 | 2.5288 | 3.5141
| SFM-wCZ10-v2015-rDXHP-t3-S16-MSRcool - Baseline Design - Hourly Results.csv | 9 | 3 | 16 | 4 | 2.6101 | 3.726
| SFM-wCZ10-v2015-rDXHP-t3-S16-MSRcool - Baseline Design - Hourly Results.csv | 9 | 3 | 17 | 4 | 2.4867 | 3.5766
| SFM-wCZ10-v2015-rDXHP-t3-S16-MSRheat - Baseline Design - Hourly Results.csv | 9 | 1 | 15 | 2 | 3.0111 | 4.4967
| SFM-wCZ10-v2015-rDXHP-t3-S16-MSRheat - Baseline Design - Hourly Results.csv | 9 | 1 | 16 | 2 | 3.1305 | 4.895
| SFM-wCZ10-v2015-rDXHP-t3-S16-MSRheat - Baseline Design - Hourly Results.csv | 9 | 1 | 17 | 2 | 3.0786 | 4.8524
| SFM-wCZ10-v2015-rDXHP-t3-S16-MSRheat - Baseline Design - Hourly Results.csv | 9 | 2 | 15 | 3 | 3.0981 | 5.0759
| SFM-wCZ10-v2015-rDXHP-t3-S16-MSRheat - Baseline Design - Hourly Results.csv | 9 | 2 | 16 | 3 | 3.0292 | 4.9589
| SFM-wCZ10-v2015-rDXHP-t3-S16-MSRheat - Baseline Design - Hourly Results.csv | 9 | 2 | 17 | 3 | 2.7396 | 4.2224
| SFM-wCZ10-v2015-rDXHP-t3-S16-MSRheat - Baseline Design - Hourly Results.csv | 9 | 3 | 15 | 4 | 2.2889 | 3.1807
| SFM-wCZ10-v2015-rDXHP-t3-S16-MSRheat - Baseline Design - Hourly Results.csv | 9 | 3 | 16 | 4 | 2.3625 | 3.3725
| SFM-wCZ10-v2015-rDXHP-t3-S16-MSRheat - Baseline Design - Hourly Results.csv | 9 | 3 | 17 | 4 | 2.2508 | 3.2373
| SFM-wCZ10-v2015-rDXHP-t3-S17-MSRboth - Baseline Design - Hourly Results.csv | 9 | 1 | 15 | 2 | 3.1244 | 4.6659
| SFM-wCZ10-v2015-rDXHP-t3-S17-MSRboth - Baseline Design - Hourly Results.csv | 9 | 1 | 16 | 2 | 3.2482 | 5.0792
| SFM-wCZ10-v2015-rDXHP-t3-S17-MSRboth - Baseline Design - Hourly Results.csv | 9 | 1 | 17 | 2 | 3.1944 | 5.0349
| SFM-wCZ10-v2015-rDXHP-t3-S17-MSRboth - Baseline Design - Hourly Results.csv | 9 | 2 | 15 | 3 | 3.2147 | 5.2669
| SFM-wCZ10-v2015-rDXHP-t3-S17-MSRboth - Baseline Design - Hourly Results.csv | 9 | 2 | 16 | 3 | 3.1432 | 5.1455
| SFM-wCZ10-v2015-rDXHP-t3-S17-MSRboth - Baseline Design - Hourly Results.csv | 9 | 2 | 17 | 3 | 2.8427 | 4.3813
| SFM-wCZ10-v2015-rDXHP-t3-S17-MSRboth - Baseline Design - Hourly Results.csv | 9 | 3 | 15 | 4 | 2.375 | 3.3004
| SFM-wCZ10-v2015-rDXHP-t3-S17-MSRboth - Baseline Design - Hourly Results.csv | 9 | 3 | 16 | 4 | 2.4514 | 3.4994
| SFM-wCZ10-v2015-rDXHP-t3-S17-MSRboth - Baseline Design - Hourly Results.csv | 9 | 3 | 17 | 4 | 2.3355 | 3.3591
| SFM-wCZ10-v2015-rDXHP-t3-S17-MSRcool - Baseline Design - Hourly Results.csv | 9 | 1 | 15 | 2 | 3.1244 | 4.6659
| SFM-wCZ10-v2015-rDXHP-t3-S17-MSRcool - Baseline Design - Hourly Results.csv | 9 | 1 | 16 | 2 | 3.2482 | 5.0792
| SFM-wCZ10-v2015-rDXHP-t3-S17-MSRcool - Baseline Design - Hourly Results.csv | 9 | 1 | 17 | 2 | 3.1944 | 5.0349
| SFM-wCZ10-v2015-rDXHP-t3-S17-MSRcool - Baseline Design - Hourly Results.csv | 9 | 2 | 15 | 3 | 3.2147 | 5.2669
| SFM-wCZ10-v2015-rDXHP-t3-S17-MSRcool - Baseline Design - Hourly Results.csv | 9 | 2 | 16 | 3 | 3.1432 | 5.1455
| SFM-wCZ10-v2015-rDXHP-t3-S17-MSRcool - Baseline Design - Hourly Results.csv | 9 | 2 | 17 | 3 | 2.8427 | 4.3813
| SFM-wCZ10-v2015-rDXHP-t3-S17-MSRcool - Baseline Design - Hourly Results.csv | 9 | 3 | 15 | 4 | 2.375 | 3.3004
| SFM-wCZ10-v2015-rDXHP-t3-S17-MSRcool - Baseline Design - Hourly Results.csv | 9 | 3 | 16 | 4 | 2.4514 | 3.4994
| SFM-wCZ10-v2015-rDXHP-t3-S17-MSRcool - Baseline Design - Hourly Results.csv | 9 | 3 | 17 | 4 | 2.3355 | 3.3591
| SFM-wCZ10-v2015-rDXHP-t3-S17-MSRheat - Baseline Design - Hourly Results.csv | 9 | 1 | 15 | 2 | 2.8134 | 4.2014
| SFM-wCZ10-v2015-rDXHP-t3-S17-MSRheat - Baseline Design - Hourly Results.csv | 9 | 1 | 16 | 2 | 2.9249 | 4.5735
| SFM-wCZ10-v2015-rDXHP-t3-S17-MSRheat - Baseline Design - Hourly Results.csv | 9 | 1 | 17 | 2 | 2.8764 | 4.5337
| SFM-wCZ10-v2015-rDXHP-t3-S17-MSRheat - Baseline Design - Hourly Results.csv | 9 | 2 | 15 | 3 | 2.8946 | 4.7425
| SFM-wCZ10-v2015-rDXHP-t3-S17-MSRheat - Baseline Design - Hourly Results.csv | 9 | 2 | 16 | 3 | 2.8303 | 4.6332
| SFM-wCZ10-v2015-rDXHP-t3-S17-MSRheat - Baseline Design - Hourly Results.csv | 9 | 2 | 17 | 3 | 2.5597 | 3.9451
| SFM-wCZ10-v2015-rDXHP-t3-S17-MSRheat - Baseline Design - Hourly Results.csv | 9 | 3 | 15 | 4 | 2.1386 | 2.9718
| SFM-wCZ10-v2015-rDXHP-t3-S17-MSRheat - Baseline Design - Hourly Results.csv | 9 | 3 | 16 | 4 | 2.2073 | 3.151
| SFM-wCZ10-v2015-rDXHP-t3-S17-MSRheat - Baseline Design - Hourly Results.csv | 9 | 3 | 17 | 4 | 2.103 | 3.0247
| SFM-wCZ10-v2015-rDXHP-t4-S14-BSLboth - Baseline Design - Hourly Results.csv | 9 | 1 | 15 | 2 | 3.7148 | 5.6772
| SFM-wCZ10-v2015-rDXHP-t4-S14-BSLboth - Baseline Design - Hourly Results.csv | 9 | 1 | 16 | 2 | 3.9121 | 6.0486
| SFM-wCZ10-v2015-rDXHP-t4-S14-BSLboth - Baseline Design - Hourly Results.csv | 9 | 1 | 17 | 2 | 3.8504 | 6.0329
| SFM-wCZ10-v2015-rDXHP-t4-S14-BSLboth - Baseline Design - Hourly Results.csv | 9 | 2 | 15 | 3 | 3.9646 | 6.325
| SFM-wCZ10-v2015-rDXHP-t4-S14-BSLboth - Baseline Design - Hourly Results.csv | 9 | 2 | 16 | 3 | 3.8742 | 6.1946
| SFM-wCZ10-v2015-rDXHP-t4-S14-BSLboth - Baseline Design - Hourly Results.csv | 9 | 2 | 17 | 3 | 3.4734 | 5.5547
| SFM-wCZ10-v2015-rDXHP-t4-S14-BSLboth - Baseline Design - Hourly Results.csv | 9 | 3 | 15 | 4 | 2.8153 | 4.1757
| SFM-wCZ10-v2015-rDXHP-t4-S14-BSLboth - Baseline Design - Hourly Results.csv | 9 | 3 | 16 | 4 | 2.9222 | 4.4087
| SFM-wCZ10-v2015-rDXHP-t4-S14-BSLboth - Baseline Design - Hourly Results.csv | 9 | 3 | 17 | 4 | 2.778 | 4.234
| SFM-wCZ10-v2015-rDXHP-t4-S14-BSLcool - Baseline Design - Hourly Results.csv | 9 | 1 | 15 | 2 | 3.7148 | 5.6772
| SFM-wCZ10-v2015-rDXHP-t4-S14-BSLcool - Baseline Design - Hourly Results.csv | 9 | 1 | 16 | 2 | 3.9121 | 6.0486
| SFM-wCZ10-v2015-rDXHP-t4-S14-BSLcool - Baseline Design - Hourly Results.csv | 9 | 1 | 17 | 2 | 3.8504 | 6.0329
| SFM-wCZ10-v2015-rDXHP-t4-S14-BSLcool - Baseline Design - Hourly Results.csv | 9 | 2 | 15 | 3 | 3.9646 | 6.325
| SFM-wCZ10-v2015-rDXHP-t4-S14-BSLcool - Baseline Design - Hourly Results.csv | 9 | 2 | 16 | 3 | 3.8742 | 6.1946
| SFM-wCZ10-v2015-rDXHP-t4-S14-BSLcool - Baseline Design - Hourly Results.csv | 9 | 2 | 17 | 3 | 3.4734 | 5.5547
| SFM-wCZ10-v2015-rDXHP-t4-S14-BSLcool - Baseline Design - Hourly Results.csv | 9 | 3 | 15 | 4 | 2.8153 | 4.1757
| SFM-wCZ10-v2015-rDXHP-t4-S14-BSLcool - Baseline Design - Hourly Results.csv | 9 | 3 | 16 | 4 | 2.9222 | 4.4087
| SFM-wCZ10-v2015-rDXHP-t4-S14-BSLcool - Baseline Design - Hourly Results.csv | 9 | 3 | 17 | 4 | 2.778 | 4.234
| SFM-wCZ10-v2015-rDXHP-t4-S14-BSLheat - Baseline Design - Hourly Results.csv | 9 | 1 | 15 | 2 | 3.2414 | 4.9538
| SFM-wCZ10-v2015-rDXHP-t4-S14-BSLheat - Baseline Design - Hourly Results.csv | 9 | 1 | 16 | 2 | 3.4136 | 5.2778
| SFM-wCZ10-v2015-rDXHP-t4-S14-BSLheat - Baseline Design - Hourly Results.csv | 9 | 1 | 17 | 2 | 3.3597 | 5.2642
| SFM-wCZ10-v2015-rDXHP-t4-S14-BSLheat - Baseline Design - Hourly Results.csv | 9 | 2 | 15 | 3 | 3.4594 | 5.5191
| SFM-wCZ10-v2015-rDXHP-t4-S14-BSLheat - Baseline Design - Hourly Results.csv | 9 | 2 | 16 | 3 | 3.3805 | 5.4052
| SFM-wCZ10-v2015-rDXHP-t4-S14-BSLheat - Baseline Design - Hourly Results.csv | 9 | 2 | 17 | 3 | 3.0308 | 4.8469
| SFM-wCZ10-v2015-rDXHP-t4-S14-BSLheat - Baseline Design - Hourly Results.csv | 9 | 3 | 15 | 4 | 2.4566 | 3.6436
| SFM-wCZ10-v2015-rDXHP-t4-S14-BSLheat - Baseline Design - Hourly Results.csv | 9 | 3 | 16 | 4 | 2.5498 | 3.8469
| SFM-wCZ10-v2015-rDXHP-t4-S14-BSLheat - Baseline Design - Hourly Results.csv | 9 | 3 | 17 | 4 | 2.4241 | 3.6944
| SFM-wCZ10-v2015-rDXHP-t4-S15-MSRboth - Baseline Design - Hourly Results.csv | 9 | 1 | 15 | 2 | 3.1089 | 4.821
| SFM-wCZ10-v2015-rDXHP-t4-S15-MSRboth - Baseline Design - Hourly Results.csv | 9 | 1 | 16 | 2 | 3.2727 | 5.0769
| SFM-wCZ10-v2015-rDXHP-t4-S15-MSRboth - Baseline Design - Hourly Results.csv | 9 | 1 | 17 | 2 | 3.2224 | 5.08
| SFM-wCZ10-v2015-rDXHP-t4-S15-MSRboth - Baseline Design - Hourly Results.csv | 9 | 2 | 15 | 3 | 3.3282 | 5.3308
| SFM-wCZ10-v2015-rDXHP-t4-S15-MSRboth - Baseline Design - Hourly Results.csv | 9 | 2 | 16 | 3 | 3.2462 | 5.2181
| SFM-wCZ10-v2015-rDXHP-t4-S15-MSRboth - Baseline Design - Hourly Results.csv | 9 | 2 | 17 | 3 | 2.9091 | 4.6746
| SFM-wCZ10-v2015-rDXHP-t4-S15-MSRboth - Baseline Design - Hourly Results.csv | 9 | 3 | 15 | 4 | 2.3569 | 3.5082
| SFM-wCZ10-v2015-rDXHP-t4-S15-MSRboth - Baseline Design - Hourly Results.csv | 9 | 3 | 16 | 4 | 2.4461 | 3.7086
| SFM-wCZ10-v2015-rDXHP-t4-S15-MSRboth - Baseline Design - Hourly Results.csv | 9 | 3 | 17 | 4 | 2.3274 | 3.5617
| SFM-wCZ10-v2015-rDXHP-t4-S15-MSRcool - Baseline Design - Hourly Results.csv | 9 | 1 | 15 | 2 | 3.1089 | 4.821
| SFM-wCZ10-v2015-rDXHP-t4-S15-MSRcool - Baseline Design - Hourly Results.csv | 9 | 1 | 16 | 2 | 3.2727 | 5.0769
| SFM-wCZ10-v2015-rDXHP-t4-S15-MSRcool - Baseline Design - Hourly Results.csv | 9 | 1 | 17 | 2 | 3.2224 | 5.08
| SFM-wCZ10-v2015-rDXHP-t4-S15-MSRcool - Baseline Design - Hourly Results.csv | 9 | 2 | 15 | 3 | 3.3282 | 5.3308
| SFM-wCZ10-v2015-rDXHP-t4-S15-MSRcool - Baseline Design - Hourly Results.csv | 9 | 2 | 16 | 3 | 3.2462 | 5.2181
| SFM-wCZ10-v2015-rDXHP-t4-S15-MSRcool - Baseline Design - Hourly Results.csv | 9 | 2 | 17 | 3 | 2.9091 | 4.6746
| SFM-wCZ10-v2015-rDXHP-t4-S15-MSRcool - Baseline Design - Hourly Results.csv | 9 | 3 | 15 | 4 | 2.3569 | 3.5082
| SFM-wCZ10-v2015-rDXHP-t4-S15-MSRcool - Baseline Design - Hourly Results.csv | 9 | 3 | 16 | 4 | 2.4461 | 3.7086
| SFM-wCZ10-v2015-rDXHP-t4-S15-MSRcool - Baseline Design - Hourly Results.csv | 9 | 3 | 17 | 4 | 2.3274 | 3.5617
| SFM-wCZ10-v2015-rDXHP-t4-S15-MSRheat - Baseline Design - Hourly Results.csv | 9 | 1 | 15 | 2 | 2.8174 | 4.369
| SFM-wCZ10-v2015-rDXHP-t4-S15-MSRheat - Baseline Design - Hourly Results.csv | 9 | 1 | 16 | 2 | 2.9659 | 4.6009
| SFM-wCZ10-v2015-rDXHP-t4-S15-MSRheat - Baseline Design - Hourly Results.csv | 9 | 1 | 17 | 2 | 2.9203 | 4.6037
| SFM-wCZ10-v2015-rDXHP-t4-S15-MSRheat - Baseline Design - Hourly Results.csv | 9 | 2 | 15 | 3 | 3.0162 | 4.831
| SFM-wCZ10-v2015-rDXHP-t4-S15-MSRheat - Baseline Design - Hourly Results.csv | 9 | 2 | 16 | 3 | 2.9419 | 4.7289
| SFM-wCZ10-v2015-rDXHP-t4-S15-MSRheat - Baseline Design - Hourly Results.csv | 9 | 2 | 17 | 3 | 2.6363 | 4.2364
| SFM-wCZ10-v2015-rDXHP-t4-S15-MSRheat - Baseline Design - Hourly Results.csv | 9 | 3 | 15 | 4 | 2.1359 | 3.1793
| SFM-wCZ10-v2015-rDXHP-t4-S15-MSRheat - Baseline Design - Hourly Results.csv | 9 | 3 | 16 | 4 | 2.2168 | 3.3609
| SFM-wCZ10-v2015-rDXHP-t4-S15-MSRheat - Baseline Design - Hourly Results.csv | 9 | 3 | 17 | 4 | 2.1092 | 3.2278
| SFM-wCZ10-v2015-rDXHP-t4-S16-MSRboth - Baseline Design - Hourly Results.csv | 9 | 1 | 15 | 2 | 3.3234 | 5.0145
| SFM-wCZ10-v2015-rDXHP-t4-S16-MSRboth - Baseline Design - Hourly Results.csv | 9 | 1 | 16 | 2 | 3.4568 | 5.4427
| SFM-wCZ10-v2015-rDXHP-t4-S16-MSRboth - Baseline Design - Hourly Results.csv | 9 | 1 | 17 | 2 | 3.3998 | 5.5287
| SFM-wCZ10-v2015-rDXHP-t4-S16-MSRboth - Baseline Design - Hourly Results.csv | 9 | 2 | 15 | 3 | 3.4911 | 5.7682
| SFM-wCZ10-v2015-rDXHP-t4-S16-MSRboth - Baseline Design - Hourly Results.csv | 9 | 2 | 16 | 3 | 3.4104 | 5.6194
| SFM-wCZ10-v2015-rDXHP-t4-S16-MSRboth - Baseline Design - Hourly Results.csv | 9 | 2 | 17 | 3 | 3.0812 | 4.9203
| SFM-wCZ10-v2015-rDXHP-t4-S16-MSRboth - Baseline Design - Hourly Results.csv | 9 | 3 | 15 | 4 | 2.5744 | 3.6087
| SFM-wCZ10-v2015-rDXHP-t4-S16-MSRboth - Baseline Design - Hourly Results.csv | 9 | 3 | 16 | 4 | 2.6513 | 3.8015
| SFM-wCZ10-v2015-rDXHP-t4-S16-MSRboth - Baseline Design - Hourly Results.csv | 9 | 3 | 17 | 4 | 2.5213 | 3.6426
| SFM-wCZ10-v2015-rDXHP-t4-S16-MSRcool - Baseline Design - Hourly Results.csv | 9 | 1 | 15 | 2 | 3.3234 | 5.0145
| SFM-wCZ10-v2015-rDXHP-t4-S16-MSRcool - Baseline Design - Hourly Results.csv | 9 | 1 | 16 | 2 | 3.4568 | 5.4427
| SFM-wCZ10-v2015-rDXHP-t4-S16-MSRcool - Baseline Design - Hourly Results.csv | 9 | 1 | 17 | 2 | 3.3998 | 5.5287
| SFM-wCZ10-v2015-rDXHP-t4-S16-MSRcool - Baseline Design - Hourly Results.csv | 9 | 2 | 15 | 3 | 3.4911 | 5.7682
| SFM-wCZ10-v2015-rDXHP-t4-S16-MSRcool - Baseline Design - Hourly Results.csv | 9 | 2 | 16 | 3 | 3.4104 | 5.6194
| SFM-wCZ10-v2015-rDXHP-t4-S16-MSRcool - Baseline Design - Hourly Results.csv | 9 | 2 | 17 | 3 | 3.0812 | 4.9203
| SFM-wCZ10-v2015-rDXHP-t4-S16-MSRcool - Baseline Design - Hourly Results.csv | 9 | 3 | 15 | 4 | 2.5744 | 3.6087
| SFM-wCZ10-v2015-rDXHP-t4-S16-MSRcool - Baseline Design - Hourly Results.csv | 9 | 3 | 16 | 4 | 2.6513 | 3.8015
| SFM-wCZ10-v2015-rDXHP-t4-S16-MSRcool - Baseline Design - Hourly Results.csv | 9 | 3 | 17 | 4 | 2.5213 | 3.6426
| SFM-wCZ10-v2015-rDXHP-t4-S16-MSRheat - Baseline Design - Hourly Results.csv | 9 | 1 | 15 | 2 | 3.0081 | 4.5387
| SFM-wCZ10-v2015-rDXHP-t4-S16-MSRheat - Baseline Design - Hourly Results.csv | 9 | 1 | 16 | 2 | 3.1289 | 4.9263
| SFM-wCZ10-v2015-rDXHP-t4-S16-MSRheat - Baseline Design - Hourly Results.csv | 9 | 1 | 17 | 2 | 3.0772 | 5.0042
| SFM-wCZ10-v2015-rDXHP-t4-S16-MSRheat - Baseline Design - Hourly Results.csv | 9 | 2 | 15 | 3 | 3.1599 | 5.221
| SFM-wCZ10-v2015-rDXHP-t4-S16-MSRheat - Baseline Design - Hourly Results.csv | 9 | 2 | 16 | 3 | 3.0869 | 5.0863
| SFM-wCZ10-v2015-rDXHP-t4-S16-MSRheat - Baseline Design - Hourly Results.csv | 9 | 2 | 17 | 3 | 2.7889 | 4.4535
| SFM-wCZ10-v2015-rDXHP-t4-S16-MSRheat - Baseline Design - Hourly Results.csv | 9 | 3 | 15 | 4 | 2.3302 | 3.2663
| SFM-wCZ10-v2015-rDXHP-t4-S16-MSRheat - Baseline Design - Hourly Results.csv | 9 | 3 | 16 | 4 | 2.3998 | 3.4409
| SFM-wCZ10-v2015-rDXHP-t4-S16-MSRheat - Baseline Design - Hourly Results.csv | 9 | 3 | 17 | 4 | 2.2822 | 3.297
| SFM-wCZ10-v2015-rDXHP-t4-S17-MSRboth - Baseline Design - Hourly Results.csv | 9 | 1 | 15 | 2 | 3.1213 | 4.7095
| SFM-wCZ10-v2015-rDXHP-t4-S17-MSRboth - Baseline Design - Hourly Results.csv | 9 | 1 | 16 | 2 | 3.2466 | 5.1117
| SFM-wCZ10-v2015-rDXHP-t4-S17-MSRboth - Baseline Design - Hourly Results.csv | 9 | 1 | 17 | 2 | 3.193 | 5.1925
| SFM-wCZ10-v2015-rDXHP-t4-S17-MSRboth - Baseline Design - Hourly Results.csv | 9 | 2 | 15 | 3 | 3.2788 | 5.4174
| SFM-wCZ10-v2015-rDXHP-t4-S17-MSRboth - Baseline Design - Hourly Results.csv | 9 | 2 | 16 | 3 | 3.203 | 5.2777
| SFM-wCZ10-v2015-rDXHP-t4-S17-MSRboth - Baseline Design - Hourly Results.csv | 9 | 2 | 17 | 3 | 2.8938 | 4.6211
| SFM-wCZ10-v2015-rDXHP-t4-S17-MSRboth - Baseline Design - Hourly Results.csv | 9 | 3 | 15 | 4 | 2.4179 | 3.3892
| SFM-wCZ10-v2015-rDXHP-t4-S17-MSRboth - Baseline Design - Hourly Results.csv | 9 | 3 | 16 | 4 | 2.4901 | 3.5703
| SFM-wCZ10-v2015-rDXHP-t4-S17-MSRboth - Baseline Design - Hourly Results.csv | 9 | 3 | 17 | 4 | 2.368 | 3.4211
| SFM-wCZ10-v2015-rDXHP-t4-S17-MSRcool - Baseline Design - Hourly Results.csv | 9 | 1 | 15 | 2 | 3.1213 | 4.7095
| SFM-wCZ10-v2015-rDXHP-t4-S17-MSRcool - Baseline Design - Hourly Results.csv | 9 | 1 | 16 | 2 | 3.2466 | 5.1117
| SFM-wCZ10-v2015-rDXHP-t4-S17-MSRcool - Baseline Design - Hourly Results.csv | 9 | 1 | 17 | 2 | 3.193 | 5.1925
| SFM-wCZ10-v2015-rDXHP-t4-S17-MSRcool - Baseline Design - Hourly Results.csv | 9 | 2 | 15 | 3 | 3.2788 | 5.4174
| SFM-wCZ10-v2015-rDXHP-t4-S17-MSRcool - Baseline Design - Hourly Results.csv | 9 | 2 | 16 | 3 | 3.203 | 5.2777
| SFM-wCZ10-v2015-rDXHP-t4-S17-MSRcool - Baseline Design - Hourly Results.csv | 9 | 2 | 17 | 3 | 2.8938 | 4.6211
| SFM-wCZ10-v2015-rDXHP-t4-S17-MSRcool - Baseline Design - Hourly Results.csv | 9 | 3 | 15 | 4 | 2.4179 | 3.3892
| SFM-wCZ10-v2015-rDXHP-t4-S17-MSRcool - Baseline Design - Hourly Results.csv | 9 | 3 | 16 | 4 | 2.4901 | 3.5703
| SFM-wCZ10-v2015-rDXHP-t4-S17-MSRcool - Baseline Design - Hourly Results.csv | 9 | 3 | 17 | 4 | 2.368 | 3.4211
| SFM-wCZ10-v2015-rDXHP-t4-S17-MSRheat - Baseline Design - Hourly Results.csv | 9 | 1 | 15 | 2 | 2.8106 | 4.2406
| SFM-wCZ10-v2015-rDXHP-t4-S17-MSRheat - Baseline Design - Hourly Results.csv | 9 | 1 | 16 | 2 | 2.9234 | 4.6028
| SFM-wCZ10-v2015-rDXHP-t4-S17-MSRheat - Baseline Design - Hourly Results.csv | 9 | 1 | 17 | 2 | 2.8751 | 4.6755
| SFM-wCZ10-v2015-rDXHP-t4-S17-MSRheat - Baseline Design - Hourly Results.csv | 9 | 2 | 15 | 3 | 2.9524 | 4.8781
| SFM-wCZ10-v2015-rDXHP-t4-S17-MSRheat - Baseline Design - Hourly Results.csv | 9 | 2 | 16 | 3 | 2.8841 | 4.7523
| SFM-wCZ10-v2015-rDXHP-t4-S17-MSRheat - Baseline Design - Hourly Results.csv | 9 | 2 | 17 | 3 | 2.6057 | 4.161
| SFM-wCZ10-v2015-rDXHP-t4-S17-MSRheat - Baseline Design - Hourly Results.csv | 9 | 3 | 15 | 4 | 2.1772 | 3.0518
| SFM-wCZ10-v2015-rDXHP-t4-S17-MSRheat - Baseline Design - Hourly Results.csv | 9 | 3 | 16 | 4 | 2.2422 | 3.2149
| SFM-wCZ10-v2015-rDXHP-t4-S17-MSRheat - Baseline Design - Hourly Results.csv | 9 | 3 | 17 | 4 | 2.1323 | 3.0805
| SFM-wCZ10-v2015-rDXHP-t5-S14-BSLboth - Baseline Design - Hourly Results.csv | 9 | 1 | 15 | 2 | 3.7134 | 5.5155
| SFM-wCZ10-v2015-rDXHP-t5-S14-BSLboth - Baseline Design - Hourly Results.csv | 9 | 1 | 16 | 2 | 3.9104 | 5.9102
| SFM-wCZ10-v2015-rDXHP-t5-S14-BSLboth - Baseline Design - Hourly Results.csv | 9 | 1 | 17 | 2 | 3.85 | 5.9174
| SFM-wCZ10-v2015-rDXHP-t5-S14-BSLboth - Baseline Design - Hourly Results.csv | 9 | 2 | 15 | 3 | 3.7434 | 5.7968
| SFM-wCZ10-v2015-rDXHP-t5-S14-BSLboth - Baseline Design - Hourly Results.csv | 9 | 2 | 16 | 3 | 3.6826 | 5.7494
| SFM-wCZ10-v2015-rDXHP-t5-S14-BSLboth - Baseline Design - Hourly Results.csv | 9 | 2 | 17 | 3 | 3.3141 | 5.19
| SFM-wCZ10-v2015-rDXHP-t5-S14-BSLboth - Baseline Design - Hourly Results.csv | 9 | 3 | 15 | 4 | 2.6887 | 3.9063
| SFM-wCZ10-v2015-rDXHP-t5-S14-BSLboth - Baseline Design - Hourly Results.csv | 9 | 3 | 16 | 4 | 2.8102 | 4.1796
| SFM-wCZ10-v2015-rDXHP-t5-S14-BSLboth - Baseline Design - Hourly Results.csv | 9 | 3 | 17 | 4 | 2.682 | 4.0448
| SFM-wCZ10-v2015-rDXHP-t5-S14-BSLcool - Baseline Design - Hourly Results.csv | 9 | 1 | 15 | 2 | 3.7134 | 5.5155
| SFM-wCZ10-v2015-rDXHP-t5-S14-BSLcool - Baseline Design - Hourly Results.csv | 9 | 1 | 16 | 2 | 3.9104 | 5.9102
| SFM-wCZ10-v2015-rDXHP-t5-S14-BSLcool - Baseline Design - Hourly Results.csv | 9 | 1 | 17 | 2 | 3.85 | 5.9174
| SFM-wCZ10-v2015-rDXHP-t5-S14-BSLcool - Baseline Design - Hourly Results.csv | 9 | 2 | 15 | 3 | 3.7434 | 5.7968
| SFM-wCZ10-v2015-rDXHP-t5-S14-BSLcool - Baseline Design - Hourly Results.csv | 9 | 2 | 16 | 3 | 3.6826 | 5.7494
| SFM-wCZ10-v2015-rDXHP-t5-S14-BSLcool - Baseline Design - Hourly Results.csv | 9 | 2 | 17 | 3 | 3.3141 | 5.19
| SFM-wCZ10-v2015-rDXHP-t5-S14-BSLcool - Baseline Design - Hourly Results.csv | 9 | 3 | 15 | 4 | 2.6887 | 3.9063
| SFM-wCZ10-v2015-rDXHP-t5-S14-BSLcool - Baseline Design - Hourly Results.csv | 9 | 3 | 16 | 4 | 2.8102 | 4.1796
| SFM-wCZ10-v2015-rDXHP-t5-S14-BSLcool - Baseline Design - Hourly Results.csv | 9 | 3 | 17 | 4 | 2.682 | 4.0448
| SFM-wCZ10-v2015-rDXHP-t5-S14-BSLheat - Baseline Design - Hourly Results.csv | 9 | 1 | 15 | 2 | 3.2402 | 4.8127
| SFM-wCZ10-v2015-rDXHP-t5-S14-BSLheat - Baseline Design - Hourly Results.csv | 9 | 1 | 16 | 2 | 3.4122 | 5.1571
| SFM-wCZ10-v2015-rDXHP-t5-S14-BSLheat - Baseline Design - Hourly Results.csv | 9 | 1 | 17 | 2 | 3.3594 | 5.1634
| SFM-wCZ10-v2015-rDXHP-t5-S14-BSLheat - Baseline Design - Hourly Results.csv | 9 | 2 | 15 | 3 | 3.2664 | 5.0582
| SFM-wCZ10-v2015-rDXHP-t5-S14-BSLheat - Baseline Design - Hourly Results.csv | 9 | 2 | 16 | 3 | 3.2133 | 5.0168
| SFM-wCZ10-v2015-rDXHP-t5-S14-BSLheat - Baseline Design - Hourly Results.csv | 9 | 2 | 17 | 3 | 2.8918 | 4.5287
| SFM-wCZ10-v2015-rDXHP-t5-S14-BSLheat - Baseline Design - Hourly Results.csv | 9 | 3 | 15 | 4 | 2.3461 | 3.4085
| SFM-wCZ10-v2015-rDXHP-t5-S14-BSLheat - Baseline Design - Hourly Results.csv | 9 | 3 | 16 | 4 | 2.4521 | 3.647
| SFM-wCZ10-v2015-rDXHP-t5-S14-BSLheat - Baseline Design - Hourly Results.csv | 9 | 3 | 17 | 4 | 2.3403 | 3.5294
| SFM-wCZ10-v2015-rDXHP-t5-S15-MSRboth - Baseline Design - Hourly Results.csv | 9 | 1 | 15 | 2 | 3.0948 | 4.6741
| SFM-wCZ10-v2015-rDXHP-t5-S15-MSRboth - Baseline Design - Hourly Results.csv | 9 | 1 | 16 | 2 | 3.2618 | 4.9542
| SFM-wCZ10-v2015-rDXHP-t5-S15-MSRboth - Baseline Design - Hourly Results.csv | 9 | 1 | 17 | 2 | 3.2116 | 4.9748
| SFM-wCZ10-v2015-rDXHP-t5-S15-MSRboth - Baseline Design - Hourly Results.csv | 9 | 2 | 15 | 3 | 3.1374 | 4.8889
| SFM-wCZ10-v2015-rDXHP-t5-S15-MSRboth - Baseline Design - Hourly Results.csv | 9 | 2 | 16 | 3 | 3.082 | 4.8418
| SFM-wCZ10-v2015-rDXHP-t5-S15-MSRboth - Baseline Design - Hourly Results.csv | 9 | 2 | 17 | 3 | 2.7708 | 4.3721
| SFM-wCZ10-v2015-rDXHP-t5-S15-MSRboth - Baseline Design - Hourly Results.csv | 9 | 3 | 15 | 4 | 2.2485 | 3.2784
| SFM-wCZ10-v2015-rDXHP-t5-S15-MSRboth - Baseline Design - Hourly Results.csv | 9 | 3 | 16 | 4 | 2.3503 | 3.5121
| SFM-wCZ10-v2015-rDXHP-t5-S15-MSRboth - Baseline Design - Hourly Results.csv | 9 | 3 | 17 | 4 | 2.2453 | 3.4016
| SFM-wCZ10-v2015-rDXHP-t5-S15-MSRcool - Baseline Design - Hourly Results.csv | 9 | 1 | 15 | 2 | 3.0948 | 4.6741
| SFM-wCZ10-v2015-rDXHP-t5-S15-MSRcool - Baseline Design - Hourly Results.csv | 9 | 1 | 16 | 2 | 3.2618 | 4.9542
| SFM-wCZ10-v2015-rDXHP-t5-S15-MSRcool - Baseline Design - Hourly Results.csv | 9 | 1 | 17 | 2 | 3.2116 | 4.9748
| SFM-wCZ10-v2015-rDXHP-t5-S15-MSRcool - Baseline Design - Hourly Results.csv | 9 | 2 | 15 | 3 | 3.1374 | 4.8889
| SFM-wCZ10-v2015-rDXHP-t5-S15-MSRcool - Baseline Design - Hourly Results.csv | 9 | 2 | 16 | 3 | 3.082 | 4.8418
| SFM-wCZ10-v2015-rDXHP-t5-S15-MSRcool - Baseline Design - Hourly Results.csv | 9 | 2 | 17 | 3 | 2.7708 | 4.3721
| SFM-wCZ10-v2015-rDXHP-t5-S15-MSRcool - Baseline Design - Hourly Results.csv | 9 | 3 | 15 | 4 | 2.2485 | 3.2784
| SFM-wCZ10-v2015-rDXHP-t5-S15-MSRcool - Baseline Design - Hourly Results.csv | 9 | 3 | 16 | 4 | 2.3503 | 3.5121
| SFM-wCZ10-v2015-rDXHP-t5-S15-MSRcool - Baseline Design - Hourly Results.csv | 9 | 3 | 17 | 4 | 2.2453 | 3.4016
| SFM-wCZ10-v2015-rDXHP-t5-S15-MSRheat - Baseline Design - Hourly Results.csv | 9 | 1 | 15 | 2 | 2.8046 | 4.2359
| SFM-wCZ10-v2015-rDXHP-t5-S15-MSRheat - Baseline Design - Hourly Results.csv | 9 | 1 | 16 | 2 | 2.956 | 4.4897
| SFM-wCZ10-v2015-rDXHP-t5-S15-MSRheat - Baseline Design - Hourly Results.csv | 9 | 1 | 17 | 2 | 2.9105 | 4.5084
| SFM-wCZ10-v2015-rDXHP-t5-S15-MSRheat - Baseline Design - Hourly Results.csv | 9 | 2 | 15 | 3 | 2.8432 | 4.4305
| SFM-wCZ10-v2015-rDXHP-t5-S15-MSRheat - Baseline Design - Hourly Results.csv | 9 | 2 | 16 | 3 | 2.793 | 4.3879
| SFM-wCZ10-v2015-rDXHP-t5-S15-MSRheat - Baseline Design - Hourly Results.csv | 9 | 2 | 17 | 3 | 2.511 | 3.9622
| SFM-wCZ10-v2015-rDXHP-t5-S15-MSRheat - Baseline Design - Hourly Results.csv | 9 | 3 | 15 | 4 | 2.0377 | 2.971
| SFM-wCZ10-v2015-rDXHP-t5-S15-MSRheat - Baseline Design - Hourly Results.csv | 9 | 3 | 16 | 4 | 2.1299 | 3.1828
| SFM-wCZ10-v2015-rDXHP-t5-S15-MSRheat - Baseline Design - Hourly Results.csv | 9 | 3 | 17 | 4 | 2.0348 | 3.0827
| SFM-wCZ10-v2015-rDXHP-t5-S16-MSRboth - Baseline Design - Hourly Results.csv | 9 | 1 | 15 | 2 | 3.3119 | 4.8568
| SFM-wCZ10-v2015-rDXHP-t5-S16-MSRboth - Baseline Design - Hourly Results.csv | 9 | 1 | 16 | 2 | 3.4478 | 5.1775
| SFM-wCZ10-v2015-rDXHP-t5-S16-MSRboth - Baseline Design - Hourly Results.csv | 9 | 1 | 17 | 2 | 3.3916 | 5.2903
| SFM-wCZ10-v2015-rDXHP-t5-S16-MSRboth - Baseline Design - Hourly Results.csv | 9 | 2 | 15 | 3 | 3.3275 | 5.0855
| SFM-wCZ10-v2015-rDXHP-t5-S16-MSRboth - Baseline Design - Hourly Results.csv | 9 | 2 | 16 | 3 | 3.2606 | 5.1451
| SFM-wCZ10-v2015-rDXHP-t5-S16-MSRboth - Baseline Design - Hourly Results.csv | 9 | 2 | 17 | 3 | 2.9529 | 4.481
| SFM-wCZ10-v2015-rDXHP-t5-S16-MSRboth - Baseline Design - Hourly Results.csv | 9 | 3 | 15 | 4 | 2.3434 | 3.3742
| SFM-wCZ10-v2015-rDXHP-t5-S16-MSRboth - Baseline Design - Hourly Results.csv | 9 | 3 | 16 | 4 | 2.5646 | 3.6059
| SFM-wCZ10-v2015-rDXHP-t5-S16-MSRboth - Baseline Design - Hourly Results.csv | 9 | 3 | 17 | 4 | 2.3836 | 3.4756
| SFM-wCZ10-v2015-rDXHP-t5-S16-MSRcool - Baseline Design - Hourly Results.csv | 9 | 1 | 15 | 2 | 3.3119 | 4.8568
| SFM-wCZ10-v2015-rDXHP-t5-S16-MSRcool - Baseline Design - Hourly Results.csv | 9 | 1 | 16 | 2 | 3.4478 | 5.1775
| SFM-wCZ10-v2015-rDXHP-t5-S16-MSRcool - Baseline Design - Hourly Results.csv | 9 | 1 | 17 | 2 | 3.3916 | 5.2903
| SFM-wCZ10-v2015-rDXHP-t5-S16-MSRcool - Baseline Design - Hourly Results.csv | 9 | 2 | 15 | 3 | 3.3275 | 5.0855
| SFM-wCZ10-v2015-rDXHP-t5-S16-MSRcool - Baseline Design - Hourly Results.csv | 9 | 2 | 16 | 3 | 3.2606 | 5.1451
| SFM-wCZ10-v2015-rDXHP-t5-S16-MSRcool - Baseline Design - Hourly Results.csv | 9 | 2 | 17 | 3 | 2.9529 | 4.481
| SFM-wCZ10-v2015-rDXHP-t5-S16-MSRcool - Baseline Design - Hourly Results.csv | 9 | 3 | 15 | 4 | 2.3434 | 3.3742
| SFM-wCZ10-v2015-rDXHP-t5-S16-MSRcool - Baseline Design - Hourly Results.csv | 9 | 3 | 16 | 4 | 2.5646 | 3.6059
| SFM-wCZ10-v2015-rDXHP-t5-S16-MSRcool - Baseline Design - Hourly Results.csv | 9 | 3 | 17 | 4 | 2.3836 | 3.4756
| SFM-wCZ10-v2015-rDXHP-t5-S16-MSRheat - Baseline Design - Hourly Results.csv | 9 | 1 | 15 | 2 | 2.9977 | 4.396
| SFM-wCZ10-v2015-rDXHP-t5-S16-MSRheat - Baseline Design - Hourly Results.csv | 9 | 1 | 16 | 2 | 3.1207 | 4.6863
| SFM-wCZ10-v2015-rDXHP-t5-S16-MSRheat - Baseline Design - Hourly Results.csv | 9 | 1 | 17 | 2 | 3.0698 | 4.7884
| SFM-wCZ10-v2015-rDXHP-t5-S16-MSRheat - Baseline Design - Hourly Results.csv | 9 | 2 | 15 | 3 | 3.0119 | 4.6031
| SFM-wCZ10-v2015-rDXHP-t5-S16-MSRheat - Baseline Design - Hourly Results.csv | 9 | 2 | 16 | 3 | 2.9512 | 4.657
| SFM-wCZ10-v2015-rDXHP-t5-S16-MSRheat - Baseline Design - Hourly Results.csv | 9 | 2 | 17 | 3 | 2.6727 | 4.0559
| SFM-wCZ10-v2015-rDXHP-t5-S16-MSRheat - Baseline Design - Hourly Results.csv | 9 | 3 | 15 | 4 | 2.1211 | 3.0541
| SFM-wCZ10-v2015-rDXHP-t5-S16-MSRheat - Baseline Design - Hourly Results.csv | 9 | 3 | 16 | 4 | 2.3213 | 3.2639
| SFM-wCZ10-v2015-rDXHP-t5-S16-MSRheat - Baseline Design - Hourly Results.csv | 9 | 3 | 17 | 4 | 2.1575 | 3.1459
| SFM-wCZ10-v2015-rDXHP-t5-S17-MSRboth - Baseline Design - Hourly Results.csv | 9 | 1 | 15 | 2 | 3.1105 | 4.5614
| SFM-wCZ10-v2015-rDXHP-t5-S17-MSRboth - Baseline Design - Hourly Results.csv | 9 | 1 | 16 | 2 | 3.2381 | 4.8626
| SFM-wCZ10-v2015-rDXHP-t5-S17-MSRboth - Baseline Design - Hourly Results.csv | 9 | 1 | 17 | 2 | 3.1853 | 4.9685
| SFM-wCZ10-v2015-rDXHP-t5-S17-MSRboth - Baseline Design - Hourly Results.csv | 9 | 2 | 15 | 3 | 3.1252 | 4.7763
| SFM-wCZ10-v2015-rDXHP-t5-S17-MSRboth - Baseline Design - Hourly Results.csv | 9 | 2 | 16 | 3 | 3.0623 | 4.8322
| SFM-wCZ10-v2015-rDXHP-t5-S17-MSRboth - Baseline Design - Hourly Results.csv | 9 | 2 | 17 | 3 | 2.7733 | 4.2085
| SFM-wCZ10-v2015-rDXHP-t5-S17-MSRboth - Baseline Design - Hourly Results.csv | 9 | 3 | 15 | 4 | 2.2009 | 3.169
| SFM-wCZ10-v2015-rDXHP-t5-S17-MSRboth - Baseline Design - Hourly Results.csv | 9 | 3 | 16 | 4 | 2.4086 | 3.3867
| SFM-wCZ10-v2015-rDXHP-t5-S17-MSRboth - Baseline Design - Hourly Results.csv | 9 | 3 | 17 | 4 | 2.2387 | 3.2643
| SFM-wCZ10-v2015-rDXHP-t5-S17-MSRcool - Baseline Design - Hourly Results.csv | 9 | 1 | 15 | 2 | 3.1105 | 4.5614
| SFM-wCZ10-v2015-rDXHP-t5-S17-MSRcool - Baseline Design - Hourly Results.csv | 9 | 1 | 16 | 2 | 3.2381 | 4.8626
| SFM-wCZ10-v2015-rDXHP-t5-S17-MSRcool - Baseline Design - Hourly Results.csv | 9 | 1 | 17 | 2 | 3.1853 | 4.9685
| SFM-wCZ10-v2015-rDXHP-t5-S17-MSRcool - Baseline Design - Hourly Results.csv | 9 | 2 | 15 | 3 | 3.1252 | 4.7763
| SFM-wCZ10-v2015-rDXHP-t5-S17-MSRcool - Baseline Design - Hourly Results.csv | 9 | 2 | 16 | 3 | 3.0623 | 4.8322
| SFM-wCZ10-v2015-rDXHP-t5-S17-MSRcool - Baseline Design - Hourly Results.csv | 9 | 2 | 17 | 3 | 2.7733 | 4.2085
| SFM-wCZ10-v2015-rDXHP-t5-S17-MSRcool - Baseline Design - Hourly Results.csv | 9 | 3 | 15 | 4 | 2.2009 | 3.169
| SFM-wCZ10-v2015-rDXHP-t5-S17-MSRcool - Baseline Design - Hourly Results.csv | 9 | 3 | 16 | 4 | 2.4086 | 3.3867
| SFM-wCZ10-v2015-rDXHP-t5-S17-MSRcool - Baseline Design - Hourly Results.csv | 9 | 3 | 17 | 4 | 2.2387 | 3.2643
| SFM-wCZ10-v2015-rDXHP-t5-S17-MSRheat - Baseline Design - Hourly Results.csv | 9 | 1 | 15 | 2 | 2.8008 | 4.1073
| SFM-wCZ10-v2015-rDXHP-t5-S17-MSRheat - Baseline Design - Hourly Results.csv | 9 | 1 | 16 | 2 | 2.9157 | 4.3785
| SFM-wCZ10-v2015-rDXHP-t5-S17-MSRheat - Baseline Design - Hourly Results.csv | 9 | 1 | 17 | 2 | 2.8682 | 4.4739
| SFM-wCZ10-v2015-rDXHP-t5-S17-MSRheat - Baseline Design - Hourly Results.csv | 9 | 2 | 15 | 3 | 2.814 | 4.3007
| SFM-wCZ10-v2015-rDXHP-t5-S17-MSRheat - Baseline Design - Hourly Results.csv | 9 | 2 | 16 | 3 | 2.7574 | 4.3511
| SFM-wCZ10-v2015-rDXHP-t5-S17-MSRheat - Baseline Design - Hourly Results.csv | 9 | 2 | 17 | 3 | 2.4972 | 3.7895
| SFM-wCZ10-v2015-rDXHP-t5-S17-MSRheat - Baseline Design - Hourly Results.csv | 9 | 3 | 15 | 4 | 1.9818 | 2.8535
| SFM-wCZ10-v2015-rDXHP-t5-S17-MSRheat - Baseline Design - Hourly Results.csv | 9 | 3 | 16 | 4 | 2.1688 | 3.0495
| SFM-wCZ10-v2015-rDXHP-t5-S17-MSRheat - Baseline Design - Hourly Results.csv | 9 | 3 | 17 | 4 | 2.0158 | 2.9393
| SFM-wCZ11-v2015-rDXGF-t1-S14-BSLcool - Baseline Design - Hourly Results.csv | 7 | 8 | 15 | 3 | 1.8116 | 2.5942
| SFM-wCZ11-v2015-rDXGF-t1-S14-BSLcool - Baseline Design - Hourly Results.csv | 7 | 8 | 16 | 3 | 2.2356 | 3.3302
| SFM-wCZ11-v2015-rDXGF-t1-S14-BSLcool - Baseline Design - Hourly Results.csv | 7 | 8 | 17 | 3 | 2.5171 | 3.8264
| SFM-wCZ11-v2015-rDXGF-t1-S14-BSLcool - Baseline Design - Hourly Results.csv | 7 | 9 | 15 | 4 | 3.2969 | 5.2747
| SFM-wCZ11-v2015-rDXGF-t1-S14-BSLcool - Baseline Design - Hourly Results.csv | 7 | 9 | 16 | 4 | 3.5806 | 5.7408
| SFM-wCZ11-v2015-rDXGF-t1-S14-BSLcool - Baseline Design - Hourly Results.csv | 7 | 9 | 17 | 4 | 3.7287 | 5.9774
| SFM-wCZ11-v2015-rDXGF-t1-S14-BSLcool - Baseline Design - Hourly Results.csv | 7 | 10 | 15 | 5 | 4.321 | 7.0661
| SFM-wCZ11-v2015-rDXGF-t1-S14-BSLcool - Baseline Design - Hourly Results.csv | 7 | 10 | 16 | 5 | 4.665 | 7.6331
| SFM-wCZ11-v2015-rDXGF-t1-S14-BSLcool - Baseline Design - Hourly Results.csv | 7 | 10 | 17 | 5 | 4.7398 | 8.1157
| SFM-wCZ11-v2015-rDXGF-t1-S14-BSLheat - Baseline Design - Hourly Results.csv | 7 | 8 | 15 | 3 | 1.6454 | 2.358
| SFM-wCZ11-v2015-rDXGF-t1-S14-BSLheat - Baseline Design - Hourly Results.csv | 7 | 8 | 16 | 3 | 2.0305 | 3.0243
| SFM-wCZ11-v2015-rDXGF-t1-S14-BSLheat - Baseline Design - Hourly Results.csv | 7 | 8 | 17 | 3 | 2.2837 | 3.4739
| SFM-wCZ11-v2015-rDXGF-t1-S14-BSLheat - Baseline Design - Hourly Results.csv | 7 | 9 | 15 | 4 | 2.9625 | 4.7443
| SFM-wCZ11-v2015-rDXGF-t1-S14-BSLheat - Baseline Design - Hourly Results.csv | 7 | 9 | 16 | 4 | 3.2182 | 5.1687
| SFM-wCZ11-v2015-rDXGF-t1-S14-BSLheat - Baseline Design - Hourly Results.csv | 7 | 9 | 17 | 4 | 3.3337 | 5.3766
| SFM-wCZ11-v2015-rDXGF-t1-S14-BSLheat - Baseline Design - Hourly Results.csv | 7 | 10 | 15 | 5 | 3.8777 | 6.3507
| SFM-wCZ11-v2015-rDXGF-t1-S14-BSLheat - Baseline Design - Hourly Results.csv | 7 | 10 | 16 | 5 | 3.9809 | 6.8867
| SFM-wCZ11-v2015-rDXGF-t1-S14-BSLheat - Baseline Design - Hourly Results.csv | 7 | 10 | 17 | 5 | 4.0289 | 7.3477
| SFM-wCZ11-v2015-rDXGF-t1-S15-MSRcool - Baseline Design - Hourly Results.csv | 7 | 8 | 15 | 3 | 1.5728 | 2.2797
| SFM-wCZ11-v2015-rDXGF-t1-S15-MSRcool - Baseline Design - Hourly Results.csv | 7 | 8 | 16 | 3 | 1.9236 | 2.9047
| SFM-wCZ11-v2015-rDXGF-t1-S15-MSRcool - Baseline Design - Hourly Results.csv | 7 | 8 | 17 | 3 | 2.1549 | 3.3219
| SFM-wCZ11-v2015-rDXGF-t1-S15-MSRcool - Baseline Design - Hourly Results.csv | 7 | 9 | 15 | 4 | 2.7711 | 4.4984
| SFM-wCZ11-v2015-rDXGF-t1-S15-MSRcool - Baseline Design - Hourly Results.csv | 7 | 9 | 16 | 4 | 3.0034 | 4.8875
| SFM-wCZ11-v2015-rDXGF-t1-S15-MSRcool - Baseline Design - Hourly Results.csv | 7 | 9 | 17 | 4 | 3.1203 | 5.092
| SFM-wCZ11-v2015-rDXGF-t1-S15-MSRcool - Baseline Design - Hourly Results.csv | 7 | 10 | 15 | 5 | 3.5986 | 5.9607
| SFM-wCZ11-v2015-rDXGF-t1-S15-MSRcool - Baseline Design - Hourly Results.csv | 7 | 10 | 16 | 5 | 3.8776 | 6.4019
| SFM-wCZ11-v2015-rDXGF-t1-S15-MSRcool - Baseline Design - Hourly Results.csv | 7 | 10 | 17 | 5 | 4.1126 | 6.7925
| SFM-wCZ11-v2015-rDXGF-t1-S15-MSRheat - Baseline Design - Hourly Results.csv | 7 | 8 | 15 | 3 | 1.4949 | 2.1675
| SFM-wCZ11-v2015-rDXGF-t1-S15-MSRheat - Baseline Design - Hourly Results.csv | 7 | 8 | 16 | 3 | 1.8307 | 2.7643
| SFM-wCZ11-v2015-rDXGF-t1-S15-MSRheat - Baseline Design - Hourly Results.csv | 7 | 8 | 17 | 3 | 2.0499 | 3.1646
| SFM-wCZ11-v2015-rDXGF-t1-S15-MSRheat - Baseline Design - Hourly Results.csv | 7 | 9 | 15 | 4 | 2.6413 | 4.2936
| SFM-wCZ11-v2015-rDXGF-t1-S15-MSRheat - Baseline Design - Hourly Results.csv | 7 | 9 | 16 | 4 | 2.8637 | 4.6665
| SFM-wCZ11-v2015-rDXGF-t1-S15-MSRheat - Baseline Design - Hourly Results.csv | 7 | 9 | 17 | 4 | 2.9769 | 4.859
| SFM-wCZ11-v2015-rDXGF-t1-S15-MSRheat - Baseline Design - Hourly Results.csv | 7 | 10 | 15 | 5 | 3.4373 | 5.6958
| SFM-wCZ11-v2015-rDXGF-t1-S15-MSRheat - Baseline Design - Hourly Results.csv | 7 | 10 | 16 | 5 | 3.7058 | 6.1302
| SFM-wCZ11-v2015-rDXGF-t1-S15-MSRheat - Baseline Design - Hourly Results.csv | 7 | 10 | 17 | 5 | 3.848 | 6.5067
| SFM-wCZ11-v2015-rDXGF-t1-S16-MSRcool - Baseline Design - Hourly Results.csv | 7 | 8 | 15 | 3 | 1.5379 | 2.2056
| SFM-wCZ11-v2015-rDXGF-t1-S16-MSRcool - Baseline Design - Hourly Results.csv | 7 | 8 | 16 | 3 | 1.8925 | 2.8213
| SFM-wCZ11-v2015-rDXGF-t1-S16-MSRcool - Baseline Design - Hourly Results.csv | 7 | 8 | 17 | 3 | 2.1253 | 3.2354
| SFM-wCZ11-v2015-rDXGF-t1-S16-MSRcool - Baseline Design - Hourly Results.csv | 7 | 9 | 15 | 4 | 2.9416 | 4.4821
| SFM-wCZ11-v2015-rDXGF-t1-S16-MSRcool - Baseline Design - Hourly Results.csv | 7 | 9 | 16 | 4 | 3.158 | 4.8768
| SFM-wCZ11-v2015-rDXGF-t1-S16-MSRcool - Baseline Design - Hourly Results.csv | 7 | 9 | 17 | 4 | 3.3006 | 5.1461
| SFM-wCZ11-v2015-rDXGF-t1-S16-MSRcool - Baseline Design - Hourly Results.csv | 7 | 10 | 15 | 5 | 3.7528 | 6.3317
| SFM-wCZ11-v2015-rDXGF-t1-S16-MSRcool - Baseline Design - Hourly Results.csv | 7 | 10 | 16 | 5 | 4.0023 | 6.7625
| SFM-wCZ11-v2015-rDXGF-t1-S16-MSRcool - Baseline Design - Hourly Results.csv | 7 | 10 | 17 | 5 | 4.2003 | 7.1415
| SFM-wCZ11-v2015-rDXGF-t1-S16-MSRheat - Baseline Design - Hourly Results.csv | 7 | 8 | 15 | 3 | 1.466 | 2.105
| SFM-wCZ11-v2015-rDXGF-t1-S16-MSRheat - Baseline Design - Hourly Results.csv | 7 | 8 | 16 | 3 | 1.8044 | 2.6948
| SFM-wCZ11-v2015-rDXGF-t1-S16-MSRheat - Baseline Design - Hourly Results.csv | 7 | 8 | 17 | 3 | 2.0297 | 3.0938
| SFM-wCZ11-v2015-rDXGF-t1-S16-MSRheat - Baseline Design - Hourly Results.csv | 7 | 9 | 15 | 4 | 2.7866 | 4.2854
| SFM-wCZ11-v2015-rDXGF-t1-S16-MSRheat - Baseline Design - Hourly Results.csv | 7 | 9 | 16 | 4 | 3.0004 | 4.6693
| SFM-wCZ11-v2015-rDXGF-t1-S16-MSRheat - Baseline Design - Hourly Results.csv | 7 | 9 | 17 | 4 | 3.0961 | 5.1333
| SFM-wCZ11-v2015-rDXGF-t1-S16-MSRheat - Baseline Design - Hourly Results.csv | 7 | 10 | 15 | 5 | 3.5528 | 6.0298
| SFM-wCZ11-v2015-rDXGF-t1-S16-MSRheat - Baseline Design - Hourly Results.csv | 7 | 10 | 16 | 5 | 3.7688 | 6.4487
| SFM-wCZ11-v2015-rDXGF-t1-S16-MSRheat - Baseline Design - Hourly Results.csv | 7 | 10 | 17 | 5 | 3.8073 | 6.8043
| SFM-wCZ11-v2015-rDXGF-t1-S17-MSRcool - Baseline Design - Hourly Results.csv | 7 | 8 | 15 | 3 | 1.4444 | 2.0715
| SFM-wCZ11-v2015-rDXGF-t1-S17-MSRcool - Baseline Design - Hourly Results.csv | 7 | 8 | 16 | 3 | 1.7774 | 2.6498
| SFM-wCZ11-v2015-rDXGF-t1-S17-MSRcool - Baseline Design - Hourly Results.csv | 7 | 8 | 17 | 3 | 1.996 | 3.0387
| SFM-wCZ11-v2015-rDXGF-t1-S17-MSRcool - Baseline Design - Hourly Results.csv | 7 | 9 | 15 | 4 | 2.7627 | 4.2096
| SFM-wCZ11-v2015-rDXGF-t1-S17-MSRcool - Baseline Design - Hourly Results.csv | 7 | 9 | 16 | 4 | 2.9659 | 4.5802
| SFM-wCZ11-v2015-rDXGF-t1-S17-MSRcool - Baseline Design - Hourly Results.csv | 7 | 9 | 17 | 4 | 3.0999 | 4.8331
| SFM-wCZ11-v2015-rDXGF-t1-S17-MSRcool - Baseline Design - Hourly Results.csv | 7 | 10 | 15 | 5 | 3.5245 | 5.9467
| SFM-wCZ11-v2015-rDXGF-t1-S17-MSRcool - Baseline Design - Hourly Results.csv | 7 | 10 | 16 | 5 | 3.759 | 6.3513
| SFM-wCZ11-v2015-rDXGF-t1-S17-MSRcool - Baseline Design - Hourly Results.csv | 7 | 10 | 17 | 5 | 3.9449 | 6.7073
| SFM-wCZ11-v2015-rDXGF-t1-S17-MSRheat - Baseline Design - Hourly Results.csv | 7 | 8 | 15 | 3 | 1.3697 | 1.9668
| SFM-wCZ11-v2015-rDXGF-t1-S17-MSRheat - Baseline Design - Hourly Results.csv | 7 | 8 | 16 | 3 | 1.6859 | 2.5179
| SFM-wCZ11-v2015-rDXGF-t1-S17-MSRheat - Baseline Design - Hourly Results.csv | 7 | 8 | 17 | 3 | 1.8964 | 2.8906
| SFM-wCZ11-v2015-rDXGF-t1-S17-MSRheat - Baseline Design - Hourly Results.csv | 7 | 9 | 15 | 4 | 2.6035 | 4.0039
| SFM-wCZ11-v2015-rDXGF-t1-S17-MSRheat - Baseline Design - Hourly Results.csv | 7 | 9 | 16 | 4 | 2.8033 | 4.3627
| SFM-wCZ11-v2015-rDXGF-t1-S17-MSRheat - Baseline Design - Hourly Results.csv | 7 | 9 | 17 | 4 | 2.8928 | 4.7961
| SFM-wCZ11-v2015-rDXGF-t1-S17-MSRheat - Baseline Design - Hourly Results.csv | 7 | 10 | 15 | 5 | 3.3195 | 5.6338
| SFM-wCZ11-v2015-rDXGF-t1-S17-MSRheat - Baseline Design - Hourly Results.csv | 7 | 10 | 16 | 5 | 3.5213 | 6.0252
| SFM-wCZ11-v2015-rDXGF-t1-S17-MSRheat - Baseline Design - Hourly Results.csv | 7 | 10 | 17 | 5 | 3.5573 | 6.3575
| SFM-wCZ11-v2015-rDXGF-t2-S14-BSLcool - Baseline Design - Hourly Results.csv | 7 | 8 | 15 | 3 | 0 | 0
| SFM-wCZ11-v2015-rDXGF-t2-S14-BSLcool - Baseline Design - Hourly Results.csv | 7 | 8 | 16 | 3 | 0 | 0
| SFM-wCZ11-v2015-rDXGF-t2-S14-BSLcool - Baseline Design - Hourly Results.csv | 7 | 8 | 17 | 3 | 0.091787 | 0
| SFM-wCZ11-v2015-rDXGF-t2-S14-BSLcool - Baseline Design - Hourly Results.csv | 7 | 9 | 15 | 4 | 0.78066 | 0
| SFM-wCZ11-v2015-rDXGF-t2-S14-BSLcool - Baseline Design - Hourly Results.csv | 7 | 9 | 16 | 4 | 1.3344 | 0
| SFM-wCZ11-v2015-rDXGF-t2-S14-BSLcool - Baseline Design - Hourly Results.csv | 7 | 9 | 17 | 4 | 1.6879 | 0.93535
| SFM-wCZ11-v2015-rDXGF-t2-S14-BSLcool - Baseline Design - Hourly Results.csv | 7 | 10 | 15 | 5 | 1.8784 | 1.3999
| SFM-wCZ11-v2015-rDXGF-t2-S14-BSLcool - Baseline Design - Hourly Results.csv | 7 | 10 | 16 | 5 | 2.3971 | 2.6162
| SFM-wCZ11-v2015-rDXGF-t2-S14-BSLcool - Baseline Design - Hourly Results.csv | 7 | 10 | 17 | 5 | 2.8199 | 3.5896
| SFM-wCZ11-v2015-rDXGF-t2-S14-BSLheat - Baseline Design - Hourly Results.csv | 7 | 8 | 15 | 3 | 0 | 0
| SFM-wCZ11-v2015-rDXGF-t2-S14-BSLheat - Baseline Design - Hourly Results.csv | 7 | 8 | 16 | 3 | 0 | 0
| SFM-wCZ11-v2015-rDXGF-t2-S14-BSLheat - Baseline Design - Hourly Results.csv | 7 | 8 | 17 | 3 | 0.06721 | 0
| SFM-wCZ11-v2015-rDXGF-t2-S14-BSLheat - Baseline Design - Hourly Results.csv | 7 | 9 | 15 | 4 | 0.70098 | 0
| SFM-wCZ11-v2015-rDXGF-t2-S14-BSLheat - Baseline Design - Hourly Results.csv | 7 | 9 | 16 | 4 | 1.194 | 0
| SFM-wCZ11-v2015-rDXGF-t2-S14-BSLheat - Baseline Design - Hourly Results.csv | 7 | 9 | 17 | 4 | 1.5071 | 0.85052
| SFM-wCZ11-v2015-rDXGF-t2-S14-BSLheat - Baseline Design - Hourly Results.csv | 7 | 10 | 15 | 5 | 1.6875 | 1.2868
| SFM-wCZ11-v2015-rDXGF-t2-S14-BSLheat - Baseline Design - Hourly Results.csv | 7 | 10 | 16 | 5 | 2.1465 | 2.363
| SFM-wCZ11-v2015-rDXGF-t2-S14-BSLheat - Baseline Design - Hourly Results.csv | 7 | 10 | 17 | 5 | 2.5261 | 3.2275
| SFM-wCZ11-v2015-rDXGF-t2-S15-MSRcool - Baseline Design - Hourly Results.csv | 7 | 8 | 15 | 3 | 0 | 0
| SFM-wCZ11-v2015-rDXGF-t2-S15-MSRcool - Baseline Design - Hourly Results.csv | 7 | 8 | 16 | 3 | 0 | 0
| SFM-wCZ11-v2015-rDXGF-t2-S15-MSRcool - Baseline Design - Hourly Results.csv | 7 | 8 | 17 | 3 | 0.067278 | 0
| SFM-wCZ11-v2015-rDXGF-t2-S15-MSRcool - Baseline Design - Hourly Results.csv | 7 | 9 | 15 | 4 | 0.66464 | 0
| SFM-wCZ11-v2015-rDXGF-t2-S15-MSRcool - Baseline Design - Hourly Results.csv | 7 | 9 | 16 | 4 | 1.1398 | 0
| SFM-wCZ11-v2015-rDXGF-t2-S15-MSRcool - Baseline Design - Hourly Results.csv | 7 | 9 | 17 | 4 | 1.4442 | 0.81918
| SFM-wCZ11-v2015-rDXGF-t2-S15-MSRcool - Baseline Design - Hourly Results.csv | 7 | 10 | 15 | 5 | 1.5983 | 1.1695
| SFM-wCZ11-v2015-rDXGF-t2-S15-MSRcool - Baseline Design - Hourly Results.csv | 7 | 10 | 16 | 5 | 2.0268 | 2.2275
| SFM-wCZ11-v2015-rDXGF-t2-S15-MSRcool - Baseline Design - Hourly Results.csv | 7 | 10 | 17 | 5 | 2.3668 | 3.0603
| SFM-wCZ11-v2015-rDXGF-t2-S15-MSRheat - Baseline Design - Hourly Results.csv | 7 | 8 | 15 | 3 | 0 | 0
| SFM-wCZ11-v2015-rDXGF-t2-S15-MSRheat - Baseline Design - Hourly Results.csv | 7 | 8 | 16 | 3 | 0 | 0
| SFM-wCZ11-v2015-rDXGF-t2-S15-MSRheat - Baseline Design - Hourly Results.csv | 7 | 8 | 17 | 3 | 0.068088 | 0
| SFM-wCZ11-v2015-rDXGF-t2-S15-MSRheat - Baseline Design - Hourly Results.csv | 7 | 9 | 15 | 4 | 0.63774 | 0
| SFM-wCZ11-v2015-rDXGF-t2-S15-MSRheat - Baseline Design - Hourly Results.csv | 7 | 9 | 16 | 4 | 1.0876 | 0
| SFM-wCZ11-v2015-rDXGF-t2-S15-MSRheat - Baseline Design - Hourly Results.csv | 7 | 9 | 17 | 4 | 1.3756 | 0.79149
| SFM-wCZ11-v2015-rDXGF-t2-S15-MSRheat - Baseline Design - Hourly Results.csv | 7 | 10 | 15 | 5 | 1.5293 | 1.1387
| SFM-wCZ11-v2015-rDXGF-t2-S15-MSRheat - Baseline Design - Hourly Results.csv | 7 | 10 | 16 | 5 | 1.9355 | 2.14
| SFM-wCZ11-v2015-rDXGF-t2-S15-MSRheat - Baseline Design - Hourly Results.csv | 7 | 10 | 17 | 5 | 2.2588 | 2.9274
| SFM-wCZ11-v2015-rDXGF-t2-S16-MSRcool - Baseline Design - Hourly Results.csv | 7 | 8 | 15 | 3 | 0 | 0
| SFM-wCZ11-v2015-rDXGF-t2-S16-MSRcool - Baseline Design - Hourly Results.csv | 7 | 8 | 16 | 3 | 0 | 0
| SFM-wCZ11-v2015-rDXGF-t2-S16-MSRcool - Baseline Design - Hourly Results.csv | 7 | 8 | 17 | 3 | 0.070269 | 0
| SFM-wCZ11-v2015-rDXGF-t2-S16-MSRcool - Baseline Design - Hourly Results.csv | 7 | 9 | 15 | 4 | 0.69046 | 0
| SFM-wCZ11-v2015-rDXGF-t2-S16-MSRcool - Baseline Design - Hourly Results.csv | 7 | 9 | 16 | 4 | 1.1861 | 0
| SFM-wCZ11-v2015-rDXGF-t2-S16-MSRcool - Baseline Design - Hourly Results.csv | 7 | 9 | 17 | 4 | 1.4917 | 0.84315
| SFM-wCZ11-v2015-rDXGF-t2-S16-MSRcool - Baseline Design - Hourly Results.csv | 7 | 10 | 15 | 5 | 1.6813 | 1.2338
| SFM-wCZ11-v2015-rDXGF-t2-S16-MSRcool - Baseline Design - Hourly Results.csv | 7 | 10 | 16 | 5 | 2.1354 | 2.3442
| SFM-wCZ11-v2015-rDXGF-t2-S16-MSRcool - Baseline Design - Hourly Results.csv | 7 | 10 | 17 | 5 | 2.4969 | 3.2139
| SFM-wCZ11-v2015-rDXGF-t2-S16-MSRheat - Baseline Design - Hourly Results.csv | 7 | 8 | 15 | 3 | 0 | 0
| SFM-wCZ11-v2015-rDXGF-t2-S16-MSRheat - Baseline Design - Hourly Results.csv | 7 | 8 | 16 | 3 | 0 | 0
| SFM-wCZ11-v2015-rDXGF-t2-S16-MSRheat - Baseline Design - Hourly Results.csv | 7 | 8 | 17 | 3 | 0.070316 | 0
| SFM-wCZ11-v2015-rDXGF-t2-S16-MSRheat - Baseline Design - Hourly Results.csv | 7 | 9 | 15 | 4 | 0.66341 | 0
| SFM-wCZ11-v2015-rDXGF-t2-S16-MSRheat - Baseline Design - Hourly Results.csv | 7 | 9 | 16 | 4 | 1.1315 | 0
| SFM-wCZ11-v2015-rDXGF-t2-S16-MSRheat - Baseline Design - Hourly Results.csv | 7 | 9 | 17 | 4 | 1.4218 | 0.81076
| SFM-wCZ11-v2015-rDXGF-t2-S16-MSRheat - Baseline Design - Hourly Results.csv | 7 | 10 | 15 | 5 | 1.6035 | 1.1958
| SFM-wCZ11-v2015-rDXGF-t2-S16-MSRheat - Baseline Design - Hourly Results.csv | 7 | 10 | 16 | 5 | 2.033 | 2.2428
| SFM-wCZ11-v2015-rDXGF-t2-S16-MSRheat - Baseline Design - Hourly Results.csv | 7 | 10 | 17 | 5 | 2.377 | 3.0663
| SFM-wCZ11-v2015-rDXGF-t2-S17-MSRcool - Baseline Design - Hourly Results.csv | 7 | 8 | 15 | 3 | 0 | 0
| SFM-wCZ11-v2015-rDXGF-t2-S17-MSRcool - Baseline Design - Hourly Results.csv | 7 | 8 | 16 | 3 | 0 | 0
| SFM-wCZ11-v2015-rDXGF-t2-S17-MSRcool - Baseline Design - Hourly Results.csv | 7 | 8 | 17 | 3 | 0.065996 | 0
| SFM-wCZ11-v2015-rDXGF-t2-S17-MSRcool - Baseline Design - Hourly Results.csv | 7 | 9 | 15 | 4 | 0.64847 | 0
| SFM-wCZ11-v2015-rDXGF-t2-S17-MSRcool - Baseline Design - Hourly Results.csv | 7 | 9 | 16 | 4 | 1.1139 | 0
| SFM-wCZ11-v2015-rDXGF-t2-S17-MSRcool - Baseline Design - Hourly Results.csv | 7 | 9 | 17 | 4 | 1.401 | 0.79188
| SFM-wCZ11-v2015-rDXGF-t2-S17-MSRcool - Baseline Design - Hourly Results.csv | 7 | 10 | 15 | 5 | 1.579 | 1.1588
| SFM-wCZ11-v2015-rDXGF-t2-S17-MSRcool - Baseline Design - Hourly Results.csv | 7 | 10 | 16 | 5 | 2.0055 | 2.2017
| SFM-wCZ11-v2015-rDXGF-t2-S17-MSRcool - Baseline Design - Hourly Results.csv | 7 | 10 | 17 | 5 | 2.3451 | 3.0184
| SFM-wCZ11-v2015-rDXGF-t2-S17-MSRheat - Baseline Design - Hourly Results.csv | 7 | 8 | 15 | 3 | 0 | 0
| SFM-wCZ11-v2015-rDXGF-t2-S17-MSRheat - Baseline Design - Hourly Results.csv | 7 | 8 | 16 | 3 | 0 | 0
| SFM-wCZ11-v2015-rDXGF-t2-S17-MSRheat - Baseline Design - Hourly Results.csv | 7 | 8 | 17 | 3 | 0.065698 | 0
| SFM-wCZ11-v2015-rDXGF-t2-S17-MSRheat - Baseline Design - Hourly Results.csv | 7 | 9 | 15 | 4 | 0.61984 | 0
| SFM-wCZ11-v2015-rDXGF-t2-S17-MSRheat - Baseline Design - Hourly Results.csv | 7 | 9 | 16 | 4 | 1.0572 | 0
| SFM-wCZ11-v2015-rDXGF-t2-S17-MSRheat - Baseline Design - Hourly Results.csv | 7 | 9 | 17 | 4 | 1.3284 | 0.75752
| SFM-wCZ11-v2015-rDXGF-t2-S17-MSRheat - Baseline Design - Hourly Results.csv | 7 | 10 | 15 | 5 | 1.4982 | 1.1172
| SFM-wCZ11-v2015-rDXGF-t2-S17-MSRheat - Baseline Design - Hourly Results.csv | 7 | 10 | 16 | 5 | 1.8995 | 2.0955
| SFM-wCZ11-v2015-rDXGF-t2-S17-MSRheat - Baseline Design - Hourly Results.csv | 7 | 10 | 17 | 5 | 2.2209 | 2.8649
| SFM-wCZ11-v2015-rDXGF-t3-S14-BSLcool - Baseline Design - Hourly Results.csv | 7 | 8 | 15 | 3 | 1.2471 | 1.1091
| SFM-wCZ11-v2015-rDXGF-t3-S14-BSLcool - Baseline Design - Hourly Results.csv | 7 | 8 | 16 | 3 | 1.7105 | 2.0356
| SFM-wCZ11-v2015-rDXGF-t3-S14-BSLcool - Baseline Design - Hourly Results.csv | 7 | 8 | 17 | 3 | 2.0298 | 2.6967
| SFM-wCZ11-v2015-rDXGF-t3-S14-BSLcool - Baseline Design - Hourly Results.csv | 7 | 9 | 15 | 4 | 2.6698 | 4.0919
| SFM-wCZ11-v2015-rDXGF-t3-S14-BSLcool - Baseline Design - Hourly Results.csv | 7 | 9 | 16 | 4 | 2.9848 | 4.6494
| SFM-wCZ11-v2015-rDXGF-t3-S14-BSLcool - Baseline Design - Hourly Results.csv | 7 | 9 | 17 | 4 | 3.1524 | 4.9648
| SFM-wCZ11-v2015-rDXGF-t3-S14-BSLcool - Baseline Design - Hourly Results.csv | 7 | 10 | 15 | 5 | 3.6099 | 5.7653
| SFM-wCZ11-v2015-rDXGF-t3-S14-BSLcool - Baseline Design - Hourly Results.csv | 7 | 10 | 16 | 5 | 4.0072 | 6.4165
| SFM-wCZ11-v2015-rDXGF-t3-S14-BSLcool - Baseline Design - Hourly Results.csv | 7 | 10 | 17 | 5 | 4.3392 | 6.996
| SFM-wCZ11-v2015-rDXGF-t3-S14-BSLheat - Baseline Design - Hourly Results.csv | 7 | 8 | 15 | 3 | 1.1237 | 0.99828
| SFM-wCZ11-v2015-rDXGF-t3-S14-BSLheat - Baseline Design - Hourly Results.csv | 7 | 8 | 16 | 3 | 1.5385 | 1.8309
| SFM-wCZ11-v2015-rDXGF-t3-S14-BSLheat - Baseline Design - Hourly Results.csv | 7 | 8 | 17 | 3 | 1.826 | 2.426
| SFM-wCZ11-v2015-rDXGF-t3-S14-BSLheat - Baseline Design - Hourly Results.csv | 7 | 9 | 15 | 4 | 2.3939 | 3.6751
| SFM-wCZ11-v2015-rDXGF-t3-S14-BSLheat - Baseline Design - Hourly Results.csv | 7 | 9 | 16 | 4 | 2.6769 | 4.171
| SFM-wCZ11-v2015-rDXGF-t3-S14-BSLheat - Baseline Design - Hourly Results.csv | 7 | 9 | 17 | 4 | 2.8272 | 4.4598
| SFM-wCZ11-v2015-rDXGF-t3-S14-BSLheat - Baseline Design - Hourly Results.csv | 7 | 10 | 15 | 5 | 3.238 | 5.1797
| SFM-wCZ11-v2015-rDXGF-t3-S14-BSLheat - Baseline Design - Hourly Results.csv | 7 | 10 | 16 | 5 | 3.5976 | 5.7759
| SFM-wCZ11-v2015-rDXGF-t3-S14-BSLheat - Baseline Design - Hourly Results.csv | 7 | 10 | 17 | 5 | 3.9185 | 6.3274
| SFM-wCZ11-v2015-rDXGF-t3-S15-MSRcool - Baseline Design - Hourly Results.csv | 7 | 8 | 15 | 3 | 1.0756 | 0.98452
| SFM-wCZ11-v2015-rDXGF-t3-S15-MSRcool - Baseline Design - Hourly Results.csv | 7 | 8 | 16 | 3 | 1.4626 | 1.7792
| SFM-wCZ11-v2015-rDXGF-t3-S15-MSRcool - Baseline Design - Hourly Results.csv | 7 | 8 | 17 | 3 | 1.7286 | 2.3413
| SFM-wCZ11-v2015-rDXGF-t3-S15-MSRcool - Baseline Design - Hourly Results.csv | 7 | 9 | 15 | 4 | 2.2574 | 3.5083
| SFM-wCZ11-v2015-rDXGF-t3-S15-MSRcool - Baseline Design - Hourly Results.csv | 7 | 9 | 16 | 4 | 2.5171 | 3.9805
| SFM-wCZ11-v2015-rDXGF-t3-S15-MSRcool - Baseline Design - Hourly Results.csv | 7 | 9 | 17 | 4 | 2.6611 | 4.2563
| SFM-wCZ11-v2015-rDXGF-t3-S15-MSRcool - Baseline Design - Hourly Results.csv | 7 | 10 | 15 | 5 | 3.0267 | 4.9165
| SFM-wCZ11-v2015-rDXGF-t3-S15-MSRcool - Baseline Design - Hourly Results.csv | 7 | 10 | 16 | 5 | 3.3321 | 5.432
| SFM-wCZ11-v2015-rDXGF-t3-S15-MSRcool - Baseline Design - Hourly Results.csv | 7 | 10 | 17 | 5 | 3.5946 | 5.8793
| SFM-wCZ11-v2015-rDXGF-t3-S15-MSRheat - Baseline Design - Hourly Results.csv | 7 | 8 | 15 | 3 | 1.0216 | 0.9271
| SFM-wCZ11-v2015-rDXGF-t3-S15-MSRheat - Baseline Design - Hourly Results.csv | 7 | 8 | 16 | 3 | 1.3895 | 1.684
| SFM-wCZ11-v2015-rDXGF-t3-S15-MSRheat - Baseline Design - Hourly Results.csv | 7 | 8 | 17 | 3 | 1.6412 | 2.2213
| SFM-wCZ11-v2015-rDXGF-t3-S15-MSRheat - Baseline Design - Hourly Results.csv | 7 | 9 | 15 | 4 | 2.1486 | 3.3438
| SFM-wCZ11-v2015-rDXGF-t3-S15-MSRheat - Baseline Design - Hourly Results.csv | 7 | 9 | 16 | 4 | 2.3962 | 3.7941
| SFM-wCZ11-v2015-rDXGF-t3-S15-MSRheat - Baseline Design - Hourly Results.csv | 7 | 9 | 17 | 4 | 2.5332 | 4.059
| SFM-wCZ11-v2015-rDXGF-t3-S15-MSRheat - Baseline Design - Hourly Results.csv | 7 | 10 | 15 | 5 | 2.8892 | 4.6979
| SFM-wCZ11-v2015-rDXGF-t3-S15-MSRheat - Baseline Design - Hourly Results.csv | 7 | 10 | 16 | 5 | 3.1825 | 5.1862
| SFM-wCZ11-v2015-rDXGF-t3-S15-MSRheat - Baseline Design - Hourly Results.csv | 7 | 10 | 17 | 5 | 3.4356 | 5.6215
| SFM-wCZ11-v2015-rDXGF-t3-S16-MSRcool - Baseline Design - Hourly Results.csv | 7 | 8 | 15 | 3 | 1.0616 | 0.95488
| SFM-wCZ11-v2015-rDXGF-t3-S16-MSRcool - Baseline Design - Hourly Results.csv | 7 | 8 | 16 | 3 | 1.4517 | 1.744
| SFM-wCZ11-v2015-rDXGF-t3-S16-MSRcool - Baseline Design - Hourly Results.csv | 7 | 8 | 17 | 3 | 1.7172 | 2.3048
| SFM-wCZ11-v2015-rDXGF-t3-S16-MSRcool - Baseline Design - Hourly Results.csv | 7 | 9 | 15 | 4 | 2.3004 | 3.546
| SFM-wCZ11-v2015-rDXGF-t3-S16-MSRcool - Baseline Design - Hourly Results.csv | 7 | 9 | 16 | 4 | 2.5674 | 4.0225
| SFM-wCZ11-v2015-rDXGF-t3-S16-MSRcool - Baseline Design - Hourly Results.csv | 7 | 9 | 17 | 4 | 2.8575 | 4.288
| SFM-wCZ11-v2015-rDXGF-t3-S16-MSRcool - Baseline Design - Hourly Results.csv | 7 | 10 | 15 | 5 | 3.2648 | 5.0267
| SFM-wCZ11-v2015-rDXGF-t3-S16-MSRcool - Baseline Design - Hourly Results.csv | 7 | 10 | 16 | 5 | 3.5518 | 5.5907
| SFM-wCZ11-v2015-rDXGF-t3-S16-MSRcool - Baseline Design - Hourly Results.csv | 7 | 10 | 17 | 5 | 3.7859 | 6.3748
| SFM-wCZ11-v2015-rDXGF-t3-S16-MSRheat - Baseline Design - Hourly Results.csv | 7 | 8 | 15 | 3 | 1.0129 | 0.91123
| SFM-wCZ11-v2015-rDXGF-t3-S16-MSRheat - Baseline Design - Hourly Results.csv | 7 | 8 | 16 | 3 | 1.3843 | 1.6656
| SFM-wCZ11-v2015-rDXGF-t3-S16-MSRheat - Baseline Design - Hourly Results.csv | 7 | 8 | 17 | 3 | 1.6408 | 2.1995
| SFM-wCZ11-v2015-rDXGF-t3-S16-MSRheat - Baseline Design - Hourly Results.csv | 7 | 9 | 15 | 4 | 2.1985 | 3.3923
| SFM-wCZ11-v2015-rDXGF-t3-S16-MSRheat - Baseline Design - Hourly Results.csv | 7 | 9 | 16 | 4 | 2.5955 | 3.8478
| SFM-wCZ11-v2015-rDXGF-t3-S16-MSRheat - Baseline Design - Hourly Results.csv | 7 | 9 | 17 | 4 | 2.7124 | 4.0991
| SFM-wCZ11-v2015-rDXGF-t3-S16-MSRheat - Baseline Design - Hourly Results.csv | 7 | 10 | 15 | 5 | 3.0951 | 4.8155
| SFM-wCZ11-v2015-rDXGF-t3-S16-MSRheat - Baseline Design - Hourly Results.csv | 7 | 10 | 16 | 5 | 3.3599 | 5.6454
| SFM-wCZ11-v2015-rDXGF-t3-S16-MSRheat - Baseline Design - Hourly Results.csv | 7 | 10 | 17 | 5 | 3.5886 | 6.0538
| SFM-wCZ11-v2015-rDXGF-t3-S17-MSRcool - Baseline Design - Hourly Results.csv | 7 | 8 | 15 | 3 | 0.99701 | 0.89681
| SFM-wCZ11-v2015-rDXGF-t3-S17-MSRcool - Baseline Design - Hourly Results.csv | 7 | 8 | 16 | 3 | 1.3634 | 1.638
| SFM-wCZ11-v2015-rDXGF-t3-S17-MSRcool - Baseline Design - Hourly Results.csv | 7 | 8 | 17 | 3 | 1.6127 | 2.1646
| SFM-wCZ11-v2015-rDXGF-t3-S17-MSRcool - Baseline Design - Hourly Results.csv | 7 | 9 | 15 | 4 | 2.1605 | 3.3304
| SFM-wCZ11-v2015-rDXGF-t3-S17-MSRcool - Baseline Design - Hourly Results.csv | 7 | 9 | 16 | 4 | 2.4113 | 3.7779
| SFM-wCZ11-v2015-rDXGF-t3-S17-MSRcool - Baseline Design - Hourly Results.csv | 7 | 9 | 17 | 4 | 2.6837 | 4.0272
| SFM-wCZ11-v2015-rDXGF-t3-S17-MSRcool - Baseline Design - Hourly Results.csv | 7 | 10 | 15 | 5 | 3.0662 | 4.721
| SFM-wCZ11-v2015-rDXGF-t3-S17-MSRcool - Baseline Design - Hourly Results.csv | 7 | 10 | 16 | 5 | 3.3357 | 5.2507
| SFM-wCZ11-v2015-rDXGF-t3-S17-MSRcool - Baseline Design - Hourly Results.csv | 7 | 10 | 17 | 5 | 3.5556 | 5.9871
| SFM-wCZ11-v2015-rDXGF-t3-S17-MSRheat - Baseline Design - Hourly Results.csv | 7 | 8 | 15 | 3 | 0.9464 | 0.85139
| SFM-wCZ11-v2015-rDXGF-t3-S17-MSRheat - Baseline Design - Hourly Results.csv | 7 | 8 | 16 | 3 | 1.2934 | 1.5562
| SFM-wCZ11-v2015-rDXGF-t3-S17-MSRheat - Baseline Design - Hourly Results.csv | 7 | 8 | 17 | 3 | 1.5331 | 2.055
| SFM-wCZ11-v2015-rDXGF-t3-S17-MSRheat - Baseline Design - Hourly Results.csv | 7 | 9 | 15 | 4 | 2.0541 | 3.1695
| SFM-wCZ11-v2015-rDXGF-t3-S17-MSRheat - Baseline Design - Hourly Results.csv | 7 | 9 | 16 | 4 | 2.425 | 3.5951
| SFM-wCZ11-v2015-rDXGF-t3-S17-MSRheat - Baseline Design - Hourly Results.csv | 7 | 9 | 17 | 4 | 2.5343 | 3.8299
| SFM-wCZ11-v2015-rDXGF-t3-S17-MSRheat - Baseline Design - Hourly Results.csv | 7 | 10 | 15 | 5 | 2.8919 | 4.4992
| SFM-wCZ11-v2015-rDXGF-t3-S17-MSRheat - Baseline Design - Hourly Results.csv | 7 | 10 | 16 | 5 | 3.1392 | 5.2747
| SFM-wCZ11-v2015-rDXGF-t3-S17-MSRheat - Baseline Design - Hourly Results.csv | 7 | 10 | 17 | 5 | 3.3529 | 5.6562
| SFM-wCZ11-v2015-rDXGF-t4-S14-BSLcool - Baseline Design - Hourly Results.csv | 7 | 8 | 15 | 3 | 0.73907 | 0
| SFM-wCZ11-v2015-rDXGF-t4-S14-BSLcool - Baseline Design - Hourly Results.csv | 7 | 8 | 16 | 3 | 1.2614 | 0.76997
| SFM-wCZ11-v2015-rDXGF-t4-S14-BSLcool - Baseline Design - Hourly Results.csv | 7 | 8 | 17 | 3 | 1.626 | 1.6472
| SFM-wCZ11-v2015-rDXGF-t4-S14-BSLcool - Baseline Design - Hourly Results.csv | 7 | 9 | 15 | 4 | 2.3805 | 3.4622
| SFM-wCZ11-v2015-rDXGF-t4-S14-BSLcool - Baseline Design - Hourly Results.csv | 7 | 9 | 16 | 4 | 2.6931 | 4.0439
| SFM-wCZ11-v2015-rDXGF-t4-S14-BSLcool - Baseline Design - Hourly Results.csv | 7 | 9 | 17 | 4 | 2.864 | 4.3908
| SFM-wCZ11-v2015-rDXGF-t4-S14-BSLcool - Baseline Design - Hourly Results.csv | 7 | 10 | 15 | 5 | 3.2805 | 5.174
| SFM-wCZ11-v2015-rDXGF-t4-S14-BSLcool - Baseline Design - Hourly Results.csv | 7 | 10 | 16 | 5 | 3.6646 | 5.8122
| SFM-wCZ11-v2015-rDXGF-t4-S14-BSLcool - Baseline Design - Hourly Results.csv | 7 | 10 | 17 | 5 | 4.0058 | 6.4081
| SFM-wCZ11-v2015-rDXGF-t4-S14-BSLheat - Baseline Design - Hourly Results.csv | 7 | 8 | 15 | 3 | 0.66301 | 0
| SFM-wCZ11-v2015-rDXGF-t4-S14-BSLheat - Baseline Design - Hourly Results.csv | 7 | 8 | 16 | 3 | 1.1312 | 0.6919
| SFM-wCZ11-v2015-rDXGF-t4-S14-BSLheat - Baseline Design - Hourly Results.csv | 7 | 8 | 17 | 3 | 1.4596 | 1.4778
| SFM-wCZ11-v2015-rDXGF-t4-S14-BSLheat - Baseline Design - Hourly Results.csv | 7 | 9 | 15 | 4 | 2.1287 | 3.1002
| SFM-wCZ11-v2015-rDXGF-t4-S14-BSLheat - Baseline Design - Hourly Results.csv | 7 | 9 | 16 | 4 | 2.4085 | 3.6216
| SFM-wCZ11-v2015-rDXGF-t4-S14-BSLheat - Baseline Design - Hourly Results.csv | 7 | 9 | 17 | 4 | 2.5614 | 3.9276
| SFM-wCZ11-v2015-rDXGF-t4-S14-BSLheat - Baseline Design - Hourly Results.csv | 7 | 10 | 15 | 5 | 2.9363 | 4.6344
| SFM-wCZ11-v2015-rDXGF-t4-S14-BSLheat - Baseline Design - Hourly Results.csv | 7 | 10 | 16 | 5 | 3.283 | 5.2142
| SFM-wCZ11-v2015-rDXGF-t4-S14-BSLheat - Baseline Design - Hourly Results.csv | 7 | 10 | 17 | 5 | 3.5914 | 5.7511
| SFM-wCZ11-v2015-rDXGF-t4-S15-MSRcool - Baseline Design - Hourly Results.csv | 7 | 8 | 15 | 3 | 0.64462 | 0
| SFM-wCZ11-v2015-rDXGF-t4-S15-MSRcool - Baseline Design - Hourly Results.csv | 7 | 8 | 16 | 3 | 1.0867 | 0.64595
| SFM-wCZ11-v2015-rDXGF-t4-S15-MSRcool - Baseline Design - Hourly Results.csv | 7 | 8 | 17 | 3 | 1.3916 | 1.4106
| SFM-wCZ11-v2015-rDXGF-t4-S15-MSRcool - Baseline Design - Hourly Results.csv | 7 | 9 | 15 | 4 | 2.0239 | 2.9729
| SFM-wCZ11-v2015-rDXGF-t4-S15-MSRcool - Baseline Design - Hourly Results.csv | 7 | 9 | 16 | 4 | 2.2852 | 3.4698
| SFM-wCZ11-v2015-rDXGF-t4-S15-MSRcool - Baseline Design - Hourly Results.csv | 7 | 9 | 17 | 4 | 2.4315 | 3.7761
| SFM-wCZ11-v2015-rDXGF-t4-S15-MSRcool - Baseline Design - Hourly Results.csv | 7 | 10 | 15 | 5 | 2.7689 | 4.443
| SFM-wCZ11-v2015-rDXGF-t4-S15-MSRcool - Baseline Design - Hourly Results.csv | 7 | 10 | 16 | 5 | 3.0669 | 4.9459
| SFM-wCZ11-v2015-rDXGF-t4-S15-MSRcool - Baseline Design - Hourly Results.csv | 7 | 10 | 17 | 5 | 3.3216 | 5.4042
| SFM-wCZ11-v2015-rDXGF-t4-S15-MSRheat - Baseline Design - Hourly Results.csv | 7 | 8 | 15 | 3 | 0.61131 | 0
| SFM-wCZ11-v2015-rDXGF-t4-S15-MSRheat - Baseline Design - Hourly Results.csv | 7 | 8 | 16 | 3 | 1.0293 | 0.61397
| SFM-wCZ11-v2015-rDXGF-t4-S15-MSRheat - Baseline Design - Hourly Results.csv | 7 | 8 | 17 | 3 | 1.3209 | 1.3392
| SFM-wCZ11-v2015-rDXGF-t4-S15-MSRheat - Baseline Design - Hourly Results.csv | 7 | 9 | 15 | 4 | 1.9234 | 2.8288
| SFM-wCZ11-v2015-rDXGF-t4-S15-MSRheat - Baseline Design - Hourly Results.csv | 7 | 9 | 16 | 4 | 2.1689 | 3.305
| SFM-wCZ11-v2015-rDXGF-t4-S15-MSRheat - Baseline Design - Hourly Results.csv | 7 | 9 | 17 | 4 | 2.3106 | 3.5918
| SFM-wCZ11-v2015-rDXGF-t4-S15-MSRheat - Baseline Design - Hourly Results.csv | 7 | 10 | 15 | 5 | 2.6378 | 4.2368
| SFM-wCZ11-v2015-rDXGF-t4-S15-MSRheat - Baseline Design - Hourly Results.csv | 7 | 10 | 16 | 5 | 2.9228 | 4.722
| SFM-wCZ11-v2015-rDXGF-t4-S15-MSRheat - Baseline Design - Hourly Results.csv | 7 | 10 | 17 | 5 | 3.1709 | 5.1547
| SFM-wCZ11-v2015-rDXGF-t4-S16-MSRcool - Baseline Design - Hourly Results.csv | 7 | 8 | 15 | 3 | 0.6422 | 0
| SFM-wCZ11-v2015-rDXGF-t4-S16-MSRcool - Baseline Design - Hourly Results.csv | 7 | 8 | 16 | 3 | 1.0878 | 0.64272
| SFM-wCZ11-v2015-rDXGF-t4-S16-MSRcool - Baseline Design - Hourly Results.csv | 7 | 8 | 17 | 3 | 1.3972 | 1.4058
| SFM-wCZ11-v2015-rDXGF-t4-S16-MSRcool - Baseline Design - Hourly Results.csv | 7 | 9 | 15 | 4 | 2.0771 | 3.0396
| SFM-wCZ11-v2015-rDXGF-t4-S16-MSRcool - Baseline Design - Hourly Results.csv | 7 | 9 | 16 | 4 | 2.3462 | 3.5495
| SFM-wCZ11-v2015-rDXGF-t4-S16-MSRcool - Baseline Design - Hourly Results.csv | 7 | 9 | 17 | 4 | 2.4859 | 3.8403
| SFM-wCZ11-v2015-rDXGF-t4-S16-MSRcool - Baseline Design - Hourly Results.csv | 7 | 10 | 15 | 5 | 3.0506 | 4.5724
| SFM-wCZ11-v2015-rDXGF-t4-S16-MSRcool - Baseline Design - Hourly Results.csv | 7 | 10 | 16 | 5 | 3.3341 | 5.13
| SFM-wCZ11-v2015-rDXGF-t4-S16-MSRcool - Baseline Design - Hourly Results.csv | 7 | 10 | 17 | 5 | 3.5672 | 5.6105
| SFM-wCZ11-v2015-rDXGF-t4-S16-MSRheat - Baseline Design - Hourly Results.csv | 7 | 8 | 15 | 3 | 0.61162 | 0
| SFM-wCZ11-v2015-rDXGF-t4-S16-MSRheat - Baseline Design - Hourly Results.csv | 7 | 8 | 16 | 3 | 1.0369 | 0.61354
| SFM-wCZ11-v2015-rDXGF-t4-S16-MSRheat - Baseline Design - Hourly Results.csv | 7 | 8 | 17 | 3 | 1.3317 | 1.3404
| SFM-wCZ11-v2015-rDXGF-t4-S16-MSRheat - Baseline Design - Hourly Results.csv | 7 | 9 | 15 | 4 | 1.9812 | 2.9007
| SFM-wCZ11-v2015-rDXGF-t4-S16-MSRheat - Baseline Design - Hourly Results.csv | 7 | 9 | 16 | 4 | 2.2365 | 3.3893
| SFM-wCZ11-v2015-rDXGF-t4-S16-MSRheat - Baseline Design - Hourly Results.csv | 7 | 9 | 17 | 4 | 2.3695 | 3.6616
| SFM-wCZ11-v2015-rDXGF-t4-S16-MSRheat - Baseline Design - Hourly Results.csv | 7 | 10 | 15 | 5 | 2.8868 | 4.3627
| SFM-wCZ11-v2015-rDXGF-t4-S16-MSRheat - Baseline Design - Hourly Results.csv | 7 | 10 | 16 | 5 | 3.1447 | 4.89
| SFM-wCZ11-v2015-rDXGF-t4-S16-MSRheat - Baseline Design - Hourly Results.csv | 7 | 10 | 17 | 5 | 3.3679 | 5.6582
| SFM-wCZ11-v2015-rDXGF-t4-S17-MSRcool - Baseline Design - Hourly Results.csv | 7 | 8 | 15 | 3 | 0.60315 | 0
| SFM-wCZ11-v2015-rDXGF-t4-S17-MSRcool - Baseline Design - Hourly Results.csv | 7 | 8 | 16 | 3 | 1.0216 | 0.60364
| SFM-wCZ11-v2015-rDXGF-t4-S17-MSRcool - Baseline Design - Hourly Results.csv | 7 | 8 | 17 | 3 | 1.3122 | 1.3203
| SFM-wCZ11-v2015-rDXGF-t4-S17-MSRcool - Baseline Design - Hourly Results.csv | 7 | 9 | 15 | 4 | 1.9508 | 2.8548
| SFM-wCZ11-v2015-rDXGF-t4-S17-MSRcool - Baseline Design - Hourly Results.csv | 7 | 9 | 16 | 4 | 2.2035 | 3.3337
| SFM-wCZ11-v2015-rDXGF-t4-S17-MSRcool - Baseline Design - Hourly Results.csv | 7 | 9 | 17 | 4 | 2.3347 | 3.6067
| SFM-wCZ11-v2015-rDXGF-t4-S17-MSRcool - Baseline Design - Hourly Results.csv | 7 | 10 | 15 | 5 | 2.8651 | 4.2943
| SFM-wCZ11-v2015-rDXGF-t4-S17-MSRcool - Baseline Design - Hourly Results.csv | 7 | 10 | 16 | 5 | 3.1313 | 4.818
| SFM-wCZ11-v2015-rDXGF-t4-S17-MSRcool - Baseline Design - Hourly Results.csv | 7 | 10 | 17 | 5 | 3.3503 | 5.2693
| SFM-wCZ11-v2015-rDXGF-t4-S17-MSRheat - Baseline Design - Hourly Results.csv | 7 | 8 | 15 | 3 | 0.57145 | 0
| SFM-wCZ11-v2015-rDXGF-t4-S17-MSRheat - Baseline Design - Hourly Results.csv | 7 | 8 | 16 | 3 | 0.96883 | 0.57324
| SFM-wCZ11-v2015-rDXGF-t4-S17-MSRheat - Baseline Design - Hourly Results.csv | 7 | 8 | 17 | 3 | 1.2442 | 1.2523
| SFM-wCZ11-v2015-rDXGF-t4-S17-MSRheat - Baseline Design - Hourly Results.csv | 7 | 9 | 15 | 4 | 1.8511 | 2.7102
| SFM-wCZ11-v2015-rDXGF-t4-S17-MSRheat - Baseline Design - Hourly Results.csv | 7 | 9 | 16 | 4 | 2.0897 | 3.1667
| SFM-wCZ11-v2015-rDXGF-t4-S17-MSRheat - Baseline Design - Hourly Results.csv | 7 | 9 | 17 | 4 | 2.2139 | 3.4211
| SFM-wCZ11-v2015-rDXGF-t4-S17-MSRheat - Baseline Design - Hourly Results.csv | 7 | 10 | 15 | 5 | 2.6972 | 4.0761
| SFM-wCZ11-v2015-rDXGF-t4-S17-MSRheat - Baseline Design - Hourly Results.csv | 7 | 10 | 16 | 5 | 2.9382 | 4.5689
| SFM-wCZ11-v2015-rDXGF-t4-S17-MSRheat - Baseline Design - Hourly Results.csv | 7 | 10 | 17 | 5 | 3.1467 | 5.2866
| SFM-wCZ11-v2015-rDXGF-t5-S14-BSLcool - Baseline Design - Hourly Results.csv | 7 | 8 | 15 | 3 | 0.95204 | 0.25633
| SFM-wCZ11-v2015-rDXGF-t5-S14-BSLcool - Baseline Design - Hourly Results.csv | 7 | 8 | 16 | 3 | 1.4473 | 1.3305
| SFM-wCZ11-v2015-rDXGF-t5-S14-BSLcool - Baseline Design - Hourly Results.csv | 7 | 8 | 17 | 3 | 1.7937 | 2.108
| SFM-wCZ11-v2015-rDXGF-t5-S14-BSLcool - Baseline Design - Hourly Results.csv | 7 | 9 | 15 | 4 | 2.4606 | 3.6166
| SFM-wCZ11-v2015-rDXGF-t5-S14-BSLcool - Baseline Design - Hourly Results.csv | 7 | 9 | 16 | 4 | 2.7831 | 4.2098
| SFM-wCZ11-v2015-rDXGF-t5-S14-BSLcool - Baseline Design - Hourly Results.csv | 7 | 9 | 17 | 4 | 2.9592 | 4.5619
| SFM-wCZ11-v2015-rDXGF-t5-S14-BSLcool - Baseline Design - Hourly Results.csv | 7 | 10 | 15 | 5 | 3.3897 | 5.3377
| SFM-wCZ11-v2015-rDXGF-t5-S14-BSLcool - Baseline Design - Hourly Results.csv | 7 | 10 | 16 | 5 | 3.7871 | 6.0043
| SFM-wCZ11-v2015-rDXGF-t5-S14-BSLcool - Baseline Design - Hourly Results.csv | 7 | 10 | 17 | 5 | 4.1309 | 6.6103
| SFM-wCZ11-v2015-rDXGF-t5-S14-BSLheat - Baseline Design - Hourly Results.csv | 7 | 8 | 15 | 3 | 0.855 | 0.23308
| SFM-wCZ11-v2015-rDXGF-t5-S14-BSLheat - Baseline Design - Hourly Results.csv | 7 | 8 | 16 | 3 | 1.3 | 1.1957
| SFM-wCZ11-v2015-rDXGF-t5-S14-BSLheat - Baseline Design - Hourly Results.csv | 7 | 8 | 17 | 3 | 1.6116 | 1.8942
| SFM-wCZ11-v2015-rDXGF-t5-S14-BSLheat - Baseline Design - Hourly Results.csv | 7 | 9 | 15 | 4 | 2.2056 | 3.2406
| SFM-wCZ11-v2015-rDXGF-t5-S14-BSLheat - Baseline Design - Hourly Results.csv | 7 | 9 | 16 | 4 | 2.4933 | 3.774
| SFM-wCZ11-v2015-rDXGF-t5-S14-BSLheat - Baseline Design - Hourly Results.csv | 7 | 9 | 17 | 4 | 2.6509 | 4.0924
| SFM-wCZ11-v2015-rDXGF-t5-S14-BSLheat - Baseline Design - Hourly Results.csv | 7 | 10 | 15 | 5 | 3.0399 | 4.7911
| SFM-wCZ11-v2015-rDXGF-t5-S14-BSLheat - Baseline Design - Hourly Results.csv | 7 | 10 | 16 | 5 | 3.3986 | 5.3937
| SFM-wCZ11-v2015-rDXGF-t5-S14-BSLheat - Baseline Design - Hourly Results.csv | 7 | 10 | 17 | 5 | 3.7158 | 5.9508
| SFM-wCZ11-v2015-rDXGF-t5-S15-MSRcool - Baseline Design - Hourly Results.csv | 7 | 8 | 15 | 3 | 0.81918 | 0.21647
| SFM-wCZ11-v2015-rDXGF-t5-S15-MSRcool - Baseline Design - Hourly Results.csv | 7 | 8 | 16 | 3 | 1.2375 | 1.1532
| SFM-wCZ11-v2015-rDXGF-t5-S15-MSRcool - Baseline Design - Hourly Results.csv | 7 | 8 | 17 | 3 | 1.5283 | 1.823
| SFM-wCZ11-v2015-rDXGF-t5-S15-MSRcool - Baseline Design - Hourly Results.csv | 7 | 9 | 15 | 4 | 2.0898 | 3.1049
| SFM-wCZ11-v2015-rDXGF-t5-S15-MSRcool - Baseline Design - Hourly Results.csv | 7 | 9 | 16 | 4 | 2.3543 | 3.6118
| SFM-wCZ11-v2015-rDXGF-t5-S15-MSRcool - Baseline Design - Hourly Results.csv | 7 | 9 | 17 | 4 | 2.5052 | 3.9187
| SFM-wCZ11-v2015-rDXGF-t5-S15-MSRcool - Baseline Design - Hourly Results.csv | 7 | 10 | 15 | 5 | 2.8522 | 4.5754
| SFM-wCZ11-v2015-rDXGF-t5-S15-MSRcool - Baseline Design - Hourly Results.csv | 7 | 10 | 16 | 5 | 3.1592 | 5.1008
| SFM-wCZ11-v2015-rDXGF-t5-S15-MSRcool - Baseline Design - Hourly Results.csv | 7 | 10 | 17 | 5 | 3.4221 | 5.5603
| SFM-wCZ11-v2015-rDXGF-t5-S15-MSRheat - Baseline Design - Hourly Results.csv | 7 | 8 | 15 | 3 | 0.77773 | 0.20803
| SFM-wCZ11-v2015-rDXGF-t5-S15-MSRheat - Baseline Design - Hourly Results.csv | 7 | 8 | 16 | 3 | 1.1755 | 1.0958
| SFM-wCZ11-v2015-rDXGF-t5-S15-MSRheat - Baseline Design - Hourly Results.csv | 7 | 8 | 17 | 3 | 1.4502 | 1.732
| SFM-wCZ11-v2015-rDXGF-t5-S15-MSRheat - Baseline Design - Hourly Results.csv | 7 | 9 | 15 | 4 | 1.9868 | 2.9559
| SFM-wCZ11-v2015-rDXGF-t5-S15-MSRheat - Baseline Design - Hourly Results.csv | 7 | 9 | 16 | 4 | 2.2401 | 3.4359
| SFM-wCZ11-v2015-rDXGF-t5-S15-MSRheat - Baseline Design - Hourly Results.csv | 7 | 9 | 17 | 4 | 2.3821 | 3.7355
| SFM-wCZ11-v2015-rDXGF-t5-S15-MSRheat - Baseline Design - Hourly Results.csv | 7 | 10 | 15 | 5 | 2.7214 | 4.3678
| SFM-wCZ11-v2015-rDXGF-t5-S15-MSRheat - Baseline Design - Hourly Results.csv | 7 | 10 | 16 | 5 | 3.0136 | 4.8711
| SFM-wCZ11-v2015-rDXGF-t5-S15-MSRheat - Baseline Design - Hourly Results.csv | 7 | 10 | 17 | 5 | 3.2687 | 5.3184
| SFM-wCZ11-v2015-rDXGF-t5-S16-MSRcool - Baseline Design - Hourly Results.csv | 7 | 8 | 15 | 3 | 0.81285 | 0.21446
| SFM-wCZ11-v2015-rDXGF-t5-S16-MSRcool - Baseline Design - Hourly Results.csv | 7 | 8 | 16 | 3 | 1.2348 | 1.1416
| SFM-wCZ11-v2015-rDXGF-t5-S16-MSRcool - Baseline Design - Hourly Results.csv | 7 | 8 | 17 | 3 | 1.5262 | 1.8077
| SFM-wCZ11-v2015-rDXGF-t5-S16-MSRcool - Baseline Design - Hourly Results.csv | 7 | 9 | 15 | 4 | 2.1355 | 3.1564
| SFM-wCZ11-v2015-rDXGF-t5-S16-MSRcool - Baseline Design - Hourly Results.csv | 7 | 9 | 16 | 4 | 2.4106 | 3.6719
| SFM-wCZ11-v2015-rDXGF-t5-S16-MSRcool - Baseline Design - Hourly Results.csv | 7 | 9 | 17 | 4 | 2.5548 | 3.97
| SFM-wCZ11-v2015-rDXGF-t5-S16-MSRcool - Baseline Design - Hourly Results.csv | 7 | 10 | 15 | 5 | 3.1184 | 4.6957
| SFM-wCZ11-v2015-rDXGF-t5-S16-MSRcool - Baseline Design - Hourly Results.csv | 7 | 10 | 16 | 5 | 3.4073 | 5.2729
| SFM-wCZ11-v2015-rDXGF-t5-S16-MSRcool - Baseline Design - Hourly Results.csv | 7 | 10 | 17 | 5 | 3.6443 | 6.1062
| SFM-wCZ11-v2015-rDXGF-t5-S16-MSRheat - Baseline Design - Hourly Results.csv | 7 | 8 | 15 | 3 | 0.77519 | 0.2061
| SFM-wCZ11-v2015-rDXGF-t5-S16-MSRheat - Baseline Design - Hourly Results.csv | 7 | 8 | 16 | 3 | 1.1776 | 1.0896
| SFM-wCZ11-v2015-rDXGF-t5-S16-MSRheat - Baseline Design - Hourly Results.csv | 7 | 8 | 17 | 3 | 1.4566 | 1.7259
| SFM-wCZ11-v2015-rDXGF-t5-S16-MSRheat - Baseline Design - Hourly Results.csv | 7 | 9 | 15 | 4 | 2.0393 | 3.0201
| SFM-wCZ11-v2015-rDXGF-t5-S16-MSRheat - Baseline Design - Hourly Results.csv | 7 | 9 | 16 | 4 | 2.3005 | 3.5126
| SFM-wCZ11-v2015-rDXGF-t5-S16-MSRheat - Baseline Design - Hourly Results.csv | 7 | 9 | 17 | 4 | 2.5074 | 3.7898
| SFM-wCZ11-v2015-rDXGF-t5-S16-MSRheat - Baseline Design - Hourly Results.csv | 7 | 10 | 15 | 5 | 2.9561 | 4.4922
| SFM-wCZ11-v2015-rDXGF-t5-S16-MSRheat - Baseline Design - Hourly Results.csv | 7 | 10 | 16 | 5 | 3.2198 | 5.0395
| SFM-wCZ11-v2015-rDXGF-t5-S16-MSRheat - Baseline Design - Hourly Results.csv | 7 | 10 | 17 | 5 | 3.4493 | 5.7923
| SFM-wCZ11-v2015-rDXGF-t5-S17-MSRcool - Baseline Design - Hourly Results.csv | 7 | 8 | 15 | 3 | 0.76341 | 0.20142
| SFM-wCZ11-v2015-rDXGF-t5-S17-MSRcool - Baseline Design - Hourly Results.csv | 7 | 8 | 16 | 3 | 1.1598 | 1.0722
| SFM-wCZ11-v2015-rDXGF-t5-S17-MSRcool - Baseline Design - Hourly Results.csv | 7 | 8 | 17 | 3 | 1.4334 | 1.6977
| SFM-wCZ11-v2015-rDXGF-t5-S17-MSRcool - Baseline Design - Hourly Results.csv | 7 | 9 | 15 | 4 | 2.0056 | 2.9644
| SFM-wCZ11-v2015-rDXGF-t5-S17-MSRcool - Baseline Design - Hourly Results.csv | 7 | 9 | 16 | 4 | 2.264 | 3.4486
| SFM-wCZ11-v2015-rDXGF-t5-S17-MSRcool - Baseline Design - Hourly Results.csv | 7 | 9 | 17 | 4 | 2.3994 | 3.7286
| SFM-wCZ11-v2015-rDXGF-t5-S17-MSRcool - Baseline Design - Hourly Results.csv | 7 | 10 | 15 | 5 | 2.9287 | 4.4101
| SFM-wCZ11-v2015-rDXGF-t5-S17-MSRcool - Baseline Design - Hourly Results.csv | 7 | 10 | 16 | 5 | 3.2001 | 4.9523
| SFM-wCZ11-v2015-rDXGF-t5-S17-MSRcool - Baseline Design - Hourly Results.csv | 7 | 10 | 17 | 5 | 3.4226 | 5.7348
| SFM-wCZ11-v2015-rDXGF-t5-S17-MSRheat - Baseline Design - Hourly Results.csv | 7 | 8 | 15 | 3 | 0.72428 | 0.19256
| SFM-wCZ11-v2015-rDXGF-t5-S17-MSRheat - Baseline Design - Hourly Results.csv | 7 | 8 | 16 | 3 | 1.1002 | 1.0181
| SFM-wCZ11-v2015-rDXGF-t5-S17-MSRheat - Baseline Design - Hourly Results.csv | 7 | 8 | 17 | 3 | 1.3609 | 1.6126
| SFM-wCZ11-v2015-rDXGF-t5-S17-MSRheat - Baseline Design - Hourly Results.csv | 7 | 9 | 15 | 4 | 1.9053 | 2.8217
| SFM-wCZ11-v2015-rDXGF-t5-S17-MSRheat - Baseline Design - Hourly Results.csv | 7 | 9 | 16 | 4 | 2.1494 | 3.2819
| SFM-wCZ11-v2015-rDXGF-t5-S17-MSRheat - Baseline Design - Hourly Results.csv | 7 | 9 | 17 | 4 | 2.3427 | 3.5409
| SFM-wCZ11-v2015-rDXGF-t5-S17-MSRheat - Baseline Design - Hourly Results.csv | 7 | 10 | 15 | 5 | 2.7619 | 4.1972
| SFM-wCZ11-v2015-rDXGF-t5-S17-MSRheat - Baseline Design - Hourly Results.csv | 7 | 10 | 16 | 5 | 3.0083 | 4.7085
| SFM-wCZ11-v2015-rDXGF-t5-S17-MSRheat - Baseline Design - Hourly Results.csv | 7 | 10 | 17 | 5 | 3.2227 | 5.4119
| SFM-wCZ11-v2015-rDXHP-t1-S14-BSLboth - Baseline Design - Hourly Results.csv | 7 | 8 | 15 | 3 | 1.9736 | 2.7106
| SFM-wCZ11-v2015-rDXHP-t1-S14-BSLboth - Baseline Design - Hourly Results.csv | 7 | 8 | 16 | 3 | 2.4038 | 3.4476
| SFM-wCZ11-v2015-rDXHP-t1-S14-BSLboth - Baseline Design - Hourly Results.csv | 7 | 8 | 17 | 3 | 2.6548 | 3.9084
| SFM-wCZ11-v2015-rDXHP-t1-S14-BSLboth - Baseline Design - Hourly Results.csv | 7 | 9 | 15 | 4 | 3.5058 | 5.384
| SFM-wCZ11-v2015-rDXHP-t1-S14-BSLboth - Baseline Design - Hourly Results.csv | 7 | 9 | 16 | 4 | 3.775 | 5.8263
| SFM-wCZ11-v2015-rDXHP-t1-S14-BSLboth - Baseline Design - Hourly Results.csv | 7 | 9 | 17 | 4 | 3.8778 | 6.0274
| SFM-wCZ11-v2015-rDXHP-t1-S14-BSLboth - Baseline Design - Hourly Results.csv | 7 | 10 | 15 | 5 | 4.5359 | 7.1585
| SFM-wCZ11-v2015-rDXHP-t1-S14-BSLboth - Baseline Design - Hourly Results.csv | 7 | 10 | 16 | 5 | 4.5889 | 7.6567
| SFM-wCZ11-v2015-rDXHP-t1-S14-BSLboth - Baseline Design - Hourly Results.csv | 7 | 10 | 17 | 5 | 4.6397 | 8.0687
| SFM-wCZ11-v2015-rDXHP-t1-S14-BSLcool - Baseline Design - Hourly Results.csv | 7 | 8 | 15 | 3 | 1.9736 | 2.7106
| SFM-wCZ11-v2015-rDXHP-t1-S14-BSLcool - Baseline Design - Hourly Results.csv | 7 | 8 | 16 | 3 | 2.4038 | 3.4476
| SFM-wCZ11-v2015-rDXHP-t1-S14-BSLcool - Baseline Design - Hourly Results.csv | 7 | 8 | 17 | 3 | 2.6548 | 3.9084
| SFM-wCZ11-v2015-rDXHP-t1-S14-BSLcool - Baseline Design - Hourly Results.csv | 7 | 9 | 15 | 4 | 3.5058 | 5.384
| SFM-wCZ11-v2015-rDXHP-t1-S14-BSLcool - Baseline Design - Hourly Results.csv | 7 | 9 | 16 | 4 | 3.775 | 5.8263
| SFM-wCZ11-v2015-rDXHP-t1-S14-BSLcool - Baseline Design - Hourly Results.csv | 7 | 9 | 17 | 4 | 3.8778 | 6.0274
| SFM-wCZ11-v2015-rDXHP-t1-S14-BSLcool - Baseline Design - Hourly Results.csv | 7 | 10 | 15 | 5 | 4.5359 | 7.1585
| SFM-wCZ11-v2015-rDXHP-t1-S14-BSLcool - Baseline Design - Hourly Results.csv | 7 | 10 | 16 | 5 | 4.5889 | 7.6567
| SFM-wCZ11-v2015-rDXHP-t1-S14-BSLcool - Baseline Design - Hourly Results.csv | 7 | 10 | 17 | 5 | 4.6397 | 8.0687
| SFM-wCZ11-v2015-rDXHP-t1-S14-BSLheat - Baseline Design - Hourly Results.csv | 7 | 8 | 15 | 3 | 1.7221 | 2.3652
| SFM-wCZ11-v2015-rDXHP-t1-S14-BSLheat - Baseline Design - Hourly Results.csv | 7 | 8 | 16 | 3 | 2.0975 | 3.0083
| SFM-wCZ11-v2015-rDXHP-t1-S14-BSLheat - Baseline Design - Hourly Results.csv | 7 | 8 | 17 | 3 | 2.3165 | 3.4104
| SFM-wCZ11-v2015-rDXHP-t1-S14-BSLheat - Baseline Design - Hourly Results.csv | 7 | 9 | 15 | 4 | 3.0591 | 4.6979
| SFM-wCZ11-v2015-rDXHP-t1-S14-BSLheat - Baseline Design - Hourly Results.csv | 7 | 9 | 16 | 4 | 3.294 | 5.0839
| SFM-wCZ11-v2015-rDXHP-t1-S14-BSLheat - Baseline Design - Hourly Results.csv | 7 | 9 | 17 | 4 | 3.3836 | 5.2594
| SFM-wCZ11-v2015-rDXHP-t1-S14-BSLheat - Baseline Design - Hourly Results.csv | 7 | 10 | 15 | 5 | 3.9579 | 6.2463
| SFM-wCZ11-v2015-rDXHP-t1-S14-BSLheat - Baseline Design - Hourly Results.csv | 7 | 10 | 16 | 5 | 4.0041 | 6.6811
| SFM-wCZ11-v2015-rDXHP-t1-S14-BSLheat - Baseline Design - Hourly Results.csv | 7 | 10 | 17 | 5 | 4.0485 | 7.0405
| SFM-wCZ11-v2015-rDXHP-t1-S15-MSRboth - Baseline Design - Hourly Results.csv | 7 | 8 | 15 | 3 | 1.6735 | 2.3102
| SFM-wCZ11-v2015-rDXHP-t1-S15-MSRboth - Baseline Design - Hourly Results.csv | 7 | 8 | 16 | 3 | 2.0355 | 2.9417
| SFM-wCZ11-v2015-rDXHP-t1-S15-MSRboth - Baseline Design - Hourly Results.csv | 7 | 8 | 17 | 3 | 2.2483 | 3.3355
| SFM-wCZ11-v2015-rDXHP-t1-S15-MSRboth - Baseline Design - Hourly Results.csv | 7 | 9 | 15 | 4 | 2.9721 | 4.6023
| SFM-wCZ11-v2015-rDXHP-t1-S15-MSRboth - Baseline Design - Hourly Results.csv | 7 | 9 | 16 | 4 | 3.1989 | 4.976
| SFM-wCZ11-v2015-rDXHP-t1-S15-MSRboth - Baseline Design - Hourly Results.csv | 7 | 9 | 17 | 4 | 3.2855 | 5.1427
| SFM-wCZ11-v2015-rDXHP-t1-S15-MSRboth - Baseline Design - Hourly Results.csv | 7 | 10 | 15 | 5 | 3.8458 | 6.1002
| SFM-wCZ11-v2015-rDXHP-t1-S15-MSRboth - Baseline Design - Hourly Results.csv | 7 | 10 | 16 | 5 | 4.1091 | 6.5233
| SFM-wCZ11-v2015-rDXHP-t1-S15-MSRboth - Baseline Design - Hourly Results.csv | 7 | 10 | 17 | 5 | 4.2394 | 6.8741
| SFM-wCZ11-v2015-rDXHP-t1-S15-MSRcool - Baseline Design - Hourly Results.csv | 7 | 8 | 15 | 3 | 1.6735 | 2.3102
| SFM-wCZ11-v2015-rDXHP-t1-S15-MSRcool - Baseline Design - Hourly Results.csv | 7 | 8 | 16 | 3 | 2.0355 | 2.9417
| SFM-wCZ11-v2015-rDXHP-t1-S15-MSRcool - Baseline Design - Hourly Results.csv | 7 | 8 | 17 | 3 | 2.2483 | 3.3355
| SFM-wCZ11-v2015-rDXHP-t1-S15-MSRcool - Baseline Design - Hourly Results.csv | 7 | 9 | 15 | 4 | 2.9721 | 4.6023
| SFM-wCZ11-v2015-rDXHP-t1-S15-MSRcool - Baseline Design - Hourly Results.csv | 7 | 9 | 16 | 4 | 3.1989 | 4.976
| SFM-wCZ11-v2015-rDXHP-t1-S15-MSRcool - Baseline Design - Hourly Results.csv | 7 | 9 | 17 | 4 | 3.2855 | 5.1427
| SFM-wCZ11-v2015-rDXHP-t1-S15-MSRcool - Baseline Design - Hourly Results.csv | 7 | 10 | 15 | 5 | 3.8458 | 6.1002
| SFM-wCZ11-v2015-rDXHP-t1-S15-MSRcool - Baseline Design - Hourly Results.csv | 7 | 10 | 16 | 5 | 4.1091 | 6.5233
| SFM-wCZ11-v2015-rDXHP-t1-S15-MSRcool - Baseline Design - Hourly Results.csv | 7 | 10 | 17 | 5 | 4.2394 | 6.8741
| SFM-wCZ11-v2015-rDXHP-t1-S15-MSRheat - Baseline Design - Hourly Results.csv | 7 | 8 | 15 | 3 | 1.5166 | 2.0936
| SFM-wCZ11-v2015-rDXHP-t1-S15-MSRheat - Baseline Design - Hourly Results.csv | 7 | 8 | 16 | 3 | 1.8447 | 2.6658
| SFM-wCZ11-v2015-rDXHP-t1-S15-MSRheat - Baseline Design - Hourly Results.csv | 7 | 8 | 17 | 3 | 2.0375 | 3.0228
| SFM-wCZ11-v2015-rDXHP-t1-S15-MSRheat - Baseline Design - Hourly Results.csv | 7 | 9 | 15 | 4 | 2.6934 | 4.1708
| SFM-wCZ11-v2015-rDXHP-t1-S15-MSRheat - Baseline Design - Hourly Results.csv | 7 | 9 | 16 | 4 | 2.899 | 4.5095
| SFM-wCZ11-v2015-rDXHP-t1-S15-MSRheat - Baseline Design - Hourly Results.csv | 7 | 9 | 17 | 4 | 2.9774 | 4.6605
| SFM-wCZ11-v2015-rDXHP-t1-S15-MSRheat - Baseline Design - Hourly Results.csv | 7 | 10 | 15 | 5 | 3.4853 | 5.5283
| SFM-wCZ11-v2015-rDXHP-t1-S15-MSRheat - Baseline Design - Hourly Results.csv | 7 | 10 | 16 | 5 | 3.7239 | 5.9117
| SFM-wCZ11-v2015-rDXHP-t1-S15-MSRheat - Baseline Design - Hourly Results.csv | 7 | 10 | 17 | 5 | 3.8419 | 6.2296
| SFM-wCZ11-v2015-rDXHP-t1-S16-MSRboth - Baseline Design - Hourly Results.csv | 7 | 8 | 15 | 3 | 1.6282 | 2.2313
| SFM-wCZ11-v2015-rDXHP-t1-S16-MSRboth - Baseline Design - Hourly Results.csv | 7 | 8 | 16 | 3 | 1.9914 | 2.8524
| SFM-wCZ11-v2015-rDXHP-t1-S16-MSRboth - Baseline Design - Hourly Results.csv | 7 | 8 | 17 | 3 | 2.1996 | 3.2406
| SFM-wCZ11-v2015-rDXHP-t1-S16-MSRboth - Baseline Design - Hourly Results.csv | 7 | 9 | 15 | 4 | 3.085 | 4.5652
| SFM-wCZ11-v2015-rDXHP-t1-S16-MSRboth - Baseline Design - Hourly Results.csv | 7 | 9 | 16 | 4 | 3.2988 | 4.9464
| SFM-wCZ11-v2015-rDXHP-t1-S16-MSRboth - Baseline Design - Hourly Results.csv | 7 | 9 | 17 | 4 | 3.4351 | 5.2034
| SFM-wCZ11-v2015-rDXHP-t1-S16-MSRboth - Baseline Design - Hourly Results.csv | 7 | 10 | 15 | 5 | 3.9525 | 6.439
| SFM-wCZ11-v2015-rDXHP-t1-S16-MSRboth - Baseline Design - Hourly Results.csv | 7 | 10 | 16 | 5 | 4.1564 | 6.8487
| SFM-wCZ11-v2015-rDXHP-t1-S16-MSRboth - Baseline Design - Hourly Results.csv | 7 | 10 | 17 | 5 | 4.1997 | 7.1919
| SFM-wCZ11-v2015-rDXHP-t1-S16-MSRcool - Baseline Design - Hourly Results.csv | 7 | 8 | 15 | 3 | 1.6282 | 2.2313
| SFM-wCZ11-v2015-rDXHP-t1-S16-MSRcool - Baseline Design - Hourly Results.csv | 7 | 8 | 16 | 3 | 1.9914 | 2.8524
| SFM-wCZ11-v2015-rDXHP-t1-S16-MSRcool - Baseline Design - Hourly Results.csv | 7 | 8 | 17 | 3 | 2.1996 | 3.2406
| SFM-wCZ11-v2015-rDXHP-t1-S16-MSRcool - Baseline Design - Hourly Results.csv | 7 | 9 | 15 | 4 | 3.085 | 4.5652
| SFM-wCZ11-v2015-rDXHP-t1-S16-MSRcool - Baseline Design - Hourly Results.csv | 7 | 9 | 16 | 4 | 3.2988 | 4.9464
| SFM-wCZ11-v2015-rDXHP-t1-S16-MSRcool - Baseline Design - Hourly Results.csv | 7 | 9 | 17 | 4 | 3.4351 | 5.2034
| SFM-wCZ11-v2015-rDXHP-t1-S16-MSRcool - Baseline Design - Hourly Results.csv | 7 | 10 | 15 | 5 | 3.9525 | 6.439
| SFM-wCZ11-v2015-rDXHP-t1-S16-MSRcool - Baseline Design - Hourly Results.csv | 7 | 10 | 16 | 5 | 4.1564 | 6.8487
| SFM-wCZ11-v2015-rDXHP-t1-S16-MSRcool - Baseline Design - Hourly Results.csv | 7 | 10 | 17 | 5 | 4.1997 | 7.1919
| SFM-wCZ11-v2015-rDXHP-t1-S16-MSRheat - Baseline Design - Hourly Results.csv | 7 | 8 | 15 | 3 | 1.4737 | 2.0196
| SFM-wCZ11-v2015-rDXHP-t1-S16-MSRheat - Baseline Design - Hourly Results.csv | 7 | 8 | 16 | 3 | 1.8025 | 2.5818
| SFM-wCZ11-v2015-rDXHP-t1-S16-MSRheat - Baseline Design - Hourly Results.csv | 7 | 8 | 17 | 3 | 1.9909 | 2.9332
| SFM-wCZ11-v2015-rDXHP-t1-S16-MSRheat - Baseline Design - Hourly Results.csv | 7 | 9 | 15 | 4 | 2.7924 | 4.1321
| SFM-wCZ11-v2015-rDXHP-t1-S16-MSRheat - Baseline Design - Hourly Results.csv | 7 | 9 | 16 | 4 | 2.9859 | 4.4771
| SFM-wCZ11-v2015-rDXHP-t1-S16-MSRheat - Baseline Design - Hourly Results.csv | 7 | 9 | 17 | 4 | 3.1092 | 4.7097
| SFM-wCZ11-v2015-rDXHP-t1-S16-MSRheat - Baseline Design - Hourly Results.csv | 7 | 10 | 15 | 5 | 3.5776 | 5.8281
| SFM-wCZ11-v2015-rDXHP-t1-S16-MSRheat - Baseline Design - Hourly Results.csv | 7 | 10 | 16 | 5 | 3.7621 | 6.1989
| SFM-wCZ11-v2015-rDXHP-t1-S16-MSRheat - Baseline Design - Hourly Results.csv | 7 | 10 | 17 | 5 | 3.8012 | 6.5096
| SFM-wCZ11-v2015-rDXHP-t1-S17-MSRboth - Baseline Design - Hourly Results.csv | 7 | 8 | 15 | 3 | 1.5292 | 2.0956
| SFM-wCZ11-v2015-rDXHP-t1-S17-MSRboth - Baseline Design - Hourly Results.csv | 7 | 8 | 16 | 3 | 1.8703 | 2.6789
| SFM-wCZ11-v2015-rDXHP-t1-S17-MSRboth - Baseline Design - Hourly Results.csv | 7 | 8 | 17 | 3 | 2.0658 | 3.0436
| SFM-wCZ11-v2015-rDXHP-t1-S17-MSRboth - Baseline Design - Hourly Results.csv | 7 | 9 | 15 | 4 | 2.8974 | 4.2876
| SFM-wCZ11-v2015-rDXHP-t1-S17-MSRboth - Baseline Design - Hourly Results.csv | 7 | 9 | 16 | 4 | 3.0982 | 4.6456
| SFM-wCZ11-v2015-rDXHP-t1-S17-MSRboth - Baseline Design - Hourly Results.csv | 7 | 9 | 17 | 4 | 3.2262 | 4.8869
| SFM-wCZ11-v2015-rDXHP-t1-S17-MSRboth - Baseline Design - Hourly Results.csv | 7 | 10 | 15 | 5 | 3.7122 | 6.0474
| SFM-wCZ11-v2015-rDXHP-t1-S17-MSRboth - Baseline Design - Hourly Results.csv | 7 | 10 | 16 | 5 | 3.9037 | 6.4322
| SFM-wCZ11-v2015-rDXHP-t1-S17-MSRboth - Baseline Design - Hourly Results.csv | 7 | 10 | 17 | 5 | 3.9443 | 6.7545
| SFM-wCZ11-v2015-rDXHP-t1-S17-MSRcool - Baseline Design - Hourly Results.csv | 7 | 8 | 15 | 3 | 1.5292 | 2.0956
| SFM-wCZ11-v2015-rDXHP-t1-S17-MSRcool - Baseline Design - Hourly Results.csv | 7 | 8 | 16 | 3 | 1.8703 | 2.6789
| SFM-wCZ11-v2015-rDXHP-t1-S17-MSRcool - Baseline Design - Hourly Results.csv | 7 | 8 | 17 | 3 | 2.0658 | 3.0436
| SFM-wCZ11-v2015-rDXHP-t1-S17-MSRcool - Baseline Design - Hourly Results.csv | 7 | 9 | 15 | 4 | 2.8974 | 4.2876
| SFM-wCZ11-v2015-rDXHP-t1-S17-MSRcool - Baseline Design - Hourly Results.csv | 7 | 9 | 16 | 4 | 3.0982 | 4.6456
| SFM-wCZ11-v2015-rDXHP-t1-S17-MSRcool - Baseline Design - Hourly Results.csv | 7 | 9 | 17 | 4 | 3.2262 | 4.8869
| SFM-wCZ11-v2015-rDXHP-t1-S17-MSRcool - Baseline Design - Hourly Results.csv | 7 | 10 | 15 | 5 | 3.7122 | 6.0474
| SFM-wCZ11-v2015-rDXHP-t1-S17-MSRcool - Baseline Design - Hourly Results.csv | 7 | 10 | 16 | 5 | 3.9037 | 6.4322
| SFM-wCZ11-v2015-rDXHP-t1-S17-MSRcool - Baseline Design - Hourly Results.csv | 7 | 10 | 17 | 5 | 3.9443 | 6.7545
| SFM-wCZ11-v2015-rDXHP-t1-S17-MSRheat - Baseline Design - Hourly Results.csv | 7 | 8 | 15 | 3 | 1.3769 | 1.887
| SFM-wCZ11-v2015-rDXHP-t1-S17-MSRheat - Baseline Design - Hourly Results.csv | 7 | 8 | 16 | 3 | 1.6841 | 2.4122
| SFM-wCZ11-v2015-rDXHP-t1-S17-MSRheat - Baseline Design - Hourly Results.csv | 7 | 8 | 17 | 3 | 1.8601 | 2.7406
| SFM-wCZ11-v2015-rDXHP-t1-S17-MSRheat - Baseline Design - Hourly Results.csv | 7 | 9 | 15 | 4 | 2.609 | 3.8607
| SFM-wCZ11-v2015-rDXHP-t1-S17-MSRheat - Baseline Design - Hourly Results.csv | 7 | 9 | 16 | 4 | 2.7898 | 4.1831
| SFM-wCZ11-v2015-rDXHP-t1-S17-MSRheat - Baseline Design - Hourly Results.csv | 7 | 9 | 17 | 4 | 2.9051 | 4.4004
| SFM-wCZ11-v2015-rDXHP-t1-S17-MSRheat - Baseline Design - Hourly Results.csv | 7 | 10 | 15 | 5 | 3.3426 | 5.4454
| SFM-wCZ11-v2015-rDXHP-t1-S17-MSRheat - Baseline Design - Hourly Results.csv | 7 | 10 | 16 | 5 | 3.515 | 5.7918
| SFM-wCZ11-v2015-rDXHP-t1-S17-MSRheat - Baseline Design - Hourly Results.csv | 7 | 10 | 17 | 5 | 3.5516 | 6.0821
| SFM-wCZ11-v2015-rDXHP-t2-S14-BSLboth - Baseline Design - Hourly Results.csv | 7 | 8 | 15 | 3 | 0 | 0
| SFM-wCZ11-v2015-rDXHP-t2-S14-BSLboth - Baseline Design - Hourly Results.csv | 7 | 8 | 16 | 3 | 0 | 0
| SFM-wCZ11-v2015-rDXHP-t2-S14-BSLboth - Baseline Design - Hourly Results.csv | 7 | 8 | 17 | 3 | 0 | 0
| SFM-wCZ11-v2015-rDXHP-t2-S14-BSLboth - Baseline Design - Hourly Results.csv | 7 | 9 | 15 | 4 | 0.68032 | 0
| SFM-wCZ11-v2015-rDXHP-t2-S14-BSLboth - Baseline Design - Hourly Results.csv | 7 | 9 | 16 | 4 | 1.3175 | 0
| SFM-wCZ11-v2015-rDXHP-t2-S14-BSLboth - Baseline Design - Hourly Results.csv | 7 | 9 | 17 | 4 | 1.6833 | 0.59823
| SFM-wCZ11-v2015-rDXHP-t2-S14-BSLboth - Baseline Design - Hourly Results.csv | 7 | 10 | 15 | 5 | 1.9609 | 1.2028
| SFM-wCZ11-v2015-rDXHP-t2-S14-BSLboth - Baseline Design - Hourly Results.csv | 7 | 10 | 16 | 5 | 2.4958 | 2.5178
| SFM-wCZ11-v2015-rDXHP-t2-S14-BSLboth - Baseline Design - Hourly Results.csv | 7 | 10 | 17 | 5 | 2.8842 | 3.4969
| SFM-wCZ11-v2015-rDXHP-t2-S14-BSLcool - Baseline Design - Hourly Results.csv | 7 | 8 | 15 | 3 | 0 | 0
| SFM-wCZ11-v2015-rDXHP-t2-S14-BSLcool - Baseline Design - Hourly Results.csv | 7 | 8 | 16 | 3 | 0 | 0
| SFM-wCZ11-v2015-rDXHP-t2-S14-BSLcool - Baseline Design - Hourly Results.csv | 7 | 8 | 17 | 3 | 0 | 0
| SFM-wCZ11-v2015-rDXHP-t2-S14-BSLcool - Baseline Design - Hourly Results.csv | 7 | 9 | 15 | 4 | 0.68032 | 0
| SFM-wCZ11-v2015-rDXHP-t2-S14-BSLcool - Baseline Design - Hourly Results.csv | 7 | 9 | 16 | 4 | 1.3175 | 0
| SFM-wCZ11-v2015-rDXHP-t2-S14-BSLcool - Baseline Design - Hourly Results.csv | 7 | 9 | 17 | 4 | 1.6833 | 0.59823
| SFM-wCZ11-v2015-rDXHP-t2-S14-BSLcool - Baseline Design - Hourly Results.csv | 7 | 10 | 15 | 5 | 1.9609 | 1.2028
| SFM-wCZ11-v2015-rDXHP-t2-S14-BSLcool - Baseline Design - Hourly Results.csv | 7 | 10 | 16 | 5 | 2.4958 | 2.5178
| SFM-wCZ11-v2015-rDXHP-t2-S14-BSLcool - Baseline Design - Hourly Results.csv | 7 | 10 | 17 | 5 | 2.8842 | 3.4969
| SFM-wCZ11-v2015-rDXHP-t2-S14-BSLheat - Baseline Design - Hourly Results.csv | 7 | 8 | 15 | 3 | 0 | 0
| SFM-wCZ11-v2015-rDXHP-t2-S14-BSLheat - Baseline Design - Hourly Results.csv | 7 | 8 | 16 | 3 | 0 | 0
| SFM-wCZ11-v2015-rDXHP-t2-S14-BSLheat - Baseline Design - Hourly Results.csv | 7 | 8 | 17 | 3 | 0 | 0
| SFM-wCZ11-v2015-rDXHP-t2-S14-BSLheat - Baseline Design - Hourly Results.csv | 7 | 9 | 15 | 4 | 0.59363 | 0
| SFM-wCZ11-v2015-rDXHP-t2-S14-BSLheat - Baseline Design - Hourly Results.csv | 7 | 9 | 16 | 4 | 1.1496 | 0
| SFM-wCZ11-v2015-rDXHP-t2-S14-BSLheat - Baseline Design - Hourly Results.csv | 7 | 9 | 17 | 4 | 1.4688 | 0.522
| SFM-wCZ11-v2015-rDXHP-t2-S14-BSLheat - Baseline Design - Hourly Results.csv | 7 | 10 | 15 | 5 | 1.711 | 1.0496
| SFM-wCZ11-v2015-rDXHP-t2-S14-BSLheat - Baseline Design - Hourly Results.csv | 7 | 10 | 16 | 5 | 2.1778 | 2.197
| SFM-wCZ11-v2015-rDXHP-t2-S14-BSLheat - Baseline Design - Hourly Results.csv | 7 | 10 | 17 | 5 | 2.5166 | 3.0513
| SFM-wCZ11-v2015-rDXHP-t2-S15-MSRboth - Baseline Design - Hourly Results.csv | 7 | 8 | 15 | 3 | 0 | 0
| SFM-wCZ11-v2015-rDXHP-t2-S15-MSRboth - Baseline Design - Hourly Results.csv | 7 | 8 | 16 | 3 | 0 | 0
| SFM-wCZ11-v2015-rDXHP-t2-S15-MSRboth - Baseline Design - Hourly Results.csv | 7 | 8 | 17 | 3 | 0 | 0
| SFM-wCZ11-v2015-rDXHP-t2-S15-MSRboth - Baseline Design - Hourly Results.csv | 7 | 9 | 15 | 4 | 0.55268 | 0
| SFM-wCZ11-v2015-rDXHP-t2-S15-MSRboth - Baseline Design - Hourly Results.csv | 7 | 9 | 16 | 4 | 1.0957 | 0
| SFM-wCZ11-v2015-rDXHP-t2-S15-MSRboth - Baseline Design - Hourly Results.csv | 7 | 9 | 17 | 4 | 1.411 | 0.4871
| SFM-wCZ11-v2015-rDXHP-t2-S15-MSRboth - Baseline Design - Hourly Results.csv | 7 | 10 | 15 | 5 | 1.6269 | 0.92522
| SFM-wCZ11-v2015-rDXHP-t2-S15-MSRboth - Baseline Design - Hourly Results.csv | 7 | 10 | 16 | 5 | 2.0856 | 2.0686
| SFM-wCZ11-v2015-rDXHP-t2-S15-MSRboth - Baseline Design - Hourly Results.csv | 7 | 10 | 17 | 5 | 2.4177 | 2.9267
| SFM-wCZ11-v2015-rDXHP-t2-S15-MSRcool - Baseline Design - Hourly Results.csv | 7 | 8 | 15 | 3 | 0 | 0
| SFM-wCZ11-v2015-rDXHP-t2-S15-MSRcool - Baseline Design - Hourly Results.csv | 7 | 8 | 16 | 3 | 0 | 0
| SFM-wCZ11-v2015-rDXHP-t2-S15-MSRcool - Baseline Design - Hourly Results.csv | 7 | 8 | 17 | 3 | 0 | 0
| SFM-wCZ11-v2015-rDXHP-t2-S15-MSRcool - Baseline Design - Hourly Results.csv | 7 | 9 | 15 | 4 | 0.55268 | 0
| SFM-wCZ11-v2015-rDXHP-t2-S15-MSRcool - Baseline Design - Hourly Results.csv | 7 | 9 | 16 | 4 | 1.0957 | 0
| SFM-wCZ11-v2015-rDXHP-t2-S15-MSRcool - Baseline Design - Hourly Results.csv | 7 | 9 | 17 | 4 | 1.411 | 0.4871
| SFM-wCZ11-v2015-rDXHP-t2-S15-MSRcool - Baseline Design - Hourly Results.csv | 7 | 10 | 15 | 5 | 1.6269 | 0.92522
| SFM-wCZ11-v2015-rDXHP-t2-S15-MSRcool - Baseline Design - Hourly Results.csv | 7 | 10 | 16 | 5 | 2.0856 | 2.0686
| SFM-wCZ11-v2015-rDXHP-t2-S15-MSRcool - Baseline Design - Hourly Results.csv | 7 | 10 | 17 | 5 | 2.4177 | 2.9267
| SFM-wCZ11-v2015-rDXHP-t2-S15-MSRheat - Baseline Design - Hourly Results.csv | 7 | 8 | 15 | 3 | 0 | 0
| SFM-wCZ11-v2015-rDXHP-t2-S15-MSRheat - Baseline Design - Hourly Results.csv | 7 | 8 | 16 | 3 | 0 | 0
| SFM-wCZ11-v2015-rDXHP-t2-S15-MSRheat - Baseline Design - Hourly Results.csv | 7 | 8 | 17 | 3 | 0 | 0
| SFM-wCZ11-v2015-rDXHP-t2-S15-MSRheat - Baseline Design - Hourly Results.csv | 7 | 9 | 15 | 4 | 0.50086 | 0
| SFM-wCZ11-v2015-rDXHP-t2-S15-MSRheat - Baseline Design - Hourly Results.csv | 7 | 9 | 16 | 4 | 0.99295 | 0
| SFM-wCZ11-v2015-rDXHP-t2-S15-MSRheat - Baseline Design - Hourly Results.csv | 7 | 9 | 17 | 4 | 1.2787 | 0.44143
| SFM-wCZ11-v2015-rDXHP-t2-S15-MSRheat - Baseline Design - Hourly Results.csv | 7 | 10 | 15 | 5 | 1.4744 | 0.83848
| SFM-wCZ11-v2015-rDXHP-t2-S15-MSRheat - Baseline Design - Hourly Results.csv | 7 | 10 | 16 | 5 | 1.8901 | 1.8746
| SFM-wCZ11-v2015-rDXHP-t2-S15-MSRheat - Baseline Design - Hourly Results.csv | 7 | 10 | 17 | 5 | 2.1911 | 2.6523
| SFM-wCZ11-v2015-rDXHP-t2-S16-MSRboth - Baseline Design - Hourly Results.csv | 7 | 8 | 15 | 3 | 0 | 0
| SFM-wCZ11-v2015-rDXHP-t2-S16-MSRboth - Baseline Design - Hourly Results.csv | 7 | 8 | 16 | 3 | 0 | 0
| SFM-wCZ11-v2015-rDXHP-t2-S16-MSRboth - Baseline Design - Hourly Results.csv | 7 | 8 | 17 | 3 | 0 | 0
| SFM-wCZ11-v2015-rDXHP-t2-S16-MSRboth - Baseline Design - Hourly Results.csv | 7 | 9 | 15 | 4 | 0.57244 | 0
| SFM-wCZ11-v2015-rDXHP-t2-S16-MSRboth - Baseline Design - Hourly Results.csv | 7 | 9 | 16 | 4 | 1.1353 | 0
| SFM-wCZ11-v2015-rDXHP-t2-S16-MSRboth - Baseline Design - Hourly Results.csv | 7 | 9 | 17 | 4 | 1.4538 | 0.50074
| SFM-wCZ11-v2015-rDXHP-t2-S16-MSRboth - Baseline Design - Hourly Results.csv | 7 | 10 | 15 | 5 | 1.7101 | 0.98491
| SFM-wCZ11-v2015-rDXHP-t2-S16-MSRboth - Baseline Design - Hourly Results.csv | 7 | 10 | 16 | 5 | 2.1919 | 2.1825
| SFM-wCZ11-v2015-rDXHP-t2-S16-MSRboth - Baseline Design - Hourly Results.csv | 7 | 10 | 17 | 5 | 2.5369 | 3.0792
| SFM-wCZ11-v2015-rDXHP-t2-S16-MSRcool - Baseline Design - Hourly Results.csv | 7 | 8 | 15 | 3 | 0 | 0
| SFM-wCZ11-v2015-rDXHP-t2-S16-MSRcool - Baseline Design - Hourly Results.csv | 7 | 8 | 16 | 3 | 0 | 0
| SFM-wCZ11-v2015-rDXHP-t2-S16-MSRcool - Baseline Design - Hourly Results.csv | 7 | 8 | 17 | 3 | 0 | 0
| SFM-wCZ11-v2015-rDXHP-t2-S16-MSRcool - Baseline Design - Hourly Results.csv | 7 | 9 | 15 | 4 | 0.57244 | 0
| SFM-wCZ11-v2015-rDXHP-t2-S16-MSRcool - Baseline Design - Hourly Results.csv | 7 | 9 | 16 | 4 | 1.1353 | 0
| SFM-wCZ11-v2015-rDXHP-t2-S16-MSRcool - Baseline Design - Hourly Results.csv | 7 | 9 | 17 | 4 | 1.4538 | 0.50074
| SFM-wCZ11-v2015-rDXHP-t2-S16-MSRcool - Baseline Design - Hourly Results.csv | 7 | 10 | 15 | 5 | 1.7101 | 0.98491
| SFM-wCZ11-v2015-rDXHP-t2-S16-MSRcool - Baseline Design - Hourly Results.csv | 7 | 10 | 16 | 5 | 2.1919 | 2.1825
| SFM-wCZ11-v2015-rDXHP-t2-S16-MSRcool - Baseline Design - Hourly Results.csv | 7 | 10 | 17 | 5 | 2.5369 | 3.0792
| SFM-wCZ11-v2015-rDXHP-t2-S16-MSRheat - Baseline Design - Hourly Results.csv | 7 | 8 | 15 | 3 | 0 | 0
| SFM-wCZ11-v2015-rDXHP-t2-S16-MSRheat - Baseline Design - Hourly Results.csv | 7 | 8 | 16 | 3 | 0 | 0
| SFM-wCZ11-v2015-rDXHP-t2-S16-MSRheat - Baseline Design - Hourly Results.csv | 7 | 8 | 17 | 3 | 0 | 0
| SFM-wCZ11-v2015-rDXHP-t2-S16-MSRheat - Baseline Design - Hourly Results.csv | 7 | 9 | 15 | 4 | 0.51813 | 0
| SFM-wCZ11-v2015-rDXHP-t2-S16-MSRheat - Baseline Design - Hourly Results.csv | 7 | 9 | 16 | 4 | 1.0276 | 0
| SFM-wCZ11-v2015-rDXHP-t2-S16-MSRheat - Baseline Design - Hourly Results.csv | 7 | 9 | 17 | 4 | 1.3158 | 0.45323
| SFM-wCZ11-v2015-rDXHP-t2-S16-MSRheat - Baseline Design - Hourly Results.csv | 7 | 10 | 15 | 5 | 1.5478 | 0.89148
| SFM-wCZ11-v2015-rDXHP-t2-S16-MSRheat - Baseline Design - Hourly Results.csv | 7 | 10 | 16 | 5 | 1.984 | 1.9754
| SFM-wCZ11-v2015-rDXHP-t2-S16-MSRheat - Baseline Design - Hourly Results.csv | 7 | 10 | 17 | 5 | 2.2962 | 2.7871
| SFM-wCZ11-v2015-rDXHP-t2-S17-MSRboth - Baseline Design - Hourly Results.csv | 7 | 8 | 15 | 3 | 0 | 0
| SFM-wCZ11-v2015-rDXHP-t2-S17-MSRboth - Baseline Design - Hourly Results.csv | 7 | 8 | 16 | 3 | 0 | 0
| SFM-wCZ11-v2015-rDXHP-t2-S17-MSRboth - Baseline Design - Hourly Results.csv | 7 | 8 | 17 | 3 | 0 | 0
| SFM-wCZ11-v2015-rDXHP-t2-S17-MSRboth - Baseline Design - Hourly Results.csv | 7 | 9 | 15 | 4 | 0.53763 | 0
| SFM-wCZ11-v2015-rDXHP-t2-S17-MSRboth - Baseline Design - Hourly Results.csv | 7 | 9 | 16 | 4 | 1.0663 | 0
| SFM-wCZ11-v2015-rDXHP-t2-S17-MSRboth - Baseline Design - Hourly Results.csv | 7 | 9 | 17 | 4 | 1.3654 | 0.47028
| SFM-wCZ11-v2015-rDXHP-t2-S17-MSRboth - Baseline Design - Hourly Results.csv | 7 | 10 | 15 | 5 | 1.6061 | 0.92502
| SFM-wCZ11-v2015-rDXHP-t2-S17-MSRboth - Baseline Design - Hourly Results.csv | 7 | 10 | 16 | 5 | 2.0586 | 2.0497
| SFM-wCZ11-v2015-rDXHP-t2-S17-MSRboth - Baseline Design - Hourly Results.csv | 7 | 10 | 17 | 5 | 2.3826 | 2.892
| SFM-wCZ11-v2015-rDXHP-t2-S17-MSRcool - Baseline Design - Hourly Results.csv | 7 | 8 | 15 | 3 | 0 | 0
| SFM-wCZ11-v2015-rDXHP-t2-S17-MSRcool - Baseline Design - Hourly Results.csv | 7 | 8 | 16 | 3 | 0 | 0
| SFM-wCZ11-v2015-rDXHP-t2-S17-MSRcool - Baseline Design - Hourly Results.csv | 7 | 8 | 17 | 3 | 0 | 0
| SFM-wCZ11-v2015-rDXHP-t2-S17-MSRcool - Baseline Design - Hourly Results.csv | 7 | 9 | 15 | 4 | 0.53763 | 0
| SFM-wCZ11-v2015-rDXHP-t2-S17-MSRcool - Baseline Design - Hourly Results.csv | 7 | 9 | 16 | 4 | 1.0663 | 0
| SFM-wCZ11-v2015-rDXHP-t2-S17-MSRcool - Baseline Design - Hourly Results.csv | 7 | 9 | 17 | 4 | 1.3654 | 0.47028
| SFM-wCZ11-v2015-rDXHP-t2-S17-MSRcool - Baseline Design - Hourly Results.csv | 7 | 10 | 15 | 5 | 1.6061 | 0.92502
| SFM-wCZ11-v2015-rDXHP-t2-S17-MSRcool - Baseline Design - Hourly Results.csv | 7 | 10 | 16 | 5 | 2.0586 | 2.0497
| SFM-wCZ11-v2015-rDXHP-t2-S17-MSRcool - Baseline Design - Hourly Results.csv | 7 | 10 | 17 | 5 | 2.3826 | 2.892
| SFM-wCZ11-v2015-rDXHP-t2-S17-MSRheat - Baseline Design - Hourly Results.csv | 7 | 8 | 15 | 3 | 0 | 0
| SFM-wCZ11-v2015-rDXHP-t2-S17-MSRheat - Baseline Design - Hourly Results.csv | 7 | 8 | 16 | 3 | 0 | 0
| SFM-wCZ11-v2015-rDXHP-t2-S17-MSRheat - Baseline Design - Hourly Results.csv | 7 | 8 | 17 | 3 | 0 | 0
| SFM-wCZ11-v2015-rDXHP-t2-S17-MSRheat - Baseline Design - Hourly Results.csv | 7 | 9 | 15 | 4 | 0.4841 | 0
| SFM-wCZ11-v2015-rDXHP-t2-S17-MSRheat - Baseline Design - Hourly Results.csv | 7 | 9 | 16 | 4 | 0.96013 | 0
| SFM-wCZ11-v2015-rDXHP-t2-S17-MSRheat - Baseline Design - Hourly Results.csv | 7 | 9 | 17 | 4 | 1.2294 | 0.42346
| SFM-wCZ11-v2015-rDXHP-t2-S17-MSRheat - Baseline Design - Hourly Results.csv | 7 | 10 | 15 | 5 | 1.4462 | 0.83293
| SFM-wCZ11-v2015-rDXHP-t2-S17-MSRheat - Baseline Design - Hourly Results.csv | 7 | 10 | 16 | 5 | 1.8537 | 1.8457
| SFM-wCZ11-v2015-rDXHP-t2-S17-MSRheat - Baseline Design - Hourly Results.csv | 7 | 10 | 17 | 5 | 2.1454 | 2.604
| SFM-wCZ11-v2015-rDXHP-t3-S14-BSLboth - Baseline Design - Hourly Results.csv | 7 | 8 | 15 | 3 | 1.33 | 1.078
| SFM-wCZ11-v2015-rDXHP-t3-S14-BSLboth - Baseline Design - Hourly Results.csv | 7 | 8 | 16 | 3 | 1.8111 | 2.044
| SFM-wCZ11-v2015-rDXHP-t3-S14-BSLboth - Baseline Design - Hourly Results.csv | 7 | 8 | 17 | 3 | 2.1095 | 2.6935
| SFM-wCZ11-v2015-rDXHP-t3-S14-BSLboth - Baseline Design - Hourly Results.csv | 7 | 9 | 15 | 4 | 2.8558 | 4.2046
| SFM-wCZ11-v2015-rDXHP-t3-S14-BSLboth - Baseline Design - Hourly Results.csv | 7 | 9 | 16 | 4 | 3.1639 | 4.7437
| SFM-wCZ11-v2015-rDXHP-t3-S14-BSLboth - Baseline Design - Hourly Results.csv | 7 | 9 | 17 | 4 | 3.3009 | 5.0254
| SFM-wCZ11-v2015-rDXHP-t3-S14-BSLboth - Baseline Design - Hourly Results.csv | 7 | 10 | 15 | 5 | 3.838 | 5.903
| SFM-wCZ11-v2015-rDXHP-t3-S14-BSLboth - Baseline Design - Hourly Results.csv | 7 | 10 | 16 | 5 | 4.1936 | 6.4973
| SFM-wCZ11-v2015-rDXHP-t3-S14-BSLboth - Baseline Design - Hourly Results.csv | 7 | 10 | 17 | 5 | 4.4623 | 6.9815
| SFM-wCZ11-v2015-rDXHP-t3-S14-BSLcool - Baseline Design - Hourly Results.csv | 7 | 8 | 15 | 3 | 1.33 | 1.078
| SFM-wCZ11-v2015-rDXHP-t3-S14-BSLcool - Baseline Design - Hourly Results.csv | 7 | 8 | 16 | 3 | 1.8111 | 2.044
| SFM-wCZ11-v2015-rDXHP-t3-S14-BSLcool - Baseline Design - Hourly Results.csv | 7 | 8 | 17 | 3 | 2.1095 | 2.6935
| SFM-wCZ11-v2015-rDXHP-t3-S14-BSLcool - Baseline Design - Hourly Results.csv | 7 | 9 | 15 | 4 | 2.8558 | 4.2046
| SFM-wCZ11-v2015-rDXHP-t3-S14-BSLcool - Baseline Design - Hourly Results.csv | 7 | 9 | 16 | 4 | 3.1639 | 4.7437
| SFM-wCZ11-v2015-rDXHP-t3-S14-BSLcool - Baseline Design - Hourly Results.csv | 7 | 9 | 17 | 4 | 3.3009 | 5.0254
| SFM-wCZ11-v2015-rDXHP-t3-S14-BSLcool - Baseline Design - Hourly Results.csv | 7 | 10 | 15 | 5 | 3.838 | 5.903
| SFM-wCZ11-v2015-rDXHP-t3-S14-BSLcool - Baseline Design - Hourly Results.csv | 7 | 10 | 16 | 5 | 4.1936 | 6.4973
| SFM-wCZ11-v2015-rDXHP-t3-S14-BSLcool - Baseline Design - Hourly Results.csv | 7 | 10 | 17 | 5 | 4.4623 | 6.9815
| SFM-wCZ11-v2015-rDXHP-t3-S14-BSLheat - Baseline Design - Hourly Results.csv | 7 | 8 | 15 | 3 | 1.1605 | 0.9406
| SFM-wCZ11-v2015-rDXHP-t3-S14-BSLheat - Baseline Design - Hourly Results.csv | 7 | 8 | 16 | 3 | 1.5803 | 1.7835
| SFM-wCZ11-v2015-rDXHP-t3-S14-BSLheat - Baseline Design - Hourly Results.csv | 7 | 8 | 17 | 3 | 1.8407 | 2.3502
| SFM-wCZ11-v2015-rDXHP-t3-S14-BSLheat - Baseline Design - Hourly Results.csv | 7 | 9 | 15 | 4 | 2.4919 | 3.6688
| SFM-wCZ11-v2015-rDXHP-t3-S14-BSLheat - Baseline Design - Hourly Results.csv | 7 | 9 | 16 | 4 | 2.7607 | 4.1392
| SFM-wCZ11-v2015-rDXHP-t3-S14-BSLheat - Baseline Design - Hourly Results.csv | 7 | 9 | 17 | 4 | 2.8803 | 4.385
| SFM-wCZ11-v2015-rDXHP-t3-S14-BSLheat - Baseline Design - Hourly Results.csv | 7 | 10 | 15 | 5 | 3.3489 | 5.1509
| SFM-wCZ11-v2015-rDXHP-t3-S14-BSLheat - Baseline Design - Hourly Results.csv | 7 | 10 | 16 | 5 | 3.6592 | 5.6694
| SFM-wCZ11-v2015-rDXHP-t3-S14-BSLheat - Baseline Design - Hourly Results.csv | 7 | 10 | 17 | 5 | 3.8937 | 6.0919
| SFM-wCZ11-v2015-rDXHP-t3-S15-MSRboth - Baseline Design - Hourly Results.csv | 7 | 8 | 15 | 3 | 1.1257 | 0.92104
| SFM-wCZ11-v2015-rDXHP-t3-S15-MSRboth - Baseline Design - Hourly Results.csv | 7 | 8 | 16 | 3 | 1.5346 | 1.7463
| SFM-wCZ11-v2015-rDXHP-t3-S15-MSRboth - Baseline Design - Hourly Results.csv | 7 | 8 | 17 | 3 | 1.7858 | 2.3011
| SFM-wCZ11-v2015-rDXHP-t3-S15-MSRboth - Baseline Design - Hourly Results.csv | 7 | 9 | 15 | 4 | 2.4213 | 3.5865
| SFM-wCZ11-v2015-rDXHP-t3-S15-MSRboth - Baseline Design - Hourly Results.csv | 7 | 9 | 16 | 4 | 2.6806 | 4.0527
| SFM-wCZ11-v2015-rDXHP-t3-S15-MSRboth - Baseline Design - Hourly Results.csv | 7 | 9 | 17 | 4 | 2.7965 | 4.2973
| SFM-wCZ11-v2015-rDXHP-t3-S15-MSRboth - Baseline Design - Hourly Results.csv | 7 | 10 | 15 | 5 | 3.2418 | 5.0343
| SFM-wCZ11-v2015-rDXHP-t3-S15-MSRboth - Baseline Design - Hourly Results.csv | 7 | 10 | 16 | 5 | 3.5434 | 5.5403
| SFM-wCZ11-v2015-rDXHP-t3-S15-MSRboth - Baseline Design - Hourly Results.csv | 7 | 10 | 17 | 5 | 3.7675 | 5.9509
| SFM-wCZ11-v2015-rDXHP-t3-S15-MSRcool - Baseline Design - Hourly Results.csv | 7 | 8 | 15 | 3 | 1.1257 | 0.92104
| SFM-wCZ11-v2015-rDXHP-t3-S15-MSRcool - Baseline Design - Hourly Results.csv | 7 | 8 | 16 | 3 | 1.5346 | 1.7463
| SFM-wCZ11-v2015-rDXHP-t3-S15-MSRcool - Baseline Design - Hourly Results.csv | 7 | 8 | 17 | 3 | 1.7858 | 2.3011
| SFM-wCZ11-v2015-rDXHP-t3-S15-MSRcool - Baseline Design - Hourly Results.csv | 7 | 9 | 15 | 4 | 2.4213 | 3.5865
| SFM-wCZ11-v2015-rDXHP-t3-S15-MSRcool - Baseline Design - Hourly Results.csv | 7 | 9 | 16 | 4 | 2.6806 | 4.0527
| SFM-wCZ11-v2015-rDXHP-t3-S15-MSRcool - Baseline Design - Hourly Results.csv | 7 | 9 | 17 | 4 | 2.7965 | 4.2973
| SFM-wCZ11-v2015-rDXHP-t3-S15-MSRcool - Baseline Design - Hourly Results.csv | 7 | 10 | 15 | 5 | 3.2418 | 5.0343
| SFM-wCZ11-v2015-rDXHP-t3-S15-MSRcool - Baseline Design - Hourly Results.csv | 7 | 10 | 16 | 5 | 3.5434 | 5.5403
| SFM-wCZ11-v2015-rDXHP-t3-S15-MSRcool - Baseline Design - Hourly Results.csv | 7 | 10 | 17 | 5 | 3.7675 | 5.9509
| SFM-wCZ11-v2015-rDXHP-t3-S15-MSRheat - Baseline Design - Hourly Results.csv | 7 | 8 | 15 | 3 | 1.0201 | 0.83469
| SFM-wCZ11-v2015-rDXHP-t3-S15-MSRheat - Baseline Design - Hourly Results.csv | 7 | 8 | 16 | 3 | 1.3907 | 1.5825
| SFM-wCZ11-v2015-rDXHP-t3-S15-MSRheat - Baseline Design - Hourly Results.csv | 7 | 8 | 17 | 3 | 1.6183 | 2.0854
| SFM-wCZ11-v2015-rDXHP-t3-S15-MSRheat - Baseline Design - Hourly Results.csv | 7 | 9 | 15 | 4 | 2.1943 | 3.2502
| SFM-wCZ11-v2015-rDXHP-t3-S15-MSRheat - Baseline Design - Hourly Results.csv | 7 | 9 | 16 | 4 | 2.4292 | 3.6728
| SFM-wCZ11-v2015-rDXHP-t3-S15-MSRheat - Baseline Design - Hourly Results.csv | 7 | 9 | 17 | 4 | 2.5343 | 3.8944
| SFM-wCZ11-v2015-rDXHP-t3-S15-MSRheat - Baseline Design - Hourly Results.csv | 7 | 10 | 15 | 5 | 2.9378 | 4.5624
| SFM-wCZ11-v2015-rDXHP-t3-S15-MSRheat - Baseline Design - Hourly Results.csv | 7 | 10 | 16 | 5 | 3.2112 | 5.0208
| SFM-wCZ11-v2015-rDXHP-t3-S15-MSRheat - Baseline Design - Hourly Results.csv | 7 | 10 | 17 | 5 | 3.4143 | 5.393
| SFM-wCZ11-v2015-rDXHP-t3-S16-MSRboth - Baseline Design - Hourly Results.csv | 7 | 8 | 15 | 3 | 1.1055 | 0.90108
| SFM-wCZ11-v2015-rDXHP-t3-S16-MSRboth - Baseline Design - Hourly Results.csv | 7 | 8 | 16 | 3 | 1.5136 | 1.7178
| SFM-wCZ11-v2015-rDXHP-t3-S16-MSRboth - Baseline Design - Hourly Results.csv | 7 | 8 | 17 | 3 | 1.7643 | 2.2683
| SFM-wCZ11-v2015-rDXHP-t3-S16-MSRboth - Baseline Design - Hourly Results.csv | 7 | 9 | 15 | 4 | 2.4437 | 3.6166
| SFM-wCZ11-v2015-rDXHP-t3-S16-MSRboth - Baseline Design - Hourly Results.csv | 7 | 9 | 16 | 4 | 2.8582 | 4.0812
| SFM-wCZ11-v2015-rDXHP-t3-S16-MSRboth - Baseline Design - Hourly Results.csv | 7 | 9 | 17 | 4 | 2.9586 | 4.318
| SFM-wCZ11-v2015-rDXHP-t3-S16-MSRboth - Baseline Design - Hourly Results.csv | 7 | 10 | 15 | 5 | 3.4357 | 5.1384
| SFM-wCZ11-v2015-rDXHP-t3-S16-MSRboth - Baseline Design - Hourly Results.csv | 7 | 10 | 16 | 5 | 3.7151 | 5.8498
| SFM-wCZ11-v2015-rDXHP-t3-S16-MSRboth - Baseline Design - Hourly Results.csv | 7 | 10 | 17 | 5 | 3.9219 | 6.4177
| SFM-wCZ11-v2015-rDXHP-t3-S16-MSRcool - Baseline Design - Hourly Results.csv | 7 | 8 | 15 | 3 | 1.1055 | 0.90108
| SFM-wCZ11-v2015-rDXHP-t3-S16-MSRcool - Baseline Design - Hourly Results.csv | 7 | 8 | 16 | 3 | 1.5136 | 1.7178
| SFM-wCZ11-v2015-rDXHP-t3-S16-MSRcool - Baseline Design - Hourly Results.csv | 7 | 8 | 17 | 3 | 1.7643 | 2.2683
| SFM-wCZ11-v2015-rDXHP-t3-S16-MSRcool - Baseline Design - Hourly Results.csv | 7 | 9 | 15 | 4 | 2.4437 | 3.6166
| SFM-wCZ11-v2015-rDXHP-t3-S16-MSRcool - Baseline Design - Hourly Results.csv | 7 | 9 | 16 | 4 | 2.8582 | 4.0812
| SFM-wCZ11-v2015-rDXHP-t3-S16-MSRcool - Baseline Design - Hourly Results.csv | 7 | 9 | 17 | 4 | 2.9586 | 4.318
| SFM-wCZ11-v2015-rDXHP-t3-S16-MSRcool - Baseline Design - Hourly Results.csv | 7 | 10 | 15 | 5 | 3.4357 | 5.1384
| SFM-wCZ11-v2015-rDXHP-t3-S16-MSRcool - Baseline Design - Hourly Results.csv | 7 | 10 | 16 | 5 | 3.7151 | 5.8498
| SFM-wCZ11-v2015-rDXHP-t3-S16-MSRcool - Baseline Design - Hourly Results.csv | 7 | 10 | 17 | 5 | 3.9219 | 6.4177
| SFM-wCZ11-v2015-rDXHP-t3-S16-MSRheat - Baseline Design - Hourly Results.csv | 7 | 8 | 15 | 3 | 1.0007 | 0.81559
| SFM-wCZ11-v2015-rDXHP-t3-S16-MSRheat - Baseline Design - Hourly Results.csv | 7 | 8 | 16 | 3 | 1.37 | 1.5548
| SFM-wCZ11-v2015-rDXHP-t3-S16-MSRheat - Baseline Design - Hourly Results.csv | 7 | 8 | 17 | 3 | 1.5969 | 2.0531
| SFM-wCZ11-v2015-rDXHP-t3-S16-MSRheat - Baseline Design - Hourly Results.csv | 7 | 9 | 15 | 4 | 2.2119 | 3.2735
| SFM-wCZ11-v2015-rDXHP-t3-S16-MSRheat - Baseline Design - Hourly Results.csv | 7 | 9 | 16 | 4 | 2.587 | 3.6941
| SFM-wCZ11-v2015-rDXHP-t3-S16-MSRheat - Baseline Design - Hourly Results.csv | 7 | 9 | 17 | 4 | 2.6779 | 3.9084
| SFM-wCZ11-v2015-rDXHP-t3-S16-MSRheat - Baseline Design - Hourly Results.csv | 7 | 10 | 15 | 5 | 3.1098 | 4.651
| SFM-wCZ11-v2015-rDXHP-t3-S16-MSRheat - Baseline Design - Hourly Results.csv | 7 | 10 | 16 | 5 | 3.3626 | 5.2948
| SFM-wCZ11-v2015-rDXHP-t3-S16-MSRheat - Baseline Design - Hourly Results.csv | 7 | 10 | 17 | 5 | 3.5498 | 5.8088
| SFM-wCZ11-v2015-rDXHP-t3-S17-MSRboth - Baseline Design - Hourly Results.csv | 7 | 8 | 15 | 3 | 1.0383 | 0.84628
| SFM-wCZ11-v2015-rDXHP-t3-S17-MSRboth - Baseline Design - Hourly Results.csv | 7 | 8 | 16 | 3 | 1.4216 | 1.6133
| SFM-wCZ11-v2015-rDXHP-t3-S17-MSRboth - Baseline Design - Hourly Results.csv | 7 | 8 | 17 | 3 | 1.657 | 2.1303
| SFM-wCZ11-v2015-rDXHP-t3-S17-MSRboth - Baseline Design - Hourly Results.csv | 7 | 9 | 15 | 4 | 2.2951 | 3.3966
| SFM-wCZ11-v2015-rDXHP-t3-S17-MSRboth - Baseline Design - Hourly Results.csv | 7 | 9 | 16 | 4 | 2.6844 | 3.8331
| SFM-wCZ11-v2015-rDXHP-t3-S17-MSRboth - Baseline Design - Hourly Results.csv | 7 | 9 | 17 | 4 | 2.7786 | 4.0554
| SFM-wCZ11-v2015-rDXHP-t3-S17-MSRboth - Baseline Design - Hourly Results.csv | 7 | 10 | 15 | 5 | 3.2268 | 4.826
| SFM-wCZ11-v2015-rDXHP-t3-S17-MSRboth - Baseline Design - Hourly Results.csv | 7 | 10 | 16 | 5 | 3.4892 | 5.4941
| SFM-wCZ11-v2015-rDXHP-t3-S17-MSRboth - Baseline Design - Hourly Results.csv | 7 | 10 | 17 | 5 | 3.6833 | 6.0274
| SFM-wCZ11-v2015-rDXHP-t3-S17-MSRcool - Baseline Design - Hourly Results.csv | 7 | 8 | 15 | 3 | 1.0383 | 0.84628
| SFM-wCZ11-v2015-rDXHP-t3-S17-MSRcool - Baseline Design - Hourly Results.csv | 7 | 8 | 16 | 3 | 1.4216 | 1.6133
| SFM-wCZ11-v2015-rDXHP-t3-S17-MSRcool - Baseline Design - Hourly Results.csv | 7 | 8 | 17 | 3 | 1.657 | 2.1303
| SFM-wCZ11-v2015-rDXHP-t3-S17-MSRcool - Baseline Design - Hourly Results.csv | 7 | 9 | 15 | 4 | 2.2951 | 3.3966
| SFM-wCZ11-v2015-rDXHP-t3-S17-MSRcool - Baseline Design - Hourly Results.csv | 7 | 9 | 16 | 4 | 2.6844 | 3.8331
| SFM-wCZ11-v2015-rDXHP-t3-S17-MSRcool - Baseline Design - Hourly Results.csv | 7 | 9 | 17 | 4 | 2.7786 | 4.0554
| SFM-wCZ11-v2015-rDXHP-t3-S17-MSRcool - Baseline Design - Hourly Results.csv | 7 | 10 | 15 | 5 | 3.2268 | 4.826
| SFM-wCZ11-v2015-rDXHP-t3-S17-MSRcool - Baseline Design - Hourly Results.csv | 7 | 10 | 16 | 5 | 3.4892 | 5.4941
| SFM-wCZ11-v2015-rDXHP-t3-S17-MSRcool - Baseline Design - Hourly Results.csv | 7 | 10 | 17 | 5 | 3.6833 | 6.0274
| SFM-wCZ11-v2015-rDXHP-t3-S17-MSRheat - Baseline Design - Hourly Results.csv | 7 | 8 | 15 | 3 | 0.93494 | 0.76203
| SFM-wCZ11-v2015-rDXHP-t3-S17-MSRheat - Baseline Design - Hourly Results.csv | 7 | 8 | 16 | 3 | 1.28 | 1.4527
| SFM-wCZ11-v2015-rDXHP-t3-S17-MSRheat - Baseline Design - Hourly Results.csv | 7 | 8 | 17 | 3 | 1.492 | 1.9182
| SFM-wCZ11-v2015-rDXHP-t3-S17-MSRheat - Baseline Design - Hourly Results.csv | 7 | 9 | 15 | 4 | 2.0666 | 3.0585
| SFM-wCZ11-v2015-rDXHP-t3-S17-MSRheat - Baseline Design - Hourly Results.csv | 7 | 9 | 16 | 4 | 2.4171 | 3.4515
| SFM-wCZ11-v2015-rDXHP-t3-S17-MSRheat - Baseline Design - Hourly Results.csv | 7 | 9 | 17 | 4 | 2.502 | 3.6517
| SFM-wCZ11-v2015-rDXHP-t3-S17-MSRheat - Baseline Design - Hourly Results.csv | 7 | 10 | 15 | 5 | 2.9055 | 4.3455
| SFM-wCZ11-v2015-rDXHP-t3-S17-MSRheat - Baseline Design - Hourly Results.csv | 7 | 10 | 16 | 5 | 3.1418 | 4.9471
| SFM-wCZ11-v2015-rDXHP-t3-S17-MSRheat - Baseline Design - Hourly Results.csv | 7 | 10 | 17 | 5 | 3.3167 | 5.4273
| SFM-wCZ11-v2015-rDXHP-t4-S14-BSLboth - Baseline Design - Hourly Results.csv | 7 | 8 | 15 | 3 | 0.71178 | 0
| SFM-wCZ11-v2015-rDXHP-t4-S14-BSLboth - Baseline Design - Hourly Results.csv | 7 | 8 | 16 | 3 | 1.2868 | 0.48825
| SFM-wCZ11-v2015-rDXHP-t4-S14-BSLboth - Baseline Design - Hourly Results.csv | 7 | 8 | 17 | 3 | 1.6504 | 1.4369
| SFM-wCZ11-v2015-rDXHP-t4-S14-BSLboth - Baseline Design - Hourly Results.csv | 7 | 9 | 15 | 4 | 2.5594 | 3.5421
| SFM-wCZ11-v2015-rDXHP-t4-S14-BSLboth - Baseline Design - Hourly Results.csv | 7 | 9 | 16 | 4 | 2.8707 | 4.123
| SFM-wCZ11-v2015-rDXHP-t4-S14-BSLboth - Baseline Design - Hourly Results.csv | 7 | 9 | 17 | 4 | 3.012 | 4.4385
| SFM-wCZ11-v2015-rDXHP-t4-S14-BSLboth - Baseline Design - Hourly Results.csv | 7 | 10 | 15 | 5 | 3.5188 | 5.3361
| SFM-wCZ11-v2015-rDXHP-t4-S14-BSLboth - Baseline Design - Hourly Results.csv | 7 | 10 | 16 | 5 | 3.8696 | 5.9205
| SFM-wCZ11-v2015-rDXHP-t4-S14-BSLboth - Baseline Design - Hourly Results.csv | 7 | 10 | 17 | 5 | 4.1369 | 6.4107
| SFM-wCZ11-v2015-rDXHP-t4-S14-BSLcool - Baseline Design - Hourly Results.csv | 7 | 8 | 15 | 3 | 0.71178 | 0
| SFM-wCZ11-v2015-rDXHP-t4-S14-BSLcool - Baseline Design - Hourly Results.csv | 7 | 8 | 16 | 3 | 1.2868 | 0.48825
| SFM-wCZ11-v2015-rDXHP-t4-S14-BSLcool - Baseline Design - Hourly Results.csv | 7 | 8 | 17 | 3 | 1.6504 | 1.4369
| SFM-wCZ11-v2015-rDXHP-t4-S14-BSLcool - Baseline Design - Hourly Results.csv | 7 | 9 | 15 | 4 | 2.5594 | 3.5421
| SFM-wCZ11-v2015-rDXHP-t4-S14-BSLcool - Baseline Design - Hourly Results.csv | 7 | 9 | 16 | 4 | 2.8707 | 4.123
| SFM-wCZ11-v2015-rDXHP-t4-S14-BSLcool - Baseline Design - Hourly Results.csv | 7 | 9 | 17 | 4 | 3.012 | 4.4385
| SFM-wCZ11-v2015-rDXHP-t4-S14-BSLcool - Baseline Design - Hourly Results.csv | 7 | 10 | 15 | 5 | 3.5188 | 5.3361
| SFM-wCZ11-v2015-rDXHP-t4-S14-BSLcool - Baseline Design - Hourly Results.csv | 7 | 10 | 16 | 5 | 3.8696 | 5.9205
| SFM-wCZ11-v2015-rDXHP-t4-S14-BSLcool - Baseline Design - Hourly Results.csv | 7 | 10 | 17 | 5 | 4.1369 | 6.4107
| SFM-wCZ11-v2015-rDXHP-t4-S14-BSLheat - Baseline Design - Hourly Results.csv | 7 | 8 | 15 | 3 | 0.62108 | 0
| SFM-wCZ11-v2015-rDXHP-t4-S14-BSLheat - Baseline Design - Hourly Results.csv | 7 | 8 | 16 | 3 | 1.1228 | 0.42603
| SFM-wCZ11-v2015-rDXHP-t4-S14-BSLheat - Baseline Design - Hourly Results.csv | 7 | 8 | 17 | 3 | 1.4401 | 1.2538
| SFM-wCZ11-v2015-rDXHP-t4-S14-BSLheat - Baseline Design - Hourly Results.csv | 7 | 9 | 15 | 4 | 2.2333 | 3.0908
| SFM-wCZ11-v2015-rDXHP-t4-S14-BSLheat - Baseline Design - Hourly Results.csv | 7 | 9 | 16 | 4 | 2.5049 | 3.5977
| SFM-wCZ11-v2015-rDXHP-t4-S14-BSLheat - Baseline Design - Hourly Results.csv | 7 | 9 | 17 | 4 | 2.6282 | 3.8729
| SFM-wCZ11-v2015-rDXHP-t4-S14-BSLheat - Baseline Design - Hourly Results.csv | 7 | 10 | 15 | 5 | 3.0704 | 4.6562
| SFM-wCZ11-v2015-rDXHP-t4-S14-BSLheat - Baseline Design - Hourly Results.csv | 7 | 10 | 16 | 5 | 3.3765 | 5.1661
| SFM-wCZ11-v2015-rDXHP-t4-S14-BSLheat - Baseline Design - Hourly Results.csv | 7 | 10 | 17 | 5 | 3.6098 | 5.5938
| SFM-wCZ11-v2015-rDXHP-t4-S15-MSRboth - Baseline Design - Hourly Results.csv | 7 | 8 | 15 | 3 | 0.59897 | 0
| SFM-wCZ11-v2015-rDXHP-t4-S15-MSRboth - Baseline Design - Hourly Results.csv | 7 | 8 | 16 | 3 | 1.0879 | 0.40846
| SFM-wCZ11-v2015-rDXHP-t4-S15-MSRboth - Baseline Design - Hourly Results.csv | 7 | 8 | 17 | 3 | 1.396 | 1.2206
| SFM-wCZ11-v2015-rDXHP-t4-S15-MSRboth - Baseline Design - Hourly Results.csv | 7 | 9 | 15 | 4 | 2.1713 | 3.0153
| SFM-wCZ11-v2015-rDXHP-t4-S15-MSRboth - Baseline Design - Hourly Results.csv | 7 | 9 | 16 | 4 | 2.4337 | 3.5155
| SFM-wCZ11-v2015-rDXHP-t4-S15-MSRboth - Baseline Design - Hourly Results.csv | 7 | 9 | 17 | 4 | 2.5529 | 3.7887
| SFM-wCZ11-v2015-rDXHP-t4-S15-MSRboth - Baseline Design - Hourly Results.csv | 7 | 10 | 15 | 5 | 2.9765 | 4.5549
| SFM-wCZ11-v2015-rDXHP-t4-S15-MSRboth - Baseline Design - Hourly Results.csv | 7 | 10 | 16 | 5 | 3.2745 | 5.0564
| SFM-wCZ11-v2015-rDXHP-t4-S15-MSRboth - Baseline Design - Hourly Results.csv | 7 | 10 | 17 | 5 | 3.4954 | 5.4654
| SFM-wCZ11-v2015-rDXHP-t4-S15-MSRcool - Baseline Design - Hourly Results.csv | 7 | 8 | 15 | 3 | 0.59897 | 0
| SFM-wCZ11-v2015-rDXHP-t4-S15-MSRcool - Baseline Design - Hourly Results.csv | 7 | 8 | 16 | 3 | 1.0879 | 0.40846
| SFM-wCZ11-v2015-rDXHP-t4-S15-MSRcool - Baseline Design - Hourly Results.csv | 7 | 8 | 17 | 3 | 1.396 | 1.2206
| SFM-wCZ11-v2015-rDXHP-t4-S15-MSRcool - Baseline Design - Hourly Results.csv | 7 | 9 | 15 | 4 | 2.1713 | 3.0153
| SFM-wCZ11-v2015-rDXHP-t4-S15-MSRcool - Baseline Design - Hourly Results.csv | 7 | 9 | 16 | 4 | 2.4337 | 3.5155
| SFM-wCZ11-v2015-rDXHP-t4-S15-MSRcool - Baseline Design - Hourly Results.csv | 7 | 9 | 17 | 4 | 2.5529 | 3.7887
| SFM-wCZ11-v2015-rDXHP-t4-S15-MSRcool - Baseline Design - Hourly Results.csv | 7 | 10 | 15 | 5 | 2.9765 | 4.5549
| SFM-wCZ11-v2015-rDXHP-t4-S15-MSRcool - Baseline Design - Hourly Results.csv | 7 | 10 | 16 | 5 | 3.2745 | 5.0564
| SFM-wCZ11-v2015-rDXHP-t4-S15-MSRcool - Baseline Design - Hourly Results.csv | 7 | 10 | 17 | 5 | 3.4954 | 5.4654
| SFM-wCZ11-v2015-rDXHP-t4-S15-MSRheat - Baseline Design - Hourly Results.csv | 7 | 8 | 15 | 3 | 0.54281 | 0
| SFM-wCZ11-v2015-rDXHP-t4-S15-MSRheat - Baseline Design - Hourly Results.csv | 7 | 8 | 16 | 3 | 0.98592 | 0.37017
| SFM-wCZ11-v2015-rDXHP-t4-S15-MSRheat - Baseline Design - Hourly Results.csv | 7 | 8 | 17 | 3 | 1.2651 | 1.1061
| SFM-wCZ11-v2015-rDXHP-t4-S15-MSRheat - Baseline Design - Hourly Results.csv | 7 | 9 | 15 | 4 | 1.9677 | 2.7326
| SFM-wCZ11-v2015-rDXHP-t4-S15-MSRheat - Baseline Design - Hourly Results.csv | 7 | 9 | 16 | 4 | 2.2055 | 3.1859
| SFM-wCZ11-v2015-rDXHP-t4-S15-MSRheat - Baseline Design - Hourly Results.csv | 7 | 9 | 17 | 4 | 2.3136 | 3.4335
| SFM-wCZ11-v2015-rDXHP-t4-S15-MSRheat - Baseline Design - Hourly Results.csv | 7 | 10 | 15 | 5 | 2.6975 | 4.1278
| SFM-wCZ11-v2015-rDXHP-t4-S15-MSRheat - Baseline Design - Hourly Results.csv | 7 | 10 | 16 | 5 | 2.9675 | 4.5823
| SFM-wCZ11-v2015-rDXHP-t4-S15-MSRheat - Baseline Design - Hourly Results.csv | 7 | 10 | 17 | 5 | 3.1677 | 4.953
| SFM-wCZ11-v2015-rDXHP-t4-S16-MSRboth - Baseline Design - Hourly Results.csv | 7 | 8 | 15 | 3 | 0.59489 | 0
| SFM-wCZ11-v2015-rDXHP-t4-S16-MSRboth - Baseline Design - Hourly Results.csv | 7 | 8 | 16 | 3 | 1.0836 | 0.40684
| SFM-wCZ11-v2015-rDXHP-t4-S16-MSRboth - Baseline Design - Hourly Results.csv | 7 | 8 | 17 | 3 | 1.3915 | 1.2155
| SFM-wCZ11-v2015-rDXHP-t4-S16-MSRboth - Baseline Design - Hourly Results.csv | 7 | 9 | 15 | 4 | 2.21 | 3.0778
| SFM-wCZ11-v2015-rDXHP-t4-S16-MSRboth - Baseline Design - Hourly Results.csv | 7 | 9 | 16 | 4 | 2.4811 | 3.5874
| SFM-wCZ11-v2015-rDXHP-t4-S16-MSRboth - Baseline Design - Hourly Results.csv | 7 | 9 | 17 | 4 | 2.5952 | 3.854
| SFM-wCZ11-v2015-rDXHP-t4-S16-MSRboth - Baseline Design - Hourly Results.csv | 7 | 10 | 15 | 5 | 3.2159 | 4.6792
| SFM-wCZ11-v2015-rDXHP-t4-S16-MSRboth - Baseline Design - Hourly Results.csv | 7 | 10 | 16 | 5 | 3.4948 | 5.2253
| SFM-wCZ11-v2015-rDXHP-t4-S16-MSRboth - Baseline Design - Hourly Results.csv | 7 | 10 | 17 | 5 | 3.6986 | 5.6622
| SFM-wCZ11-v2015-rDXHP-t4-S16-MSRcool - Baseline Design - Hourly Results.csv | 7 | 8 | 15 | 3 | 0.59489 | 0
| SFM-wCZ11-v2015-rDXHP-t4-S16-MSRcool - Baseline Design - Hourly Results.csv | 7 | 8 | 16 | 3 | 1.0836 | 0.40684
| SFM-wCZ11-v2015-rDXHP-t4-S16-MSRcool - Baseline Design - Hourly Results.csv | 7 | 8 | 17 | 3 | 1.3915 | 1.2155
| SFM-wCZ11-v2015-rDXHP-t4-S16-MSRcool - Baseline Design - Hourly Results.csv | 7 | 9 | 15 | 4 | 2.21 | 3.0778
| SFM-wCZ11-v2015-rDXHP-t4-S16-MSRcool - Baseline Design - Hourly Results.csv | 7 | 9 | 16 | 4 | 2.4811 | 3.5874
| SFM-wCZ11-v2015-rDXHP-t4-S16-MSRcool - Baseline Design - Hourly Results.csv | 7 | 9 | 17 | 4 | 2.5952 | 3.854
| SFM-wCZ11-v2015-rDXHP-t4-S16-MSRcool - Baseline Design - Hourly Results.csv | 7 | 10 | 15 | 5 | 3.2159 | 4.6792
| SFM-wCZ11-v2015-rDXHP-t4-S16-MSRcool - Baseline Design - Hourly Results.csv | 7 | 10 | 16 | 5 | 3.4948 | 5.2253
| SFM-wCZ11-v2015-rDXHP-t4-S16-MSRcool - Baseline Design - Hourly Results.csv | 7 | 10 | 17 | 5 | 3.6986 | 5.6622
| SFM-wCZ11-v2015-rDXHP-t4-S16-MSRheat - Baseline Design - Hourly Results.csv | 7 | 8 | 15 | 3 | 0.53845 | 0
| SFM-wCZ11-v2015-rDXHP-t4-S16-MSRheat - Baseline Design - Hourly Results.csv | 7 | 8 | 16 | 3 | 0.98083 | 0.36824
| SFM-wCZ11-v2015-rDXHP-t4-S16-MSRheat - Baseline Design - Hourly Results.csv | 7 | 8 | 17 | 3 | 1.2595 | 1.1002
| SFM-wCZ11-v2015-rDXHP-t4-S16-MSRheat - Baseline Design - Hourly Results.csv | 7 | 9 | 15 | 4 | 2.0003 | 2.7858
| SFM-wCZ11-v2015-rDXHP-t4-S16-MSRheat - Baseline Design - Hourly Results.csv | 7 | 9 | 16 | 4 | 2.2458 | 3.2471
| SFM-wCZ11-v2015-rDXHP-t4-S16-MSRheat - Baseline Design - Hourly Results.csv | 7 | 9 | 17 | 4 | 2.349 | 3.4884
| SFM-wCZ11-v2015-rDXHP-t4-S16-MSRheat - Baseline Design - Hourly Results.csv | 7 | 10 | 15 | 5 | 2.9108 | 4.2353
| SFM-wCZ11-v2015-rDXHP-t4-S16-MSRheat - Baseline Design - Hourly Results.csv | 7 | 10 | 16 | 5 | 3.1632 | 4.7296
| SFM-wCZ11-v2015-rDXHP-t4-S16-MSRheat - Baseline Design - Hourly Results.csv | 7 | 10 | 17 | 5 | 3.3478 | 5.125
| SFM-wCZ11-v2015-rDXHP-t4-S17-MSRboth - Baseline Design - Hourly Results.csv | 7 | 8 | 15 | 3 | 0.55871 | 0
| SFM-wCZ11-v2015-rDXHP-t4-S17-MSRboth - Baseline Design - Hourly Results.csv | 7 | 8 | 16 | 3 | 1.0177 | 0.3821
| SFM-wCZ11-v2015-rDXHP-t4-S17-MSRboth - Baseline Design - Hourly Results.csv | 7 | 8 | 17 | 3 | 1.3069 | 1.1416
| SFM-wCZ11-v2015-rDXHP-t4-S17-MSRboth - Baseline Design - Hourly Results.csv | 7 | 9 | 15 | 4 | 2.0756 | 2.8906
| SFM-wCZ11-v2015-rDXHP-t4-S17-MSRboth - Baseline Design - Hourly Results.csv | 7 | 9 | 16 | 4 | 2.3302 | 3.3693
| SFM-wCZ11-v2015-rDXHP-t4-S17-MSRboth - Baseline Design - Hourly Results.csv | 7 | 9 | 17 | 4 | 2.4373 | 3.6197
| SFM-wCZ11-v2015-rDXHP-t4-S17-MSRboth - Baseline Design - Hourly Results.csv | 7 | 10 | 15 | 5 | 3.0204 | 4.3946
| SFM-wCZ11-v2015-rDXHP-t4-S17-MSRboth - Baseline Design - Hourly Results.csv | 7 | 10 | 16 | 5 | 3.2822 | 4.9075
| SFM-wCZ11-v2015-rDXHP-t4-S17-MSRboth - Baseline Design - Hourly Results.csv | 7 | 10 | 17 | 5 | 3.4737 | 5.3179
| SFM-wCZ11-v2015-rDXHP-t4-S17-MSRcool - Baseline Design - Hourly Results.csv | 7 | 8 | 15 | 3 | 0.55871 | 0
| SFM-wCZ11-v2015-rDXHP-t4-S17-MSRcool - Baseline Design - Hourly Results.csv | 7 | 8 | 16 | 3 | 1.0177 | 0.3821
| SFM-wCZ11-v2015-rDXHP-t4-S17-MSRcool - Baseline Design - Hourly Results.csv | 7 | 8 | 17 | 3 | 1.3069 | 1.1416
| SFM-wCZ11-v2015-rDXHP-t4-S17-MSRcool - Baseline Design - Hourly Results.csv | 7 | 9 | 15 | 4 | 2.0756 | 2.8906
| SFM-wCZ11-v2015-rDXHP-t4-S17-MSRcool - Baseline Design - Hourly Results.csv | 7 | 9 | 16 | 4 | 2.3302 | 3.3693
| SFM-wCZ11-v2015-rDXHP-t4-S17-MSRcool - Baseline Design - Hourly Results.csv | 7 | 9 | 17 | 4 | 2.4373 | 3.6197
| SFM-wCZ11-v2015-rDXHP-t4-S17-MSRcool - Baseline Design - Hourly Results.csv | 7 | 10 | 15 | 5 | 3.0204 | 4.3946
| SFM-wCZ11-v2015-rDXHP-t4-S17-MSRcool - Baseline Design - Hourly Results.csv | 7 | 10 | 16 | 5 | 3.2822 | 4.9075
| SFM-wCZ11-v2015-rDXHP-t4-S17-MSRcool - Baseline Design - Hourly Results.csv | 7 | 10 | 17 | 5 | 3.4737 | 5.3179
| SFM-wCZ11-v2015-rDXHP-t4-S17-MSRheat - Baseline Design - Hourly Results.csv | 7 | 8 | 15 | 3 | 0.50309 | 0
| SFM-wCZ11-v2015-rDXHP-t4-S17-MSRheat - Baseline Design - Hourly Results.csv | 7 | 8 | 16 | 3 | 0.91641 | 0.34406
| SFM-wCZ11-v2015-rDXHP-t4-S17-MSRheat - Baseline Design - Hourly Results.csv | 7 | 8 | 17 | 3 | 1.1768 | 1.028
| SFM-wCZ11-v2015-rDXHP-t4-S17-MSRheat - Baseline Design - Hourly Results.csv | 7 | 9 | 15 | 4 | 1.8689 | 2.6028
| SFM-wCZ11-v2015-rDXHP-t4-S17-MSRheat - Baseline Design - Hourly Results.csv | 7 | 9 | 16 | 4 | 2.0983 | 3.0338
| SFM-wCZ11-v2015-rDXHP-t4-S17-MSRheat - Baseline Design - Hourly Results.csv | 7 | 9 | 17 | 4 | 2.1947 | 3.2593
| SFM-wCZ11-v2015-rDXHP-t4-S17-MSRheat - Baseline Design - Hourly Results.csv | 7 | 10 | 15 | 5 | 2.7197 | 3.9571
| SFM-wCZ11-v2015-rDXHP-t4-S17-MSRheat - Baseline Design - Hourly Results.csv | 7 | 10 | 16 | 5 | 2.9555 | 4.419
| SFM-wCZ11-v2015-rDXHP-t4-S17-MSRheat - Baseline Design - Hourly Results.csv | 7 | 10 | 17 | 5 | 3.1279 | 4.7885
| SFM-wCZ11-v2015-rDXHP-t5-S14-BSLboth - Baseline Design - Hourly Results.csv | 7 | 8 | 15 | 3 | 0.95418 | 0.082119
| SFM-wCZ11-v2015-rDXHP-t5-S14-BSLboth - Baseline Design - Hourly Results.csv | 7 | 8 | 16 | 3 | 1.4926 | 1.2467
| SFM-wCZ11-v2015-rDXHP-t5-S14-BSLboth - Baseline Design - Hourly Results.csv | 7 | 8 | 17 | 3 | 1.8319 | 2.0388
| SFM-wCZ11-v2015-rDXHP-t5-S14-BSLboth - Baseline Design - Hourly Results.csv | 7 | 9 | 15 | 4 | 2.636 | 3.72
| SFM-wCZ11-v2015-rDXHP-t5-S14-BSLboth - Baseline Design - Hourly Results.csv | 7 | 9 | 16 | 4 | 2.9518 | 4.2995
| SFM-wCZ11-v2015-rDXHP-t5-S14-BSLboth - Baseline Design - Hourly Results.csv | 7 | 9 | 17 | 4 | 3.1011 | 4.6227
| SFM-wCZ11-v2015-rDXHP-t5-S14-BSLboth - Baseline Design - Hourly Results.csv | 7 | 10 | 15 | 5 | 3.6205 | 5.4927
| SFM-wCZ11-v2015-rDXHP-t5-S14-BSLboth - Baseline Design - Hourly Results.csv | 7 | 10 | 16 | 5 | 3.9808 | 6.1005
| SFM-wCZ11-v2015-rDXHP-t5-S14-BSLboth - Baseline Design - Hourly Results.csv | 7 | 10 | 17 | 5 | 4.2526 | 6.6002
| SFM-wCZ11-v2015-rDXHP-t5-S14-BSLcool - Baseline Design - Hourly Results.csv | 7 | 8 | 15 | 3 | 0.95418 | 0.082119
| SFM-wCZ11-v2015-rDXHP-t5-S14-BSLcool - Baseline Design - Hourly Results.csv | 7 | 8 | 16 | 3 | 1.4926 | 1.2467
| SFM-wCZ11-v2015-rDXHP-t5-S14-BSLcool - Baseline Design - Hourly Results.csv | 7 | 8 | 17 | 3 | 1.8319 | 2.0388
| SFM-wCZ11-v2015-rDXHP-t5-S14-BSLcool - Baseline Design - Hourly Results.csv | 7 | 9 | 15 | 4 | 2.636 | 3.72
| SFM-wCZ11-v2015-rDXHP-t5-S14-BSLcool - Baseline Design - Hourly Results.csv | 7 | 9 | 16 | 4 | 2.9518 | 4.2995
| SFM-wCZ11-v2015-rDXHP-t5-S14-BSLcool - Baseline Design - Hourly Results.csv | 7 | 9 | 17 | 4 | 3.1011 | 4.6227
| SFM-wCZ11-v2015-rDXHP-t5-S14-BSLcool - Baseline Design - Hourly Results.csv | 7 | 10 | 15 | 5 | 3.6205 | 5.4927
| SFM-wCZ11-v2015-rDXHP-t5-S14-BSLcool - Baseline Design - Hourly Results.csv | 7 | 10 | 16 | 5 | 3.9808 | 6.1005
| SFM-wCZ11-v2015-rDXHP-t5-S14-BSLcool - Baseline Design - Hourly Results.csv | 7 | 10 | 17 | 5 | 4.2526 | 6.6002
| SFM-wCZ11-v2015-rDXHP-t5-S14-BSLheat - Baseline Design - Hourly Results.csv | 7 | 8 | 15 | 3 | 0.83259 | 0.071655
| SFM-wCZ11-v2015-rDXHP-t5-S14-BSLheat - Baseline Design - Hourly Results.csv | 7 | 8 | 16 | 3 | 1.3024 | 1.0878
| SFM-wCZ11-v2015-rDXHP-t5-S14-BSLheat - Baseline Design - Hourly Results.csv | 7 | 8 | 17 | 3 | 1.5985 | 1.779
| SFM-wCZ11-v2015-rDXHP-t5-S14-BSLheat - Baseline Design - Hourly Results.csv | 7 | 9 | 15 | 4 | 2.3001 | 3.246
| SFM-wCZ11-v2015-rDXHP-t5-S14-BSLheat - Baseline Design - Hourly Results.csv | 7 | 9 | 16 | 4 | 2.5756 | 3.7516
| SFM-wCZ11-v2015-rDXHP-t5-S14-BSLheat - Baseline Design - Hourly Results.csv | 7 | 9 | 17 | 4 | 2.7059 | 4.0336
| SFM-wCZ11-v2015-rDXHP-t5-S14-BSLheat - Baseline Design - Hourly Results.csv | 7 | 10 | 15 | 5 | 3.1592 | 4.7928
| SFM-wCZ11-v2015-rDXHP-t5-S14-BSLheat - Baseline Design - Hourly Results.csv | 7 | 10 | 16 | 5 | 3.4736 | 5.3232
| SFM-wCZ11-v2015-rDXHP-t5-S14-BSLheat - Baseline Design - Hourly Results.csv | 7 | 10 | 17 | 5 | 3.7107 | 5.7592
| SFM-wCZ11-v2015-rDXHP-t5-S15-MSRboth - Baseline Design - Hourly Results.csv | 7 | 8 | 15 | 3 | 0.80331 | 0.060567
| SFM-wCZ11-v2015-rDXHP-t5-S15-MSRboth - Baseline Design - Hourly Results.csv | 7 | 8 | 16 | 3 | 1.2617 | 1.0564
| SFM-wCZ11-v2015-rDXHP-t5-S15-MSRboth - Baseline Design - Hourly Results.csv | 7 | 8 | 17 | 3 | 1.5493 | 1.7351
| SFM-wCZ11-v2015-rDXHP-t5-S15-MSRboth - Baseline Design - Hourly Results.csv | 7 | 9 | 15 | 4 | 2.2332 | 3.1657
| SFM-wCZ11-v2015-rDXHP-t5-S15-MSRboth - Baseline Design - Hourly Results.csv | 7 | 9 | 16 | 4 | 2.5031 | 3.6713
| SFM-wCZ11-v2015-rDXHP-t5-S15-MSRboth - Baseline Design - Hourly Results.csv | 7 | 9 | 17 | 4 | 2.6257 | 3.9497
| SFM-wCZ11-v2015-rDXHP-t5-S15-MSRboth - Baseline Design - Hourly Results.csv | 7 | 10 | 15 | 5 | 3.0614 | 4.6871
| SFM-wCZ11-v2015-rDXHP-t5-S15-MSRboth - Baseline Design - Hourly Results.csv | 7 | 10 | 16 | 5 | 3.365 | 5.2
| SFM-wCZ11-v2015-rDXHP-t5-S15-MSRboth - Baseline Design - Hourly Results.csv | 7 | 10 | 17 | 5 | 3.5908 | 5.6274
| SFM-wCZ11-v2015-rDXHP-t5-S15-MSRcool - Baseline Design - Hourly Results.csv | 7 | 8 | 15 | 3 | 0.80331 | 0.060567
| SFM-wCZ11-v2015-rDXHP-t5-S15-MSRcool - Baseline Design - Hourly Results.csv | 7 | 8 | 16 | 3 | 1.2617 | 1.0564
| SFM-wCZ11-v2015-rDXHP-t5-S15-MSRcool - Baseline Design - Hourly Results.csv | 7 | 8 | 17 | 3 | 1.5493 | 1.7351
| SFM-wCZ11-v2015-rDXHP-t5-S15-MSRcool - Baseline Design - Hourly Results.csv | 7 | 9 | 15 | 4 | 2.2332 | 3.1657
| SFM-wCZ11-v2015-rDXHP-t5-S15-MSRcool - Baseline Design - Hourly Results.csv | 7 | 9 | 16 | 4 | 2.5031 | 3.6713
| SFM-wCZ11-v2015-rDXHP-t5-S15-MSRcool - Baseline Design - Hourly Results.csv | 7 | 9 | 17 | 4 | 2.6257 | 3.9497
| SFM-wCZ11-v2015-rDXHP-t5-S15-MSRcool - Baseline Design - Hourly Results.csv | 7 | 10 | 15 | 5 | 3.0614 | 4.6871
| SFM-wCZ11-v2015-rDXHP-t5-S15-MSRcool - Baseline Design - Hourly Results.csv | 7 | 10 | 16 | 5 | 3.365 | 5.2
| SFM-wCZ11-v2015-rDXHP-t5-S15-MSRcool - Baseline Design - Hourly Results.csv | 7 | 10 | 17 | 5 | 3.5908 | 5.6274
| SFM-wCZ11-v2015-rDXHP-t5-S15-MSRheat - Baseline Design - Hourly Results.csv | 7 | 8 | 15 | 3 | 0.728 | 0.054888
| SFM-wCZ11-v2015-rDXHP-t5-S15-MSRheat - Baseline Design - Hourly Results.csv | 7 | 8 | 16 | 3 | 1.1435 | 0.95733
| SFM-wCZ11-v2015-rDXHP-t5-S15-MSRheat - Baseline Design - Hourly Results.csv | 7 | 8 | 17 | 3 | 1.404 | 1.5724
| SFM-wCZ11-v2015-rDXHP-t5-S15-MSRheat - Baseline Design - Hourly Results.csv | 7 | 9 | 15 | 4 | 2.0238 | 2.8689
| SFM-wCZ11-v2015-rDXHP-t5-S15-MSRheat - Baseline Design - Hourly Results.csv | 7 | 9 | 16 | 4 | 2.2684 | 3.3271
| SFM-wCZ11-v2015-rDXHP-t5-S15-MSRheat - Baseline Design - Hourly Results.csv | 7 | 9 | 17 | 4 | 2.3796 | 3.5794
| SFM-wCZ11-v2015-rDXHP-t5-S15-MSRheat - Baseline Design - Hourly Results.csv | 7 | 10 | 15 | 5 | 2.7744 | 4.2477
| SFM-wCZ11-v2015-rDXHP-t5-S15-MSRheat - Baseline Design - Hourly Results.csv | 7 | 10 | 16 | 5 | 3.0495 | 4.7125
| SFM-wCZ11-v2015-rDXHP-t5-S15-MSRheat - Baseline Design - Hourly Results.csv | 7 | 10 | 17 | 5 | 3.2542 | 5.0998
| SFM-wCZ11-v2015-rDXHP-t5-S16-MSRboth - Baseline Design - Hourly Results.csv | 7 | 8 | 15 | 3 | 0.7944 | 0.061845
| SFM-wCZ11-v2015-rDXHP-t5-S16-MSRboth - Baseline Design - Hourly Results.csv | 7 | 8 | 16 | 3 | 1.2507 | 1.045
| SFM-wCZ11-v2015-rDXHP-t5-S16-MSRboth - Baseline Design - Hourly Results.csv | 7 | 8 | 17 | 3 | 1.5385 | 1.7198
| SFM-wCZ11-v2015-rDXHP-t5-S16-MSRboth - Baseline Design - Hourly Results.csv | 7 | 9 | 15 | 4 | 2.2651 | 3.2148
| SFM-wCZ11-v2015-rDXHP-t5-S16-MSRboth - Baseline Design - Hourly Results.csv | 7 | 9 | 16 | 4 | 2.5392 | 3.7263
| SFM-wCZ11-v2015-rDXHP-t5-S16-MSRboth - Baseline Design - Hourly Results.csv | 7 | 9 | 17 | 4 | 2.7364 | 3.9955
| SFM-wCZ11-v2015-rDXHP-t5-S16-MSRboth - Baseline Design - Hourly Results.csv | 7 | 10 | 15 | 5 | 3.2811 | 4.794
| SFM-wCZ11-v2015-rDXHP-t5-S16-MSRboth - Baseline Design - Hourly Results.csv | 7 | 10 | 16 | 5 | 3.5668 | 5.3645
| SFM-wCZ11-v2015-rDXHP-t5-S16-MSRboth - Baseline Design - Hourly Results.csv | 7 | 10 | 17 | 5 | 3.7748 | 6.1514
| SFM-wCZ11-v2015-rDXHP-t5-S16-MSRcool - Baseline Design - Hourly Results.csv | 7 | 8 | 15 | 3 | 0.7944 | 0.061845
| SFM-wCZ11-v2015-rDXHP-t5-S16-MSRcool - Baseline Design - Hourly Results.csv | 7 | 8 | 16 | 3 | 1.2507 | 1.045
| SFM-wCZ11-v2015-rDXHP-t5-S16-MSRcool - Baseline Design - Hourly Results.csv | 7 | 8 | 17 | 3 | 1.5385 | 1.7198
| SFM-wCZ11-v2015-rDXHP-t5-S16-MSRcool - Baseline Design - Hourly Results.csv | 7 | 9 | 15 | 4 | 2.2651 | 3.2148
| SFM-wCZ11-v2015-rDXHP-t5-S16-MSRcool - Baseline Design - Hourly Results.csv | 7 | 9 | 16 | 4 | 2.5392 | 3.7263
| SFM-wCZ11-v2015-rDXHP-t5-S16-MSRcool - Baseline Design - Hourly Results.csv | 7 | 9 | 17 | 4 | 2.7364 | 3.9955
| SFM-wCZ11-v2015-rDXHP-t5-S16-MSRcool - Baseline Design - Hourly Results.csv | 7 | 10 | 15 | 5 | 3.2811 | 4.794
| SFM-wCZ11-v2015-rDXHP-t5-S16-MSRcool - Baseline Design - Hourly Results.csv | 7 | 10 | 16 | 5 | 3.5668 | 5.3645
| SFM-wCZ11-v2015-rDXHP-t5-S16-MSRcool - Baseline Design - Hourly Results.csv | 7 | 10 | 17 | 5 | 3.7748 | 6.1514
| SFM-wCZ11-v2015-rDXHP-t5-S16-MSRheat - Baseline Design - Hourly Results.csv | 7 | 8 | 15 | 3 | 0.71904 | 0.055978
| SFM-wCZ11-v2015-rDXHP-t5-S16-MSRheat - Baseline Design - Hourly Results.csv | 7 | 8 | 16 | 3 | 1.1321 | 0.94589
| SFM-wCZ11-v2015-rDXHP-t5-S16-MSRheat - Baseline Design - Hourly Results.csv | 7 | 8 | 17 | 3 | 1.3925 | 1.5566
| SFM-wCZ11-v2015-rDXHP-t5-S16-MSRheat - Baseline Design - Hourly Results.csv | 7 | 9 | 15 | 4 | 2.0502 | 2.9098
| SFM-wCZ11-v2015-rDXHP-t5-S16-MSRheat - Baseline Design - Hourly Results.csv | 7 | 9 | 16 | 4 | 2.2983 | 3.3728
| SFM-wCZ11-v2015-rDXHP-t5-S16-MSRheat - Baseline Design - Hourly Results.csv | 7 | 9 | 17 | 4 | 2.4768 | 3.6164
| SFM-wCZ11-v2015-rDXHP-t5-S16-MSRheat - Baseline Design - Hourly Results.csv | 7 | 10 | 15 | 5 | 2.9698 | 4.3392
| SFM-wCZ11-v2015-rDXHP-t5-S16-MSRheat - Baseline Design - Hourly Results.csv | 7 | 10 | 16 | 5 | 3.2284 | 4.8556
| SFM-wCZ11-v2015-rDXHP-t5-S16-MSRheat - Baseline Design - Hourly Results.csv | 7 | 10 | 17 | 5 | 3.4167 | 5.5678
| SFM-wCZ11-v2015-rDXHP-t5-S17-MSRboth - Baseline Design - Hourly Results.csv | 7 | 8 | 15 | 3 | 0.74609 | 0.058084
| SFM-wCZ11-v2015-rDXHP-t5-S17-MSRboth - Baseline Design - Hourly Results.csv | 7 | 8 | 16 | 3 | 1.1746 | 0.98148
| SFM-wCZ11-v2015-rDXHP-t5-S17-MSRboth - Baseline Design - Hourly Results.csv | 7 | 8 | 17 | 3 | 1.4449 | 1.6152
| SFM-wCZ11-v2015-rDXHP-t5-S17-MSRboth - Baseline Design - Hourly Results.csv | 7 | 9 | 15 | 4 | 2.1273 | 3.0193
| SFM-wCZ11-v2015-rDXHP-t5-S17-MSRboth - Baseline Design - Hourly Results.csv | 7 | 9 | 16 | 4 | 2.3848 | 3.4997
| SFM-wCZ11-v2015-rDXHP-t5-S17-MSRboth - Baseline Design - Hourly Results.csv | 7 | 9 | 17 | 4 | 2.57 | 3.7525
| SFM-wCZ11-v2015-rDXHP-t5-S17-MSRboth - Baseline Design - Hourly Results.csv | 7 | 10 | 15 | 5 | 3.0815 | 4.5024
| SFM-wCZ11-v2015-rDXHP-t5-S17-MSRboth - Baseline Design - Hourly Results.csv | 7 | 10 | 16 | 5 | 3.3499 | 5.0383
| SFM-wCZ11-v2015-rDXHP-t5-S17-MSRboth - Baseline Design - Hourly Results.csv | 7 | 10 | 17 | 5 | 3.5452 | 5.7773
| SFM-wCZ11-v2015-rDXHP-t5-S17-MSRcool - Baseline Design - Hourly Results.csv | 7 | 8 | 15 | 3 | 0.74609 | 0.058084
| SFM-wCZ11-v2015-rDXHP-t5-S17-MSRcool - Baseline Design - Hourly Results.csv | 7 | 8 | 16 | 3 | 1.1746 | 0.98148
| SFM-wCZ11-v2015-rDXHP-t5-S17-MSRcool - Baseline Design - Hourly Results.csv | 7 | 8 | 17 | 3 | 1.4449 | 1.6152
| SFM-wCZ11-v2015-rDXHP-t5-S17-MSRcool - Baseline Design - Hourly Results.csv | 7 | 9 | 15 | 4 | 2.1273 | 3.0193
| SFM-wCZ11-v2015-rDXHP-t5-S17-MSRcool - Baseline Design - Hourly Results.csv | 7 | 9 | 16 | 4 | 2.3848 | 3.4997
| SFM-wCZ11-v2015-rDXHP-t5-S17-MSRcool - Baseline Design - Hourly Results.csv | 7 | 9 | 17 | 4 | 2.57 | 3.7525
| SFM-wCZ11-v2015-rDXHP-t5-S17-MSRcool - Baseline Design - Hourly Results.csv | 7 | 10 | 15 | 5 | 3.0815 | 4.5024
| SFM-wCZ11-v2015-rDXHP-t5-S17-MSRcool - Baseline Design - Hourly Results.csv | 7 | 10 | 16 | 5 | 3.3499 | 5.0383
| SFM-wCZ11-v2015-rDXHP-t5-S17-MSRcool - Baseline Design - Hourly Results.csv | 7 | 10 | 17 | 5 | 3.5452 | 5.7773
| SFM-wCZ11-v2015-rDXHP-t5-S17-MSRheat - Baseline Design - Hourly Results.csv | 7 | 8 | 15 | 3 | 0.67181 | 0.052302
| SFM-wCZ11-v2015-rDXHP-t5-S17-MSRheat - Baseline Design - Hourly Results.csv | 7 | 8 | 16 | 3 | 1.0577 | 0.88377
| SFM-wCZ11-v2015-rDXHP-t5-S17-MSRheat - Baseline Design - Hourly Results.csv | 7 | 8 | 17 | 3 | 1.3011 | 1.4544
| SFM-wCZ11-v2015-rDXHP-t5-S17-MSRheat - Baseline Design - Hourly Results.csv | 7 | 9 | 15 | 4 | 1.9155 | 2.7187
| SFM-wCZ11-v2015-rDXHP-t5-S17-MSRheat - Baseline Design - Hourly Results.csv | 7 | 9 | 16 | 4 | 2.1474 | 3.1513
| SFM-wCZ11-v2015-rDXHP-t5-S17-MSRheat - Baseline Design - Hourly Results.csv | 7 | 9 | 17 | 4 | 2.3141 | 3.3789
| SFM-wCZ11-v2015-rDXHP-t5-S17-MSRheat - Baseline Design - Hourly Results.csv | 7 | 10 | 15 | 5 | 2.7747 | 4.0542
| SFM-wCZ11-v2015-rDXHP-t5-S17-MSRheat - Baseline Design - Hourly Results.csv | 7 | 10 | 16 | 5 | 3.0164 | 4.5367
| SFM-wCZ11-v2015-rDXHP-t5-S17-MSRheat - Baseline Design - Hourly Results.csv | 7 | 10 | 17 | 5 | 3.1923 | 5.2021
| SFM-wCZ12-v2015-rDXGF-t1-S14-BSLcool - Baseline Design - Hourly Results.csv | 7 | 8 | 15 | 3 | 1.8666 | 3.3268
| SFM-wCZ12-v2015-rDXGF-t1-S14-BSLcool - Baseline Design - Hourly Results.csv | 7 | 8 | 16 | 3 | 2.0844 | 3.6676
| SFM-wCZ12-v2015-rDXGF-t1-S14-BSLcool - Baseline Design - Hourly Results.csv | 7 | 8 | 17 | 3 | 2.3673 | 4.1549
| SFM-wCZ12-v2015-rDXGF-t1-S14-BSLcool - Baseline Design - Hourly Results.csv | 7 | 9 | 15 | 4 | 2.7466 | 4.8217
| SFM-wCZ12-v2015-rDXGF-t1-S14-BSLcool - Baseline Design - Hourly Results.csv | 7 | 9 | 16 | 4 | 3.1464 | 5.4851
| SFM-wCZ12-v2015-rDXGF-t1-S14-BSLcool - Baseline Design - Hourly Results.csv | 7 | 9 | 17 | 4 | 3.5134 | 6.1212
| SFM-wCZ12-v2015-rDXGF-t1-S14-BSLcool - Baseline Design - Hourly Results.csv | 7 | 10 | 15 | 5 | 3.8015 | 6.7426
| SFM-wCZ12-v2015-rDXGF-t1-S14-BSLcool - Baseline Design - Hourly Results.csv | 7 | 10 | 16 | 5 | 4.1731 | 7.5415
| SFM-wCZ12-v2015-rDXGF-t1-S14-BSLcool - Baseline Design - Hourly Results.csv | 7 | 10 | 17 | 5 | 4.1716 | 8.0351
| SFM-wCZ12-v2015-rDXGF-t1-S14-BSLheat - Baseline Design - Hourly Results.csv | 7 | 8 | 15 | 3 | 1.6437 | 2.9279
| SFM-wCZ12-v2015-rDXGF-t1-S14-BSLheat - Baseline Design - Hourly Results.csv | 7 | 8 | 16 | 3 | 1.8349 | 3.2267
| SFM-wCZ12-v2015-rDXGF-t1-S14-BSLheat - Baseline Design - Hourly Results.csv | 7 | 8 | 17 | 3 | 2.0901 | 3.6669
| SFM-wCZ12-v2015-rDXGF-t1-S14-BSLheat - Baseline Design - Hourly Results.csv | 7 | 9 | 15 | 4 | 2.4134 | 4.2544
| SFM-wCZ12-v2015-rDXGF-t1-S14-BSLheat - Baseline Design - Hourly Results.csv | 7 | 9 | 16 | 4 | 2.7672 | 4.8342
| SFM-wCZ12-v2015-rDXGF-t1-S14-BSLheat - Baseline Design - Hourly Results.csv | 7 | 9 | 17 | 4 | 3.0928 | 5.4002
| SFM-wCZ12-v2015-rDXGF-t1-S14-BSLheat - Baseline Design - Hourly Results.csv | 7 | 10 | 15 | 5 | 3.3623 | 5.9714
| SFM-wCZ12-v2015-rDXGF-t1-S14-BSLheat - Baseline Design - Hourly Results.csv | 7 | 10 | 16 | 5 | 3.5501 | 6.6808
| SFM-wCZ12-v2015-rDXGF-t1-S14-BSLheat - Baseline Design - Hourly Results.csv | 7 | 10 | 17 | 5 | 3.549 | 6.9733
| SFM-wCZ12-v2015-rDXGF-t1-S15-MSRcool - Baseline Design - Hourly Results.csv | 7 | 8 | 15 | 3 | 1.5478 | 2.8332
| SFM-wCZ12-v2015-rDXGF-t1-S15-MSRcool - Baseline Design - Hourly Results.csv | 7 | 8 | 16 | 3 | 1.7226 | 3.0973
| SFM-wCZ12-v2015-rDXGF-t1-S15-MSRcool - Baseline Design - Hourly Results.csv | 7 | 8 | 17 | 3 | 1.9534 | 3.4922
| SFM-wCZ12-v2015-rDXGF-t1-S15-MSRcool - Baseline Design - Hourly Results.csv | 7 | 9 | 15 | 4 | 2.2708 | 4.0833
| SFM-wCZ12-v2015-rDXGF-t1-S15-MSRcool - Baseline Design - Hourly Results.csv | 7 | 9 | 16 | 4 | 2.5946 | 4.6202
| SFM-wCZ12-v2015-rDXGF-t1-S15-MSRcool - Baseline Design - Hourly Results.csv | 7 | 9 | 17 | 4 | 2.9007 | 5.1403
| SFM-wCZ12-v2015-rDXGF-t1-S15-MSRcool - Baseline Design - Hourly Results.csv | 7 | 10 | 15 | 5 | 3.1369 | 5.643
| SFM-wCZ12-v2015-rDXGF-t1-S15-MSRcool - Baseline Design - Hourly Results.csv | 7 | 10 | 16 | 5 | 3.5451 | 6.2926
| SFM-wCZ12-v2015-rDXGF-t1-S15-MSRcool - Baseline Design - Hourly Results.csv | 7 | 10 | 17 | 5 | 3.7527 | 6.7053
| SFM-wCZ12-v2015-rDXGF-t1-S15-MSRheat - Baseline Design - Hourly Results.csv | 7 | 8 | 15 | 3 | 1.4547 | 2.6183
| SFM-wCZ12-v2015-rDXGF-t1-S15-MSRheat - Baseline Design - Hourly Results.csv | 7 | 8 | 16 | 3 | 1.6186 | 2.8763
| SFM-wCZ12-v2015-rDXGF-t1-S15-MSRheat - Baseline Design - Hourly Results.csv | 7 | 8 | 17 | 3 | 1.8354 | 3.2546
| SFM-wCZ12-v2015-rDXGF-t1-S15-MSRheat - Baseline Design - Hourly Results.csv | 7 | 9 | 15 | 4 | 2.1385 | 3.839
| SFM-wCZ12-v2015-rDXGF-t1-S15-MSRheat - Baseline Design - Hourly Results.csv | 7 | 9 | 16 | 4 | 2.4451 | 4.3482
| SFM-wCZ12-v2015-rDXGF-t1-S15-MSRheat - Baseline Design - Hourly Results.csv | 7 | 9 | 17 | 4 | 2.7346 | 4.8443
| SFM-wCZ12-v2015-rDXGF-t1-S15-MSRheat - Baseline Design - Hourly Results.csv | 7 | 10 | 15 | 5 | 2.9641 | 5.3212
| SFM-wCZ12-v2015-rDXGF-t1-S15-MSRheat - Baseline Design - Hourly Results.csv | 7 | 10 | 16 | 5 | 3.3497 | 5.9456
| SFM-wCZ12-v2015-rDXGF-t1-S15-MSRheat - Baseline Design - Hourly Results.csv | 7 | 10 | 17 | 5 | 3.4066 | 6.3358
| SFM-wCZ12-v2015-rDXGF-t1-S16-MSRcool - Baseline Design - Hourly Results.csv | 7 | 8 | 15 | 3 | 1.6343 | 2.9061
| SFM-wCZ12-v2015-rDXGF-t1-S16-MSRcool - Baseline Design - Hourly Results.csv | 7 | 8 | 16 | 3 | 1.8059 | 3.1823
| SFM-wCZ12-v2015-rDXGF-t1-S16-MSRcool - Baseline Design - Hourly Results.csv | 7 | 8 | 17 | 3 | 2.0362 | 3.5716
| SFM-wCZ12-v2015-rDXGF-t1-S16-MSRcool - Baseline Design - Hourly Results.csv | 7 | 9 | 15 | 4 | 2.5241 | 4.2608
| SFM-wCZ12-v2015-rDXGF-t1-S16-MSRcool - Baseline Design - Hourly Results.csv | 7 | 9 | 16 | 4 | 2.8182 | 4.9337
| SFM-wCZ12-v2015-rDXGF-t1-S16-MSRcool - Baseline Design - Hourly Results.csv | 7 | 9 | 17 | 4 | 3.0819 | 5.535
| SFM-wCZ12-v2015-rDXGF-t1-S16-MSRcool - Baseline Design - Hourly Results.csv | 7 | 10 | 15 | 5 | 3.3229 | 6.0449
| SFM-wCZ12-v2015-rDXGF-t1-S16-MSRcool - Baseline Design - Hourly Results.csv | 7 | 10 | 16 | 5 | 3.677 | 6.6452
| SFM-wCZ12-v2015-rDXGF-t1-S16-MSRcool - Baseline Design - Hourly Results.csv | 7 | 10 | 17 | 5 | 3.7427 | 6.9984
| SFM-wCZ12-v2015-rDXGF-t1-S16-MSRheat - Baseline Design - Hourly Results.csv | 7 | 8 | 15 | 3 | 1.531 | 2.7126
| SFM-wCZ12-v2015-rDXGF-t1-S16-MSRheat - Baseline Design - Hourly Results.csv | 7 | 8 | 16 | 3 | 1.7025 | 2.9814
| SFM-wCZ12-v2015-rDXGF-t1-S16-MSRheat - Baseline Design - Hourly Results.csv | 7 | 8 | 17 | 3 | 1.9295 | 3.3779
| SFM-wCZ12-v2015-rDXGF-t1-S16-MSRheat - Baseline Design - Hourly Results.csv | 7 | 9 | 15 | 4 | 2.3466 | 3.9817
| SFM-wCZ12-v2015-rDXGF-t1-S16-MSRheat - Baseline Design - Hourly Results.csv | 7 | 9 | 16 | 4 | 2.6199 | 4.7117
| SFM-wCZ12-v2015-rDXGF-t1-S16-MSRheat - Baseline Design - Hourly Results.csv | 7 | 9 | 17 | 4 | 2.8709 | 5.147
| SFM-wCZ12-v2015-rDXGF-t1-S16-MSRheat - Baseline Design - Hourly Results.csv | 7 | 10 | 15 | 5 | 3.0963 | 5.6286
| SFM-wCZ12-v2015-rDXGF-t1-S16-MSRheat - Baseline Design - Hourly Results.csv | 7 | 10 | 16 | 5 | 3.3934 | 6.1923
| SFM-wCZ12-v2015-rDXGF-t1-S16-MSRheat - Baseline Design - Hourly Results.csv | 7 | 10 | 17 | 5 | 3.3974 | 6.5316
| SFM-wCZ12-v2015-rDXGF-t1-S17-MSRcool - Baseline Design - Hourly Results.csv | 7 | 8 | 15 | 3 | 1.535 | 2.7294
| SFM-wCZ12-v2015-rDXGF-t1-S17-MSRcool - Baseline Design - Hourly Results.csv | 7 | 8 | 16 | 3 | 1.6961 | 2.9888
| SFM-wCZ12-v2015-rDXGF-t1-S17-MSRcool - Baseline Design - Hourly Results.csv | 7 | 8 | 17 | 3 | 1.9124 | 3.3544
| SFM-wCZ12-v2015-rDXGF-t1-S17-MSRcool - Baseline Design - Hourly Results.csv | 7 | 9 | 15 | 4 | 2.3706 | 4.0017
| SFM-wCZ12-v2015-rDXGF-t1-S17-MSRcool - Baseline Design - Hourly Results.csv | 7 | 9 | 16 | 4 | 2.6469 | 4.6337
| SFM-wCZ12-v2015-rDXGF-t1-S17-MSRcool - Baseline Design - Hourly Results.csv | 7 | 9 | 17 | 4 | 2.8945 | 5.1983
| SFM-wCZ12-v2015-rDXGF-t1-S17-MSRcool - Baseline Design - Hourly Results.csv | 7 | 10 | 15 | 5 | 3.1208 | 5.6773
| SFM-wCZ12-v2015-rDXGF-t1-S17-MSRcool - Baseline Design - Hourly Results.csv | 7 | 10 | 16 | 5 | 3.4534 | 6.2411
| SFM-wCZ12-v2015-rDXGF-t1-S17-MSRcool - Baseline Design - Hourly Results.csv | 7 | 10 | 17 | 5 | 3.5151 | 6.5728
| SFM-wCZ12-v2015-rDXGF-t1-S17-MSRheat - Baseline Design - Hourly Results.csv | 7 | 8 | 15 | 3 | 1.4304 | 2.5345
| SFM-wCZ12-v2015-rDXGF-t1-S17-MSRheat - Baseline Design - Hourly Results.csv | 7 | 8 | 16 | 3 | 1.5906 | 2.7856
| SFM-wCZ12-v2015-rDXGF-t1-S17-MSRheat - Baseline Design - Hourly Results.csv | 7 | 8 | 17 | 3 | 1.8028 | 3.1561
| SFM-wCZ12-v2015-rDXGF-t1-S17-MSRheat - Baseline Design - Hourly Results.csv | 7 | 9 | 15 | 4 | 2.1925 | 3.7202
| SFM-wCZ12-v2015-rDXGF-t1-S17-MSRheat - Baseline Design - Hourly Results.csv | 7 | 9 | 16 | 4 | 2.4479 | 4.4022
| SFM-wCZ12-v2015-rDXGF-t1-S17-MSRheat - Baseline Design - Hourly Results.csv | 7 | 9 | 17 | 4 | 2.6823 | 4.8089
| SFM-wCZ12-v2015-rDXGF-t1-S17-MSRheat - Baseline Design - Hourly Results.csv | 7 | 10 | 15 | 5 | 2.893 | 5.2589
| SFM-wCZ12-v2015-rDXGF-t1-S17-MSRheat - Baseline Design - Hourly Results.csv | 7 | 10 | 16 | 5 | 3.1705 | 5.7856
| SFM-wCZ12-v2015-rDXGF-t1-S17-MSRheat - Baseline Design - Hourly Results.csv | 7 | 10 | 17 | 5 | 3.1742 | 6.1026
| SFM-wCZ12-v2015-rDXGF-t2-S14-BSLcool - Baseline Design - Hourly Results.csv | 7 | 8 | 15 | 3 | 1.374 | 2.0672
| SFM-wCZ12-v2015-rDXGF-t2-S14-BSLcool - Baseline Design - Hourly Results.csv | 7 | 8 | 16 | 3 | 1.6367 | 2.5714
| SFM-wCZ12-v2015-rDXGF-t2-S14-BSLcool - Baseline Design - Hourly Results.csv | 7 | 8 | 17 | 3 | 1.9492 | 3.1749
| SFM-wCZ12-v2015-rDXGF-t2-S14-BSLcool - Baseline Design - Hourly Results.csv | 7 | 9 | 15 | 4 | 2.2449 | 3.7894
| SFM-wCZ12-v2015-rDXGF-t2-S14-BSLcool - Baseline Design - Hourly Results.csv | 7 | 9 | 16 | 4 | 2.6563 | 4.5018
| SFM-wCZ12-v2015-rDXGF-t2-S14-BSLcool - Baseline Design - Hourly Results.csv | 7 | 9 | 17 | 4 | 3.0356 | 5.1811
| SFM-wCZ12-v2015-rDXGF-t2-S14-BSLcool - Baseline Design - Hourly Results.csv | 7 | 10 | 15 | 5 | 3.3409 | 5.7944
| SFM-wCZ12-v2015-rDXGF-t2-S14-BSLcool - Baseline Design - Hourly Results.csv | 7 | 10 | 16 | 5 | 3.8358 | 6.6051
| SFM-wCZ12-v2015-rDXGF-t2-S14-BSLcool - Baseline Design - Hourly Results.csv | 7 | 10 | 17 | 5 | 4.1298 | 7.1325
| SFM-wCZ12-v2015-rDXGF-t2-S14-BSLheat - Baseline Design - Hourly Results.csv | 7 | 8 | 15 | 3 | 1.2053 | 1.811
| SFM-wCZ12-v2015-rDXGF-t2-S14-BSLheat - Baseline Design - Hourly Results.csv | 7 | 8 | 16 | 3 | 1.437 | 2.2549
| SFM-wCZ12-v2015-rDXGF-t2-S14-BSLheat - Baseline Design - Hourly Results.csv | 7 | 8 | 17 | 3 | 1.7105 | 2.7822
| SFM-wCZ12-v2015-rDXGF-t2-S14-BSLheat - Baseline Design - Hourly Results.csv | 7 | 9 | 15 | 4 | 1.9763 | 3.3311
| SFM-wCZ12-v2015-rDXGF-t2-S14-BSLheat - Baseline Design - Hourly Results.csv | 7 | 9 | 16 | 4 | 2.3368 | 3.9586
| SFM-wCZ12-v2015-rDXGF-t2-S14-BSLheat - Baseline Design - Hourly Results.csv | 7 | 9 | 17 | 4 | 2.674 | 4.5654
| SFM-wCZ12-v2015-rDXGF-t2-S14-BSLheat - Baseline Design - Hourly Results.csv | 7 | 10 | 15 | 5 | 2.9514 | 5.1176
| SFM-wCZ12-v2015-rDXGF-t2-S14-BSLheat - Baseline Design - Hourly Results.csv | 7 | 10 | 16 | 5 | 3.3913 | 5.8394
| SFM-wCZ12-v2015-rDXGF-t2-S14-BSLheat - Baseline Design - Hourly Results.csv | 7 | 10 | 17 | 5 | 3.5473 | 6.3061
| SFM-wCZ12-v2015-rDXGF-t2-S15-MSRcool - Baseline Design - Hourly Results.csv | 7 | 8 | 15 | 3 | 1.1528 | 1.7709
| SFM-wCZ12-v2015-rDXGF-t2-S15-MSRcool - Baseline Design - Hourly Results.csv | 7 | 8 | 16 | 3 | 1.3671 | 2.1874
| SFM-wCZ12-v2015-rDXGF-t2-S15-MSRcool - Baseline Design - Hourly Results.csv | 7 | 8 | 17 | 3 | 1.6219 | 2.6824
| SFM-wCZ12-v2015-rDXGF-t2-S15-MSRcool - Baseline Design - Hourly Results.csv | 7 | 9 | 15 | 4 | 1.8784 | 3.2073
| SFM-wCZ12-v2015-rDXGF-t2-S15-MSRcool - Baseline Design - Hourly Results.csv | 7 | 9 | 16 | 4 | 2.2155 | 3.8055
| SFM-wCZ12-v2015-rDXGF-t2-S15-MSRcool - Baseline Design - Hourly Results.csv | 7 | 9 | 17 | 4 | 2.5287 | 4.3793
| SFM-wCZ12-v2015-rDXGF-t2-S15-MSRcool - Baseline Design - Hourly Results.csv | 7 | 10 | 15 | 5 | 2.7818 | 4.9042
| SFM-wCZ12-v2015-rDXGF-t2-S15-MSRcool - Baseline Design - Hourly Results.csv | 7 | 10 | 16 | 5 | 3.1883 | 5.5705
| SFM-wCZ12-v2015-rDXGF-t2-S15-MSRcool - Baseline Design - Hourly Results.csv | 7 | 10 | 17 | 5 | 3.439 | 6.0084
| SFM-wCZ12-v2015-rDXGF-t2-S15-MSRheat - Baseline Design - Hourly Results.csv | 7 | 8 | 15 | 3 | 1.0798 | 1.6537
| SFM-wCZ12-v2015-rDXGF-t2-S15-MSRheat - Baseline Design - Hourly Results.csv | 7 | 8 | 16 | 3 | 1.28 | 2.0453
| SFM-wCZ12-v2015-rDXGF-t2-S15-MSRheat - Baseline Design - Hourly Results.csv | 7 | 8 | 17 | 3 | 1.5201 | 2.5104
| SFM-wCZ12-v2015-rDXGF-t2-S15-MSRheat - Baseline Design - Hourly Results.csv | 7 | 9 | 15 | 4 | 1.7646 | 3.0082
| SFM-wCZ12-v2015-rDXGF-t2-S15-MSRheat - Baseline Design - Hourly Results.csv | 7 | 9 | 16 | 4 | 2.0812 | 3.5739
| SFM-wCZ12-v2015-rDXGF-t2-S15-MSRheat - Baseline Design - Hourly Results.csv | 7 | 9 | 17 | 4 | 2.3789 | 4.1136
| SFM-wCZ12-v2015-rDXGF-t2-S15-MSRheat - Baseline Design - Hourly Results.csv | 7 | 10 | 15 | 5 | 2.6221 | 4.6187
| SFM-wCZ12-v2015-rDXGF-t2-S15-MSRheat - Baseline Design - Hourly Results.csv | 7 | 10 | 16 | 5 | 3.0072 | 5.2566
| SFM-wCZ12-v2015-rDXGF-t2-S15-MSRheat - Baseline Design - Hourly Results.csv | 7 | 10 | 17 | 5 | 3.2456 | 5.6723
| SFM-wCZ12-v2015-rDXGF-t2-S16-MSRcool - Baseline Design - Hourly Results.csv | 7 | 8 | 15 | 3 | 1.2126 | 1.8343
| SFM-wCZ12-v2015-rDXGF-t2-S16-MSRcool - Baseline Design - Hourly Results.csv | 7 | 8 | 16 | 3 | 1.4386 | 2.2711
| SFM-wCZ12-v2015-rDXGF-t2-S16-MSRcool - Baseline Design - Hourly Results.csv | 7 | 8 | 17 | 3 | 1.7061 | 2.788
| SFM-wCZ12-v2015-rDXGF-t2-S16-MSRcool - Baseline Design - Hourly Results.csv | 7 | 9 | 15 | 4 | 1.9852 | 3.3416
| SFM-wCZ12-v2015-rDXGF-t2-S16-MSRcool - Baseline Design - Hourly Results.csv | 7 | 9 | 16 | 4 | 2.3413 | 3.9555
| SFM-wCZ12-v2015-rDXGF-t2-S16-MSRcool - Baseline Design - Hourly Results.csv | 7 | 9 | 17 | 4 | 2.7492 | 4.5371
| SFM-wCZ12-v2015-rDXGF-t2-S16-MSRcool - Baseline Design - Hourly Results.csv | 7 | 10 | 15 | 5 | 3.0088 | 5.2193
| SFM-wCZ12-v2015-rDXGF-t2-S16-MSRcool - Baseline Design - Hourly Results.csv | 7 | 10 | 16 | 5 | 3.3681 | 5.9769
| SFM-wCZ12-v2015-rDXGF-t2-S16-MSRcool - Baseline Design - Hourly Results.csv | 7 | 10 | 17 | 5 | 3.5784 | 6.3486
| SFM-wCZ12-v2015-rDXGF-t2-S16-MSRheat - Baseline Design - Hourly Results.csv | 7 | 8 | 15 | 3 | 1.1298 | 1.6989
| SFM-wCZ12-v2015-rDXGF-t2-S16-MSRheat - Baseline Design - Hourly Results.csv | 7 | 8 | 16 | 3 | 1.3419 | 2.1079
| SFM-wCZ12-v2015-rDXGF-t2-S16-MSRheat - Baseline Design - Hourly Results.csv | 7 | 8 | 17 | 3 | 1.5901 | 2.5914
| SFM-wCZ12-v2015-rDXGF-t2-S16-MSRheat - Baseline Design - Hourly Results.csv | 7 | 9 | 15 | 4 | 1.8547 | 3.1113
| SFM-wCZ12-v2015-rDXGF-t2-S16-MSRheat - Baseline Design - Hourly Results.csv | 7 | 9 | 16 | 4 | 2.2957 | 3.6853
| SFM-wCZ12-v2015-rDXGF-t2-S16-MSRheat - Baseline Design - Hourly Results.csv | 7 | 9 | 17 | 4 | 2.5528 | 4.3406
| SFM-wCZ12-v2015-rDXGF-t2-S16-MSRheat - Baseline Design - Hourly Results.csv | 7 | 10 | 15 | 5 | 2.7963 | 4.9773
| SFM-wCZ12-v2015-rDXGF-t2-S16-MSRheat - Baseline Design - Hourly Results.csv | 7 | 10 | 16 | 5 | 3.1322 | 5.5569
| SFM-wCZ12-v2015-rDXGF-t2-S16-MSRheat - Baseline Design - Hourly Results.csv | 7 | 10 | 17 | 5 | 3.3355 | 5.9152
| SFM-wCZ12-v2015-rDXGF-t2-S17-MSRcool - Baseline Design - Hourly Results.csv | 7 | 8 | 15 | 3 | 1.1388 | 1.7227
| SFM-wCZ12-v2015-rDXGF-t2-S17-MSRcool - Baseline Design - Hourly Results.csv | 7 | 8 | 16 | 3 | 1.3511 | 2.133
| SFM-wCZ12-v2015-rDXGF-t2-S17-MSRcool - Baseline Design - Hourly Results.csv | 7 | 8 | 17 | 3 | 1.6023 | 2.6185
| SFM-wCZ12-v2015-rDXGF-t2-S17-MSRcool - Baseline Design - Hourly Results.csv | 7 | 9 | 15 | 4 | 1.8645 | 3.1384
| SFM-wCZ12-v2015-rDXGF-t2-S17-MSRcool - Baseline Design - Hourly Results.csv | 7 | 9 | 16 | 4 | 2.1989 | 3.7149
| SFM-wCZ12-v2015-rDXGF-t2-S17-MSRcool - Baseline Design - Hourly Results.csv | 7 | 9 | 17 | 4 | 2.582 | 4.2611
| SFM-wCZ12-v2015-rDXGF-t2-S17-MSRcool - Baseline Design - Hourly Results.csv | 7 | 10 | 15 | 5 | 2.8258 | 4.9019
| SFM-wCZ12-v2015-rDXGF-t2-S17-MSRcool - Baseline Design - Hourly Results.csv | 7 | 10 | 16 | 5 | 3.1633 | 5.6134
| SFM-wCZ12-v2015-rDXGF-t2-S17-MSRcool - Baseline Design - Hourly Results.csv | 7 | 10 | 17 | 5 | 3.3608 | 5.9625
| SFM-wCZ12-v2015-rDXGF-t2-S17-MSRheat - Baseline Design - Hourly Results.csv | 7 | 8 | 15 | 3 | 1.0556 | 1.5873
| SFM-wCZ12-v2015-rDXGF-t2-S17-MSRheat - Baseline Design - Hourly Results.csv | 7 | 8 | 16 | 3 | 1.2537 | 1.9695
| SFM-wCZ12-v2015-rDXGF-t2-S17-MSRheat - Baseline Design - Hourly Results.csv | 7 | 8 | 17 | 3 | 1.4857 | 2.4213
| SFM-wCZ12-v2015-rDXGF-t2-S17-MSRheat - Baseline Design - Hourly Results.csv | 7 | 9 | 15 | 4 | 1.7329 | 2.907
| SFM-wCZ12-v2015-rDXGF-t2-S17-MSRheat - Baseline Design - Hourly Results.csv | 7 | 9 | 16 | 4 | 2.145 | 3.4433
| SFM-wCZ12-v2015-rDXGF-t2-S17-MSRheat - Baseline Design - Hourly Results.csv | 7 | 9 | 17 | 4 | 2.3852 | 4.0555
| SFM-wCZ12-v2015-rDXGF-t2-S17-MSRheat - Baseline Design - Hourly Results.csv | 7 | 10 | 15 | 5 | 2.6127 | 4.6504
| SFM-wCZ12-v2015-rDXGF-t2-S17-MSRheat - Baseline Design - Hourly Results.csv | 7 | 10 | 16 | 5 | 2.9265 | 5.1919
| SFM-wCZ12-v2015-rDXGF-t2-S17-MSRheat - Baseline Design - Hourly Results.csv | 7 | 10 | 17 | 5 | 3.1164 | 5.5268
| SFM-wCZ12-v2015-rDXGF-t3-S14-BSLcool - Baseline Design - Hourly Results.csv | 7 | 8 | 15 | 3 | 0.63569 | 0.14499
| SFM-wCZ12-v2015-rDXGF-t3-S14-BSLcool - Baseline Design - Hourly Results.csv | 7 | 8 | 16 | 3 | 1.025 | 0.90385
| SFM-wCZ12-v2015-rDXGF-t3-S14-BSLcool - Baseline Design - Hourly Results.csv | 7 | 8 | 17 | 3 | 1.4102 | 1.7887
| SFM-wCZ12-v2015-rDXGF-t3-S14-BSLcool - Baseline Design - Hourly Results.csv | 7 | 9 | 15 | 4 | 1.6202 | 2.2475
| SFM-wCZ12-v2015-rDXGF-t3-S14-BSLcool - Baseline Design - Hourly Results.csv | 7 | 9 | 16 | 4 | 2.0757 | 3.1375
| SFM-wCZ12-v2015-rDXGF-t3-S14-BSLcool - Baseline Design - Hourly Results.csv | 7 | 9 | 17 | 4 | 2.4902 | 3.9638
| SFM-wCZ12-v2015-rDXGF-t3-S14-BSLcool - Baseline Design - Hourly Results.csv | 7 | 10 | 15 | 5 | 2.6528 | 4.2732
| SFM-wCZ12-v2015-rDXGF-t3-S14-BSLcool - Baseline Design - Hourly Results.csv | 7 | 10 | 16 | 5 | 3.1759 | 5.2073
| SFM-wCZ12-v2015-rDXGF-t3-S14-BSLcool - Baseline Design - Hourly Results.csv | 7 | 10 | 17 | 5 | 3.5143 | 5.8569
| SFM-wCZ12-v2015-rDXGF-t3-S14-BSLheat - Baseline Design - Hourly Results.csv | 7 | 8 | 15 | 3 | 0.55625 | 0.12723
| SFM-wCZ12-v2015-rDXGF-t3-S14-BSLheat - Baseline Design - Hourly Results.csv | 7 | 8 | 16 | 3 | 0.89752 | 0.78926
| SFM-wCZ12-v2015-rDXGF-t3-S14-BSLheat - Baseline Design - Hourly Results.csv | 7 | 8 | 17 | 3 | 1.2356 | 1.5612
| SFM-wCZ12-v2015-rDXGF-t3-S14-BSLheat - Baseline Design - Hourly Results.csv | 7 | 9 | 15 | 4 | 1.4224 | 1.969
| SFM-wCZ12-v2015-rDXGF-t3-S14-BSLheat - Baseline Design - Hourly Results.csv | 7 | 9 | 16 | 4 | 1.8278 | 2.7529
| SFM-wCZ12-v2015-rDXGF-t3-S14-BSLheat - Baseline Design - Hourly Results.csv | 7 | 9 | 17 | 4 | 2.1921 | 3.4853
| SFM-wCZ12-v2015-rDXGF-t3-S14-BSLheat - Baseline Design - Hourly Results.csv | 7 | 10 | 15 | 5 | 2.3404 | 3.7646
| SFM-wCZ12-v2015-rDXGF-t3-S14-BSLheat - Baseline Design - Hourly Results.csv | 7 | 10 | 16 | 5 | 2.8026 | 4.5943
| SFM-wCZ12-v2015-rDXGF-t3-S14-BSLheat - Baseline Design - Hourly Results.csv | 7 | 10 | 17 | 5 | 3.104 | 5.1722
| SFM-wCZ12-v2015-rDXGF-t3-S15-MSRcool - Baseline Design - Hourly Results.csv | 7 | 8 | 15 | 3 | 0.54231 | 0.12309
| SFM-wCZ12-v2015-rDXGF-t3-S15-MSRcool - Baseline Design - Hourly Results.csv | 7 | 8 | 16 | 3 | 0.86834 | 0.77782
| SFM-wCZ12-v2015-rDXGF-t3-S15-MSRcool - Baseline Design - Hourly Results.csv | 7 | 8 | 17 | 3 | 1.1887 | 1.5305
| SFM-wCZ12-v2015-rDXGF-t3-S15-MSRcool - Baseline Design - Hourly Results.csv | 7 | 9 | 15 | 4 | 1.3619 | 1.919
| SFM-wCZ12-v2015-rDXGF-t3-S15-MSRcool - Baseline Design - Hourly Results.csv | 7 | 9 | 16 | 4 | 1.7432 | 2.6721
| SFM-wCZ12-v2015-rDXGF-t3-S15-MSRcool - Baseline Design - Hourly Results.csv | 7 | 9 | 17 | 4 | 2.0942 | 3.3824
| SFM-wCZ12-v2015-rDXGF-t3-S15-MSRcool - Baseline Design - Hourly Results.csv | 7 | 10 | 15 | 5 | 2.2288 | 3.6415
| SFM-wCZ12-v2015-rDXGF-t3-S15-MSRcool - Baseline Design - Hourly Results.csv | 7 | 10 | 16 | 5 | 2.6597 | 4.4348
| SFM-wCZ12-v2015-rDXGF-t3-S15-MSRcool - Baseline Design - Hourly Results.csv | 7 | 10 | 17 | 5 | 2.942 | 4.9818
| SFM-wCZ12-v2015-rDXGF-t3-S15-MSRheat - Baseline Design - Hourly Results.csv | 7 | 8 | 15 | 3 | 0.50551 | 0.11501
| SFM-wCZ12-v2015-rDXGF-t3-S15-MSRheat - Baseline Design - Hourly Results.csv | 7 | 8 | 16 | 3 | 0.80978 | 0.72353
| SFM-wCZ12-v2015-rDXGF-t3-S15-MSRheat - Baseline Design - Hourly Results.csv | 7 | 8 | 17 | 3 | 1.1103 | 1.4283
| SFM-wCZ12-v2015-rDXGF-t3-S15-MSRheat - Baseline Design - Hourly Results.csv | 7 | 9 | 15 | 4 | 1.275 | 1.7938
| SFM-wCZ12-v2015-rDXGF-t3-S15-MSRheat - Baseline Design - Hourly Results.csv | 7 | 9 | 16 | 4 | 1.6357 | 2.4989
| SFM-wCZ12-v2015-rDXGF-t3-S15-MSRheat - Baseline Design - Hourly Results.csv | 7 | 9 | 17 | 4 | 1.9643 | 3.1699
| SFM-wCZ12-v2015-rDXGF-t3-S15-MSRheat - Baseline Design - Hourly Results.csv | 7 | 10 | 15 | 5 | 2.097 | 3.416
| SFM-wCZ12-v2015-rDXGF-t3-S15-MSRheat - Baseline Design - Hourly Results.csv | 7 | 10 | 16 | 5 | 2.506 | 4.1729
| SFM-wCZ12-v2015-rDXGF-t3-S15-MSRheat - Baseline Design - Hourly Results.csv | 7 | 10 | 17 | 5 | 2.7744 | 4.6948
| SFM-wCZ12-v2015-rDXGF-t3-S16-MSRcool - Baseline Design - Hourly Results.csv | 7 | 8 | 15 | 3 | 0.56481 | 0.12662
| SFM-wCZ12-v2015-rDXGF-t3-S16-MSRcool - Baseline Design - Hourly Results.csv | 7 | 8 | 16 | 3 | 0.90699 | 0.8009
| SFM-wCZ12-v2015-rDXGF-t3-S16-MSRcool - Baseline Design - Hourly Results.csv | 7 | 8 | 17 | 3 | 1.2425 | 1.5801
| SFM-wCZ12-v2015-rDXGF-t3-S16-MSRcool - Baseline Design - Hourly Results.csv | 7 | 9 | 15 | 4 | 1.4326 | 1.9876
| SFM-wCZ12-v2015-rDXGF-t3-S16-MSRcool - Baseline Design - Hourly Results.csv | 7 | 9 | 16 | 4 | 1.8314 | 2.7648
| SFM-wCZ12-v2015-rDXGF-t3-S16-MSRcool - Baseline Design - Hourly Results.csv | 7 | 9 | 17 | 4 | 2.1866 | 3.4806
| SFM-wCZ12-v2015-rDXGF-t3-S16-MSRcool - Baseline Design - Hourly Results.csv | 7 | 10 | 15 | 5 | 2.3537 | 3.772
| SFM-wCZ12-v2015-rDXGF-t3-S16-MSRcool - Baseline Design - Hourly Results.csv | 7 | 10 | 16 | 5 | 2.9014 | 4.5852
| SFM-wCZ12-v2015-rDXGF-t3-S16-MSRcool - Baseline Design - Hourly Results.csv | 7 | 10 | 17 | 5 | 3.136 | 5.2501
| SFM-wCZ12-v2015-rDXGF-t3-S16-MSRheat - Baseline Design - Hourly Results.csv | 7 | 8 | 15 | 3 | 0.52414 | 0.1176
| SFM-wCZ12-v2015-rDXGF-t3-S16-MSRheat - Baseline Design - Hourly Results.csv | 7 | 8 | 16 | 3 | 0.8421 | 0.74171
| SFM-wCZ12-v2015-rDXGF-t3-S16-MSRheat - Baseline Design - Hourly Results.csv | 7 | 8 | 17 | 3 | 1.154 | 1.4638
| SFM-wCZ12-v2015-rDXGF-t3-S16-MSRheat - Baseline Design - Hourly Results.csv | 7 | 9 | 15 | 4 | 1.3345 | 1.845
| SFM-wCZ12-v2015-rDXGF-t3-S16-MSRheat - Baseline Design - Hourly Results.csv | 7 | 9 | 16 | 4 | 1.7065 | 2.5697
| SFM-wCZ12-v2015-rDXGF-t3-S16-MSRheat - Baseline Design - Hourly Results.csv | 7 | 9 | 17 | 4 | 2.0381 | 3.2374
| SFM-wCZ12-v2015-rDXGF-t3-S16-MSRheat - Baseline Design - Hourly Results.csv | 7 | 10 | 15 | 5 | 2.199 | 3.5187
| SFM-wCZ12-v2015-rDXGF-t3-S16-MSRheat - Baseline Design - Hourly Results.csv | 7 | 10 | 16 | 5 | 2.6928 | 4.2805
| SFM-wCZ12-v2015-rDXGF-t3-S16-MSRheat - Baseline Design - Hourly Results.csv | 7 | 10 | 17 | 5 | 2.9147 | 4.8857
| SFM-wCZ12-v2015-rDXGF-t3-S17-MSRcool - Baseline Design - Hourly Results.csv | 7 | 8 | 15 | 3 | 0.53047 | 0.11892
| SFM-wCZ12-v2015-rDXGF-t3-S17-MSRcool - Baseline Design - Hourly Results.csv | 7 | 8 | 16 | 3 | 0.85183 | 0.75219
| SFM-wCZ12-v2015-rDXGF-t3-S17-MSRcool - Baseline Design - Hourly Results.csv | 7 | 8 | 17 | 3 | 1.1669 | 1.484
| SFM-wCZ12-v2015-rDXGF-t3-S17-MSRcool - Baseline Design - Hourly Results.csv | 7 | 9 | 15 | 4 | 1.3455 | 1.8668
| SFM-wCZ12-v2015-rDXGF-t3-S17-MSRcool - Baseline Design - Hourly Results.csv | 7 | 9 | 16 | 4 | 1.72 | 2.5967
| SFM-wCZ12-v2015-rDXGF-t3-S17-MSRcool - Baseline Design - Hourly Results.csv | 7 | 9 | 17 | 4 | 2.0537 | 3.2689
| SFM-wCZ12-v2015-rDXGF-t3-S17-MSRcool - Baseline Design - Hourly Results.csv | 7 | 10 | 15 | 5 | 2.2106 | 3.5426
| SFM-wCZ12-v2015-rDXGF-t3-S17-MSRcool - Baseline Design - Hourly Results.csv | 7 | 10 | 16 | 5 | 2.725 | 4.3064
| SFM-wCZ12-v2015-rDXGF-t3-S17-MSRcool - Baseline Design - Hourly Results.csv | 7 | 10 | 17 | 5 | 2.9453 | 4.9309
| SFM-wCZ12-v2015-rDXGF-t3-S17-MSRheat - Baseline Design - Hourly Results.csv | 7 | 8 | 15 | 3 | 0.48971 | 0.10988
| SFM-wCZ12-v2015-rDXGF-t3-S17-MSRheat - Baseline Design - Hourly Results.csv | 7 | 8 | 16 | 3 | 0.7868 | 0.693
| SFM-wCZ12-v2015-rDXGF-t3-S17-MSRheat - Baseline Design - Hourly Results.csv | 7 | 8 | 17 | 3 | 1.0782 | 1.3676
| SFM-wCZ12-v2015-rDXGF-t3-S17-MSRheat - Baseline Design - Hourly Results.csv | 7 | 9 | 15 | 4 | 1.2469 | 1.7238
| SFM-wCZ12-v2015-rDXGF-t3-S17-MSRheat - Baseline Design - Hourly Results.csv | 7 | 9 | 16 | 4 | 1.5944 | 2.4009
| SFM-wCZ12-v2015-rDXGF-t3-S17-MSRheat - Baseline Design - Hourly Results.csv | 7 | 9 | 17 | 4 | 1.9042 | 3.0248
| SFM-wCZ12-v2015-rDXGF-t3-S17-MSRheat - Baseline Design - Hourly Results.csv | 7 | 10 | 15 | 5 | 2.0546 | 3.2876
| SFM-wCZ12-v2015-rDXGF-t3-S17-MSRheat - Baseline Design - Hourly Results.csv | 7 | 10 | 16 | 5 | 2.516 | 3.9993
| SFM-wCZ12-v2015-rDXGF-t3-S17-MSRheat - Baseline Design - Hourly Results.csv | 7 | 10 | 17 | 5 | 2.7233 | 4.5648
| SFM-wCZ12-v2015-rDXGF-t4-S14-BSLcool - Baseline Design - Hourly Results.csv | 7 | 8 | 15 | 3 | 0 | 0
| SFM-wCZ12-v2015-rDXGF-t4-S14-BSLcool - Baseline Design - Hourly Results.csv | 7 | 8 | 16 | 3 | 0.22149 | 0
| SFM-wCZ12-v2015-rDXGF-t4-S14-BSLcool - Baseline Design - Hourly Results.csv | 7 | 8 | 17 | 3 | 0.77508 | 0
| SFM-wCZ12-v2015-rDXGF-t4-S14-BSLcool - Baseline Design - Hourly Results.csv | 7 | 9 | 15 | 4 | 0.92798 | 0.10791
| SFM-wCZ12-v2015-rDXGF-t4-S14-BSLcool - Baseline Design - Hourly Results.csv | 7 | 9 | 16 | 4 | 1.4764 | 1.3435
| SFM-wCZ12-v2015-rDXGF-t4-S14-BSLcool - Baseline Design - Hourly Results.csv | 7 | 9 | 17 | 4 | 1.9551 | 2.4673
| SFM-wCZ12-v2015-rDXGF-t4-S14-BSLcool - Baseline Design - Hourly Results.csv | 7 | 10 | 15 | 5 | 2.1057 | 2.8644
| SFM-wCZ12-v2015-rDXGF-t4-S14-BSLcool - Baseline Design - Hourly Results.csv | 7 | 10 | 16 | 5 | 2.6611 | 3.9657
| SFM-wCZ12-v2015-rDXGF-t4-S14-BSLcool - Baseline Design - Hourly Results.csv | 7 | 10 | 17 | 5 | 3.0288 | 4.7493
| SFM-wCZ12-v2015-rDXGF-t4-S14-BSLheat - Baseline Design - Hourly Results.csv | 7 | 8 | 15 | 3 | 0 | 0
| SFM-wCZ12-v2015-rDXGF-t4-S14-BSLheat - Baseline Design - Hourly Results.csv | 7 | 8 | 16 | 3 | 0.19334 | 0
| SFM-wCZ12-v2015-rDXGF-t4-S14-BSLheat - Baseline Design - Hourly Results.csv | 7 | 8 | 17 | 3 | 0.67632 | 0
| SFM-wCZ12-v2015-rDXGF-t4-S14-BSLheat - Baseline Design - Hourly Results.csv | 7 | 9 | 15 | 4 | 0.81187 | 0.094074
| SFM-wCZ12-v2015-rDXGF-t4-S14-BSLheat - Baseline Design - Hourly Results.csv | 7 | 9 | 16 | 4 | 1.2946 | 1.1726
| SFM-wCZ12-v2015-rDXGF-t4-S14-BSLheat - Baseline Design - Hourly Results.csv | 7 | 9 | 17 | 4 | 1.7176 | 2.1582
| SFM-wCZ12-v2015-rDXGF-t4-S14-BSLheat - Baseline Design - Hourly Results.csv | 7 | 10 | 15 | 5 | 1.851 | 2.515
| SFM-wCZ12-v2015-rDXGF-t4-S14-BSLheat - Baseline Design - Hourly Results.csv | 7 | 10 | 16 | 5 | 2.3462 | 3.4899
| SFM-wCZ12-v2015-rDXGF-t4-S14-BSLheat - Baseline Design - Hourly Results.csv | 7 | 10 | 17 | 5 | 2.6728 | 4.1881
| SFM-wCZ12-v2015-rDXGF-t4-S15-MSRcool - Baseline Design - Hourly Results.csv | 7 | 8 | 15 | 3 | 0 | 0
| SFM-wCZ12-v2015-rDXGF-t4-S15-MSRcool - Baseline Design - Hourly Results.csv | 7 | 8 | 16 | 3 | 0.18925 | 0
| SFM-wCZ12-v2015-rDXGF-t4-S15-MSRcool - Baseline Design - Hourly Results.csv | 7 | 8 | 17 | 3 | 0.66089 | 0
| SFM-wCZ12-v2015-rDXGF-t4-S15-MSRcool - Baseline Design - Hourly Results.csv | 7 | 9 | 15 | 4 | 0.7869 | 0.092189
| SFM-wCZ12-v2015-rDXGF-t4-S15-MSRcool - Baseline Design - Hourly Results.csv | 7 | 9 | 16 | 4 | 1.2475 | 1.1581
| SFM-wCZ12-v2015-rDXGF-t4-S15-MSRcool - Baseline Design - Hourly Results.csv | 7 | 9 | 17 | 4 | 1.6536 | 2.1224
| SFM-wCZ12-v2015-rDXGF-t4-S15-MSRcool - Baseline Design - Hourly Results.csv | 7 | 10 | 15 | 5 | 1.7773 | 2.4564
| SFM-wCZ12-v2015-rDXGF-t4-S15-MSRcool - Baseline Design - Hourly Results.csv | 7 | 10 | 16 | 5 | 2.243 | 3.3916
| SFM-wCZ12-v2015-rDXGF-t4-S15-MSRcool - Baseline Design - Hourly Results.csv | 7 | 10 | 17 | 5 | 2.5533 | 4.0667
| SFM-wCZ12-v2015-rDXGF-t4-S15-MSRheat - Baseline Design - Hourly Results.csv | 7 | 8 | 15 | 3 | 0 | 0
| SFM-wCZ12-v2015-rDXGF-t4-S15-MSRheat - Baseline Design - Hourly Results.csv | 7 | 8 | 16 | 3 | 0.17585 | 0
| SFM-wCZ12-v2015-rDXGF-t4-S15-MSRheat - Baseline Design - Hourly Results.csv | 7 | 8 | 17 | 3 | 0.61419 | 0
| SFM-wCZ12-v2015-rDXGF-t4-S15-MSRheat - Baseline Design - Hourly Results.csv | 7 | 9 | 15 | 4 | 0.73377 | 0.086075
| SFM-wCZ12-v2015-rDXGF-t4-S15-MSRheat - Baseline Design - Hourly Results.csv | 7 | 9 | 16 | 4 | 1.166 | 1.0842
| SFM-wCZ12-v2015-rDXGF-t4-S15-MSRheat - Baseline Design - Hourly Results.csv | 7 | 9 | 17 | 4 | 1.546 | 1.9867
| SFM-wCZ12-v2015-rDXGF-t4-S15-MSRheat - Baseline Design - Hourly Results.csv | 7 | 10 | 15 | 5 | 1.6663 | 2.2954
| SFM-wCZ12-v2015-rDXGF-t4-S15-MSRheat - Baseline Design - Hourly Results.csv | 7 | 10 | 16 | 5 | 2.1086 | 3.1912
| SFM-wCZ12-v2015-rDXGF-t4-S15-MSRheat - Baseline Design - Hourly Results.csv | 7 | 10 | 17 | 5 | 2.3989 | 3.8176
| SFM-wCZ12-v2015-rDXGF-t4-S16-MSRcool - Baseline Design - Hourly Results.csv | 7 | 8 | 15 | 3 | 0 | 0
| SFM-wCZ12-v2015-rDXGF-t4-S16-MSRcool - Baseline Design - Hourly Results.csv | 7 | 8 | 16 | 3 | 0.1957 | 0
| SFM-wCZ12-v2015-rDXGF-t4-S16-MSRcool - Baseline Design - Hourly Results.csv | 7 | 8 | 17 | 3 | 0.68386 | 0
| SFM-wCZ12-v2015-rDXGF-t4-S16-MSRcool - Baseline Design - Hourly Results.csv | 7 | 9 | 15 | 4 | 0.82121 | 0.094922
| SFM-wCZ12-v2015-rDXGF-t4-S16-MSRcool - Baseline Design - Hourly Results.csv | 7 | 9 | 16 | 4 | 1.3009 | 1.1874
| SFM-wCZ12-v2015-rDXGF-t4-S16-MSRcool - Baseline Design - Hourly Results.csv | 7 | 9 | 17 | 4 | 1.7134 | 2.168
| SFM-wCZ12-v2015-rDXGF-t4-S16-MSRcool - Baseline Design - Hourly Results.csv | 7 | 10 | 15 | 5 | 1.8619 | 2.5202
| SFM-wCZ12-v2015-rDXGF-t4-S16-MSRcool - Baseline Design - Hourly Results.csv | 7 | 10 | 16 | 5 | 2.345 | 3.4849
| SFM-wCZ12-v2015-rDXGF-t4-S16-MSRcool - Baseline Design - Hourly Results.csv | 7 | 10 | 17 | 5 | 2.7734 | 4.1523
| SFM-wCZ12-v2015-rDXGF-t4-S16-MSRheat - Baseline Design - Hourly Results.csv | 7 | 8 | 15 | 3 | 0 | 0
| SFM-wCZ12-v2015-rDXGF-t4-S16-MSRheat - Baseline Design - Hourly Results.csv | 7 | 8 | 16 | 3 | 0.18098 | 0
| SFM-wCZ12-v2015-rDXGF-t4-S16-MSRheat - Baseline Design - Hourly Results.csv | 7 | 8 | 17 | 3 | 0.63255 | 0
| SFM-wCZ12-v2015-rDXGF-t4-S16-MSRheat - Baseline Design - Hourly Results.csv | 7 | 9 | 15 | 4 | 0.76102 | 0.087642
| SFM-wCZ12-v2015-rDXGF-t4-S16-MSRheat - Baseline Design - Hourly Results.csv | 7 | 9 | 16 | 4 | 1.2075 | 1.0973
| SFM-wCZ12-v2015-rDXGF-t4-S16-MSRheat - Baseline Design - Hourly Results.csv | 7 | 9 | 17 | 4 | 1.5923 | 2.0091
| SFM-wCZ12-v2015-rDXGF-t4-S16-MSRheat - Baseline Design - Hourly Results.csv | 7 | 10 | 15 | 5 | 1.734 | 2.346
| SFM-wCZ12-v2015-rDXGF-t4-S16-MSRheat - Baseline Design - Hourly Results.csv | 7 | 10 | 16 | 5 | 2.187 | 3.2462
| SFM-wCZ12-v2015-rDXGF-t4-S16-MSRheat - Baseline Design - Hourly Results.csv | 7 | 10 | 17 | 5 | 2.5736 | 3.8723
| SFM-wCZ12-v2015-rDXGF-t4-S17-MSRcool - Baseline Design - Hourly Results.csv | 7 | 8 | 15 | 3 | 0 | 0
| SFM-wCZ12-v2015-rDXGF-t4-S17-MSRcool - Baseline Design - Hourly Results.csv | 7 | 8 | 16 | 3 | 0.1838 | 0
| SFM-wCZ12-v2015-rDXGF-t4-S17-MSRcool - Baseline Design - Hourly Results.csv | 7 | 8 | 17 | 3 | 0.64227 | 0
| SFM-wCZ12-v2015-rDXGF-t4-S17-MSRcool - Baseline Design - Hourly Results.csv | 7 | 9 | 15 | 4 | 0.77127 | 0.08915
| SFM-wCZ12-v2015-rDXGF-t4-S17-MSRcool - Baseline Design - Hourly Results.csv | 7 | 9 | 16 | 4 | 1.2217 | 1.1152
| SFM-wCZ12-v2015-rDXGF-t4-S17-MSRcool - Baseline Design - Hourly Results.csv | 7 | 9 | 17 | 4 | 1.6092 | 2.0361
| SFM-wCZ12-v2015-rDXGF-t4-S17-MSRcool - Baseline Design - Hourly Results.csv | 7 | 10 | 15 | 5 | 1.7487 | 2.3669
| SFM-wCZ12-v2015-rDXGF-t4-S17-MSRcool - Baseline Design - Hourly Results.csv | 7 | 10 | 16 | 5 | 2.2024 | 3.273
| SFM-wCZ12-v2015-rDXGF-t4-S17-MSRcool - Baseline Design - Hourly Results.csv | 7 | 10 | 17 | 5 | 2.6048 | 3.8997
| SFM-wCZ12-v2015-rDXGF-t4-S17-MSRheat - Baseline Design - Hourly Results.csv | 7 | 8 | 15 | 3 | 0 | 0
| SFM-wCZ12-v2015-rDXGF-t4-S17-MSRheat - Baseline Design - Hourly Results.csv | 7 | 8 | 16 | 3 | 0.1691 | 0
| SFM-wCZ12-v2015-rDXGF-t4-S17-MSRheat - Baseline Design - Hourly Results.csv | 7 | 8 | 17 | 3 | 0.59101 | 0
| SFM-wCZ12-v2015-rDXGF-t4-S17-MSRheat - Baseline Design - Hourly Results.csv | 7 | 9 | 15 | 4 | 0.71104 | 0.081886
| SFM-wCZ12-v2015-rDXGF-t4-S17-MSRheat - Baseline Design - Hourly Results.csv | 7 | 9 | 16 | 4 | 1.1282 | 1.0252
| SFM-wCZ12-v2015-rDXGF-t4-S17-MSRheat - Baseline Design - Hourly Results.csv | 7 | 9 | 17 | 4 | 1.4877 | 1.8772
| SFM-wCZ12-v2015-rDXGF-t4-S17-MSRheat - Baseline Design - Hourly Results.csv | 7 | 10 | 15 | 5 | 1.6201 | 2.1919
| SFM-wCZ12-v2015-rDXGF-t4-S17-MSRheat - Baseline Design - Hourly Results.csv | 7 | 10 | 16 | 5 | 2.0434 | 3.033
| SFM-wCZ12-v2015-rDXGF-t4-S17-MSRheat - Baseline Design - Hourly Results.csv | 7 | 10 | 17 | 5 | 2.4046 | 3.6179
| SFM-wCZ12-v2015-rDXGF-t5-S14-BSLcool - Baseline Design - Hourly Results.csv | 7 | 8 | 15 | 3 | 0 | 0
| SFM-wCZ12-v2015-rDXGF-t5-S14-BSLcool - Baseline Design - Hourly Results.csv | 7 | 8 | 16 | 3 | 0.19844 | 0
| SFM-wCZ12-v2015-rDXGF-t5-S14-BSLcool - Baseline Design - Hourly Results.csv | 7 | 8 | 17 | 3 | 0.75883 | 0
| SFM-wCZ12-v2015-rDXGF-t5-S14-BSLcool - Baseline Design - Hourly Results.csv | 7 | 9 | 15 | 4 | 0.8774 | 0.17009
| SFM-wCZ12-v2015-rDXGF-t5-S14-BSLcool - Baseline Design - Hourly Results.csv | 7 | 9 | 16 | 4 | 1.4377 | 1.3215
| SFM-wCZ12-v2015-rDXGF-t5-S14-BSLcool - Baseline Design - Hourly Results.csv | 7 | 9 | 17 | 4 | 1.9248 | 2.449
| SFM-wCZ12-v2015-rDXGF-t5-S14-BSLcool - Baseline Design - Hourly Results.csv | 7 | 10 | 15 | 5 | 2.0065 | 2.5819
| SFM-wCZ12-v2015-rDXGF-t5-S14-BSLcool - Baseline Design - Hourly Results.csv | 7 | 10 | 16 | 5 | 2.5809 | 3.7432
| SFM-wCZ12-v2015-rDXGF-t5-S14-BSLcool - Baseline Design - Hourly Results.csv | 7 | 10 | 17 | 5 | 2.9625 | 4.578
| SFM-wCZ12-v2015-rDXGF-t5-S14-BSLheat - Baseline Design - Hourly Results.csv | 7 | 8 | 15 | 3 | 0 | 0
| SFM-wCZ12-v2015-rDXGF-t5-S14-BSLheat - Baseline Design - Hourly Results.csv | 7 | 8 | 16 | 3 | 0.17328 | 0
| SFM-wCZ12-v2015-rDXGF-t5-S14-BSLheat - Baseline Design - Hourly Results.csv | 7 | 8 | 17 | 3 | 0.66214 | 0
| SFM-wCZ12-v2015-rDXGF-t5-S14-BSLheat - Baseline Design - Hourly Results.csv | 7 | 9 | 15 | 4 | 0.76813 | 0.14846
| SFM-wCZ12-v2015-rDXGF-t5-S14-BSLheat - Baseline Design - Hourly Results.csv | 7 | 9 | 16 | 4 | 1.2607 | 1.1537
| SFM-wCZ12-v2015-rDXGF-t5-S14-BSLheat - Baseline Design - Hourly Results.csv | 7 | 9 | 17 | 4 | 1.6908 | 2.1435
| SFM-wCZ12-v2015-rDXGF-t5-S14-BSLheat - Baseline Design - Hourly Results.csv | 7 | 10 | 15 | 5 | 1.767 | 2.2664
| SFM-wCZ12-v2015-rDXGF-t5-S14-BSLheat - Baseline Design - Hourly Results.csv | 7 | 10 | 16 | 5 | 2.2758 | 3.2943
| SFM-wCZ12-v2015-rDXGF-t5-S14-BSLheat - Baseline Design - Hourly Results.csv | 7 | 10 | 17 | 5 | 2.6131 | 4.0346
| SFM-wCZ12-v2015-rDXGF-t5-S15-MSRcool - Baseline Design - Hourly Results.csv | 7 | 8 | 15 | 3 | 0 | 0
| SFM-wCZ12-v2015-rDXGF-t5-S15-MSRcool - Baseline Design - Hourly Results.csv | 7 | 8 | 16 | 3 | 0.16917 | 0
| SFM-wCZ12-v2015-rDXGF-t5-S15-MSRcool - Baseline Design - Hourly Results.csv | 7 | 8 | 17 | 3 | 0.64705 | 0
| SFM-wCZ12-v2015-rDXGF-t5-S15-MSRcool - Baseline Design - Hourly Results.csv | 7 | 9 | 15 | 4 | 0.74385 | 0.14457
| SFM-wCZ12-v2015-rDXGF-t5-S15-MSRcool - Baseline Design - Hourly Results.csv | 7 | 9 | 16 | 4 | 1.2157 | 1.137
| SFM-wCZ12-v2015-rDXGF-t5-S15-MSRcool - Baseline Design - Hourly Results.csv | 7 | 9 | 17 | 4 | 1.6266 | 2.1054
| SFM-wCZ12-v2015-rDXGF-t5-S15-MSRcool - Baseline Design - Hourly Results.csv | 7 | 10 | 15 | 5 | 1.6914 | 2.2127
| SFM-wCZ12-v2015-rDXGF-t5-S15-MSRcool - Baseline Design - Hourly Results.csv | 7 | 10 | 16 | 5 | 2.1762 | 3.2011
| SFM-wCZ12-v2015-rDXGF-t5-S15-MSRcool - Baseline Design - Hourly Results.csv | 7 | 10 | 17 | 5 | 2.4956 | 3.9173
| SFM-wCZ12-v2015-rDXGF-t5-S15-MSRheat - Baseline Design - Hourly Results.csv | 7 | 8 | 15 | 3 | 0 | 0
| SFM-wCZ12-v2015-rDXGF-t5-S15-MSRheat - Baseline Design - Hourly Results.csv | 7 | 8 | 16 | 3 | 0.15728 | 0
| SFM-wCZ12-v2015-rDXGF-t5-S15-MSRheat - Baseline Design - Hourly Results.csv | 7 | 8 | 17 | 3 | 0.60134 | 0
| SFM-wCZ12-v2015-rDXGF-t5-S15-MSRheat - Baseline Design - Hourly Results.csv | 7 | 9 | 15 | 4 | 0.69368 | 0.13522
| SFM-wCZ12-v2015-rDXGF-t5-S15-MSRheat - Baseline Design - Hourly Results.csv | 7 | 9 | 16 | 4 | 1.1354 | 1.0651
| SFM-wCZ12-v2015-rDXGF-t5-S15-MSRheat - Baseline Design - Hourly Results.csv | 7 | 9 | 17 | 4 | 1.5232 | 1.9712
| SFM-wCZ12-v2015-rDXGF-t5-S15-MSRheat - Baseline Design - Hourly Results.csv | 7 | 10 | 15 | 5 | 1.5873 | 2.0682
| SFM-wCZ12-v2015-rDXGF-t5-S15-MSRheat - Baseline Design - Hourly Results.csv | 7 | 10 | 16 | 5 | 2.0442 | 3.011
| SFM-wCZ12-v2015-rDXGF-t5-S15-MSRheat - Baseline Design - Hourly Results.csv | 7 | 10 | 17 | 5 | 2.3463 | 3.6799
| SFM-wCZ12-v2015-rDXGF-t5-S16-MSRcool - Baseline Design - Hourly Results.csv | 7 | 8 | 15 | 3 | 0 | 0
| SFM-wCZ12-v2015-rDXGF-t5-S16-MSRcool - Baseline Design - Hourly Results.csv | 7 | 8 | 16 | 3 | 0.17497 | 0
| SFM-wCZ12-v2015-rDXGF-t5-S16-MSRcool - Baseline Design - Hourly Results.csv | 7 | 8 | 17 | 3 | 0.66923 | 0
| SFM-wCZ12-v2015-rDXGF-t5-S16-MSRcool - Baseline Design - Hourly Results.csv | 7 | 9 | 15 | 4 | 0.77666 | 0.14915
| SFM-wCZ12-v2015-rDXGF-t5-S16-MSRcool - Baseline Design - Hourly Results.csv | 7 | 9 | 16 | 4 | 1.2672 | 1.1665
| SFM-wCZ12-v2015-rDXGF-t5-S16-MSRcool - Baseline Design - Hourly Results.csv | 7 | 9 | 17 | 4 | 1.6873 | 2.1498
| SFM-wCZ12-v2015-rDXGF-t5-S16-MSRcool - Baseline Design - Hourly Results.csv | 7 | 10 | 15 | 5 | 1.7754 | 2.2725
| SFM-wCZ12-v2015-rDXGF-t5-S16-MSRcool - Baseline Design - Hourly Results.csv | 7 | 10 | 16 | 5 | 2.2741 | 3.2915
| SFM-wCZ12-v2015-rDXGF-t5-S16-MSRcool - Baseline Design - Hourly Results.csv | 7 | 10 | 17 | 5 | 2.7271 | 4.0001
| SFM-wCZ12-v2015-rDXGF-t5-S16-MSRheat - Baseline Design - Hourly Results.csv | 7 | 8 | 15 | 3 | 0 | 0
| SFM-wCZ12-v2015-rDXGF-t5-S16-MSRheat - Baseline Design - Hourly Results.csv | 7 | 8 | 16 | 3 | 0.16186 | 0
| SFM-wCZ12-v2015-rDXGF-t5-S16-MSRheat - Baseline Design - Hourly Results.csv | 7 | 8 | 17 | 3 | 0.61902 | 0
| SFM-wCZ12-v2015-rDXGF-t5-S16-MSRheat - Baseline Design - Hourly Results.csv | 7 | 9 | 15 | 4 | 0.71978 | 0.13786
| SFM-wCZ12-v2015-rDXGF-t5-S16-MSRheat - Baseline Design - Hourly Results.csv | 7 | 9 | 16 | 4 | 1.1762 | 1.078
| SFM-wCZ12-v2015-rDXGF-t5-S16-MSRheat - Baseline Design - Hourly Results.csv | 7 | 9 | 17 | 4 | 1.568 | 1.9925
| SFM-wCZ12-v2015-rDXGF-t5-S16-MSRheat - Baseline Design - Hourly Results.csv | 7 | 10 | 15 | 5 | 1.6509 | 2.1141
| SFM-wCZ12-v2015-rDXGF-t5-S16-MSRheat - Baseline Design - Hourly Results.csv | 7 | 10 | 16 | 5 | 2.1216 | 3.0645
| SFM-wCZ12-v2015-rDXGF-t5-S16-MSRheat - Baseline Design - Hourly Results.csv | 7 | 10 | 17 | 5 | 2.5283 | 3.7293
| SFM-wCZ12-v2015-rDXGF-t5-S17-MSRcool - Baseline Design - Hourly Results.csv | 7 | 8 | 15 | 3 | 0 | 0
| SFM-wCZ12-v2015-rDXGF-t5-S17-MSRcool - Baseline Design - Hourly Results.csv | 7 | 8 | 16 | 3 | 0.16433 | 0
| SFM-wCZ12-v2015-rDXGF-t5-S17-MSRcool - Baseline Design - Hourly Results.csv | 7 | 8 | 17 | 3 | 0.62853 | 0
| SFM-wCZ12-v2015-rDXGF-t5-S17-MSRcool - Baseline Design - Hourly Results.csv | 7 | 9 | 15 | 4 | 0.72943 | 0.14008
| SFM-wCZ12-v2015-rDXGF-t5-S17-MSRcool - Baseline Design - Hourly Results.csv | 7 | 9 | 16 | 4 | 1.1901 | 1.0956
| SFM-wCZ12-v2015-rDXGF-t5-S17-MSRcool - Baseline Design - Hourly Results.csv | 7 | 9 | 17 | 4 | 1.5847 | 2.0191
| SFM-wCZ12-v2015-rDXGF-t5-S17-MSRcool - Baseline Design - Hourly Results.csv | 7 | 10 | 15 | 5 | 1.6674 | 2.1343
| SFM-wCZ12-v2015-rDXGF-t5-S17-MSRcool - Baseline Design - Hourly Results.csv | 7 | 10 | 16 | 5 | 2.1358 | 3.0913
| SFM-wCZ12-v2015-rDXGF-t5-S17-MSRcool - Baseline Design - Hourly Results.csv | 7 | 10 | 17 | 5 | 2.5612 | 3.7568
| SFM-wCZ12-v2015-rDXGF-t5-S17-MSRheat - Baseline Design - Hourly Results.csv | 7 | 8 | 15 | 3 | 0 | 0
| SFM-wCZ12-v2015-rDXGF-t5-S17-MSRheat - Baseline Design - Hourly Results.csv | 7 | 8 | 16 | 3 | 0.15123 | 0
| SFM-wCZ12-v2015-rDXGF-t5-S17-MSRheat - Baseline Design - Hourly Results.csv | 7 | 8 | 17 | 3 | 0.57837 | 0
| SFM-wCZ12-v2015-rDXGF-t5-S17-MSRheat - Baseline Design - Hourly Results.csv | 7 | 9 | 15 | 4 | 0.67251 | 0.12881
| SFM-wCZ12-v2015-rDXGF-t5-S17-MSRheat - Baseline Design - Hourly Results.csv | 7 | 9 | 16 | 4 | 1.099 | 1.0072
| SFM-wCZ12-v2015-rDXGF-t5-S17-MSRheat - Baseline Design - Hourly Results.csv | 7 | 9 | 17 | 4 | 1.465 | 1.8617
| SFM-wCZ12-v2015-rDXGF-t5-S17-MSRheat - Baseline Design - Hourly Results.csv | 7 | 10 | 15 | 5 | 1.5425 | 1.9752
| SFM-wCZ12-v2015-rDXGF-t5-S17-MSRheat - Baseline Design - Hourly Results.csv | 7 | 10 | 16 | 5 | 1.9822 | 2.8632
| SFM-wCZ12-v2015-rDXGF-t5-S17-MSRheat - Baseline Design - Hourly Results.csv | 7 | 10 | 17 | 5 | 2.3622 | 3.4844
| SFM-wCZ12-v2015-rDXHP-t1-S14-BSLboth - Baseline Design - Hourly Results.csv | 7 | 8 | 15 | 3 | 2.0015 | 3.2828
| SFM-wCZ12-v2015-rDXHP-t1-S14-BSLboth - Baseline Design - Hourly Results.csv | 7 | 8 | 16 | 3 | 2.2069 | 3.5765
| SFM-wCZ12-v2015-rDXHP-t1-S14-BSLboth - Baseline Design - Hourly Results.csv | 7 | 8 | 17 | 3 | 2.4511 | 3.9917
| SFM-wCZ12-v2015-rDXHP-t1-S14-BSLboth - Baseline Design - Hourly Results.csv | 7 | 9 | 15 | 4 | 2.9384 | 4.7702
| SFM-wCZ12-v2015-rDXHP-t1-S14-BSLboth - Baseline Design - Hourly Results.csv | 7 | 9 | 16 | 4 | 3.3292 | 5.375
| SFM-wCZ12-v2015-rDXHP-t1-S14-BSLboth - Baseline Design - Hourly Results.csv | 7 | 9 | 17 | 4 | 3.6604 | 5.9351
| SFM-wCZ12-v2015-rDXHP-t1-S14-BSLboth - Baseline Design - Hourly Results.csv | 7 | 10 | 15 | 5 | 4.0143 | 6.6201
| SFM-wCZ12-v2015-rDXHP-t1-S14-BSLboth - Baseline Design - Hourly Results.csv | 7 | 10 | 16 | 5 | 4.109 | 7.3638
| SFM-wCZ12-v2015-rDXHP-t1-S14-BSLboth - Baseline Design - Hourly Results.csv | 7 | 10 | 17 | 5 | 4.1098 | 7.7866
| SFM-wCZ12-v2015-rDXHP-t1-S14-BSLcool - Baseline Design - Hourly Results.csv | 7 | 8 | 15 | 3 | 2.0015 | 3.2828
| SFM-wCZ12-v2015-rDXHP-t1-S14-BSLcool - Baseline Design - Hourly Results.csv | 7 | 8 | 16 | 3 | 2.2069 | 3.5765
| SFM-wCZ12-v2015-rDXHP-t1-S14-BSLcool - Baseline Design - Hourly Results.csv | 7 | 8 | 17 | 3 | 2.4511 | 3.9917
| SFM-wCZ12-v2015-rDXHP-t1-S14-BSLcool - Baseline Design - Hourly Results.csv | 7 | 9 | 15 | 4 | 2.9384 | 4.7702
| SFM-wCZ12-v2015-rDXHP-t1-S14-BSLcool - Baseline Design - Hourly Results.csv | 7 | 9 | 16 | 4 | 3.3292 | 5.375
| SFM-wCZ12-v2015-rDXHP-t1-S14-BSLcool - Baseline Design - Hourly Results.csv | 7 | 9 | 17 | 4 | 3.6604 | 5.9351
| SFM-wCZ12-v2015-rDXHP-t1-S14-BSLcool - Baseline Design - Hourly Results.csv | 7 | 10 | 15 | 5 | 4.0143 | 6.6201
| SFM-wCZ12-v2015-rDXHP-t1-S14-BSLcool - Baseline Design - Hourly Results.csv | 7 | 10 | 16 | 5 | 4.109 | 7.3638
| SFM-wCZ12-v2015-rDXHP-t1-S14-BSLcool - Baseline Design - Hourly Results.csv | 7 | 10 | 17 | 5 | 4.1098 | 7.7866
| SFM-wCZ12-v2015-rDXHP-t1-S14-BSLheat - Baseline Design - Hourly Results.csv | 7 | 8 | 15 | 3 | 1.7465 | 2.8645
| SFM-wCZ12-v2015-rDXHP-t1-S14-BSLheat - Baseline Design - Hourly Results.csv | 7 | 8 | 16 | 3 | 1.9257 | 3.1207
| SFM-wCZ12-v2015-rDXHP-t1-S14-BSLheat - Baseline Design - Hourly Results.csv | 7 | 8 | 17 | 3 | 2.1387 | 3.4831
| SFM-wCZ12-v2015-rDXHP-t1-S14-BSLheat - Baseline Design - Hourly Results.csv | 7 | 9 | 15 | 4 | 2.5639 | 4.1623
| SFM-wCZ12-v2015-rDXHP-t1-S14-BSLheat - Baseline Design - Hourly Results.csv | 7 | 9 | 16 | 4 | 2.9049 | 4.6901
| SFM-wCZ12-v2015-rDXHP-t1-S14-BSLheat - Baseline Design - Hourly Results.csv | 7 | 9 | 17 | 4 | 3.194 | 5.1788
| SFM-wCZ12-v2015-rDXHP-t1-S14-BSLheat - Baseline Design - Hourly Results.csv | 7 | 10 | 15 | 5 | 3.5027 | 5.7766
| SFM-wCZ12-v2015-rDXHP-t1-S14-BSLheat - Baseline Design - Hourly Results.csv | 7 | 10 | 16 | 5 | 3.5854 | 6.4255
| SFM-wCZ12-v2015-rDXHP-t1-S14-BSLheat - Baseline Design - Hourly Results.csv | 7 | 10 | 17 | 5 | 3.5861 | 6.7944
| SFM-wCZ12-v2015-rDXHP-t1-S15-MSRboth - Baseline Design - Hourly Results.csv | 7 | 8 | 15 | 3 | 1.6779 | 2.7296
| SFM-wCZ12-v2015-rDXHP-t1-S15-MSRboth - Baseline Design - Hourly Results.csv | 7 | 8 | 16 | 3 | 1.8527 | 2.9898
| SFM-wCZ12-v2015-rDXHP-t1-S15-MSRboth - Baseline Design - Hourly Results.csv | 7 | 8 | 17 | 3 | 2.0604 | 3.3499
| SFM-wCZ12-v2015-rDXHP-t1-S15-MSRboth - Baseline Design - Hourly Results.csv | 7 | 9 | 15 | 4 | 2.4634 | 4.056
| SFM-wCZ12-v2015-rDXHP-t1-S15-MSRboth - Baseline Design - Hourly Results.csv | 7 | 9 | 16 | 4 | 2.7934 | 4.5653
| SFM-wCZ12-v2015-rDXHP-t1-S15-MSRboth - Baseline Design - Hourly Results.csv | 7 | 9 | 17 | 4 | 3.0741 | 5.0406
| SFM-wCZ12-v2015-rDXHP-t1-S15-MSRboth - Baseline Design - Hourly Results.csv | 7 | 10 | 15 | 5 | 3.4052 | 5.6144
| SFM-wCZ12-v2015-rDXHP-t1-S15-MSRboth - Baseline Design - Hourly Results.csv | 7 | 10 | 16 | 5 | 3.7538 | 6.2378
| SFM-wCZ12-v2015-rDXHP-t1-S15-MSRboth - Baseline Design - Hourly Results.csv | 7 | 10 | 17 | 5 | 3.7542 | 6.5994
| SFM-wCZ12-v2015-rDXHP-t1-S15-MSRcool - Baseline Design - Hourly Results.csv | 7 | 8 | 15 | 3 | 1.6779 | 2.7296
| SFM-wCZ12-v2015-rDXHP-t1-S15-MSRcool - Baseline Design - Hourly Results.csv | 7 | 8 | 16 | 3 | 1.8527 | 2.9898
| SFM-wCZ12-v2015-rDXHP-t1-S15-MSRcool - Baseline Design - Hourly Results.csv | 7 | 8 | 17 | 3 | 2.0604 | 3.3499
| SFM-wCZ12-v2015-rDXHP-t1-S15-MSRcool - Baseline Design - Hourly Results.csv | 7 | 9 | 15 | 4 | 2.4634 | 4.056
| SFM-wCZ12-v2015-rDXHP-t1-S15-MSRcool - Baseline Design - Hourly Results.csv | 7 | 9 | 16 | 4 | 2.7934 | 4.5653
| SFM-wCZ12-v2015-rDXHP-t1-S15-MSRcool - Baseline Design - Hourly Results.csv | 7 | 9 | 17 | 4 | 3.0741 | 5.0406
| SFM-wCZ12-v2015-rDXHP-t1-S15-MSRcool - Baseline Design - Hourly Results.csv | 7 | 10 | 15 | 5 | 3.4052 | 5.6144
| SFM-wCZ12-v2015-rDXHP-t1-S15-MSRcool - Baseline Design - Hourly Results.csv | 7 | 10 | 16 | 5 | 3.7538 | 6.2378
| SFM-wCZ12-v2015-rDXHP-t1-S15-MSRcool - Baseline Design - Hourly Results.csv | 7 | 10 | 17 | 5 | 3.7542 | 6.5994
| SFM-wCZ12-v2015-rDXHP-t1-S15-MSRheat - Baseline Design - Hourly Results.csv | 7 | 8 | 15 | 3 | 1.5206 | 2.4736
| SFM-wCZ12-v2015-rDXHP-t1-S15-MSRheat - Baseline Design - Hourly Results.csv | 7 | 8 | 16 | 3 | 1.679 | 2.7095
| SFM-wCZ12-v2015-rDXHP-t1-S15-MSRheat - Baseline Design - Hourly Results.csv | 7 | 8 | 17 | 3 | 1.8673 | 3.0358
| SFM-wCZ12-v2015-rDXHP-t1-S15-MSRheat - Baseline Design - Hourly Results.csv | 7 | 9 | 15 | 4 | 2.2324 | 3.6757
| SFM-wCZ12-v2015-rDXHP-t1-S15-MSRheat - Baseline Design - Hourly Results.csv | 7 | 9 | 16 | 4 | 2.5315 | 4.1373
| SFM-wCZ12-v2015-rDXHP-t1-S15-MSRheat - Baseline Design - Hourly Results.csv | 7 | 9 | 17 | 4 | 2.7859 | 4.568
| SFM-wCZ12-v2015-rDXHP-t1-S15-MSRheat - Baseline Design - Hourly Results.csv | 7 | 10 | 15 | 5 | 3.0859 | 5.0881
| SFM-wCZ12-v2015-rDXHP-t1-S15-MSRheat - Baseline Design - Hourly Results.csv | 7 | 10 | 16 | 5 | 3.4018 | 5.653
| SFM-wCZ12-v2015-rDXHP-t1-S15-MSRheat - Baseline Design - Hourly Results.csv | 7 | 10 | 17 | 5 | 3.4022 | 5.9806
| SFM-wCZ12-v2015-rDXHP-t1-S16-MSRboth - Baseline Design - Hourly Results.csv | 7 | 8 | 15 | 3 | 1.7497 | 2.8472
| SFM-wCZ12-v2015-rDXHP-t1-S16-MSRboth - Baseline Design - Hourly Results.csv | 7 | 8 | 16 | 3 | 1.9134 | 3.1024
| SFM-wCZ12-v2015-rDXHP-t1-S16-MSRboth - Baseline Design - Hourly Results.csv | 7 | 8 | 17 | 3 | 2.1216 | 3.4532
| SFM-wCZ12-v2015-rDXHP-t1-S16-MSRboth - Baseline Design - Hourly Results.csv | 7 | 9 | 15 | 4 | 2.6874 | 4.2391
| SFM-wCZ12-v2015-rDXHP-t1-S16-MSRboth - Baseline Design - Hourly Results.csv | 7 | 9 | 16 | 4 | 2.988 | 4.8945
| SFM-wCZ12-v2015-rDXHP-t1-S16-MSRboth - Baseline Design - Hourly Results.csv | 7 | 9 | 17 | 4 | 3.2375 | 5.4564
| SFM-wCZ12-v2015-rDXHP-t1-S16-MSRboth - Baseline Design - Hourly Results.csv | 7 | 10 | 15 | 5 | 3.554 | 6.0196
| SFM-wCZ12-v2015-rDXHP-t1-S16-MSRboth - Baseline Design - Hourly Results.csv | 7 | 10 | 16 | 5 | 3.735 | 6.6054
| SFM-wCZ12-v2015-rDXHP-t1-S16-MSRboth - Baseline Design - Hourly Results.csv | 7 | 10 | 17 | 5 | 3.7368 | 6.9129
| SFM-wCZ12-v2015-rDXHP-t1-S16-MSRcool - Baseline Design - Hourly Results.csv | 7 | 8 | 15 | 3 | 1.7497 | 2.8472
| SFM-wCZ12-v2015-rDXHP-t1-S16-MSRcool - Baseline Design - Hourly Results.csv | 7 | 8 | 16 | 3 | 1.9134 | 3.1024
| SFM-wCZ12-v2015-rDXHP-t1-S16-MSRcool - Baseline Design - Hourly Results.csv | 7 | 8 | 17 | 3 | 2.1216 | 3.4532
| SFM-wCZ12-v2015-rDXHP-t1-S16-MSRcool - Baseline Design - Hourly Results.csv | 7 | 9 | 15 | 4 | 2.6874 | 4.2391
| SFM-wCZ12-v2015-rDXHP-t1-S16-MSRcool - Baseline Design - Hourly Results.csv | 7 | 9 | 16 | 4 | 2.988 | 4.8945
| SFM-wCZ12-v2015-rDXHP-t1-S16-MSRcool - Baseline Design - Hourly Results.csv | 7 | 9 | 17 | 4 | 3.2375 | 5.4564
| SFM-wCZ12-v2015-rDXHP-t1-S16-MSRcool - Baseline Design - Hourly Results.csv | 7 | 10 | 15 | 5 | 3.554 | 6.0196
| SFM-wCZ12-v2015-rDXHP-t1-S16-MSRcool - Baseline Design - Hourly Results.csv | 7 | 10 | 16 | 5 | 3.735 | 6.6054
| SFM-wCZ12-v2015-rDXHP-t1-S16-MSRcool - Baseline Design - Hourly Results.csv | 7 | 10 | 17 | 5 | 3.7368 | 6.9129
| SFM-wCZ12-v2015-rDXHP-t1-S16-MSRheat - Baseline Design - Hourly Results.csv | 7 | 8 | 15 | 3 | 1.5837 | 2.5771
| SFM-wCZ12-v2015-rDXHP-t1-S16-MSRheat - Baseline Design - Hourly Results.csv | 7 | 8 | 16 | 3 | 1.7319 | 2.8081
| SFM-wCZ12-v2015-rDXHP-t1-S16-MSRheat - Baseline Design - Hourly Results.csv | 7 | 8 | 17 | 3 | 1.9203 | 3.1256
| SFM-wCZ12-v2015-rDXHP-t1-S16-MSRheat - Baseline Design - Hourly Results.csv | 7 | 9 | 15 | 4 | 2.4324 | 3.8369
| SFM-wCZ12-v2015-rDXHP-t1-S16-MSRheat - Baseline Design - Hourly Results.csv | 7 | 9 | 16 | 4 | 2.7045 | 4.4302
| SFM-wCZ12-v2015-rDXHP-t1-S16-MSRheat - Baseline Design - Hourly Results.csv | 7 | 9 | 17 | 4 | 2.9304 | 4.9387
| SFM-wCZ12-v2015-rDXHP-t1-S16-MSRheat - Baseline Design - Hourly Results.csv | 7 | 10 | 15 | 5 | 3.2168 | 5.4485
| SFM-wCZ12-v2015-rDXHP-t1-S16-MSRheat - Baseline Design - Hourly Results.csv | 7 | 10 | 16 | 5 | 3.3806 | 5.9787
| SFM-wCZ12-v2015-rDXHP-t1-S16-MSRheat - Baseline Design - Hourly Results.csv | 7 | 10 | 17 | 5 | 3.3823 | 6.2571
| SFM-wCZ12-v2015-rDXHP-t1-S17-MSRboth - Baseline Design - Hourly Results.csv | 7 | 8 | 15 | 3 | 1.6433 | 2.674
| SFM-wCZ12-v2015-rDXHP-t1-S17-MSRboth - Baseline Design - Hourly Results.csv | 7 | 8 | 16 | 3 | 1.7971 | 2.9137
| SFM-wCZ12-v2015-rDXHP-t1-S17-MSRboth - Baseline Design - Hourly Results.csv | 7 | 8 | 17 | 3 | 1.9925 | 3.2432
| SFM-wCZ12-v2015-rDXHP-t1-S17-MSRboth - Baseline Design - Hourly Results.csv | 7 | 9 | 15 | 4 | 2.524 | 3.9813
| SFM-wCZ12-v2015-rDXHP-t1-S17-MSRboth - Baseline Design - Hourly Results.csv | 7 | 9 | 16 | 4 | 2.8063 | 4.5968
| SFM-wCZ12-v2015-rDXHP-t1-S17-MSRboth - Baseline Design - Hourly Results.csv | 7 | 9 | 17 | 4 | 3.0406 | 5.1246
| SFM-wCZ12-v2015-rDXHP-t1-S17-MSRboth - Baseline Design - Hourly Results.csv | 7 | 10 | 15 | 5 | 3.3379 | 5.6535
| SFM-wCZ12-v2015-rDXHP-t1-S17-MSRboth - Baseline Design - Hourly Results.csv | 7 | 10 | 16 | 5 | 3.5078 | 6.2037
| SFM-wCZ12-v2015-rDXHP-t1-S17-MSRboth - Baseline Design - Hourly Results.csv | 7 | 10 | 17 | 5 | 3.5096 | 6.4925
| SFM-wCZ12-v2015-rDXHP-t1-S17-MSRcool - Baseline Design - Hourly Results.csv | 7 | 8 | 15 | 3 | 1.6433 | 2.674
| SFM-wCZ12-v2015-rDXHP-t1-S17-MSRcool - Baseline Design - Hourly Results.csv | 7 | 8 | 16 | 3 | 1.7971 | 2.9137
| SFM-wCZ12-v2015-rDXHP-t1-S17-MSRcool - Baseline Design - Hourly Results.csv | 7 | 8 | 17 | 3 | 1.9925 | 3.2432
| SFM-wCZ12-v2015-rDXHP-t1-S17-MSRcool - Baseline Design - Hourly Results.csv | 7 | 9 | 15 | 4 | 2.524 | 3.9813
| SFM-wCZ12-v2015-rDXHP-t1-S17-MSRcool - Baseline Design - Hourly Results.csv | 7 | 9 | 16 | 4 | 2.8063 | 4.5968
| SFM-wCZ12-v2015-rDXHP-t1-S17-MSRcool - Baseline Design - Hourly Results.csv | 7 | 9 | 17 | 4 | 3.0406 | 5.1246
| SFM-wCZ12-v2015-rDXHP-t1-S17-MSRcool - Baseline Design - Hourly Results.csv | 7 | 10 | 15 | 5 | 3.3379 | 5.6535
| SFM-wCZ12-v2015-rDXHP-t1-S17-MSRcool - Baseline Design - Hourly Results.csv | 7 | 10 | 16 | 5 | 3.5078 | 6.2037
| SFM-wCZ12-v2015-rDXHP-t1-S17-MSRcool - Baseline Design - Hourly Results.csv | 7 | 10 | 17 | 5 | 3.5096 | 6.4925
| SFM-wCZ12-v2015-rDXHP-t1-S17-MSRheat - Baseline Design - Hourly Results.csv | 7 | 8 | 15 | 3 | 1.4797 | 2.4078
| SFM-wCZ12-v2015-rDXHP-t1-S17-MSRheat - Baseline Design - Hourly Results.csv | 7 | 8 | 16 | 3 | 1.6181 | 2.6237
| SFM-wCZ12-v2015-rDXHP-t1-S17-MSRheat - Baseline Design - Hourly Results.csv | 7 | 8 | 17 | 3 | 1.7942 | 2.9203
| SFM-wCZ12-v2015-rDXHP-t1-S17-MSRheat - Baseline Design - Hourly Results.csv | 7 | 9 | 15 | 4 | 2.2727 | 3.585
| SFM-wCZ12-v2015-rDXHP-t1-S17-MSRheat - Baseline Design - Hourly Results.csv | 7 | 9 | 16 | 4 | 2.5269 | 4.1392
| SFM-wCZ12-v2015-rDXHP-t1-S17-MSRheat - Baseline Design - Hourly Results.csv | 7 | 9 | 17 | 4 | 2.7379 | 4.6144
| SFM-wCZ12-v2015-rDXHP-t1-S17-MSRheat - Baseline Design - Hourly Results.csv | 7 | 10 | 15 | 5 | 3.0056 | 5.0907
| SFM-wCZ12-v2015-rDXHP-t1-S17-MSRheat - Baseline Design - Hourly Results.csv | 7 | 10 | 16 | 5 | 3.1586 | 5.5861
| SFM-wCZ12-v2015-rDXHP-t1-S17-MSRheat - Baseline Design - Hourly Results.csv | 7 | 10 | 17 | 5 | 3.1602 | 5.8462
| SFM-wCZ12-v2015-rDXHP-t2-S14-BSLboth - Baseline Design - Hourly Results.csv | 7 | 8 | 15 | 3 | 1.452 | 2.063
| SFM-wCZ12-v2015-rDXHP-t2-S14-BSLboth - Baseline Design - Hourly Results.csv | 7 | 8 | 16 | 3 | 1.7241 | 2.5338
| SFM-wCZ12-v2015-rDXHP-t2-S14-BSLboth - Baseline Design - Hourly Results.csv | 7 | 8 | 17 | 3 | 2.0148 | 3.0669
| SFM-wCZ12-v2015-rDXHP-t2-S14-BSLboth - Baseline Design - Hourly Results.csv | 7 | 9 | 15 | 4 | 2.4216 | 3.7458
| SFM-wCZ12-v2015-rDXHP-t2-S14-BSLboth - Baseline Design - Hourly Results.csv | 7 | 9 | 16 | 4 | 2.834 | 4.4182
| SFM-wCZ12-v2015-rDXHP-t2-S14-BSLboth - Baseline Design - Hourly Results.csv | 7 | 9 | 17 | 4 | 3.1876 | 5.0364
| SFM-wCZ12-v2015-rDXHP-t2-S14-BSLboth - Baseline Design - Hourly Results.csv | 7 | 10 | 15 | 5 | 3.5945 | 5.7315
| SFM-wCZ12-v2015-rDXHP-t2-S14-BSLboth - Baseline Design - Hourly Results.csv | 7 | 10 | 16 | 5 | 4.0796 | 6.4969
| SFM-wCZ12-v2015-rDXHP-t2-S14-BSLboth - Baseline Design - Hourly Results.csv | 7 | 10 | 17 | 5 | 4.1117 | 6.9546
| SFM-wCZ12-v2015-rDXHP-t2-S14-BSLcool - Baseline Design - Hourly Results.csv | 7 | 8 | 15 | 3 | 1.452 | 2.063
| SFM-wCZ12-v2015-rDXHP-t2-S14-BSLcool - Baseline Design - Hourly Results.csv | 7 | 8 | 16 | 3 | 1.7241 | 2.5338
| SFM-wCZ12-v2015-rDXHP-t2-S14-BSLcool - Baseline Design - Hourly Results.csv | 7 | 8 | 17 | 3 | 2.0148 | 3.0669
| SFM-wCZ12-v2015-rDXHP-t2-S14-BSLcool - Baseline Design - Hourly Results.csv | 7 | 9 | 15 | 4 | 2.4216 | 3.7458
| SFM-wCZ12-v2015-rDXHP-t2-S14-BSLcool - Baseline Design - Hourly Results.csv | 7 | 9 | 16 | 4 | 2.834 | 4.4182
| SFM-wCZ12-v2015-rDXHP-t2-S14-BSLcool - Baseline Design - Hourly Results.csv | 7 | 9 | 17 | 4 | 3.1876 | 5.0364
| SFM-wCZ12-v2015-rDXHP-t2-S14-BSLcool - Baseline Design - Hourly Results.csv | 7 | 10 | 15 | 5 | 3.5945 | 5.7315
| SFM-wCZ12-v2015-rDXHP-t2-S14-BSLcool - Baseline Design - Hourly Results.csv | 7 | 10 | 16 | 5 | 4.0796 | 6.4969
| SFM-wCZ12-v2015-rDXHP-t2-S14-BSLcool - Baseline Design - Hourly Results.csv | 7 | 10 | 17 | 5 | 4.1117 | 6.9546
| SFM-wCZ12-v2015-rDXHP-t2-S14-BSLheat - Baseline Design - Hourly Results.csv | 7 | 8 | 15 | 3 | 1.267 | 1.8001
| SFM-wCZ12-v2015-rDXHP-t2-S14-BSLheat - Baseline Design - Hourly Results.csv | 7 | 8 | 16 | 3 | 1.5044 | 2.2109
| SFM-wCZ12-v2015-rDXHP-t2-S14-BSLheat - Baseline Design - Hourly Results.csv | 7 | 8 | 17 | 3 | 1.758 | 2.6761
| SFM-wCZ12-v2015-rDXHP-t2-S14-BSLheat - Baseline Design - Hourly Results.csv | 7 | 9 | 15 | 4 | 2.113 | 3.2685
| SFM-wCZ12-v2015-rDXHP-t2-S14-BSLheat - Baseline Design - Hourly Results.csv | 7 | 9 | 16 | 4 | 2.4728 | 3.8552
| SFM-wCZ12-v2015-rDXHP-t2-S14-BSLheat - Baseline Design - Hourly Results.csv | 7 | 9 | 17 | 4 | 2.7814 | 4.3946
| SFM-wCZ12-v2015-rDXHP-t2-S14-BSLheat - Baseline Design - Hourly Results.csv | 7 | 10 | 15 | 5 | 3.1364 | 5.0012
| SFM-wCZ12-v2015-rDXHP-t2-S14-BSLheat - Baseline Design - Hourly Results.csv | 7 | 10 | 16 | 5 | 3.5597 | 5.669
| SFM-wCZ12-v2015-rDXHP-t2-S14-BSLheat - Baseline Design - Hourly Results.csv | 7 | 10 | 17 | 5 | 3.5877 | 6.0684
| SFM-wCZ12-v2015-rDXHP-t2-S15-MSRboth - Baseline Design - Hourly Results.csv | 7 | 8 | 15 | 3 | 1.2217 | 1.7337
| SFM-wCZ12-v2015-rDXHP-t2-S15-MSRboth - Baseline Design - Hourly Results.csv | 7 | 8 | 16 | 3 | 1.4491 | 2.1312
| SFM-wCZ12-v2015-rDXHP-t2-S15-MSRboth - Baseline Design - Hourly Results.csv | 7 | 8 | 17 | 3 | 1.6919 | 2.5857
| SFM-wCZ12-v2015-rDXHP-t2-S15-MSRboth - Baseline Design - Hourly Results.csv | 7 | 9 | 15 | 4 | 2.033 | 3.1487
| SFM-wCZ12-v2015-rDXHP-t2-S15-MSRboth - Baseline Design - Hourly Results.csv | 7 | 9 | 16 | 4 | 2.3817 | 3.7287
| SFM-wCZ12-v2015-rDXHP-t2-S15-MSRboth - Baseline Design - Hourly Results.csv | 7 | 9 | 17 | 4 | 2.6783 | 4.2592
| SFM-wCZ12-v2015-rDXHP-t2-S15-MSRboth - Baseline Design - Hourly Results.csv | 7 | 10 | 15 | 5 | 3.0193 | 4.8574
| SFM-wCZ12-v2015-rDXHP-t2-S15-MSRboth - Baseline Design - Hourly Results.csv | 7 | 10 | 16 | 5 | 3.4314 | 5.5048
| SFM-wCZ12-v2015-rDXHP-t2-S15-MSRboth - Baseline Design - Hourly Results.csv | 7 | 10 | 17 | 5 | 3.6487 | 5.8907
| SFM-wCZ12-v2015-rDXHP-t2-S15-MSRcool - Baseline Design - Hourly Results.csv | 7 | 8 | 15 | 3 | 1.2217 | 1.7337
| SFM-wCZ12-v2015-rDXHP-t2-S15-MSRcool - Baseline Design - Hourly Results.csv | 7 | 8 | 16 | 3 | 1.4491 | 2.1312
| SFM-wCZ12-v2015-rDXHP-t2-S15-MSRcool - Baseline Design - Hourly Results.csv | 7 | 8 | 17 | 3 | 1.6919 | 2.5857
| SFM-wCZ12-v2015-rDXHP-t2-S15-MSRcool - Baseline Design - Hourly Results.csv | 7 | 9 | 15 | 4 | 2.033 | 3.1487
| SFM-wCZ12-v2015-rDXHP-t2-S15-MSRcool - Baseline Design - Hourly Results.csv | 7 | 9 | 16 | 4 | 2.3817 | 3.7287
| SFM-wCZ12-v2015-rDXHP-t2-S15-MSRcool - Baseline Design - Hourly Results.csv | 7 | 9 | 17 | 4 | 2.6783 | 4.2592
| SFM-wCZ12-v2015-rDXHP-t2-S15-MSRcool - Baseline Design - Hourly Results.csv | 7 | 10 | 15 | 5 | 3.0193 | 4.8574
| SFM-wCZ12-v2015-rDXHP-t2-S15-MSRcool - Baseline Design - Hourly Results.csv | 7 | 10 | 16 | 5 | 3.4314 | 5.5048
| SFM-wCZ12-v2015-rDXHP-t2-S15-MSRcool - Baseline Design - Hourly Results.csv | 7 | 10 | 17 | 5 | 3.6487 | 5.8907
| SFM-wCZ12-v2015-rDXHP-t2-S15-MSRheat - Baseline Design - Hourly Results.csv | 7 | 8 | 15 | 3 | 1.1072 | 1.5711
| SFM-wCZ12-v2015-rDXHP-t2-S15-MSRheat - Baseline Design - Hourly Results.csv | 7 | 8 | 16 | 3 | 1.3132 | 1.9314
| SFM-wCZ12-v2015-rDXHP-t2-S15-MSRheat - Baseline Design - Hourly Results.csv | 7 | 8 | 17 | 3 | 1.5333 | 2.3433
| SFM-wCZ12-v2015-rDXHP-t2-S15-MSRheat - Baseline Design - Hourly Results.csv | 7 | 9 | 15 | 4 | 1.8424 | 2.8535
| SFM-wCZ12-v2015-rDXHP-t2-S15-MSRheat - Baseline Design - Hourly Results.csv | 7 | 9 | 16 | 4 | 2.1585 | 3.3791
| SFM-wCZ12-v2015-rDXHP-t2-S15-MSRheat - Baseline Design - Hourly Results.csv | 7 | 9 | 17 | 4 | 2.4272 | 3.8598
| SFM-wCZ12-v2015-rDXHP-t2-S15-MSRheat - Baseline Design - Hourly Results.csv | 7 | 10 | 15 | 5 | 2.7362 | 4.402
| SFM-wCZ12-v2015-rDXHP-t2-S15-MSRheat - Baseline Design - Hourly Results.csv | 7 | 10 | 16 | 5 | 3.1096 | 4.9887
| SFM-wCZ12-v2015-rDXHP-t2-S15-MSRheat - Baseline Design - Hourly Results.csv | 7 | 10 | 17 | 5 | 3.3066 | 5.3384
| SFM-wCZ12-v2015-rDXHP-t2-S16-MSRboth - Baseline Design - Hourly Results.csv | 7 | 8 | 15 | 3 | 1.2843 | 1.7979
| SFM-wCZ12-v2015-rDXHP-t2-S16-MSRboth - Baseline Design - Hourly Results.csv | 7 | 8 | 16 | 3 | 1.5253 | 2.2159
| SFM-wCZ12-v2015-rDXHP-t2-S16-MSRboth - Baseline Design - Hourly Results.csv | 7 | 8 | 17 | 3 | 1.7744 | 2.6921
| SFM-wCZ12-v2015-rDXHP-t2-S16-MSRboth - Baseline Design - Hourly Results.csv | 7 | 9 | 15 | 4 | 2.1464 | 3.283
| SFM-wCZ12-v2015-rDXHP-t2-S16-MSRboth - Baseline Design - Hourly Results.csv | 7 | 9 | 16 | 4 | 2.6213 | 3.8796
| SFM-wCZ12-v2015-rDXHP-t2-S16-MSRboth - Baseline Design - Hourly Results.csv | 7 | 9 | 17 | 4 | 2.8815 | 4.4187
| SFM-wCZ12-v2015-rDXHP-t2-S16-MSRboth - Baseline Design - Hourly Results.csv | 7 | 10 | 15 | 5 | 3.2118 | 5.1779
| SFM-wCZ12-v2015-rDXHP-t2-S16-MSRboth - Baseline Design - Hourly Results.csv | 7 | 10 | 16 | 5 | 3.5814 | 5.9183
| SFM-wCZ12-v2015-rDXHP-t2-S16-MSRboth - Baseline Design - Hourly Results.csv | 7 | 10 | 17 | 5 | 3.7316 | 6.2533
| SFM-wCZ12-v2015-rDXHP-t2-S16-MSRcool - Baseline Design - Hourly Results.csv | 7 | 8 | 15 | 3 | 1.2843 | 1.7979
| SFM-wCZ12-v2015-rDXHP-t2-S16-MSRcool - Baseline Design - Hourly Results.csv | 7 | 8 | 16 | 3 | 1.5253 | 2.2159
| SFM-wCZ12-v2015-rDXHP-t2-S16-MSRcool - Baseline Design - Hourly Results.csv | 7 | 8 | 17 | 3 | 1.7744 | 2.6921
| SFM-wCZ12-v2015-rDXHP-t2-S16-MSRcool - Baseline Design - Hourly Results.csv | 7 | 9 | 15 | 4 | 2.1464 | 3.283
| SFM-wCZ12-v2015-rDXHP-t2-S16-MSRcool - Baseline Design - Hourly Results.csv | 7 | 9 | 16 | 4 | 2.6213 | 3.8796
| SFM-wCZ12-v2015-rDXHP-t2-S16-MSRcool - Baseline Design - Hourly Results.csv | 7 | 9 | 17 | 4 | 2.8815 | 4.4187
| SFM-wCZ12-v2015-rDXHP-t2-S16-MSRcool - Baseline Design - Hourly Results.csv | 7 | 10 | 15 | 5 | 3.2118 | 5.1779
| SFM-wCZ12-v2015-rDXHP-t2-S16-MSRcool - Baseline Design - Hourly Results.csv | 7 | 10 | 16 | 5 | 3.5814 | 5.9183
| SFM-wCZ12-v2015-rDXHP-t2-S16-MSRcool - Baseline Design - Hourly Results.csv | 7 | 10 | 17 | 5 | 3.7316 | 6.2533
| SFM-wCZ12-v2015-rDXHP-t2-S16-MSRheat - Baseline Design - Hourly Results.csv | 7 | 8 | 15 | 3 | 1.1625 | 1.6274
| SFM-wCZ12-v2015-rDXHP-t2-S16-MSRheat - Baseline Design - Hourly Results.csv | 7 | 8 | 16 | 3 | 1.3806 | 2.0056
| SFM-wCZ12-v2015-rDXHP-t2-S16-MSRheat - Baseline Design - Hourly Results.csv | 7 | 8 | 17 | 3 | 1.6061 | 2.4367
| SFM-wCZ12-v2015-rDXHP-t2-S16-MSRheat - Baseline Design - Hourly Results.csv | 7 | 9 | 15 | 4 | 1.9428 | 2.9715
| SFM-wCZ12-v2015-rDXHP-t2-S16-MSRheat - Baseline Design - Hourly Results.csv | 7 | 9 | 16 | 4 | 2.3726 | 3.5115
| SFM-wCZ12-v2015-rDXHP-t2-S16-MSRheat - Baseline Design - Hourly Results.csv | 7 | 9 | 17 | 4 | 2.6081 | 3.9995
| SFM-wCZ12-v2015-rDXHP-t2-S16-MSRheat - Baseline Design - Hourly Results.csv | 7 | 10 | 15 | 5 | 2.9071 | 4.6867
| SFM-wCZ12-v2015-rDXHP-t2-S16-MSRheat - Baseline Design - Hourly Results.csv | 7 | 10 | 16 | 5 | 3.2416 | 5.3568
| SFM-wCZ12-v2015-rDXHP-t2-S16-MSRheat - Baseline Design - Hourly Results.csv | 7 | 10 | 17 | 5 | 3.3776 | 5.6601
| SFM-wCZ12-v2015-rDXHP-t2-S17-MSRboth - Baseline Design - Hourly Results.csv | 7 | 8 | 15 | 3 | 1.2062 | 1.6886
| SFM-wCZ12-v2015-rDXHP-t2-S17-MSRboth - Baseline Design - Hourly Results.csv | 7 | 8 | 16 | 3 | 1.4325 | 2.0811
| SFM-wCZ12-v2015-rDXHP-t2-S17-MSRboth - Baseline Design - Hourly Results.csv | 7 | 8 | 17 | 3 | 1.6665 | 2.5284
| SFM-wCZ12-v2015-rDXHP-t2-S17-MSRboth - Baseline Design - Hourly Results.csv | 7 | 9 | 15 | 4 | 2.0159 | 3.0833
| SFM-wCZ12-v2015-rDXHP-t2-S17-MSRboth - Baseline Design - Hourly Results.csv | 7 | 9 | 16 | 4 | 2.4619 | 3.6436
| SFM-wCZ12-v2015-rDXHP-t2-S17-MSRboth - Baseline Design - Hourly Results.csv | 7 | 9 | 17 | 4 | 2.7062 | 4.15
| SFM-wCZ12-v2015-rDXHP-t2-S17-MSRboth - Baseline Design - Hourly Results.csv | 7 | 10 | 15 | 5 | 3.0164 | 4.863
| SFM-wCZ12-v2015-rDXHP-t2-S17-MSRboth - Baseline Design - Hourly Results.csv | 7 | 10 | 16 | 5 | 3.3636 | 5.5584
| SFM-wCZ12-v2015-rDXHP-t2-S17-MSRboth - Baseline Design - Hourly Results.csv | 7 | 10 | 17 | 5 | 3.5047 | 5.873
| SFM-wCZ12-v2015-rDXHP-t2-S17-MSRcool - Baseline Design - Hourly Results.csv | 7 | 8 | 15 | 3 | 1.2062 | 1.6886
| SFM-wCZ12-v2015-rDXHP-t2-S17-MSRcool - Baseline Design - Hourly Results.csv | 7 | 8 | 16 | 3 | 1.4325 | 2.0811
| SFM-wCZ12-v2015-rDXHP-t2-S17-MSRcool - Baseline Design - Hourly Results.csv | 7 | 8 | 17 | 3 | 1.6665 | 2.5284
| SFM-wCZ12-v2015-rDXHP-t2-S17-MSRcool - Baseline Design - Hourly Results.csv | 7 | 9 | 15 | 4 | 2.0159 | 3.0833
| SFM-wCZ12-v2015-rDXHP-t2-S17-MSRcool - Baseline Design - Hourly Results.csv | 7 | 9 | 16 | 4 | 2.4619 | 3.6436
| SFM-wCZ12-v2015-rDXHP-t2-S17-MSRcool - Baseline Design - Hourly Results.csv | 7 | 9 | 17 | 4 | 2.7062 | 4.15
| SFM-wCZ12-v2015-rDXHP-t2-S17-MSRcool - Baseline Design - Hourly Results.csv | 7 | 10 | 15 | 5 | 3.0164 | 4.863
| SFM-wCZ12-v2015-rDXHP-t2-S17-MSRcool - Baseline Design - Hourly Results.csv | 7 | 10 | 16 | 5 | 3.3636 | 5.5584
| SFM-wCZ12-v2015-rDXHP-t2-S17-MSRcool - Baseline Design - Hourly Results.csv | 7 | 10 | 17 | 5 | 3.5047 | 5.873
| SFM-wCZ12-v2015-rDXHP-t2-S17-MSRheat - Baseline Design - Hourly Results.csv | 7 | 8 | 15 | 3 | 1.0861 | 1.5205
| SFM-wCZ12-v2015-rDXHP-t2-S17-MSRheat - Baseline Design - Hourly Results.csv | 7 | 8 | 16 | 3 | 1.2899 | 1.8739
| SFM-wCZ12-v2015-rDXHP-t2-S17-MSRheat - Baseline Design - Hourly Results.csv | 7 | 8 | 17 | 3 | 1.5006 | 2.2767
| SFM-wCZ12-v2015-rDXHP-t2-S17-MSRheat - Baseline Design - Hourly Results.csv | 7 | 9 | 15 | 4 | 1.8152 | 2.7764
| SFM-wCZ12-v2015-rDXHP-t2-S17-MSRheat - Baseline Design - Hourly Results.csv | 7 | 9 | 16 | 4 | 2.2168 | 3.2809
| SFM-wCZ12-v2015-rDXHP-t2-S17-MSRheat - Baseline Design - Hourly Results.csv | 7 | 9 | 17 | 4 | 2.4368 | 3.7368
| SFM-wCZ12-v2015-rDXHP-t2-S17-MSRheat - Baseline Design - Hourly Results.csv | 7 | 10 | 15 | 5 | 2.7161 | 4.3789
| SFM-wCZ12-v2015-rDXHP-t2-S17-MSRheat - Baseline Design - Hourly Results.csv | 7 | 10 | 16 | 5 | 3.0288 | 5.005
| SFM-wCZ12-v2015-rDXHP-t2-S17-MSRheat - Baseline Design - Hourly Results.csv | 7 | 10 | 17 | 5 | 3.1558 | 5.2883
| SFM-wCZ12-v2015-rDXHP-t3-S14-BSLboth - Baseline Design - Hourly Results.csv | 7 | 8 | 15 | 3 | 0.64991 | 0.022309
| SFM-wCZ12-v2015-rDXHP-t3-S14-BSLboth - Baseline Design - Hourly Results.csv | 7 | 8 | 16 | 3 | 1.0771 | 0.89856
| SFM-wCZ12-v2015-rDXHP-t3-S14-BSLboth - Baseline Design - Hourly Results.csv | 7 | 8 | 17 | 3 | 1.4607 | 1.7291
| SFM-wCZ12-v2015-rDXHP-t3-S14-BSLboth - Baseline Design - Hourly Results.csv | 7 | 9 | 15 | 4 | 1.7329 | 2.1804
| SFM-wCZ12-v2015-rDXHP-t3-S14-BSLboth - Baseline Design - Hourly Results.csv | 7 | 9 | 16 | 4 | 2.2152 | 3.0611
| SFM-wCZ12-v2015-rDXHP-t3-S14-BSLboth - Baseline Design - Hourly Results.csv | 7 | 9 | 17 | 4 | 2.6169 | 3.8438
| SFM-wCZ12-v2015-rDXHP-t3-S14-BSLboth - Baseline Design - Hourly Results.csv | 7 | 10 | 15 | 5 | 2.8649 | 4.2476
| SFM-wCZ12-v2015-rDXHP-t3-S14-BSLboth - Baseline Design - Hourly Results.csv | 7 | 10 | 16 | 5 | 3.4016 | 5.1498
| SFM-wCZ12-v2015-rDXHP-t3-S14-BSLboth - Baseline Design - Hourly Results.csv | 7 | 10 | 17 | 5 | 3.7094 | 5.7344
| SFM-wCZ12-v2015-rDXHP-t3-S14-BSLcool - Baseline Design - Hourly Results.csv | 7 | 8 | 15 | 3 | 0.64991 | 0.022309
| SFM-wCZ12-v2015-rDXHP-t3-S14-BSLcool - Baseline Design - Hourly Results.csv | 7 | 8 | 16 | 3 | 1.0771 | 0.89856
| SFM-wCZ12-v2015-rDXHP-t3-S14-BSLcool - Baseline Design - Hourly Results.csv | 7 | 8 | 17 | 3 | 1.4607 | 1.7291
| SFM-wCZ12-v2015-rDXHP-t3-S14-BSLcool - Baseline Design - Hourly Results.csv | 7 | 9 | 15 | 4 | 1.7329 | 2.1804
| SFM-wCZ12-v2015-rDXHP-t3-S14-BSLcool - Baseline Design - Hourly Results.csv | 7 | 9 | 16 | 4 | 2.2152 | 3.0611
| SFM-wCZ12-v2015-rDXHP-t3-S14-BSLcool - Baseline Design - Hourly Results.csv | 7 | 9 | 17 | 4 | 2.6169 | 3.8438
| SFM-wCZ12-v2015-rDXHP-t3-S14-BSLcool - Baseline Design - Hourly Results.csv | 7 | 10 | 15 | 5 | 2.8649 | 4.2476
| SFM-wCZ12-v2015-rDXHP-t3-S14-BSLcool - Baseline Design - Hourly Results.csv | 7 | 10 | 16 | 5 | 3.4016 | 5.1498
| SFM-wCZ12-v2015-rDXHP-t3-S14-BSLcool - Baseline Design - Hourly Results.csv | 7 | 10 | 17 | 5 | 3.7094 | 5.7344
| SFM-wCZ12-v2015-rDXHP-t3-S14-BSLheat - Baseline Design - Hourly Results.csv | 7 | 8 | 15 | 3 | 0.56709 | 0.019466
| SFM-wCZ12-v2015-rDXHP-t3-S14-BSLheat - Baseline Design - Hourly Results.csv | 7 | 8 | 16 | 3 | 0.93987 | 0.78406
| SFM-wCZ12-v2015-rDXHP-t3-S14-BSLheat - Baseline Design - Hourly Results.csv | 7 | 8 | 17 | 3 | 1.2746 | 1.5088
| SFM-wCZ12-v2015-rDXHP-t3-S14-BSLheat - Baseline Design - Hourly Results.csv | 7 | 9 | 15 | 4 | 1.512 | 1.9026
| SFM-wCZ12-v2015-rDXHP-t3-S14-BSLheat - Baseline Design - Hourly Results.csv | 7 | 9 | 16 | 4 | 1.9329 | 2.6711
| SFM-wCZ12-v2015-rDXHP-t3-S14-BSLheat - Baseline Design - Hourly Results.csv | 7 | 9 | 17 | 4 | 2.2834 | 3.354
| SFM-wCZ12-v2015-rDXHP-t3-S14-BSLheat - Baseline Design - Hourly Results.csv | 7 | 10 | 15 | 5 | 2.4998 | 3.7064
| SFM-wCZ12-v2015-rDXHP-t3-S14-BSLheat - Baseline Design - Hourly Results.csv | 7 | 10 | 16 | 5 | 2.9681 | 4.4936
| SFM-wCZ12-v2015-rDXHP-t3-S14-BSLheat - Baseline Design - Hourly Results.csv | 7 | 10 | 17 | 5 | 3.2367 | 5.0037
| SFM-wCZ12-v2015-rDXHP-t3-S15-MSRboth - Baseline Design - Hourly Results.csv | 7 | 8 | 15 | 3 | 0.53829 | 0.015818
| SFM-wCZ12-v2015-rDXHP-t3-S15-MSRboth - Baseline Design - Hourly Results.csv | 7 | 8 | 16 | 3 | 0.89624 | 0.74935
| SFM-wCZ12-v2015-rDXHP-t3-S15-MSRboth - Baseline Design - Hourly Results.csv | 7 | 8 | 17 | 3 | 1.2191 | 1.4499
| SFM-wCZ12-v2015-rDXHP-t3-S15-MSRboth - Baseline Design - Hourly Results.csv | 7 | 9 | 15 | 4 | 1.4385 | 1.8186
| SFM-wCZ12-v2015-rDXHP-t3-S15-MSRboth - Baseline Design - Hourly Results.csv | 7 | 9 | 16 | 4 | 1.8499 | 2.564
| SFM-wCZ12-v2015-rDXHP-t3-S15-MSRboth - Baseline Design - Hourly Results.csv | 7 | 9 | 17 | 4 | 2.1884 | 3.2335
| SFM-wCZ12-v2015-rDXHP-t3-S15-MSRboth - Baseline Design - Hourly Results.csv | 7 | 10 | 15 | 5 | 2.4048 | 3.5648
| SFM-wCZ12-v2015-rDXHP-t3-S15-MSRboth - Baseline Design - Hourly Results.csv | 7 | 10 | 16 | 5 | 2.853 | 4.3438
| SFM-wCZ12-v2015-rDXHP-t3-S15-MSRboth - Baseline Design - Hourly Results.csv | 7 | 10 | 17 | 5 | 3.1132 | 4.8465
| SFM-wCZ12-v2015-rDXHP-t3-S15-MSRcool - Baseline Design - Hourly Results.csv | 7 | 8 | 15 | 3 | 0.53829 | 0.015818
| SFM-wCZ12-v2015-rDXHP-t3-S15-MSRcool - Baseline Design - Hourly Results.csv | 7 | 8 | 16 | 3 | 0.89624 | 0.74935
| SFM-wCZ12-v2015-rDXHP-t3-S15-MSRcool - Baseline Design - Hourly Results.csv | 7 | 8 | 17 | 3 | 1.2191 | 1.4499
| SFM-wCZ12-v2015-rDXHP-t3-S15-MSRcool - Baseline Design - Hourly Results.csv | 7 | 9 | 15 | 4 | 1.4385 | 1.8186
| SFM-wCZ12-v2015-rDXHP-t3-S15-MSRcool - Baseline Design - Hourly Results.csv | 7 | 9 | 16 | 4 | 1.8499 | 2.564
| SFM-wCZ12-v2015-rDXHP-t3-S15-MSRcool - Baseline Design - Hourly Results.csv | 7 | 9 | 17 | 4 | 2.1884 | 3.2335
| SFM-wCZ12-v2015-rDXHP-t3-S15-MSRcool - Baseline Design - Hourly Results.csv | 7 | 10 | 15 | 5 | 2.4048 | 3.5648
| SFM-wCZ12-v2015-rDXHP-t3-S15-MSRcool - Baseline Design - Hourly Results.csv | 7 | 10 | 16 | 5 | 2.853 | 4.3438
| SFM-wCZ12-v2015-rDXHP-t3-S15-MSRcool - Baseline Design - Hourly Results.csv | 7 | 10 | 17 | 5 | 3.1132 | 4.8465
| SFM-wCZ12-v2015-rDXHP-t3-S15-MSRheat - Baseline Design - Hourly Results.csv | 7 | 8 | 15 | 3 | 0.48783 | 0.014335
| SFM-wCZ12-v2015-rDXHP-t3-S15-MSRheat - Baseline Design - Hourly Results.csv | 7 | 8 | 16 | 3 | 0.81221 | 0.67909
| SFM-wCZ12-v2015-rDXHP-t3-S15-MSRheat - Baseline Design - Hourly Results.csv | 7 | 8 | 17 | 3 | 1.1048 | 1.314
| SFM-wCZ12-v2015-rDXHP-t3-S15-MSRheat - Baseline Design - Hourly Results.csv | 7 | 9 | 15 | 4 | 1.3036 | 1.6481
| SFM-wCZ12-v2015-rDXHP-t3-S15-MSRheat - Baseline Design - Hourly Results.csv | 7 | 9 | 16 | 4 | 1.6764 | 2.3236
| SFM-wCZ12-v2015-rDXHP-t3-S15-MSRheat - Baseline Design - Hourly Results.csv | 7 | 9 | 17 | 4 | 1.9832 | 2.9303
| SFM-wCZ12-v2015-rDXHP-t3-S15-MSRheat - Baseline Design - Hourly Results.csv | 7 | 10 | 15 | 5 | 2.1793 | 3.2306
| SFM-wCZ12-v2015-rDXHP-t3-S15-MSRheat - Baseline Design - Hourly Results.csv | 7 | 10 | 16 | 5 | 2.5856 | 3.9366
| SFM-wCZ12-v2015-rDXHP-t3-S15-MSRheat - Baseline Design - Hourly Results.csv | 7 | 10 | 17 | 5 | 2.8213 | 4.3921
| SFM-wCZ12-v2015-rDXHP-t3-S16-MSRboth - Baseline Design - Hourly Results.csv | 7 | 8 | 15 | 3 | 0.56252 | 0.016688
| SFM-wCZ12-v2015-rDXHP-t3-S16-MSRboth - Baseline Design - Hourly Results.csv | 7 | 8 | 16 | 3 | 0.93822 | 0.77343
| SFM-wCZ12-v2015-rDXHP-t3-S16-MSRboth - Baseline Design - Hourly Results.csv | 7 | 8 | 17 | 3 | 1.2784 | 1.5018
| SFM-wCZ12-v2015-rDXHP-t3-S16-MSRboth - Baseline Design - Hourly Results.csv | 7 | 9 | 15 | 4 | 1.5161 | 1.8854
| SFM-wCZ12-v2015-rDXHP-t3-S16-MSRboth - Baseline Design - Hourly Results.csv | 7 | 9 | 16 | 4 | 1.9431 | 2.6544
| SFM-wCZ12-v2015-rDXHP-t3-S16-MSRboth - Baseline Design - Hourly Results.csv | 7 | 9 | 17 | 4 | 2.2929 | 3.3379
| SFM-wCZ12-v2015-rDXHP-t3-S16-MSRboth - Baseline Design - Hourly Results.csv | 7 | 10 | 15 | 5 | 2.6626 | 3.6992
| SFM-wCZ12-v2015-rDXHP-t3-S16-MSRboth - Baseline Design - Hourly Results.csv | 7 | 10 | 16 | 5 | 3.066 | 4.4979
| SFM-wCZ12-v2015-rDXHP-t3-S16-MSRboth - Baseline Design - Hourly Results.csv | 7 | 10 | 17 | 5 | 3.2902 | 5.1328
| SFM-wCZ12-v2015-rDXHP-t3-S16-MSRcool - Baseline Design - Hourly Results.csv | 7 | 8 | 15 | 3 | 0.56252 | 0.016688
| SFM-wCZ12-v2015-rDXHP-t3-S16-MSRcool - Baseline Design - Hourly Results.csv | 7 | 8 | 16 | 3 | 0.93822 | 0.77343
| SFM-wCZ12-v2015-rDXHP-t3-S16-MSRcool - Baseline Design - Hourly Results.csv | 7 | 8 | 17 | 3 | 1.2784 | 1.5018
| SFM-wCZ12-v2015-rDXHP-t3-S16-MSRcool - Baseline Design - Hourly Results.csv | 7 | 9 | 15 | 4 | 1.5161 | 1.8854
| SFM-wCZ12-v2015-rDXHP-t3-S16-MSRcool - Baseline Design - Hourly Results.csv | 7 | 9 | 16 | 4 | 1.9431 | 2.6544
| SFM-wCZ12-v2015-rDXHP-t3-S16-MSRcool - Baseline Design - Hourly Results.csv | 7 | 9 | 17 | 4 | 2.2929 | 3.3379
| SFM-wCZ12-v2015-rDXHP-t3-S16-MSRcool - Baseline Design - Hourly Results.csv | 7 | 10 | 15 | 5 | 2.6626 | 3.6992
| SFM-wCZ12-v2015-rDXHP-t3-S16-MSRcool - Baseline Design - Hourly Results.csv | 7 | 10 | 16 | 5 | 3.066 | 4.4979
| SFM-wCZ12-v2015-rDXHP-t3-S16-MSRcool - Baseline Design - Hourly Results.csv | 7 | 10 | 17 | 5 | 3.2902 | 5.1328
| SFM-wCZ12-v2015-rDXHP-t3-S16-MSRheat - Baseline Design - Hourly Results.csv | 7 | 8 | 15 | 3 | 0.50916 | 0.015105
| SFM-wCZ12-v2015-rDXHP-t3-S16-MSRheat - Baseline Design - Hourly Results.csv | 7 | 8 | 16 | 3 | 0.84921 | 0.70005
| SFM-wCZ12-v2015-rDXHP-t3-S16-MSRheat - Baseline Design - Hourly Results.csv | 7 | 8 | 17 | 3 | 1.1572 | 1.3593
| SFM-wCZ12-v2015-rDXHP-t3-S16-MSRheat - Baseline Design - Hourly Results.csv | 7 | 9 | 15 | 4 | 1.3723 | 1.7066
| SFM-wCZ12-v2015-rDXHP-t3-S16-MSRheat - Baseline Design - Hourly Results.csv | 7 | 9 | 16 | 4 | 1.7587 | 2.4026
| SFM-wCZ12-v2015-rDXHP-t3-S16-MSRheat - Baseline Design - Hourly Results.csv | 7 | 9 | 17 | 4 | 2.0754 | 3.0213
| SFM-wCZ12-v2015-rDXHP-t3-S16-MSRheat - Baseline Design - Hourly Results.csv | 7 | 10 | 15 | 5 | 2.41 | 3.3483
| SFM-wCZ12-v2015-rDXHP-t3-S16-MSRheat - Baseline Design - Hourly Results.csv | 7 | 10 | 16 | 5 | 2.7751 | 4.0712
| SFM-wCZ12-v2015-rDXHP-t3-S16-MSRheat - Baseline Design - Hourly Results.csv | 7 | 10 | 17 | 5 | 2.9781 | 4.6459
| SFM-wCZ12-v2015-rDXHP-t3-S17-MSRboth - Baseline Design - Hourly Results.csv | 7 | 8 | 15 | 3 | 0.52831 | 0.015673
| SFM-wCZ12-v2015-rDXHP-t3-S17-MSRboth - Baseline Design - Hourly Results.csv | 7 | 8 | 16 | 3 | 0.88116 | 0.72639
| SFM-wCZ12-v2015-rDXHP-t3-S17-MSRboth - Baseline Design - Hourly Results.csv | 7 | 8 | 17 | 3 | 1.2007 | 1.4104
| SFM-wCZ12-v2015-rDXHP-t3-S17-MSRboth - Baseline Design - Hourly Results.csv | 7 | 9 | 15 | 4 | 1.4239 | 1.7708
| SFM-wCZ12-v2015-rDXHP-t3-S17-MSRboth - Baseline Design - Hourly Results.csv | 7 | 9 | 16 | 4 | 1.8249 | 2.493
| SFM-wCZ12-v2015-rDXHP-t3-S17-MSRboth - Baseline Design - Hourly Results.csv | 7 | 9 | 17 | 4 | 2.1534 | 3.1349
| SFM-wCZ12-v2015-rDXHP-t3-S17-MSRboth - Baseline Design - Hourly Results.csv | 7 | 10 | 15 | 5 | 2.5007 | 3.4743
| SFM-wCZ12-v2015-rDXHP-t3-S17-MSRboth - Baseline Design - Hourly Results.csv | 7 | 10 | 16 | 5 | 2.8795 | 4.2244
| SFM-wCZ12-v2015-rDXHP-t3-S17-MSRboth - Baseline Design - Hourly Results.csv | 7 | 10 | 17 | 5 | 3.0901 | 4.8207
| SFM-wCZ12-v2015-rDXHP-t3-S17-MSRcool - Baseline Design - Hourly Results.csv | 7 | 8 | 15 | 3 | 0.52831 | 0.015673
| SFM-wCZ12-v2015-rDXHP-t3-S17-MSRcool - Baseline Design - Hourly Results.csv | 7 | 8 | 16 | 3 | 0.88116 | 0.72639
| SFM-wCZ12-v2015-rDXHP-t3-S17-MSRcool - Baseline Design - Hourly Results.csv | 7 | 8 | 17 | 3 | 1.2007 | 1.4104
| SFM-wCZ12-v2015-rDXHP-t3-S17-MSRcool - Baseline Design - Hourly Results.csv | 7 | 9 | 15 | 4 | 1.4239 | 1.7708
| SFM-wCZ12-v2015-rDXHP-t3-S17-MSRcool - Baseline Design - Hourly Results.csv | 7 | 9 | 16 | 4 | 1.8249 | 2.493
| SFM-wCZ12-v2015-rDXHP-t3-S17-MSRcool - Baseline Design - Hourly Results.csv | 7 | 9 | 17 | 4 | 2.1534 | 3.1349
| SFM-wCZ12-v2015-rDXHP-t3-S17-MSRcool - Baseline Design - Hourly Results.csv | 7 | 10 | 15 | 5 | 2.5007 | 3.4743
| SFM-wCZ12-v2015-rDXHP-t3-S17-MSRcool - Baseline Design - Hourly Results.csv | 7 | 10 | 16 | 5 | 2.8795 | 4.2244
| SFM-wCZ12-v2015-rDXHP-t3-S17-MSRcool - Baseline Design - Hourly Results.csv | 7 | 10 | 17 | 5 | 3.0901 | 4.8207
| SFM-wCZ12-v2015-rDXHP-t3-S17-MSRheat - Baseline Design - Hourly Results.csv | 7 | 8 | 15 | 3 | 0.47572 | 0.014113
| SFM-wCZ12-v2015-rDXHP-t3-S17-MSRheat - Baseline Design - Hourly Results.csv | 7 | 8 | 16 | 3 | 0.79344 | 0.65408
| SFM-wCZ12-v2015-rDXHP-t3-S17-MSRheat - Baseline Design - Hourly Results.csv | 7 | 8 | 17 | 3 | 1.0812 | 1.27
| SFM-wCZ12-v2015-rDXHP-t3-S17-MSRheat - Baseline Design - Hourly Results.csv | 7 | 9 | 15 | 4 | 1.2821 | 1.5945
| SFM-wCZ12-v2015-rDXHP-t3-S17-MSRheat - Baseline Design - Hourly Results.csv | 7 | 9 | 16 | 4 | 1.6432 | 2.2448
| SFM-wCZ12-v2015-rDXHP-t3-S17-MSRheat - Baseline Design - Hourly Results.csv | 7 | 9 | 17 | 4 | 1.9391 | 2.8228
| SFM-wCZ12-v2015-rDXHP-t3-S17-MSRheat - Baseline Design - Hourly Results.csv | 7 | 10 | 15 | 5 | 2.2517 | 3.1284
| SFM-wCZ12-v2015-rDXHP-t3-S17-MSRheat - Baseline Design - Hourly Results.csv | 7 | 10 | 16 | 5 | 2.5928 | 3.8038
| SFM-wCZ12-v2015-rDXHP-t3-S17-MSRheat - Baseline Design - Hourly Results.csv | 7 | 10 | 17 | 5 | 2.7825 | 4.3407
| SFM-wCZ12-v2015-rDXHP-t4-S14-BSLboth - Baseline Design - Hourly Results.csv | 7 | 8 | 15 | 3 | 0 | 0
| SFM-wCZ12-v2015-rDXHP-t4-S14-BSLboth - Baseline Design - Hourly Results.csv | 7 | 8 | 16 | 3 | 0 | 0
| SFM-wCZ12-v2015-rDXHP-t4-S14-BSLboth - Baseline Design - Hourly Results.csv | 7 | 8 | 17 | 3 | 0.6184 | 0
| SFM-wCZ12-v2015-rDXHP-t4-S14-BSLboth - Baseline Design - Hourly Results.csv | 7 | 9 | 15 | 4 | 0.88418 | 0.095865
| SFM-wCZ12-v2015-rDXHP-t4-S14-BSLboth - Baseline Design - Hourly Results.csv | 7 | 9 | 16 | 4 | 1.5093 | 1.2029
| SFM-wCZ12-v2015-rDXHP-t4-S14-BSLboth - Baseline Design - Hourly Results.csv | 7 | 9 | 17 | 4 | 2.0057 | 2.3173
| SFM-wCZ12-v2015-rDXHP-t4-S14-BSLboth - Baseline Design - Hourly Results.csv | 7 | 10 | 15 | 5 | 2.2623 | 2.7815
| SFM-wCZ12-v2015-rDXHP-t4-S14-BSLboth - Baseline Design - Hourly Results.csv | 7 | 10 | 16 | 5 | 2.848 | 3.8848
| SFM-wCZ12-v2015-rDXHP-t4-S14-BSLboth - Baseline Design - Hourly Results.csv | 7 | 10 | 17 | 5 | 3.1978 | 4.6273
| SFM-wCZ12-v2015-rDXHP-t4-S14-BSLcool - Baseline Design - Hourly Results.csv | 7 | 8 | 15 | 3 | 0 | 0
| SFM-wCZ12-v2015-rDXHP-t4-S14-BSLcool - Baseline Design - Hourly Results.csv | 7 | 8 | 16 | 3 | 0 | 0
| SFM-wCZ12-v2015-rDXHP-t4-S14-BSLcool - Baseline Design - Hourly Results.csv | 7 | 8 | 17 | 3 | 0.6184 | 0
| SFM-wCZ12-v2015-rDXHP-t4-S14-BSLcool - Baseline Design - Hourly Results.csv | 7 | 9 | 15 | 4 | 0.88418 | 0.095865
| SFM-wCZ12-v2015-rDXHP-t4-S14-BSLcool - Baseline Design - Hourly Results.csv | 7 | 9 | 16 | 4 | 1.5093 | 1.2029
| SFM-wCZ12-v2015-rDXHP-t4-S14-BSLcool - Baseline Design - Hourly Results.csv | 7 | 9 | 17 | 4 | 2.0057 | 2.3173
| SFM-wCZ12-v2015-rDXHP-t4-S14-BSLcool - Baseline Design - Hourly Results.csv | 7 | 10 | 15 | 5 | 2.2623 | 2.7815
| SFM-wCZ12-v2015-rDXHP-t4-S14-BSLcool - Baseline Design - Hourly Results.csv | 7 | 10 | 16 | 5 | 2.848 | 3.8848
| SFM-wCZ12-v2015-rDXHP-t4-S14-BSLcool - Baseline Design - Hourly Results.csv | 7 | 10 | 17 | 5 | 3.1978 | 4.6273
| SFM-wCZ12-v2015-rDXHP-t4-S14-BSLheat - Baseline Design - Hourly Results.csv | 7 | 8 | 15 | 3 | 0 | 0
| SFM-wCZ12-v2015-rDXHP-t4-S14-BSLheat - Baseline Design - Hourly Results.csv | 7 | 8 | 16 | 3 | 0 | 0
| SFM-wCZ12-v2015-rDXHP-t4-S14-BSLheat - Baseline Design - Hourly Results.csv | 7 | 8 | 17 | 3 | 0.5396 | 0
| SFM-wCZ12-v2015-rDXHP-t4-S14-BSLheat - Baseline Design - Hourly Results.csv | 7 | 9 | 15 | 4 | 0.77152 | 0.083649
| SFM-wCZ12-v2015-rDXHP-t4-S14-BSLheat - Baseline Design - Hourly Results.csv | 7 | 9 | 16 | 4 | 1.317 | 1.0496
| SFM-wCZ12-v2015-rDXHP-t4-S14-BSLheat - Baseline Design - Hourly Results.csv | 7 | 9 | 17 | 4 | 1.7502 | 2.022
| SFM-wCZ12-v2015-rDXHP-t4-S14-BSLheat - Baseline Design - Hourly Results.csv | 7 | 10 | 15 | 5 | 1.974 | 2.4271
| SFM-wCZ12-v2015-rDXHP-t4-S14-BSLheat - Baseline Design - Hourly Results.csv | 7 | 10 | 16 | 5 | 2.4851 | 3.3897
| SFM-wCZ12-v2015-rDXHP-t4-S14-BSLheat - Baseline Design - Hourly Results.csv | 7 | 10 | 17 | 5 | 2.7903 | 4.0377
| SFM-wCZ12-v2015-rDXHP-t4-S15-MSRboth - Baseline Design - Hourly Results.csv | 7 | 8 | 15 | 3 | 0 | 0
| SFM-wCZ12-v2015-rDXHP-t4-S15-MSRboth - Baseline Design - Hourly Results.csv | 7 | 8 | 16 | 3 | 0 | 0
| SFM-wCZ12-v2015-rDXHP-t4-S15-MSRboth - Baseline Design - Hourly Results.csv | 7 | 8 | 17 | 3 | 0.51265 | 0
| SFM-wCZ12-v2015-rDXHP-t4-S15-MSRboth - Baseline Design - Hourly Results.csv | 7 | 9 | 15 | 4 | 0.73018 | 0.078285
| SFM-wCZ12-v2015-rDXHP-t4-S15-MSRboth - Baseline Design - Hourly Results.csv | 7 | 9 | 16 | 4 | 1.2522 | 1.0004
| SFM-wCZ12-v2015-rDXHP-t4-S15-MSRboth - Baseline Design - Hourly Results.csv | 7 | 9 | 17 | 4 | 1.6724 | 1.9381
| SFM-wCZ12-v2015-rDXHP-t4-S15-MSRboth - Baseline Design - Hourly Results.csv | 7 | 10 | 15 | 5 | 1.8845 | 2.3184
| SFM-wCZ12-v2015-rDXHP-t4-S15-MSRboth - Baseline Design - Hourly Results.csv | 7 | 10 | 16 | 5 | 2.3852 | 3.2529
| SFM-wCZ12-v2015-rDXHP-t4-S15-MSRboth - Baseline Design - Hourly Results.csv | 7 | 10 | 17 | 5 | 2.681 | 3.8949
| SFM-wCZ12-v2015-rDXHP-t4-S15-MSRcool - Baseline Design - Hourly Results.csv | 7 | 8 | 15 | 3 | 0 | 0
| SFM-wCZ12-v2015-rDXHP-t4-S15-MSRcool - Baseline Design - Hourly Results.csv | 7 | 8 | 16 | 3 | 0 | 0
| SFM-wCZ12-v2015-rDXHP-t4-S15-MSRcool - Baseline Design - Hourly Results.csv | 7 | 8 | 17 | 3 | 0.51265 | 0
| SFM-wCZ12-v2015-rDXHP-t4-S15-MSRcool - Baseline Design - Hourly Results.csv | 7 | 9 | 15 | 4 | 0.73018 | 0.078285
| SFM-wCZ12-v2015-rDXHP-t4-S15-MSRcool - Baseline Design - Hourly Results.csv | 7 | 9 | 16 | 4 | 1.2522 | 1.0004
| SFM-wCZ12-v2015-rDXHP-t4-S15-MSRcool - Baseline Design - Hourly Results.csv | 7 | 9 | 17 | 4 | 1.6724 | 1.9381
| SFM-wCZ12-v2015-rDXHP-t4-S15-MSRcool - Baseline Design - Hourly Results.csv | 7 | 10 | 15 | 5 | 1.8845 | 2.3184
| SFM-wCZ12-v2015-rDXHP-t4-S15-MSRcool - Baseline Design - Hourly Results.csv | 7 | 10 | 16 | 5 | 2.3852 | 3.2529
| SFM-wCZ12-v2015-rDXHP-t4-S15-MSRcool - Baseline Design - Hourly Results.csv | 7 | 10 | 17 | 5 | 2.681 | 3.8949
| SFM-wCZ12-v2015-rDXHP-t4-S15-MSRheat - Baseline Design - Hourly Results.csv | 7 | 8 | 15 | 3 | 0 | 0
| SFM-wCZ12-v2015-rDXHP-t4-S15-MSRheat - Baseline Design - Hourly Results.csv | 7 | 8 | 16 | 3 | 0 | 0
| SFM-wCZ12-v2015-rDXHP-t4-S15-MSRheat - Baseline Design - Hourly Results.csv | 7 | 8 | 17 | 3 | 0.46459 | 0
| SFM-wCZ12-v2015-rDXHP-t4-S15-MSRheat - Baseline Design - Hourly Results.csv | 7 | 9 | 15 | 4 | 0.66172 | 0.070946
| SFM-wCZ12-v2015-rDXHP-t4-S15-MSRheat - Baseline Design - Hourly Results.csv | 7 | 9 | 16 | 4 | 1.1348 | 0.90658
| SFM-wCZ12-v2015-rDXHP-t4-S15-MSRheat - Baseline Design - Hourly Results.csv | 7 | 9 | 17 | 4 | 1.5156 | 1.7564
| SFM-wCZ12-v2015-rDXHP-t4-S15-MSRheat - Baseline Design - Hourly Results.csv | 7 | 10 | 15 | 5 | 1.7078 | 2.101
| SFM-wCZ12-v2015-rDXHP-t4-S15-MSRheat - Baseline Design - Hourly Results.csv | 7 | 10 | 16 | 5 | 2.1616 | 2.9479
| SFM-wCZ12-v2015-rDXHP-t4-S15-MSRheat - Baseline Design - Hourly Results.csv | 7 | 10 | 17 | 5 | 2.4296 | 3.5298
| SFM-wCZ12-v2015-rDXHP-t4-S16-MSRboth - Baseline Design - Hourly Results.csv | 7 | 8 | 15 | 3 | 0 | 0
| SFM-wCZ12-v2015-rDXHP-t4-S16-MSRboth - Baseline Design - Hourly Results.csv | 7 | 8 | 16 | 3 | 0 | 0
| SFM-wCZ12-v2015-rDXHP-t4-S16-MSRboth - Baseline Design - Hourly Results.csv | 7 | 8 | 17 | 3 | 0.53387 | 0
| SFM-wCZ12-v2015-rDXHP-t4-S16-MSRboth - Baseline Design - Hourly Results.csv | 7 | 9 | 15 | 4 | 0.76377 | 0.08078
| SFM-wCZ12-v2015-rDXHP-t4-S16-MSRboth - Baseline Design - Hourly Results.csv | 7 | 9 | 16 | 4 | 1.3076 | 1.0277
| SFM-wCZ12-v2015-rDXHP-t4-S16-MSRboth - Baseline Design - Hourly Results.csv | 7 | 9 | 17 | 4 | 1.7379 | 1.9848
| SFM-wCZ12-v2015-rDXHP-t4-S16-MSRboth - Baseline Design - Hourly Results.csv | 7 | 10 | 15 | 5 | 1.9735 | 2.3833
| SFM-wCZ12-v2015-rDXHP-t4-S16-MSRboth - Baseline Design - Hourly Results.csv | 7 | 10 | 16 | 5 | 2.4912 | 3.348
| SFM-wCZ12-v2015-rDXHP-t4-S16-MSRboth - Baseline Design - Hourly Results.csv | 7 | 10 | 17 | 5 | 2.8902 | 3.9854
| SFM-wCZ12-v2015-rDXHP-t4-S16-MSRcool - Baseline Design - Hourly Results.csv | 7 | 8 | 15 | 3 | 0 | 0
| SFM-wCZ12-v2015-rDXHP-t4-S16-MSRcool - Baseline Design - Hourly Results.csv | 7 | 8 | 16 | 3 | 0 | 0
| SFM-wCZ12-v2015-rDXHP-t4-S16-MSRcool - Baseline Design - Hourly Results.csv | 7 | 8 | 17 | 3 | 0.53387 | 0
| SFM-wCZ12-v2015-rDXHP-t4-S16-MSRcool - Baseline Design - Hourly Results.csv | 7 | 9 | 15 | 4 | 0.76377 | 0.08078
| SFM-wCZ12-v2015-rDXHP-t4-S16-MSRcool - Baseline Design - Hourly Results.csv | 7 | 9 | 16 | 4 | 1.3076 | 1.0277
| SFM-wCZ12-v2015-rDXHP-t4-S16-MSRcool - Baseline Design - Hourly Results.csv | 7 | 9 | 17 | 4 | 1.7379 | 1.9848
| SFM-wCZ12-v2015-rDXHP-t4-S16-MSRcool - Baseline Design - Hourly Results.csv | 7 | 10 | 15 | 5 | 1.9735 | 2.3833
| SFM-wCZ12-v2015-rDXHP-t4-S16-MSRcool - Baseline Design - Hourly Results.csv | 7 | 10 | 16 | 5 | 2.4912 | 3.348
| SFM-wCZ12-v2015-rDXHP-t4-S16-MSRcool - Baseline Design - Hourly Results.csv | 7 | 10 | 17 | 5 | 2.8902 | 3.9854
| SFM-wCZ12-v2015-rDXHP-t4-S16-MSRheat - Baseline Design - Hourly Results.csv | 7 | 8 | 15 | 3 | 0 | 0
| SFM-wCZ12-v2015-rDXHP-t4-S16-MSRheat - Baseline Design - Hourly Results.csv | 7 | 8 | 16 | 3 | 0 | 0
| SFM-wCZ12-v2015-rDXHP-t4-S16-MSRheat - Baseline Design - Hourly Results.csv | 7 | 8 | 17 | 3 | 0.48322 | 0
| SFM-wCZ12-v2015-rDXHP-t4-S16-MSRheat - Baseline Design - Hourly Results.csv | 7 | 9 | 15 | 4 | 0.69131 | 0.073116
| SFM-wCZ12-v2015-rDXHP-t4-S16-MSRheat - Baseline Design - Hourly Results.csv | 7 | 9 | 16 | 4 | 1.1836 | 0.9302
| SFM-wCZ12-v2015-rDXHP-t4-S16-MSRheat - Baseline Design - Hourly Results.csv | 7 | 9 | 17 | 4 | 1.573 | 1.7965
| SFM-wCZ12-v2015-rDXHP-t4-S16-MSRheat - Baseline Design - Hourly Results.csv | 7 | 10 | 15 | 5 | 1.7863 | 2.1572
| SFM-wCZ12-v2015-rDXHP-t4-S16-MSRheat - Baseline Design - Hourly Results.csv | 7 | 10 | 16 | 5 | 2.2549 | 3.0304
| SFM-wCZ12-v2015-rDXHP-t4-S16-MSRheat - Baseline Design - Hourly Results.csv | 7 | 10 | 17 | 5 | 2.616 | 3.6073
| SFM-wCZ12-v2015-rDXHP-t4-S17-MSRboth - Baseline Design - Hourly Results.csv | 7 | 8 | 15 | 3 | 0 | 0
| SFM-wCZ12-v2015-rDXHP-t4-S17-MSRboth - Baseline Design - Hourly Results.csv | 7 | 8 | 16 | 3 | 0 | 0
| SFM-wCZ12-v2015-rDXHP-t4-S17-MSRboth - Baseline Design - Hourly Results.csv | 7 | 8 | 17 | 3 | 0.5014 | 0
| SFM-wCZ12-v2015-rDXHP-t4-S17-MSRboth - Baseline Design - Hourly Results.csv | 7 | 9 | 15 | 4 | 0.71732 | 0.075867
| SFM-wCZ12-v2015-rDXHP-t4-S17-MSRboth - Baseline Design - Hourly Results.csv | 7 | 9 | 16 | 4 | 1.2281 | 0.9652
| SFM-wCZ12-v2015-rDXHP-t4-S17-MSRboth - Baseline Design - Hourly Results.csv | 7 | 9 | 17 | 4 | 1.6322 | 1.8641
| SFM-wCZ12-v2015-rDXHP-t4-S17-MSRboth - Baseline Design - Hourly Results.csv | 7 | 10 | 15 | 5 | 1.8535 | 2.2384
| SFM-wCZ12-v2015-rDXHP-t4-S17-MSRboth - Baseline Design - Hourly Results.csv | 7 | 10 | 16 | 5 | 2.3397 | 3.1444
| SFM-wCZ12-v2015-rDXHP-t4-S17-MSRboth - Baseline Design - Hourly Results.csv | 7 | 10 | 17 | 5 | 2.7145 | 3.7431
| SFM-wCZ12-v2015-rDXHP-t4-S17-MSRcool - Baseline Design - Hourly Results.csv | 7 | 8 | 15 | 3 | 0 | 0
| SFM-wCZ12-v2015-rDXHP-t4-S17-MSRcool - Baseline Design - Hourly Results.csv | 7 | 8 | 16 | 3 | 0 | 0
| SFM-wCZ12-v2015-rDXHP-t4-S17-MSRcool - Baseline Design - Hourly Results.csv | 7 | 8 | 17 | 3 | 0.5014 | 0
| SFM-wCZ12-v2015-rDXHP-t4-S17-MSRcool - Baseline Design - Hourly Results.csv | 7 | 9 | 15 | 4 | 0.71732 | 0.075867
| SFM-wCZ12-v2015-rDXHP-t4-S17-MSRcool - Baseline Design - Hourly Results.csv | 7 | 9 | 16 | 4 | 1.2281 | 0.9652
| SFM-wCZ12-v2015-rDXHP-t4-S17-MSRcool - Baseline Design - Hourly Results.csv | 7 | 9 | 17 | 4 | 1.6322 | 1.8641
| SFM-wCZ12-v2015-rDXHP-t4-S17-MSRcool - Baseline Design - Hourly Results.csv | 7 | 10 | 15 | 5 | 1.8535 | 2.2384
| SFM-wCZ12-v2015-rDXHP-t4-S17-MSRcool - Baseline Design - Hourly Results.csv | 7 | 10 | 16 | 5 | 2.3397 | 3.1444
| SFM-wCZ12-v2015-rDXHP-t4-S17-MSRcool - Baseline Design - Hourly Results.csv | 7 | 10 | 17 | 5 | 2.7145 | 3.7431
| SFM-wCZ12-v2015-rDXHP-t4-S17-MSRheat - Baseline Design - Hourly Results.csv | 7 | 8 | 15 | 3 | 0 | 0
| SFM-wCZ12-v2015-rDXHP-t4-S17-MSRheat - Baseline Design - Hourly Results.csv | 7 | 8 | 16 | 3 | 0 | 0
| SFM-wCZ12-v2015-rDXHP-t4-S17-MSRheat - Baseline Design - Hourly Results.csv | 7 | 8 | 17 | 3 | 0.45149 | 0
| SFM-wCZ12-v2015-rDXHP-t4-S17-MSRheat - Baseline Design - Hourly Results.csv | 7 | 9 | 15 | 4 | 0.64591 | 0.068314
| SFM-wCZ12-v2015-rDXHP-t4-S17-MSRheat - Baseline Design - Hourly Results.csv | 7 | 9 | 16 | 4 | 1.1058 | 0.86911
| SFM-wCZ12-v2015-rDXHP-t4-S17-MSRheat - Baseline Design - Hourly Results.csv | 7 | 9 | 17 | 4 | 1.4697 | 1.6785
| SFM-wCZ12-v2015-rDXHP-t4-S17-MSRheat - Baseline Design - Hourly Results.csv | 7 | 10 | 15 | 5 | 1.669 | 2.0155
| SFM-wCZ12-v2015-rDXHP-t4-S17-MSRheat - Baseline Design - Hourly Results.csv | 7 | 10 | 16 | 5 | 2.1068 | 2.8314
| SFM-wCZ12-v2015-rDXHP-t4-S17-MSRheat - Baseline Design - Hourly Results.csv | 7 | 10 | 17 | 5 | 2.4442 | 3.3704
| SFM-wCZ12-v2015-rDXHP-t5-S14-BSLboth - Baseline Design - Hourly Results.csv | 7 | 8 | 15 | 3 | 0 | 0
| SFM-wCZ12-v2015-rDXHP-t5-S14-BSLboth - Baseline Design - Hourly Results.csv | 7 | 8 | 16 | 3 | 0 | 0
| SFM-wCZ12-v2015-rDXHP-t5-S14-BSLboth - Baseline Design - Hourly Results.csv | 7 | 8 | 17 | 3 | 0.60244 | 0
| SFM-wCZ12-v2015-rDXHP-t5-S14-BSLboth - Baseline Design - Hourly Results.csv | 7 | 9 | 15 | 4 | 0.82795 | 0.051546
| SFM-wCZ12-v2015-rDXHP-t5-S14-BSLboth - Baseline Design - Hourly Results.csv | 7 | 9 | 16 | 4 | 1.4673 | 1.1386
| SFM-wCZ12-v2015-rDXHP-t5-S14-BSLboth - Baseline Design - Hourly Results.csv | 7 | 9 | 17 | 4 | 1.9726 | 2.2687
| SFM-wCZ12-v2015-rDXHP-t5-S14-BSLboth - Baseline Design - Hourly Results.csv | 7 | 10 | 15 | 5 | 2.149 | 2.4904
| SFM-wCZ12-v2015-rDXHP-t5-S14-BSLboth - Baseline Design - Hourly Results.csv | 7 | 10 | 16 | 5 | 2.759 | 3.6588
| SFM-wCZ12-v2015-rDXHP-t5-S14-BSLboth - Baseline Design - Hourly Results.csv | 7 | 10 | 17 | 5 | 3.1247 | 4.4546
| SFM-wCZ12-v2015-rDXHP-t5-S14-BSLcool - Baseline Design - Hourly Results.csv | 7 | 8 | 15 | 3 | 0 | 0
| SFM-wCZ12-v2015-rDXHP-t5-S14-BSLcool - Baseline Design - Hourly Results.csv | 7 | 8 | 16 | 3 | 0 | 0
| SFM-wCZ12-v2015-rDXHP-t5-S14-BSLcool - Baseline Design - Hourly Results.csv | 7 | 8 | 17 | 3 | 0.60244 | 0
| SFM-wCZ12-v2015-rDXHP-t5-S14-BSLcool - Baseline Design - Hourly Results.csv | 7 | 9 | 15 | 4 | 0.82795 | 0.051546
| SFM-wCZ12-v2015-rDXHP-t5-S14-BSLcool - Baseline Design - Hourly Results.csv | 7 | 9 | 16 | 4 | 1.4673 | 1.1386
| SFM-wCZ12-v2015-rDXHP-t5-S14-BSLcool - Baseline Design - Hourly Results.csv | 7 | 9 | 17 | 4 | 1.9726 | 2.2687
| SFM-wCZ12-v2015-rDXHP-t5-S14-BSLcool - Baseline Design - Hourly Results.csv | 7 | 10 | 15 | 5 | 2.149 | 2.4904
| SFM-wCZ12-v2015-rDXHP-t5-S14-BSLcool - Baseline Design - Hourly Results.csv | 7 | 10 | 16 | 5 | 2.759 | 3.6588
| SFM-wCZ12-v2015-rDXHP-t5-S14-BSLcool - Baseline Design - Hourly Results.csv | 7 | 10 | 17 | 5 | 3.1247 | 4.4546
| SFM-wCZ12-v2015-rDXHP-t5-S14-BSLheat - Baseline Design - Hourly Results.csv | 7 | 8 | 15 | 3 | 0 | 0
| SFM-wCZ12-v2015-rDXHP-t5-S14-BSLheat - Baseline Design - Hourly Results.csv | 7 | 8 | 16 | 3 | 0 | 0
| SFM-wCZ12-v2015-rDXHP-t5-S14-BSLheat - Baseline Design - Hourly Results.csv | 7 | 8 | 17 | 3 | 0.52568 | 0
| SFM-wCZ12-v2015-rDXHP-t5-S14-BSLheat - Baseline Design - Hourly Results.csv | 7 | 9 | 15 | 4 | 0.72245 | 0.044978
| SFM-wCZ12-v2015-rDXHP-t5-S14-BSLheat - Baseline Design - Hourly Results.csv | 7 | 9 | 16 | 4 | 1.2804 | 0.99355
| SFM-wCZ12-v2015-rDXHP-t5-S14-BSLheat - Baseline Design - Hourly Results.csv | 7 | 9 | 17 | 4 | 1.7213 | 1.9796
| SFM-wCZ12-v2015-rDXHP-t5-S14-BSLheat - Baseline Design - Hourly Results.csv | 7 | 10 | 15 | 5 | 1.8751 | 2.173
| SFM-wCZ12-v2015-rDXHP-t5-S14-BSLheat - Baseline Design - Hourly Results.csv | 7 | 10 | 16 | 5 | 2.4074 | 3.1926
| SFM-wCZ12-v2015-rDXHP-t5-S14-BSLheat - Baseline Design - Hourly Results.csv | 7 | 10 | 17 | 5 | 2.7265 | 3.887
| SFM-wCZ12-v2015-rDXHP-t5-S15-MSRboth - Baseline Design - Hourly Results.csv | 7 | 8 | 15 | 3 | 0 | 0
| SFM-wCZ12-v2015-rDXHP-t5-S15-MSRboth - Baseline Design - Hourly Results.csv | 7 | 8 | 16 | 3 | 0 | 0
| SFM-wCZ12-v2015-rDXHP-t5-S15-MSRboth - Baseline Design - Hourly Results.csv | 7 | 8 | 17 | 3 | 0.49911 | 0
| SFM-wCZ12-v2015-rDXHP-t5-S15-MSRboth - Baseline Design - Hourly Results.csv | 7 | 9 | 15 | 4 | 0.68235 | 0.040553
| SFM-wCZ12-v2015-rDXHP-t5-S15-MSRboth - Baseline Design - Hourly Results.csv | 7 | 9 | 16 | 4 | 1.2165 | 0.94518
| SFM-wCZ12-v2015-rDXHP-t5-S15-MSRboth - Baseline Design - Hourly Results.csv | 7 | 9 | 17 | 4 | 1.6448 | 1.8964
| SFM-wCZ12-v2015-rDXHP-t5-S15-MSRboth - Baseline Design - Hourly Results.csv | 7 | 10 | 15 | 5 | 1.7854 | 2.0706
| SFM-wCZ12-v2015-rDXHP-t5-S15-MSRboth - Baseline Design - Hourly Results.csv | 7 | 10 | 16 | 5 | 2.3063 | 3.0588
| SFM-wCZ12-v2015-rDXHP-t5-S15-MSRboth - Baseline Design - Hourly Results.csv | 7 | 10 | 17 | 5 | 2.6165 | 3.7426
| SFM-wCZ12-v2015-rDXHP-t5-S15-MSRcool - Baseline Design - Hourly Results.csv | 7 | 8 | 15 | 3 | 0 | 0
| SFM-wCZ12-v2015-rDXHP-t5-S15-MSRcool - Baseline Design - Hourly Results.csv | 7 | 8 | 16 | 3 | 0 | 0
| SFM-wCZ12-v2015-rDXHP-t5-S15-MSRcool - Baseline Design - Hourly Results.csv | 7 | 8 | 17 | 3 | 0.49911 | 0
| SFM-wCZ12-v2015-rDXHP-t5-S15-MSRcool - Baseline Design - Hourly Results.csv | 7 | 9 | 15 | 4 | 0.68235 | 0.040553
| SFM-wCZ12-v2015-rDXHP-t5-S15-MSRcool - Baseline Design - Hourly Results.csv | 7 | 9 | 16 | 4 | 1.2165 | 0.94518
| SFM-wCZ12-v2015-rDXHP-t5-S15-MSRcool - Baseline Design - Hourly Results.csv | 7 | 9 | 17 | 4 | 1.6448 | 1.8964
| SFM-wCZ12-v2015-rDXHP-t5-S15-MSRcool - Baseline Design - Hourly Results.csv | 7 | 10 | 15 | 5 | 1.7854 | 2.0706
| SFM-wCZ12-v2015-rDXHP-t5-S15-MSRcool - Baseline Design - Hourly Results.csv | 7 | 10 | 16 | 5 | 2.3063 | 3.0588
| SFM-wCZ12-v2015-rDXHP-t5-S15-MSRcool - Baseline Design - Hourly Results.csv | 7 | 10 | 17 | 5 | 2.6165 | 3.7426
| SFM-wCZ12-v2015-rDXHP-t5-S15-MSRheat - Baseline Design - Hourly Results.csv | 7 | 8 | 15 | 3 | 0 | 0
| SFM-wCZ12-v2015-rDXHP-t5-S15-MSRheat - Baseline Design - Hourly Results.csv | 7 | 8 | 16 | 3 | 0 | 0
| SFM-wCZ12-v2015-rDXHP-t5-S15-MSRheat - Baseline Design - Hourly Results.csv | 7 | 8 | 17 | 3 | 0.45232 | 0
| SFM-wCZ12-v2015-rDXHP-t5-S15-MSRheat - Baseline Design - Hourly Results.csv | 7 | 9 | 15 | 4 | 0.61838 | 0.036751
| SFM-wCZ12-v2015-rDXHP-t5-S15-MSRheat - Baseline Design - Hourly Results.csv | 7 | 9 | 16 | 4 | 1.1024 | 0.85656
| SFM-wCZ12-v2015-rDXHP-t5-S15-MSRheat - Baseline Design - Hourly Results.csv | 7 | 9 | 17 | 4 | 1.4906 | 1.7186
| SFM-wCZ12-v2015-rDXHP-t5-S15-MSRheat - Baseline Design - Hourly Results.csv | 7 | 10 | 15 | 5 | 1.618 | 1.8765
| SFM-wCZ12-v2015-rDXHP-t5-S15-MSRheat - Baseline Design - Hourly Results.csv | 7 | 10 | 16 | 5 | 2.0901 | 2.772
| SFM-wCZ12-v2015-rDXHP-t5-S15-MSRheat - Baseline Design - Hourly Results.csv | 7 | 10 | 17 | 5 | 2.3712 | 3.3918
| SFM-wCZ12-v2015-rDXHP-t5-S16-MSRboth - Baseline Design - Hourly Results.csv | 7 | 8 | 15 | 3 | 0 | 0
| SFM-wCZ12-v2015-rDXHP-t5-S16-MSRboth - Baseline Design - Hourly Results.csv | 7 | 8 | 16 | 3 | 0 | 0
| SFM-wCZ12-v2015-rDXHP-t5-S16-MSRboth - Baseline Design - Hourly Results.csv | 7 | 8 | 17 | 3 | 0.51999 | 0
| SFM-wCZ12-v2015-rDXHP-t5-S16-MSRboth - Baseline Design - Hourly Results.csv | 7 | 9 | 15 | 4 | 0.71469 | 0.042471
| SFM-wCZ12-v2015-rDXHP-t5-S16-MSRboth - Baseline Design - Hourly Results.csv | 7 | 9 | 16 | 4 | 1.2718 | 0.97226
| SFM-wCZ12-v2015-rDXHP-t5-S16-MSRboth - Baseline Design - Hourly Results.csv | 7 | 9 | 17 | 4 | 1.71 | 1.9432
| SFM-wCZ12-v2015-rDXHP-t5-S16-MSRboth - Baseline Design - Hourly Results.csv | 7 | 10 | 15 | 5 | 1.8723 | 2.1291
| SFM-wCZ12-v2015-rDXHP-t5-S16-MSRboth - Baseline Design - Hourly Results.csv | 7 | 10 | 16 | 5 | 2.41 | 3.1507
| SFM-wCZ12-v2015-rDXHP-t5-S16-MSRboth - Baseline Design - Hourly Results.csv | 7 | 10 | 17 | 5 | 2.8355 | 3.8352
| SFM-wCZ12-v2015-rDXHP-t5-S16-MSRcool - Baseline Design - Hourly Results.csv | 7 | 8 | 15 | 3 | 0 | 0
| SFM-wCZ12-v2015-rDXHP-t5-S16-MSRcool - Baseline Design - Hourly Results.csv | 7 | 8 | 16 | 3 | 0 | 0
| SFM-wCZ12-v2015-rDXHP-t5-S16-MSRcool - Baseline Design - Hourly Results.csv | 7 | 8 | 17 | 3 | 0.51999 | 0
| SFM-wCZ12-v2015-rDXHP-t5-S16-MSRcool - Baseline Design - Hourly Results.csv | 7 | 9 | 15 | 4 | 0.71469 | 0.042471
| SFM-wCZ12-v2015-rDXHP-t5-S16-MSRcool - Baseline Design - Hourly Results.csv | 7 | 9 | 16 | 4 | 1.2718 | 0.97226
| SFM-wCZ12-v2015-rDXHP-t5-S16-MSRcool - Baseline Design - Hourly Results.csv | 7 | 9 | 17 | 4 | 1.71 | 1.9432
| SFM-wCZ12-v2015-rDXHP-t5-S16-MSRcool - Baseline Design - Hourly Results.csv | 7 | 10 | 15 | 5 | 1.8723 | 2.1291
| SFM-wCZ12-v2015-rDXHP-t5-S16-MSRcool - Baseline Design - Hourly Results.csv | 7 | 10 | 16 | 5 | 2.41 | 3.1507
| SFM-wCZ12-v2015-rDXHP-t5-S16-MSRcool - Baseline Design - Hourly Results.csv | 7 | 10 | 17 | 5 | 2.8355 | 3.8352
| SFM-wCZ12-v2015-rDXHP-t5-S16-MSRheat - Baseline Design - Hourly Results.csv | 7 | 8 | 15 | 3 | 0 | 0
| SFM-wCZ12-v2015-rDXHP-t5-S16-MSRheat - Baseline Design - Hourly Results.csv | 7 | 8 | 16 | 3 | 0 | 0
| SFM-wCZ12-v2015-rDXHP-t5-S16-MSRheat - Baseline Design - Hourly Results.csv | 7 | 8 | 17 | 3 | 0.47065 | 0
| SFM-wCZ12-v2015-rDXHP-t5-S16-MSRheat - Baseline Design - Hourly Results.csv | 7 | 9 | 15 | 4 | 0.64688 | 0.038442
| SFM-wCZ12-v2015-rDXHP-t5-S16-MSRheat - Baseline Design - Hourly Results.csv | 7 | 9 | 16 | 4 | 1.1511 | 0.88002
| SFM-wCZ12-v2015-rDXHP-t5-S16-MSRheat - Baseline Design - Hourly Results.csv | 7 | 9 | 17 | 4 | 1.5477 | 1.7589
| SFM-wCZ12-v2015-rDXHP-t5-S16-MSRheat - Baseline Design - Hourly Results.csv | 7 | 10 | 15 | 5 | 1.6947 | 1.9271
| SFM-wCZ12-v2015-rDXHP-t5-S16-MSRheat - Baseline Design - Hourly Results.csv | 7 | 10 | 16 | 5 | 2.1814 | 2.8518
| SFM-wCZ12-v2015-rDXHP-t5-S16-MSRheat - Baseline Design - Hourly Results.csv | 7 | 10 | 17 | 5 | 2.5665 | 3.4714
| SFM-wCZ12-v2015-rDXHP-t5-S17-MSRboth - Baseline Design - Hourly Results.csv | 7 | 8 | 15 | 3 | 0 | 0
| SFM-wCZ12-v2015-rDXHP-t5-S17-MSRboth - Baseline Design - Hourly Results.csv | 7 | 8 | 16 | 3 | 0 | 0
| SFM-wCZ12-v2015-rDXHP-t5-S17-MSRboth - Baseline Design - Hourly Results.csv | 7 | 8 | 17 | 3 | 0.48836 | 0
| SFM-wCZ12-v2015-rDXHP-t5-S17-MSRboth - Baseline Design - Hourly Results.csv | 7 | 9 | 15 | 4 | 0.67122 | 0.039888
| SFM-wCZ12-v2015-rDXHP-t5-S17-MSRboth - Baseline Design - Hourly Results.csv | 7 | 9 | 16 | 4 | 1.1944 | 0.91314
| SFM-wCZ12-v2015-rDXHP-t5-S17-MSRboth - Baseline Design - Hourly Results.csv | 7 | 9 | 17 | 4 | 1.606 | 1.825
| SFM-wCZ12-v2015-rDXHP-t5-S17-MSRboth - Baseline Design - Hourly Results.csv | 7 | 10 | 15 | 5 | 1.7585 | 1.9996
| SFM-wCZ12-v2015-rDXHP-t5-S17-MSRboth - Baseline Design - Hourly Results.csv | 7 | 10 | 16 | 5 | 2.2635 | 2.9591
| SFM-wCZ12-v2015-rDXHP-t5-S17-MSRboth - Baseline Design - Hourly Results.csv | 7 | 10 | 17 | 5 | 2.6631 | 3.602
| SFM-wCZ12-v2015-rDXHP-t5-S17-MSRcool - Baseline Design - Hourly Results.csv | 7 | 8 | 15 | 3 | 0 | 0
| SFM-wCZ12-v2015-rDXHP-t5-S17-MSRcool - Baseline Design - Hourly Results.csv | 7 | 8 | 16 | 3 | 0 | 0
| SFM-wCZ12-v2015-rDXHP-t5-S17-MSRcool - Baseline Design - Hourly Results.csv | 7 | 8 | 17 | 3 | 0.48836 | 0
| SFM-wCZ12-v2015-rDXHP-t5-S17-MSRcool - Baseline Design - Hourly Results.csv | 7 | 9 | 15 | 4 | 0.67122 | 0.039888
| SFM-wCZ12-v2015-rDXHP-t5-S17-MSRcool - Baseline Design - Hourly Results.csv | 7 | 9 | 16 | 4 | 1.1944 | 0.91314
| SFM-wCZ12-v2015-rDXHP-t5-S17-MSRcool - Baseline Design - Hourly Results.csv | 7 | 9 | 17 | 4 | 1.606 | 1.825
| SFM-wCZ12-v2015-rDXHP-t5-S17-MSRcool - Baseline Design - Hourly Results.csv | 7 | 10 | 15 | 5 | 1.7585 | 1.9996
| SFM-wCZ12-v2015-rDXHP-t5-S17-MSRcool - Baseline Design - Hourly Results.csv | 7 | 10 | 16 | 5 | 2.2635 | 2.9591
| SFM-wCZ12-v2015-rDXHP-t5-S17-MSRcool - Baseline Design - Hourly Results.csv | 7 | 10 | 17 | 5 | 2.6631 | 3.602
| SFM-wCZ12-v2015-rDXHP-t5-S17-MSRheat - Baseline Design - Hourly Results.csv | 7 | 8 | 15 | 3 | 0 | 0
| SFM-wCZ12-v2015-rDXHP-t5-S17-MSRheat - Baseline Design - Hourly Results.csv | 7 | 8 | 16 | 3 | 0 | 0
| SFM-wCZ12-v2015-rDXHP-t5-S17-MSRheat - Baseline Design - Hourly Results.csv | 7 | 8 | 17 | 3 | 0.43974 | 0
| SFM-wCZ12-v2015-rDXHP-t5-S17-MSRheat - Baseline Design - Hourly Results.csv | 7 | 9 | 15 | 4 | 0.6044 | 0.035917
| SFM-wCZ12-v2015-rDXHP-t5-S17-MSRheat - Baseline Design - Hourly Results.csv | 7 | 9 | 16 | 4 | 1.0755 | 0.82223
| SFM-wCZ12-v2015-rDXHP-t5-S17-MSRheat - Baseline Design - Hourly Results.csv | 7 | 9 | 17 | 4 | 1.4461 | 1.6433
| SFM-wCZ12-v2015-rDXHP-t5-S17-MSRheat - Baseline Design - Hourly Results.csv | 7 | 10 | 15 | 5 | 1.5834 | 1.8005
| SFM-wCZ12-v2015-rDXHP-t5-S17-MSRheat - Baseline Design - Hourly Results.csv | 7 | 10 | 16 | 5 | 2.0381 | 2.6645
| SFM-wCZ12-v2015-rDXHP-t5-S17-MSRheat - Baseline Design - Hourly Results.csv | 7 | 10 | 17 | 5 | 2.398 | 3.2434
| SFM-wCZ13-v2015-rDXGF-t1-S14-BSLcool - Baseline Design - Hourly Results.csv | 7 | 8 | 15 | 3 | 1.9571 | 2.8101
| SFM-wCZ13-v2015-rDXGF-t1-S14-BSLcool - Baseline Design - Hourly Results.csv | 7 | 8 | 16 | 3 | 2.2553 | 3.3232
| SFM-wCZ13-v2015-rDXGF-t1-S14-BSLcool - Baseline Design - Hourly Results.csv | 7 | 8 | 17 | 3 | 2.5484 | 3.8564
| SFM-wCZ13-v2015-rDXGF-t1-S14-BSLcool - Baseline Design - Hourly Results.csv | 7 | 9 | 15 | 4 | 3.2286 | 5.1256
| SFM-wCZ13-v2015-rDXGF-t1-S14-BSLcool - Baseline Design - Hourly Results.csv | 7 | 9 | 16 | 4 | 3.5379 | 5.6259
| SFM-wCZ13-v2015-rDXGF-t1-S14-BSLcool - Baseline Design - Hourly Results.csv | 7 | 9 | 17 | 4 | 3.886 | 6.2304
| SFM-wCZ13-v2015-rDXGF-t1-S14-BSLcool - Baseline Design - Hourly Results.csv | 7 | 10 | 15 | 5 | 3.8196 | 6.1562
| SFM-wCZ13-v2015-rDXGF-t1-S14-BSLcool - Baseline Design - Hourly Results.csv | 7 | 10 | 16 | 5 | 4.1655 | 6.7222
| SFM-wCZ13-v2015-rDXGF-t1-S14-BSLcool - Baseline Design - Hourly Results.csv | 7 | 10 | 17 | 5 | 4.1577 | 6.7438
| SFM-wCZ13-v2015-rDXGF-t1-S14-BSLheat - Baseline Design - Hourly Results.csv | 7 | 8 | 15 | 3 | 1.7273 | 2.4797
| SFM-wCZ13-v2015-rDXGF-t1-S14-BSLheat - Baseline Design - Hourly Results.csv | 7 | 8 | 16 | 3 | 1.9897 | 2.9345
| SFM-wCZ13-v2015-rDXGF-t1-S14-BSLheat - Baseline Design - Hourly Results.csv | 7 | 8 | 17 | 3 | 2.2517 | 3.408
| SFM-wCZ13-v2015-rDXGF-t1-S14-BSLheat - Baseline Design - Hourly Results.csv | 7 | 9 | 15 | 4 | 2.8526 | 4.5315
| SFM-wCZ13-v2015-rDXGF-t1-S14-BSLheat - Baseline Design - Hourly Results.csv | 7 | 9 | 16 | 4 | 3.1322 | 4.9792
| SFM-wCZ13-v2015-rDXGF-t1-S14-BSLheat - Baseline Design - Hourly Results.csv | 7 | 9 | 17 | 4 | 3.4377 | 5.5151
| SFM-wCZ13-v2015-rDXGF-t1-S14-BSLheat - Baseline Design - Hourly Results.csv | 7 | 10 | 15 | 5 | 3.3858 | 5.4623
| SFM-wCZ13-v2015-rDXGF-t1-S14-BSLheat - Baseline Design - Hourly Results.csv | 7 | 10 | 16 | 5 | 3.5887 | 5.9616
| SFM-wCZ13-v2015-rDXGF-t1-S14-BSLheat - Baseline Design - Hourly Results.csv | 7 | 10 | 17 | 5 | 3.544 | 5.9795
| SFM-wCZ13-v2015-rDXGF-t1-S15-MSRcool - Baseline Design - Hourly Results.csv | 7 | 8 | 15 | 3 | 1.6355 | 2.3725
| SFM-wCZ13-v2015-rDXGF-t1-S15-MSRcool - Baseline Design - Hourly Results.csv | 7 | 8 | 16 | 3 | 1.8826 | 2.8031
| SFM-wCZ13-v2015-rDXGF-t1-S15-MSRcool - Baseline Design - Hourly Results.csv | 7 | 8 | 17 | 3 | 2.129 | 3.2496
| SFM-wCZ13-v2015-rDXGF-t1-S15-MSRcool - Baseline Design - Hourly Results.csv | 7 | 9 | 15 | 4 | 2.6717 | 4.2929
| SFM-wCZ13-v2015-rDXGF-t1-S15-MSRcool - Baseline Design - Hourly Results.csv | 7 | 9 | 16 | 4 | 2.9327 | 4.7231
| SFM-wCZ13-v2015-rDXGF-t1-S15-MSRcool - Baseline Design - Hourly Results.csv | 7 | 9 | 17 | 4 | 3.2092 | 5.2035
| SFM-wCZ13-v2015-rDXGF-t1-S15-MSRcool - Baseline Design - Hourly Results.csv | 7 | 10 | 15 | 5 | 3.1653 | 5.1526
| SFM-wCZ13-v2015-rDXGF-t1-S15-MSRcool - Baseline Design - Hourly Results.csv | 7 | 10 | 16 | 5 | 3.4334 | 5.5959
| SFM-wCZ13-v2015-rDXGF-t1-S15-MSRcool - Baseline Design - Hourly Results.csv | 7 | 10 | 17 | 5 | 3.4471 | 5.6159
| SFM-wCZ13-v2015-rDXGF-t1-S15-MSRheat - Baseline Design - Hourly Results.csv | 7 | 8 | 15 | 3 | 1.5372 | 2.2277
| SFM-wCZ13-v2015-rDXGF-t1-S15-MSRheat - Baseline Design - Hourly Results.csv | 7 | 8 | 16 | 3 | 1.7708 | 2.6381
| SFM-wCZ13-v2015-rDXGF-t1-S15-MSRheat - Baseline Design - Hourly Results.csv | 7 | 8 | 17 | 3 | 2.0048 | 3.0628
| SFM-wCZ13-v2015-rDXGF-t1-S15-MSRheat - Baseline Design - Hourly Results.csv | 7 | 9 | 15 | 4 | 2.521 | 4.0522
| SFM-wCZ13-v2015-rDXGF-t1-S15-MSRheat - Baseline Design - Hourly Results.csv | 7 | 9 | 16 | 4 | 2.7718 | 4.4563
| SFM-wCZ13-v2015-rDXGF-t1-S15-MSRheat - Baseline Design - Hourly Results.csv | 7 | 9 | 17 | 4 | 3.0317 | 4.9144
| SFM-wCZ13-v2015-rDXGF-t1-S15-MSRheat - Baseline Design - Hourly Results.csv | 7 | 10 | 15 | 5 | 2.9917 | 4.8762
| SFM-wCZ13-v2015-rDXGF-t1-S15-MSRheat - Baseline Design - Hourly Results.csv | 7 | 10 | 16 | 5 | 3.2471 | 5.2972
| SFM-wCZ13-v2015-rDXGF-t1-S15-MSRheat - Baseline Design - Hourly Results.csv | 7 | 10 | 17 | 5 | 3.2605 | 5.3175
| SFM-wCZ13-v2015-rDXGF-t1-S16-MSRcool - Baseline Design - Hourly Results.csv | 7 | 8 | 15 | 3 | 1.7201 | 2.4625
| SFM-wCZ13-v2015-rDXGF-t1-S16-MSRcool - Baseline Design - Hourly Results.csv | 7 | 8 | 16 | 3 | 1.9738 | 2.9045
| SFM-wCZ13-v2015-rDXGF-t1-S16-MSRcool - Baseline Design - Hourly Results.csv | 7 | 8 | 17 | 3 | 2.2245 | 3.3577
| SFM-wCZ13-v2015-rDXGF-t1-S16-MSRcool - Baseline Design - Hourly Results.csv | 7 | 9 | 15 | 4 | 2.8948 | 4.4822
| SFM-wCZ13-v2015-rDXGF-t1-S16-MSRcool - Baseline Design - Hourly Results.csv | 7 | 9 | 16 | 4 | 3.119 | 4.9006
| SFM-wCZ13-v2015-rDXGF-t1-S16-MSRcool - Baseline Design - Hourly Results.csv | 7 | 9 | 17 | 4 | 3.3777 | 5.647
| SFM-wCZ13-v2015-rDXGF-t1-S16-MSRcool - Baseline Design - Hourly Results.csv | 7 | 10 | 15 | 5 | 3.3369 | 5.5982
| SFM-wCZ13-v2015-rDXGF-t1-S16-MSRcool - Baseline Design - Hourly Results.csv | 7 | 10 | 16 | 5 | 3.5902 | 6.038
| SFM-wCZ13-v2015-rDXGF-t1-S16-MSRcool - Baseline Design - Hourly Results.csv | 7 | 10 | 17 | 5 | 3.5981 | 6.0296
| SFM-wCZ13-v2015-rDXGF-t1-S16-MSRheat - Baseline Design - Hourly Results.csv | 7 | 8 | 15 | 3 | 1.6107 | 2.3033
| SFM-wCZ13-v2015-rDXGF-t1-S16-MSRheat - Baseline Design - Hourly Results.csv | 7 | 8 | 16 | 3 | 1.8487 | 2.717
| SFM-wCZ13-v2015-rDXGF-t1-S16-MSRheat - Baseline Design - Hourly Results.csv | 7 | 8 | 17 | 3 | 2.1321 | 3.1477
| SFM-wCZ13-v2015-rDXGF-t1-S16-MSRheat - Baseline Design - Hourly Results.csv | 7 | 9 | 15 | 4 | 2.6939 | 4.1979
| SFM-wCZ13-v2015-rDXGF-t1-S16-MSRheat - Baseline Design - Hourly Results.csv | 7 | 9 | 16 | 4 | 2.9122 | 4.8236
| SFM-wCZ13-v2015-rDXGF-t1-S16-MSRheat - Baseline Design - Hourly Results.csv | 7 | 9 | 17 | 4 | 3.1516 | 5.2568
| SFM-wCZ13-v2015-rDXGF-t1-S16-MSRheat - Baseline Design - Hourly Results.csv | 7 | 10 | 15 | 5 | 3.1144 | 5.2134
| SFM-wCZ13-v2015-rDXGF-t1-S16-MSRheat - Baseline Design - Hourly Results.csv | 7 | 10 | 16 | 5 | 3.3515 | 5.6319
| SFM-wCZ13-v2015-rDXGF-t1-S16-MSRheat - Baseline Design - Hourly Results.csv | 7 | 10 | 17 | 5 | 3.3627 | 5.6331
| SFM-wCZ13-v2015-rDXGF-t1-S17-MSRcool - Baseline Design - Hourly Results.csv | 7 | 8 | 15 | 3 | 1.6155 | 2.3128
| SFM-wCZ13-v2015-rDXGF-t1-S17-MSRcool - Baseline Design - Hourly Results.csv | 7 | 8 | 16 | 3 | 1.8537 | 2.7279
| SFM-wCZ13-v2015-rDXGF-t1-S17-MSRcool - Baseline Design - Hourly Results.csv | 7 | 8 | 17 | 3 | 2.0892 | 3.1535
| SFM-wCZ13-v2015-rDXGF-t1-S17-MSRcool - Baseline Design - Hourly Results.csv | 7 | 9 | 15 | 4 | 2.7188 | 4.2096
| SFM-wCZ13-v2015-rDXGF-t1-S17-MSRcool - Baseline Design - Hourly Results.csv | 7 | 9 | 16 | 4 | 2.9293 | 4.6026
| SFM-wCZ13-v2015-rDXGF-t1-S17-MSRcool - Baseline Design - Hourly Results.csv | 7 | 9 | 17 | 4 | 3.1723 | 5.3035
| SFM-wCZ13-v2015-rDXGF-t1-S17-MSRcool - Baseline Design - Hourly Results.csv | 7 | 10 | 15 | 5 | 3.134 | 5.2577
| SFM-wCZ13-v2015-rDXGF-t1-S17-MSRcool - Baseline Design - Hourly Results.csv | 7 | 10 | 16 | 5 | 3.3718 | 5.6708
| SFM-wCZ13-v2015-rDXGF-t1-S17-MSRcool - Baseline Design - Hourly Results.csv | 7 | 10 | 17 | 5 | 3.3793 | 5.6629
| SFM-wCZ13-v2015-rDXGF-t1-S17-MSRheat - Baseline Design - Hourly Results.csv | 7 | 8 | 15 | 3 | 1.505 | 2.152
| SFM-wCZ13-v2015-rDXGF-t1-S17-MSRheat - Baseline Design - Hourly Results.csv | 7 | 8 | 16 | 3 | 1.7272 | 2.5386
| SFM-wCZ13-v2015-rDXGF-t1-S17-MSRheat - Baseline Design - Hourly Results.csv | 7 | 8 | 17 | 3 | 1.9921 | 2.941
| SFM-wCZ13-v2015-rDXGF-t1-S17-MSRheat - Baseline Design - Hourly Results.csv | 7 | 9 | 15 | 4 | 2.517 | 3.9222
| SFM-wCZ13-v2015-rDXGF-t1-S17-MSRheat - Baseline Design - Hourly Results.csv | 7 | 9 | 16 | 4 | 2.7209 | 4.5069
| SFM-wCZ13-v2015-rDXGF-t1-S17-MSRheat - Baseline Design - Hourly Results.csv | 7 | 9 | 17 | 4 | 2.9446 | 4.9115
| SFM-wCZ13-v2015-rDXGF-t1-S17-MSRheat - Baseline Design - Hourly Results.csv | 7 | 10 | 15 | 5 | 2.9099 | 4.871
| SFM-wCZ13-v2015-rDXGF-t1-S17-MSRheat - Baseline Design - Hourly Results.csv | 7 | 10 | 16 | 5 | 3.1314 | 5.262
| SFM-wCZ13-v2015-rDXGF-t1-S17-MSRheat - Baseline Design - Hourly Results.csv | 7 | 10 | 17 | 5 | 3.1418 | 5.2631
| SFM-wCZ13-v2015-rDXGF-t2-S14-BSLcool - Baseline Design - Hourly Results.csv | 7 | 8 | 15 | 3 | 1.6491 | 2.0976
| SFM-wCZ13-v2015-rDXGF-t2-S14-BSLcool - Baseline Design - Hourly Results.csv | 7 | 8 | 16 | 3 | 1.9499 | 2.6463
| SFM-wCZ13-v2015-rDXGF-t2-S14-BSLcool - Baseline Design - Hourly Results.csv | 7 | 8 | 17 | 3 | 2.2451 | 3.2029
| SFM-wCZ13-v2015-rDXGF-t2-S14-BSLcool - Baseline Design - Hourly Results.csv | 7 | 9 | 15 | 4 | 3.0341 | 4.7894
| SFM-wCZ13-v2015-rDXGF-t2-S14-BSLcool - Baseline Design - Hourly Results.csv | 7 | 9 | 16 | 4 | 3.3149 | 5.2357
| SFM-wCZ13-v2015-rDXGF-t2-S14-BSLcool - Baseline Design - Hourly Results.csv | 7 | 9 | 17 | 4 | 3.6306 | 5.7876
| SFM-wCZ13-v2015-rDXGF-t2-S14-BSLcool - Baseline Design - Hourly Results.csv | 7 | 10 | 15 | 5 | 3.7966 | 6.2817
| SFM-wCZ13-v2015-rDXGF-t2-S14-BSLcool - Baseline Design - Hourly Results.csv | 7 | 10 | 16 | 5 | 4.0836 | 6.7233
| SFM-wCZ13-v2015-rDXGF-t2-S14-BSLcool - Baseline Design - Hourly Results.csv | 7 | 10 | 17 | 5 | 4.061 | 6.6531
| SFM-wCZ13-v2015-rDXGF-t2-S14-BSLheat - Baseline Design - Hourly Results.csv | 7 | 8 | 15 | 3 | 1.4531 | 1.8449
| SFM-wCZ13-v2015-rDXGF-t2-S14-BSLheat - Baseline Design - Hourly Results.csv | 7 | 8 | 16 | 3 | 1.717 | 2.3302
| SFM-wCZ13-v2015-rDXGF-t2-S14-BSLheat - Baseline Design - Hourly Results.csv | 7 | 8 | 17 | 3 | 1.9775 | 2.8238
| SFM-wCZ13-v2015-rDXGF-t2-S14-BSLheat - Baseline Design - Hourly Results.csv | 7 | 9 | 15 | 4 | 2.6793 | 4.228
| SFM-wCZ13-v2015-rDXGF-t2-S14-BSLheat - Baseline Design - Hourly Results.csv | 7 | 9 | 16 | 4 | 2.9325 | 4.6359
| SFM-wCZ13-v2015-rDXGF-t2-S14-BSLheat - Baseline Design - Hourly Results.csv | 7 | 9 | 17 | 4 | 3.2098 | 5.1189
| SFM-wCZ13-v2015-rDXGF-t2-S14-BSLheat - Baseline Design - Hourly Results.csv | 7 | 10 | 15 | 5 | 3.362 | 5.5703
| SFM-wCZ13-v2015-rDXGF-t2-S14-BSLheat - Baseline Design - Hourly Results.csv | 7 | 10 | 16 | 5 | 3.5853 | 5.954
| SFM-wCZ13-v2015-rDXGF-t2-S14-BSLheat - Baseline Design - Hourly Results.csv | 7 | 10 | 17 | 5 | 3.5414 | 5.8913
| SFM-wCZ13-v2015-rDXGF-t2-S15-MSRcool - Baseline Design - Hourly Results.csv | 7 | 8 | 15 | 3 | 1.3859 | 1.7862
| SFM-wCZ13-v2015-rDXGF-t2-S15-MSRcool - Baseline Design - Hourly Results.csv | 7 | 8 | 16 | 3 | 1.6381 | 2.2487
| SFM-wCZ13-v2015-rDXGF-t2-S15-MSRcool - Baseline Design - Hourly Results.csv | 7 | 8 | 17 | 3 | 1.8879 | 2.7195
| SFM-wCZ13-v2015-rDXGF-t2-S15-MSRcool - Baseline Design - Hourly Results.csv | 7 | 9 | 15 | 4 | 2.5281 | 4.0246
| SFM-wCZ13-v2015-rDXGF-t2-S15-MSRcool - Baseline Design - Hourly Results.csv | 7 | 9 | 16 | 4 | 2.7645 | 4.4246
| SFM-wCZ13-v2015-rDXGF-t2-S15-MSRcool - Baseline Design - Hourly Results.csv | 7 | 9 | 17 | 4 | 3.0193 | 4.868
| SFM-wCZ13-v2015-rDXGF-t2-S15-MSRcool - Baseline Design - Hourly Results.csv | 7 | 10 | 15 | 5 | 3.1621 | 5.2923
| SFM-wCZ13-v2015-rDXGF-t2-S15-MSRcool - Baseline Design - Hourly Results.csv | 7 | 10 | 16 | 5 | 3.3863 | 5.6355
| SFM-wCZ13-v2015-rDXGF-t2-S15-MSRcool - Baseline Design - Hourly Results.csv | 7 | 10 | 17 | 5 | 3.3716 | 5.5792
| SFM-wCZ13-v2015-rDXGF-t2-S15-MSRheat - Baseline Design - Hourly Results.csv | 7 | 8 | 15 | 3 | 1.3006 | 1.6737
| SFM-wCZ13-v2015-rDXGF-t2-S15-MSRheat - Baseline Design - Hourly Results.csv | 7 | 8 | 16 | 3 | 1.5387 | 2.1084
| SFM-wCZ13-v2015-rDXGF-t2-S15-MSRheat - Baseline Design - Hourly Results.csv | 7 | 8 | 17 | 3 | 1.773 | 2.554
| SFM-wCZ13-v2015-rDXGF-t2-S15-MSRheat - Baseline Design - Hourly Results.csv | 7 | 9 | 15 | 4 | 2.3836 | 3.8011
| SFM-wCZ13-v2015-rDXGF-t2-S15-MSRheat - Baseline Design - Hourly Results.csv | 7 | 9 | 16 | 4 | 2.6081 | 4.1691
| SFM-wCZ13-v2015-rDXGF-t2-S15-MSRheat - Baseline Design - Hourly Results.csv | 7 | 9 | 17 | 4 | 2.8484 | 4.598
| SFM-wCZ13-v2015-rDXGF-t2-S15-MSRheat - Baseline Design - Hourly Results.csv | 7 | 10 | 15 | 5 | 2.9863 | 4.9992
| SFM-wCZ13-v2015-rDXGF-t2-S15-MSRheat - Baseline Design - Hourly Results.csv | 7 | 10 | 16 | 5 | 3.1974 | 5.3276
| SFM-wCZ13-v2015-rDXGF-t2-S15-MSRheat - Baseline Design - Hourly Results.csv | 7 | 10 | 17 | 5 | 3.1835 | 5.2756
| SFM-wCZ13-v2015-rDXGF-t2-S16-MSRcool - Baseline Design - Hourly Results.csv | 7 | 8 | 15 | 3 | 1.4535 | 1.8458
| SFM-wCZ13-v2015-rDXGF-t2-S16-MSRcool - Baseline Design - Hourly Results.csv | 7 | 8 | 16 | 3 | 1.7108 | 2.318
| SFM-wCZ13-v2015-rDXGF-t2-S16-MSRcool - Baseline Design - Hourly Results.csv | 7 | 8 | 17 | 3 | 1.9617 | 2.799
| SFM-wCZ13-v2015-rDXGF-t2-S16-MSRcool - Baseline Design - Hourly Results.csv | 7 | 9 | 15 | 4 | 2.7608 | 4.1823
| SFM-wCZ13-v2015-rDXGF-t2-S16-MSRcool - Baseline Design - Hourly Results.csv | 7 | 9 | 16 | 4 | 2.9626 | 4.5564
| SFM-wCZ13-v2015-rDXGF-t2-S16-MSRcool - Baseline Design - Hourly Results.csv | 7 | 9 | 17 | 4 | 3.2012 | 5.0226
| SFM-wCZ13-v2015-rDXGF-t2-S16-MSRcool - Baseline Design - Hourly Results.csv | 7 | 10 | 15 | 5 | 3.3283 | 5.6756
| SFM-wCZ13-v2015-rDXGF-t2-S16-MSRcool - Baseline Design - Hourly Results.csv | 7 | 10 | 16 | 5 | 3.544 | 6.0293
| SFM-wCZ13-v2015-rDXGF-t2-S16-MSRcool - Baseline Design - Hourly Results.csv | 7 | 10 | 17 | 5 | 3.5274 | 5.9618
| SFM-wCZ13-v2015-rDXGF-t2-S16-MSRheat - Baseline Design - Hourly Results.csv | 7 | 8 | 15 | 3 | 1.3561 | 1.7206
| SFM-wCZ13-v2015-rDXGF-t2-S16-MSRheat - Baseline Design - Hourly Results.csv | 7 | 8 | 16 | 3 | 1.5968 | 2.1627
| SFM-wCZ13-v2015-rDXGF-t2-S16-MSRheat - Baseline Design - Hourly Results.csv | 7 | 8 | 17 | 3 | 1.8315 | 2.6111
| SFM-wCZ13-v2015-rDXGF-t2-S16-MSRheat - Baseline Design - Hourly Results.csv | 7 | 9 | 15 | 4 | 2.5639 | 3.9084
| SFM-wCZ13-v2015-rDXGF-t2-S16-MSRheat - Baseline Design - Hourly Results.csv | 7 | 9 | 16 | 4 | 2.7583 | 4.2653
| SFM-wCZ13-v2015-rDXGF-t2-S16-MSRheat - Baseline Design - Hourly Results.csv | 7 | 9 | 17 | 4 | 2.982 | 4.9356
| SFM-wCZ13-v2015-rDXGF-t2-S16-MSRheat - Baseline Design - Hourly Results.csv | 7 | 10 | 15 | 5 | 3.1038 | 5.2881
| SFM-wCZ13-v2015-rDXGF-t2-S16-MSRheat - Baseline Design - Hourly Results.csv | 7 | 10 | 16 | 5 | 3.306 | 5.6214
| SFM-wCZ13-v2015-rDXGF-t2-S16-MSRheat - Baseline Design - Hourly Results.csv | 7 | 10 | 17 | 5 | 3.294 | 5.5627
| SFM-wCZ13-v2015-rDXGF-t2-S17-MSRcool - Baseline Design - Hourly Results.csv | 7 | 8 | 15 | 3 | 1.3651 | 1.7335
| SFM-wCZ13-v2015-rDXGF-t2-S17-MSRcool - Baseline Design - Hourly Results.csv | 7 | 8 | 16 | 3 | 1.6067 | 2.1771
| SFM-wCZ13-v2015-rDXGF-t2-S17-MSRcool - Baseline Design - Hourly Results.csv | 7 | 8 | 17 | 3 | 1.8424 | 2.6288
| SFM-wCZ13-v2015-rDXGF-t2-S17-MSRcool - Baseline Design - Hourly Results.csv | 7 | 9 | 15 | 4 | 2.5929 | 3.9279
| SFM-wCZ13-v2015-rDXGF-t2-S17-MSRcool - Baseline Design - Hourly Results.csv | 7 | 9 | 16 | 4 | 2.7824 | 4.2793
| SFM-wCZ13-v2015-rDXGF-t2-S17-MSRcool - Baseline Design - Hourly Results.csv | 7 | 9 | 17 | 4 | 3.0066 | 4.7172
| SFM-wCZ13-v2015-rDXGF-t2-S17-MSRcool - Baseline Design - Hourly Results.csv | 7 | 10 | 15 | 5 | 3.1258 | 5.3304
| SFM-wCZ13-v2015-rDXGF-t2-S17-MSRcool - Baseline Design - Hourly Results.csv | 7 | 10 | 16 | 5 | 3.3285 | 5.6627
| SFM-wCZ13-v2015-rDXGF-t2-S17-MSRcool - Baseline Design - Hourly Results.csv | 7 | 10 | 17 | 5 | 3.3129 | 5.5992
| SFM-wCZ13-v2015-rDXGF-t2-S17-MSRheat - Baseline Design - Hourly Results.csv | 7 | 8 | 15 | 3 | 1.267 | 1.6076
| SFM-wCZ13-v2015-rDXGF-t2-S17-MSRheat - Baseline Design - Hourly Results.csv | 7 | 8 | 16 | 3 | 1.492 | 2.0207
| SFM-wCZ13-v2015-rDXGF-t2-S17-MSRheat - Baseline Design - Hourly Results.csv | 7 | 8 | 17 | 3 | 1.7112 | 2.4396
| SFM-wCZ13-v2015-rDXGF-t2-S17-MSRheat - Baseline Design - Hourly Results.csv | 7 | 9 | 15 | 4 | 2.3956 | 3.6517
| SFM-wCZ13-v2015-rDXGF-t2-S17-MSRheat - Baseline Design - Hourly Results.csv | 7 | 9 | 16 | 4 | 2.5771 | 3.9852
| SFM-wCZ13-v2015-rDXGF-t2-S17-MSRheat - Baseline Design - Hourly Results.csv | 7 | 9 | 17 | 4 | 2.7861 | 4.6114
| SFM-wCZ13-v2015-rDXGF-t2-S17-MSRheat - Baseline Design - Hourly Results.csv | 7 | 10 | 15 | 5 | 2.8999 | 4.9408
| SFM-wCZ13-v2015-rDXGF-t2-S17-MSRheat - Baseline Design - Hourly Results.csv | 7 | 10 | 16 | 5 | 3.0889 | 5.2522
| SFM-wCZ13-v2015-rDXGF-t2-S17-MSRheat - Baseline Design - Hourly Results.csv | 7 | 10 | 17 | 5 | 3.0776 | 5.1974
| SFM-wCZ13-v2015-rDXGF-t3-S14-BSLcool - Baseline Design - Hourly Results.csv | 7 | 8 | 15 | 3 | 1.0481 | 0.46901
| SFM-wCZ13-v2015-rDXGF-t3-S14-BSLcool - Baseline Design - Hourly Results.csv | 7 | 8 | 16 | 3 | 1.4019 | 1.2632
| SFM-wCZ13-v2015-rDXGF-t3-S14-BSLcool - Baseline Design - Hourly Results.csv | 7 | 8 | 17 | 3 | 1.738 | 1.9942
| SFM-wCZ13-v2015-rDXGF-t3-S14-BSLcool - Baseline Design - Hourly Results.csv | 7 | 9 | 15 | 4 | 2.4651 | 3.6988
| SFM-wCZ13-v2015-rDXGF-t3-S14-BSLcool - Baseline Design - Hourly Results.csv | 7 | 9 | 16 | 4 | 2.7566 | 4.2045
| SFM-wCZ13-v2015-rDXGF-t3-S14-BSLcool - Baseline Design - Hourly Results.csv | 7 | 9 | 17 | 4 | 3.0743 | 4.7839
| SFM-wCZ13-v2015-rDXGF-t3-S14-BSLcool - Baseline Design - Hourly Results.csv | 7 | 10 | 15 | 5 | 3.0943 | 4.9488
| SFM-wCZ13-v2015-rDXGF-t3-S14-BSLcool - Baseline Design - Hourly Results.csv | 7 | 10 | 16 | 5 | 3.4024 | 5.4468
| SFM-wCZ13-v2015-rDXGF-t3-S14-BSLcool - Baseline Design - Hourly Results.csv | 7 | 10 | 17 | 5 | 3.4271 | 5.4838
| SFM-wCZ13-v2015-rDXGF-t3-S14-BSLheat - Baseline Design - Hourly Results.csv | 7 | 8 | 15 | 3 | 0.92093 | 0.41379
| SFM-wCZ13-v2015-rDXGF-t3-S14-BSLheat - Baseline Design - Hourly Results.csv | 7 | 8 | 16 | 3 | 1.2326 | 1.1089
| SFM-wCZ13-v2015-rDXGF-t3-S14-BSLheat - Baseline Design - Hourly Results.csv | 7 | 8 | 17 | 3 | 1.5281 | 1.7513
| SFM-wCZ13-v2015-rDXGF-t3-S14-BSLheat - Baseline Design - Hourly Results.csv | 7 | 9 | 15 | 4 | 2.1739 | 3.2605
| SFM-wCZ13-v2015-rDXGF-t3-S14-BSLheat - Baseline Design - Hourly Results.csv | 7 | 9 | 16 | 4 | 2.4331 | 3.7164
| SFM-wCZ13-v2015-rDXGF-t3-S14-BSLheat - Baseline Design - Hourly Results.csv | 7 | 9 | 17 | 4 | 2.7131 | 4.2249
| SFM-wCZ13-v2015-rDXGF-t3-S14-BSLheat - Baseline Design - Hourly Results.csv | 7 | 10 | 15 | 5 | 2.7396 | 4.375
| SFM-wCZ13-v2015-rDXGF-t3-S14-BSLheat - Baseline Design - Hourly Results.csv | 7 | 10 | 16 | 5 | 3.0073 | 4.823
| SFM-wCZ13-v2015-rDXGF-t3-S14-BSLheat - Baseline Design - Hourly Results.csv | 7 | 10 | 17 | 5 | 3.0311 | 4.8538
| SFM-wCZ13-v2015-rDXGF-t3-S15-MSRcool - Baseline Design - Hourly Results.csv | 7 | 8 | 15 | 3 | 0.89036 | 0.39541
| SFM-wCZ13-v2015-rDXGF-t3-S15-MSRcool - Baseline Design - Hourly Results.csv | 7 | 8 | 16 | 3 | 1.1884 | 1.0836
| SFM-wCZ13-v2015-rDXGF-t3-S15-MSRcool - Baseline Design - Hourly Results.csv | 7 | 8 | 17 | 3 | 1.4704 | 1.7097
| SFM-wCZ13-v2015-rDXGF-t3-S15-MSRcool - Baseline Design - Hourly Results.csv | 7 | 9 | 15 | 4 | 2.071 | 3.1379
| SFM-wCZ13-v2015-rDXGF-t3-S15-MSRcool - Baseline Design - Hourly Results.csv | 7 | 9 | 16 | 4 | 2.3139 | 3.5666
| SFM-wCZ13-v2015-rDXGF-t3-S15-MSRcool - Baseline Design - Hourly Results.csv | 7 | 9 | 17 | 4 | 2.5735 | 4.0572
| SFM-wCZ13-v2015-rDXGF-t3-S15-MSRcool - Baseline Design - Hourly Results.csv | 7 | 10 | 15 | 5 | 2.5972 | 4.21
| SFM-wCZ13-v2015-rDXGF-t3-S15-MSRcool - Baseline Design - Hourly Results.csv | 7 | 10 | 16 | 5 | 2.8436 | 4.6173
| SFM-wCZ13-v2015-rDXGF-t3-S15-MSRcool - Baseline Design - Hourly Results.csv | 7 | 10 | 17 | 5 | 2.8667 | 4.6522
| SFM-wCZ13-v2015-rDXGF-t3-S15-MSRheat - Baseline Design - Hourly Results.csv | 7 | 8 | 15 | 3 | 0.83271 | 0.37143
| SFM-wCZ13-v2015-rDXGF-t3-S15-MSRheat - Baseline Design - Hourly Results.csv | 7 | 8 | 16 | 3 | 1.1112 | 1.0125
| SFM-wCZ13-v2015-rDXGF-t3-S15-MSRheat - Baseline Design - Hourly Results.csv | 7 | 8 | 17 | 3 | 1.3792 | 1.5987
| SFM-wCZ13-v2015-rDXGF-t3-S15-MSRheat - Baseline Design - Hourly Results.csv | 7 | 9 | 15 | 4 | 1.9479 | 2.9507
| SFM-wCZ13-v2015-rDXGF-t3-S15-MSRheat - Baseline Design - Hourly Results.csv | 7 | 9 | 16 | 4 | 2.1773 | 3.3643
| SFM-wCZ13-v2015-rDXGF-t3-S15-MSRheat - Baseline Design - Hourly Results.csv | 7 | 9 | 17 | 4 | 2.4226 | 3.822
| SFM-wCZ13-v2015-rDXGF-t3-S15-MSRheat - Baseline Design - Hourly Results.csv | 7 | 10 | 15 | 5 | 2.4478 | 3.9665
| SFM-wCZ13-v2015-rDXGF-t3-S15-MSRheat - Baseline Design - Hourly Results.csv | 7 | 10 | 16 | 5 | 2.6811 | 4.3553
| SFM-wCZ13-v2015-rDXGF-t3-S15-MSRheat - Baseline Design - Hourly Results.csv | 7 | 10 | 17 | 5 | 2.7036 | 4.3903
| SFM-wCZ13-v2015-rDXGF-t3-S16-MSRcool - Baseline Design - Hourly Results.csv | 7 | 8 | 15 | 3 | 0.92601 | 0.40703
| SFM-wCZ13-v2015-rDXGF-t3-S16-MSRcool - Baseline Design - Hourly Results.csv | 7 | 8 | 16 | 3 | 1.2326 | 1.1076
| SFM-wCZ13-v2015-rDXGF-t3-S16-MSRcool - Baseline Design - Hourly Results.csv | 7 | 8 | 17 | 3 | 1.5195 | 1.7436
| SFM-wCZ13-v2015-rDXGF-t3-S16-MSRcool - Baseline Design - Hourly Results.csv | 7 | 9 | 15 | 4 | 2.162 | 3.2314
| SFM-wCZ13-v2015-rDXGF-t3-S16-MSRcool - Baseline Design - Hourly Results.csv | 7 | 9 | 16 | 4 | 2.4061 | 3.655
| SFM-wCZ13-v2015-rDXGF-t3-S16-MSRcool - Baseline Design - Hourly Results.csv | 7 | 9 | 17 | 4 | 2.7929 | 4.148
| SFM-wCZ13-v2015-rDXGF-t3-S16-MSRcool - Baseline Design - Hourly Results.csv | 7 | 10 | 15 | 5 | 2.8127 | 4.2901
| SFM-wCZ13-v2015-rDXGF-t3-S16-MSRcool - Baseline Design - Hourly Results.csv | 7 | 10 | 16 | 5 | 3.0507 | 4.7309
| SFM-wCZ13-v2015-rDXGF-t3-S16-MSRcool - Baseline Design - Hourly Results.csv | 7 | 10 | 17 | 5 | 3.0608 | 4.7502
| SFM-wCZ13-v2015-rDXGF-t3-S16-MSRheat - Baseline Design - Hourly Results.csv | 7 | 8 | 15 | 3 | 0.86074 | 0.37896
| SFM-wCZ13-v2015-rDXGF-t3-S16-MSRheat - Baseline Design - Hourly Results.csv | 7 | 8 | 16 | 3 | 1.1466 | 1.0277
| SFM-wCZ13-v2015-rDXGF-t3-S16-MSRheat - Baseline Design - Hourly Results.csv | 7 | 8 | 17 | 3 | 1.4152 | 1.6206
| SFM-wCZ13-v2015-rDXGF-t3-S16-MSRheat - Baseline Design - Hourly Results.csv | 7 | 9 | 15 | 4 | 2.0154 | 3.0111
| SFM-wCZ13-v2015-rDXGF-t3-S16-MSRheat - Baseline Design - Hourly Results.csv | 7 | 9 | 16 | 4 | 2.3033 | 3.4149
| SFM-wCZ13-v2015-rDXGF-t3-S16-MSRheat - Baseline Design - Hourly Results.csv | 7 | 9 | 17 | 4 | 2.592 | 3.8709
| SFM-wCZ13-v2015-rDXGF-t3-S16-MSRheat - Baseline Design - Hourly Results.csv | 7 | 10 | 15 | 5 | 2.6115 | 4.0125
| SFM-wCZ13-v2015-rDXGF-t3-S16-MSRheat - Baseline Design - Hourly Results.csv | 7 | 10 | 16 | 5 | 2.8356 | 4.419
| SFM-wCZ13-v2015-rDXGF-t3-S16-MSRheat - Baseline Design - Hourly Results.csv | 7 | 10 | 17 | 5 | 2.8482 | 4.4372
| SFM-wCZ13-v2015-rDXGF-t3-S17-MSRcool - Baseline Design - Hourly Results.csv | 7 | 8 | 15 | 3 | 0.8697 | 0.38228
| SFM-wCZ13-v2015-rDXGF-t3-S17-MSRcool - Baseline Design - Hourly Results.csv | 7 | 8 | 16 | 3 | 1.1577 | 1.0402
| SFM-wCZ13-v2015-rDXGF-t3-S17-MSRcool - Baseline Design - Hourly Results.csv | 7 | 8 | 17 | 3 | 1.427 | 1.6375
| SFM-wCZ13-v2015-rDXGF-t3-S17-MSRcool - Baseline Design - Hourly Results.csv | 7 | 9 | 15 | 4 | 2.0305 | 3.0349
| SFM-wCZ13-v2015-rDXGF-t3-S17-MSRcool - Baseline Design - Hourly Results.csv | 7 | 9 | 16 | 4 | 2.2598 | 3.4327
| SFM-wCZ13-v2015-rDXGF-t3-S17-MSRcool - Baseline Design - Hourly Results.csv | 7 | 9 | 17 | 4 | 2.6231 | 3.8957
| SFM-wCZ13-v2015-rDXGF-t3-S17-MSRcool - Baseline Design - Hourly Results.csv | 7 | 10 | 15 | 5 | 2.6417 | 4.0292
| SFM-wCZ13-v2015-rDXGF-t3-S17-MSRcool - Baseline Design - Hourly Results.csv | 7 | 10 | 16 | 5 | 2.8652 | 4.4432
| SFM-wCZ13-v2015-rDXGF-t3-S17-MSRcool - Baseline Design - Hourly Results.csv | 7 | 10 | 17 | 5 | 2.8746 | 4.4614
| SFM-wCZ13-v2015-rDXGF-t3-S17-MSRheat - Baseline Design - Hourly Results.csv | 7 | 8 | 15 | 3 | 0.80422 | 0.35407
| SFM-wCZ13-v2015-rDXGF-t3-S17-MSRheat - Baseline Design - Hourly Results.csv | 7 | 8 | 16 | 3 | 1.0713 | 0.96022
| SFM-wCZ13-v2015-rDXGF-t3-S17-MSRheat - Baseline Design - Hourly Results.csv | 7 | 8 | 17 | 3 | 1.3223 | 1.5142
| SFM-wCZ13-v2015-rDXGF-t3-S17-MSRheat - Baseline Design - Hourly Results.csv | 7 | 9 | 15 | 4 | 1.8831 | 2.8134
| SFM-wCZ13-v2015-rDXGF-t3-S17-MSRheat - Baseline Design - Hourly Results.csv | 7 | 9 | 16 | 4 | 2.152 | 3.1906
| SFM-wCZ13-v2015-rDXGF-t3-S17-MSRheat - Baseline Design - Hourly Results.csv | 7 | 9 | 17 | 4 | 2.4218 | 3.6167
| SFM-wCZ13-v2015-rDXGF-t3-S17-MSRheat - Baseline Design - Hourly Results.csv | 7 | 10 | 15 | 5 | 2.44 | 3.749
| SFM-wCZ13-v2015-rDXGF-t3-S17-MSRheat - Baseline Design - Hourly Results.csv | 7 | 10 | 16 | 5 | 2.6494 | 4.1288
| SFM-wCZ13-v2015-rDXGF-t3-S17-MSRheat - Baseline Design - Hourly Results.csv | 7 | 10 | 17 | 5 | 2.6612 | 4.1458
| SFM-wCZ13-v2015-rDXGF-t4-S14-BSLcool - Baseline Design - Hourly Results.csv | 7 | 8 | 15 | 3 | 0.54024 | 0
| SFM-wCZ13-v2015-rDXGF-t4-S14-BSLcool - Baseline Design - Hourly Results.csv | 7 | 8 | 16 | 3 | 0.96008 | 0
| SFM-wCZ13-v2015-rDXGF-t4-S14-BSLcool - Baseline Design - Hourly Results.csv | 7 | 8 | 17 | 3 | 1.3354 | 0.60869
| SFM-wCZ13-v2015-rDXGF-t4-S14-BSLcool - Baseline Design - Hourly Results.csv | 7 | 9 | 15 | 4 | 2.1208 | 2.9494
| SFM-wCZ13-v2015-rDXGF-t4-S14-BSLcool - Baseline Design - Hourly Results.csv | 7 | 9 | 16 | 4 | 2.4075 | 3.4743
| SFM-wCZ13-v2015-rDXGF-t4-S14-BSLcool - Baseline Design - Hourly Results.csv | 7 | 9 | 17 | 4 | 2.7138 | 4.0639
| SFM-wCZ13-v2015-rDXGF-t4-S14-BSLcool - Baseline Design - Hourly Results.csv | 7 | 10 | 15 | 5 | 2.7991 | 4.4105
| SFM-wCZ13-v2015-rDXGF-t4-S14-BSLcool - Baseline Design - Hourly Results.csv | 7 | 10 | 16 | 5 | 3.0859 | 4.882
| SFM-wCZ13-v2015-rDXGF-t4-S14-BSLcool - Baseline Design - Hourly Results.csv | 7 | 10 | 17 | 5 | 3.1126 | 4.9294
| SFM-wCZ13-v2015-rDXGF-t4-S14-BSLheat - Baseline Design - Hourly Results.csv | 7 | 8 | 15 | 3 | 0.47309 | 0
| SFM-wCZ13-v2015-rDXGF-t4-S14-BSLheat - Baseline Design - Hourly Results.csv | 7 | 8 | 16 | 3 | 0.84104 | 0
| SFM-wCZ13-v2015-rDXGF-t4-S14-BSLheat - Baseline Design - Hourly Results.csv | 7 | 8 | 17 | 3 | 1.1719 | 0.53263
| SFM-wCZ13-v2015-rDXGF-t4-S14-BSLheat - Baseline Design - Hourly Results.csv | 7 | 9 | 15 | 4 | 1.8664 | 2.5926
| SFM-wCZ13-v2015-rDXGF-t4-S14-BSLheat - Baseline Design - Hourly Results.csv | 7 | 9 | 16 | 4 | 2.1225 | 3.065
| SFM-wCZ13-v2015-rDXGF-t4-S14-BSLheat - Baseline Design - Hourly Results.csv | 7 | 9 | 17 | 4 | 2.3946 | 3.5818
| SFM-wCZ13-v2015-rDXGF-t4-S14-BSLheat - Baseline Design - Hourly Results.csv | 7 | 10 | 15 | 5 | 2.4729 | 3.8985
| SFM-wCZ13-v2015-rDXGF-t4-S14-BSLheat - Baseline Design - Hourly Results.csv | 7 | 10 | 16 | 5 | 2.7252 | 4.3169
| SFM-wCZ13-v2015-rDXGF-t4-S14-BSLheat - Baseline Design - Hourly Results.csv | 7 | 10 | 17 | 5 | 2.7498 | 4.3553
| SFM-wCZ13-v2015-rDXGF-t4-S15-MSRcool - Baseline Design - Hourly Results.csv | 7 | 8 | 15 | 3 | 0.46056 | 0
| SFM-wCZ13-v2015-rDXGF-t4-S15-MSRcool - Baseline Design - Hourly Results.csv | 7 | 8 | 16 | 3 | 0.81872 | 0
| SFM-wCZ13-v2015-rDXGF-t4-S15-MSRcool - Baseline Design - Hourly Results.csv | 7 | 8 | 17 | 3 | 1.1375 | 0.52202
| SFM-wCZ13-v2015-rDXGF-t4-S15-MSRcool - Baseline Design - Hourly Results.csv | 7 | 9 | 15 | 4 | 1.7897 | 2.5168
| SFM-wCZ13-v2015-rDXGF-t4-S15-MSRcool - Baseline Design - Hourly Results.csv | 7 | 9 | 16 | 4 | 2.0349 | 2.9681
| SFM-wCZ13-v2015-rDXGF-t4-S15-MSRcool - Baseline Design - Hourly Results.csv | 7 | 9 | 17 | 4 | 2.2869 | 3.4701
| SFM-wCZ13-v2015-rDXGF-t4-S15-MSRcool - Baseline Design - Hourly Results.csv | 7 | 10 | 15 | 5 | 2.3647 | 3.7639
| SFM-wCZ13-v2015-rDXGF-t4-S15-MSRcool - Baseline Design - Hourly Results.csv | 7 | 10 | 16 | 5 | 2.599 | 4.1622
| SFM-wCZ13-v2015-rDXGF-t4-S15-MSRcool - Baseline Design - Hourly Results.csv | 7 | 10 | 17 | 5 | 2.6218 | 4.2014
| SFM-wCZ13-v2015-rDXGF-t4-S15-MSRheat - Baseline Design - Hourly Results.csv | 7 | 8 | 15 | 3 | 0.42944 | 0
| SFM-wCZ13-v2015-rDXGF-t4-S15-MSRheat - Baseline Design - Hourly Results.csv | 7 | 8 | 16 | 3 | 0.76346 | 0
| SFM-wCZ13-v2015-rDXGF-t4-S15-MSRheat - Baseline Design - Hourly Results.csv | 7 | 8 | 17 | 3 | 1.0629 | 0.48733
| SFM-wCZ13-v2015-rDXGF-t4-S15-MSRheat - Baseline Design - Hourly Results.csv | 7 | 9 | 15 | 4 | 1.6808 | 2.3561
| SFM-wCZ13-v2015-rDXGF-t4-S15-MSRheat - Baseline Design - Hourly Results.csv | 7 | 9 | 16 | 4 | 1.9127 | 2.7899
| SFM-wCZ13-v2015-rDXGF-t4-S15-MSRheat - Baseline Design - Hourly Results.csv | 7 | 9 | 17 | 4 | 2.1531 | 3.2615
| SFM-wCZ13-v2015-rDXGF-t4-S15-MSRheat - Baseline Design - Hourly Results.csv | 7 | 10 | 15 | 5 | 2.2209 | 3.5433
| SFM-wCZ13-v2015-rDXGF-t4-S15-MSRheat - Baseline Design - Hourly Results.csv | 7 | 10 | 16 | 5 | 2.4423 | 3.9221
| SFM-wCZ13-v2015-rDXGF-t4-S15-MSRheat - Baseline Design - Hourly Results.csv | 7 | 10 | 17 | 5 | 2.4662 | 3.9605
| SFM-wCZ13-v2015-rDXGF-t4-S16-MSRcool - Baseline Design - Hourly Results.csv | 7 | 8 | 15 | 3 | 0.47492 | 0
| SFM-wCZ13-v2015-rDXGF-t4-S16-MSRcool - Baseline Design - Hourly Results.csv | 7 | 8 | 16 | 3 | 0.84071 | 0
| SFM-wCZ13-v2015-rDXGF-t4-S16-MSRcool - Baseline Design - Hourly Results.csv | 7 | 8 | 17 | 3 | 1.1638 | 0.53052
| SFM-wCZ13-v2015-rDXGF-t4-S16-MSRcool - Baseline Design - Hourly Results.csv | 7 | 9 | 15 | 4 | 1.8504 | 2.5624
| SFM-wCZ13-v2015-rDXGF-t4-S16-MSRcool - Baseline Design - Hourly Results.csv | 7 | 9 | 16 | 4 | 2.0901 | 3.0101
| SFM-wCZ13-v2015-rDXGF-t4-S16-MSRcool - Baseline Design - Hourly Results.csv | 7 | 9 | 17 | 4 | 2.3511 | 3.5143
| SFM-wCZ13-v2015-rDXGF-t4-S16-MSRcool - Baseline Design - Hourly Results.csv | 7 | 10 | 15 | 5 | 2.4266 | 3.8042
| SFM-wCZ13-v2015-rDXGF-t4-S16-MSRcool - Baseline Design - Hourly Results.csv | 7 | 10 | 16 | 5 | 2.8043 | 4.2219
| SFM-wCZ13-v2015-rDXGF-t4-S16-MSRcool - Baseline Design - Hourly Results.csv | 7 | 10 | 17 | 5 | 2.8145 | 4.2504
| SFM-wCZ13-v2015-rDXGF-t4-S16-MSRheat - Baseline Design - Hourly Results.csv | 7 | 8 | 15 | 3 | 0.44032 | 0
| SFM-wCZ13-v2015-rDXGF-t4-S16-MSRheat - Baseline Design - Hourly Results.csv | 7 | 8 | 16 | 3 | 0.77987 | 0
| SFM-wCZ13-v2015-rDXGF-t4-S16-MSRheat - Baseline Design - Hourly Results.csv | 7 | 8 | 17 | 3 | 1.081 | 0.49051
| SFM-wCZ13-v2015-rDXGF-t4-S16-MSRheat - Baseline Design - Hourly Results.csv | 7 | 9 | 15 | 4 | 1.7208 | 2.3798
| SFM-wCZ13-v2015-rDXGF-t4-S16-MSRheat - Baseline Design - Hourly Results.csv | 7 | 9 | 16 | 4 | 1.9463 | 2.8041
| SFM-wCZ13-v2015-rDXGF-t4-S16-MSRheat - Baseline Design - Hourly Results.csv | 7 | 9 | 17 | 4 | 2.19 | 3.2716
| SFM-wCZ13-v2015-rDXGF-t4-S16-MSRheat - Baseline Design - Hourly Results.csv | 7 | 10 | 15 | 5 | 2.2626 | 3.5511
| SFM-wCZ13-v2015-rDXGF-t4-S16-MSRheat - Baseline Design - Hourly Results.csv | 7 | 10 | 16 | 5 | 2.6001 | 3.9378
| SFM-wCZ13-v2015-rDXGF-t4-S16-MSRheat - Baseline Design - Hourly Results.csv | 7 | 10 | 17 | 5 | 2.6106 | 3.9589
| SFM-wCZ13-v2015-rDXGF-t4-S17-MSRcool - Baseline Design - Hourly Results.csv | 7 | 8 | 15 | 3 | 0.44604 | 0
| SFM-wCZ13-v2015-rDXGF-t4-S17-MSRcool - Baseline Design - Hourly Results.csv | 7 | 8 | 16 | 3 | 0.78958 | 0
| SFM-wCZ13-v2015-rDXGF-t4-S17-MSRcool - Baseline Design - Hourly Results.csv | 7 | 8 | 17 | 3 | 1.093 | 0.49826
| SFM-wCZ13-v2015-rDXGF-t4-S17-MSRcool - Baseline Design - Hourly Results.csv | 7 | 9 | 15 | 4 | 1.7379 | 2.4066
| SFM-wCZ13-v2015-rDXGF-t4-S17-MSRcool - Baseline Design - Hourly Results.csv | 7 | 9 | 16 | 4 | 1.963 | 2.827
| SFM-wCZ13-v2015-rDXGF-t4-S17-MSRcool - Baseline Design - Hourly Results.csv | 7 | 9 | 17 | 4 | 2.2081 | 3.3006
| SFM-wCZ13-v2015-rDXGF-t4-S17-MSRcool - Baseline Design - Hourly Results.csv | 7 | 10 | 15 | 5 | 2.279 | 3.5728
| SFM-wCZ13-v2015-rDXGF-t4-S17-MSRcool - Baseline Design - Hourly Results.csv | 7 | 10 | 16 | 5 | 2.6337 | 3.9651
| SFM-wCZ13-v2015-rDXGF-t4-S17-MSRcool - Baseline Design - Hourly Results.csv | 7 | 10 | 17 | 5 | 2.6433 | 3.9919
| SFM-wCZ13-v2015-rDXGF-t4-S17-MSRheat - Baseline Design - Hourly Results.csv | 7 | 8 | 15 | 3 | 0.4114 | 0
| SFM-wCZ13-v2015-rDXGF-t4-S17-MSRheat - Baseline Design - Hourly Results.csv | 7 | 8 | 16 | 3 | 0.72865 | 0
| SFM-wCZ13-v2015-rDXGF-t4-S17-MSRheat - Baseline Design - Hourly Results.csv | 7 | 8 | 17 | 3 | 1.01 | 0.4583
| SFM-wCZ13-v2015-rDXGF-t4-S17-MSRheat - Baseline Design - Hourly Results.csv | 7 | 9 | 15 | 4 | 1.6078 | 2.2235
| SFM-wCZ13-v2015-rDXGF-t4-S17-MSRheat - Baseline Design - Hourly Results.csv | 7 | 9 | 16 | 4 | 1.8184 | 2.6199
| SFM-wCZ13-v2015-rDXGF-t4-S17-MSRheat - Baseline Design - Hourly Results.csv | 7 | 9 | 17 | 4 | 2.0461 | 3.0568
| SFM-wCZ13-v2015-rDXGF-t4-S17-MSRheat - Baseline Design - Hourly Results.csv | 7 | 10 | 15 | 5 | 2.114 | 3.3179
| SFM-wCZ13-v2015-rDXGF-t4-S17-MSRheat - Baseline Design - Hourly Results.csv | 7 | 10 | 16 | 5 | 2.4293 | 3.6791
| SFM-wCZ13-v2015-rDXGF-t4-S17-MSRheat - Baseline Design - Hourly Results.csv | 7 | 10 | 17 | 5 | 2.4391 | 3.6989
| SFM-wCZ13-v2015-rDXGF-t5-S14-BSLcool - Baseline Design - Hourly Results.csv | 7 | 8 | 15 | 3 | 0.3742 | 0
| SFM-wCZ13-v2015-rDXGF-t5-S14-BSLcool - Baseline Design - Hourly Results.csv | 7 | 8 | 16 | 3 | 0.83582 | 0
| SFM-wCZ13-v2015-rDXGF-t5-S14-BSLcool - Baseline Design - Hourly Results.csv | 7 | 8 | 17 | 3 | 1.2381 | 0.33855
| SFM-wCZ13-v2015-rDXGF-t5-S14-BSLcool - Baseline Design - Hourly Results.csv | 7 | 9 | 15 | 4 | 2.0484 | 2.7856
| SFM-wCZ13-v2015-rDXGF-t5-S14-BSLcool - Baseline Design - Hourly Results.csv | 7 | 9 | 16 | 4 | 2.3431 | 3.339
| SFM-wCZ13-v2015-rDXGF-t5-S14-BSLcool - Baseline Design - Hourly Results.csv | 7 | 9 | 17 | 4 | 2.657 | 3.9471
| SFM-wCZ13-v2015-rDXGF-t5-S14-BSLcool - Baseline Design - Hourly Results.csv | 7 | 10 | 15 | 5 | 2.7151 | 4.2469
| SFM-wCZ13-v2015-rDXGF-t5-S14-BSLcool - Baseline Design - Hourly Results.csv | 7 | 10 | 16 | 5 | 3.0078 | 4.7367
| SFM-wCZ13-v2015-rDXGF-t5-S14-BSLcool - Baseline Design - Hourly Results.csv | 7 | 10 | 17 | 5 | 3.0437 | 4.8011
| SFM-wCZ13-v2015-rDXGF-t5-S14-BSLheat - Baseline Design - Hourly Results.csv | 7 | 8 | 15 | 3 | 0.32842 | 0
| SFM-wCZ13-v2015-rDXGF-t5-S14-BSLheat - Baseline Design - Hourly Results.csv | 7 | 8 | 16 | 3 | 0.73271 | 0
| SFM-wCZ13-v2015-rDXGF-t5-S14-BSLheat - Baseline Design - Hourly Results.csv | 7 | 8 | 17 | 3 | 1.0865 | 0.29719
| SFM-wCZ13-v2015-rDXGF-t5-S14-BSLheat - Baseline Design - Hourly Results.csv | 7 | 9 | 15 | 4 | 1.8026 | 2.4482
| SFM-wCZ13-v2015-rDXGF-t5-S14-BSLheat - Baseline Design - Hourly Results.csv | 7 | 9 | 16 | 4 | 2.0659 | 2.9433
| SFM-wCZ13-v2015-rDXGF-t5-S14-BSLheat - Baseline Design - Hourly Results.csv | 7 | 9 | 17 | 4 | 2.3428 | 3.4786
| SFM-wCZ13-v2015-rDXGF-t5-S14-BSLheat - Baseline Design - Hourly Results.csv | 7 | 10 | 15 | 5 | 2.399 | 3.7517
| SFM-wCZ13-v2015-rDXGF-t5-S14-BSLheat - Baseline Design - Hourly Results.csv | 7 | 10 | 16 | 5 | 2.6585 | 4.1862
| SFM-wCZ13-v2015-rDXGF-t5-S14-BSLheat - Baseline Design - Hourly Results.csv | 7 | 10 | 17 | 5 | 2.691 | 4.2448
| SFM-wCZ13-v2015-rDXGF-t5-S15-MSRcool - Baseline Design - Hourly Results.csv | 7 | 8 | 15 | 3 | 0.31744 | 0
| SFM-wCZ13-v2015-rDXGF-t5-S15-MSRcool - Baseline Design - Hourly Results.csv | 7 | 8 | 16 | 3 | 0.71336 | 0
| SFM-wCZ13-v2015-rDXGF-t5-S15-MSRcool - Baseline Design - Hourly Results.csv | 7 | 8 | 17 | 3 | 1.0551 | 0.28702
| SFM-wCZ13-v2015-rDXGF-t5-S15-MSRcool - Baseline Design - Hourly Results.csv | 7 | 9 | 15 | 4 | 1.7272 | 2.3782
| SFM-wCZ13-v2015-rDXGF-t5-S15-MSRcool - Baseline Design - Hourly Results.csv | 7 | 9 | 16 | 4 | 1.9803 | 2.8516
| SFM-wCZ13-v2015-rDXGF-t5-S15-MSRcool - Baseline Design - Hourly Results.csv | 7 | 9 | 17 | 4 | 2.2411 | 3.3713
| SFM-wCZ13-v2015-rDXGF-t5-S15-MSRcool - Baseline Design - Hourly Results.csv | 7 | 10 | 15 | 5 | 2.2945 | 3.626
| SFM-wCZ13-v2015-rDXGF-t5-S15-MSRcool - Baseline Design - Hourly Results.csv | 7 | 10 | 16 | 5 | 2.5336 | 4.0379
| SFM-wCZ13-v2015-rDXGF-t5-S15-MSRcool - Baseline Design - Hourly Results.csv | 7 | 10 | 17 | 5 | 2.5655 | 4.0972
| SFM-wCZ13-v2015-rDXGF-t5-S15-MSRheat - Baseline Design - Hourly Results.csv | 7 | 8 | 15 | 3 | 0.29651 | 0
| SFM-wCZ13-v2015-rDXGF-t5-S15-MSRheat - Baseline Design - Hourly Results.csv | 7 | 8 | 16 | 3 | 0.66553 | 0
| SFM-wCZ13-v2015-rDXGF-t5-S15-MSRheat - Baseline Design - Hourly Results.csv | 7 | 8 | 17 | 3 | 0.98632 | 0.26818
| SFM-wCZ13-v2015-rDXGF-t5-S15-MSRheat - Baseline Design - Hourly Results.csv | 7 | 9 | 15 | 4 | 1.6232 | 2.2268
| SFM-wCZ13-v2015-rDXGF-t5-S15-MSRheat - Baseline Design - Hourly Results.csv | 7 | 9 | 16 | 4 | 1.8598 | 2.6768
| SFM-wCZ13-v2015-rDXGF-t5-S15-MSRheat - Baseline Design - Hourly Results.csv | 7 | 9 | 17 | 4 | 2.1068 | 3.1659
| SFM-wCZ13-v2015-rDXGF-t5-S15-MSRheat - Baseline Design - Hourly Results.csv | 7 | 10 | 15 | 5 | 2.1567 | 3.4088
| SFM-wCZ13-v2015-rDXGF-t5-S15-MSRheat - Baseline Design - Hourly Results.csv | 7 | 10 | 16 | 5 | 2.3828 | 3.8044
| SFM-wCZ13-v2015-rDXGF-t5-S15-MSRheat - Baseline Design - Hourly Results.csv | 7 | 10 | 17 | 5 | 2.4137 | 3.8598
| SFM-wCZ13-v2015-rDXGF-t5-S16-MSRcool - Baseline Design - Hourly Results.csv | 7 | 8 | 15 | 3 | 0.32759 | 0
| SFM-wCZ13-v2015-rDXGF-t5-S16-MSRcool - Baseline Design - Hourly Results.csv | 7 | 8 | 16 | 3 | 0.7321 | 0
| SFM-wCZ13-v2015-rDXGF-t5-S16-MSRcool - Baseline Design - Hourly Results.csv | 7 | 8 | 17 | 3 | 1.0799 | 0.29141
| SFM-wCZ13-v2015-rDXGF-t5-S16-MSRcool - Baseline Design - Hourly Results.csv | 7 | 9 | 15 | 4 | 1.7879 | 2.4227
| SFM-wCZ13-v2015-rDXGF-t5-S16-MSRcool - Baseline Design - Hourly Results.csv | 7 | 9 | 16 | 4 | 2.0351 | 2.8941
| SFM-wCZ13-v2015-rDXGF-t5-S16-MSRcool - Baseline Design - Hourly Results.csv | 7 | 9 | 17 | 4 | 2.2997 | 3.415
| SFM-wCZ13-v2015-rDXGF-t5-S16-MSRcool - Baseline Design - Hourly Results.csv | 7 | 10 | 15 | 5 | 2.3549 | 3.6632
| SFM-wCZ13-v2015-rDXGF-t5-S16-MSRcool - Baseline Design - Hourly Results.csv | 7 | 10 | 16 | 5 | 2.6779 | 4.0974
| SFM-wCZ13-v2015-rDXGF-t5-S16-MSRcool - Baseline Design - Hourly Results.csv | 7 | 10 | 17 | 5 | 2.764 | 4.1429
| SFM-wCZ13-v2015-rDXGF-t5-S16-MSRheat - Baseline Design - Hourly Results.csv | 7 | 8 | 15 | 3 | 0.30404 | 0
| SFM-wCZ13-v2015-rDXGF-t5-S16-MSRheat - Baseline Design - Hourly Results.csv | 7 | 8 | 16 | 3 | 0.67932 | 0
| SFM-wCZ13-v2015-rDXGF-t5-S16-MSRheat - Baseline Design - Hourly Results.csv | 7 | 8 | 17 | 3 | 1.0034 | 0.26999
| SFM-wCZ13-v2015-rDXGF-t5-S16-MSRheat - Baseline Design - Hourly Results.csv | 7 | 9 | 15 | 4 | 1.6616 | 2.2487
| SFM-wCZ13-v2015-rDXGF-t5-S16-MSRheat - Baseline Design - Hourly Results.csv | 7 | 9 | 16 | 4 | 1.8928 | 2.6936
| SFM-wCZ13-v2015-rDXGF-t5-S16-MSRheat - Baseline Design - Hourly Results.csv | 7 | 9 | 17 | 4 | 2.1435 | 3.1767
| SFM-wCZ13-v2015-rDXGF-t5-S16-MSRheat - Baseline Design - Hourly Results.csv | 7 | 10 | 15 | 5 | 2.196 | 3.4192
| SFM-wCZ13-v2015-rDXGF-t5-S16-MSRheat - Baseline Design - Hourly Results.csv | 7 | 10 | 16 | 5 | 2.5488 | 3.8246
| SFM-wCZ13-v2015-rDXGF-t5-S16-MSRheat - Baseline Design - Hourly Results.csv | 7 | 10 | 17 | 5 | 2.5646 | 3.8651
| SFM-wCZ13-v2015-rDXGF-t5-S17-MSRcool - Baseline Design - Hourly Results.csv | 7 | 8 | 15 | 3 | 0.30766 | 0
| SFM-wCZ13-v2015-rDXGF-t5-S17-MSRcool - Baseline Design - Hourly Results.csv | 7 | 8 | 16 | 3 | 0.68758 | 0
| SFM-wCZ13-v2015-rDXGF-t5-S17-MSRcool - Baseline Design - Hourly Results.csv | 7 | 8 | 17 | 3 | 1.0142 | 0.27369
| SFM-wCZ13-v2015-rDXGF-t5-S17-MSRcool - Baseline Design - Hourly Results.csv | 7 | 9 | 15 | 4 | 1.6792 | 2.2754
| SFM-wCZ13-v2015-rDXGF-t5-S17-MSRcool - Baseline Design - Hourly Results.csv | 7 | 9 | 16 | 4 | 1.9113 | 2.7181
| SFM-wCZ13-v2015-rDXGF-t5-S17-MSRcool - Baseline Design - Hourly Results.csv | 7 | 9 | 17 | 4 | 2.1599 | 3.2073
| SFM-wCZ13-v2015-rDXGF-t5-S17-MSRcool - Baseline Design - Hourly Results.csv | 7 | 10 | 15 | 5 | 2.2117 | 3.4404
| SFM-wCZ13-v2015-rDXGF-t5-S17-MSRcool - Baseline Design - Hourly Results.csv | 7 | 10 | 16 | 5 | 2.515 | 3.8482
| SFM-wCZ13-v2015-rDXGF-t5-S17-MSRcool - Baseline Design - Hourly Results.csv | 7 | 10 | 17 | 5 | 2.596 | 3.891
| SFM-wCZ13-v2015-rDXGF-t5-S17-MSRheat - Baseline Design - Hourly Results.csv | 7 | 8 | 15 | 3 | 0.28407 | 0
| SFM-wCZ13-v2015-rDXGF-t5-S17-MSRheat - Baseline Design - Hourly Results.csv | 7 | 8 | 16 | 3 | 0.6347 | 0
| SFM-wCZ13-v2015-rDXGF-t5-S17-MSRheat - Baseline Design - Hourly Results.csv | 7 | 8 | 17 | 3 | 0.93749 | 0.25226
| SFM-wCZ13-v2015-rDXGF-t5-S17-MSRheat - Baseline Design - Hourly Results.csv | 7 | 9 | 15 | 4 | 1.5525 | 2.101
| SFM-wCZ13-v2015-rDXGF-t5-S17-MSRheat - Baseline Design - Hourly Results.csv | 7 | 9 | 16 | 4 | 1.7685 | 2.5167
| SFM-wCZ13-v2015-rDXGF-t5-S17-MSRheat - Baseline Design - Hourly Results.csv | 7 | 9 | 17 | 4 | 2.0027 | 2.9681
| SFM-wCZ13-v2015-rDXGF-t5-S17-MSRheat - Baseline Design - Hourly Results.csv | 7 | 10 | 15 | 5 | 2.0518 | 3.1947
| SFM-wCZ13-v2015-rDXGF-t5-S17-MSRheat - Baseline Design - Hourly Results.csv | 7 | 10 | 16 | 5 | 2.3814 | 3.5734
| SFM-wCZ13-v2015-rDXGF-t5-S17-MSRheat - Baseline Design - Hourly Results.csv | 7 | 10 | 17 | 5 | 2.3962 | 3.6113
| SFM-wCZ13-v2015-rDXHP-t1-S14-BSLboth - Baseline Design - Hourly Results.csv | 7 | 8 | 15 | 3 | 2.118 | 2.9295
| SFM-wCZ13-v2015-rDXHP-t1-S14-BSLboth - Baseline Design - Hourly Results.csv | 7 | 8 | 16 | 3 | 2.4048 | 3.4352
| SFM-wCZ13-v2015-rDXHP-t1-S14-BSLboth - Baseline Design - Hourly Results.csv | 7 | 8 | 17 | 3 | 2.6639 | 3.9289
| SFM-wCZ13-v2015-rDXHP-t1-S14-BSLboth - Baseline Design - Hourly Results.csv | 7 | 9 | 15 | 4 | 3.4434 | 5.2571
| SFM-wCZ13-v2015-rDXHP-t1-S14-BSLboth - Baseline Design - Hourly Results.csv | 7 | 9 | 16 | 4 | 3.7501 | 5.7582
| SFM-wCZ13-v2015-rDXHP-t1-S14-BSLboth - Baseline Design - Hourly Results.csv | 7 | 9 | 17 | 4 | 4.0356 | 6.2968
| SFM-wCZ13-v2015-rDXHP-t1-S14-BSLboth - Baseline Design - Hourly Results.csv | 7 | 10 | 15 | 5 | 4.0393 | 6.3036
| SFM-wCZ13-v2015-rDXHP-t1-S14-BSLboth - Baseline Design - Hourly Results.csv | 7 | 10 | 16 | 5 | 4.159 | 6.8149
| SFM-wCZ13-v2015-rDXHP-t1-S14-BSLboth - Baseline Design - Hourly Results.csv | 7 | 10 | 17 | 5 | 4.1102 | 6.7822
| SFM-wCZ13-v2015-rDXHP-t1-S14-BSLcool - Baseline Design - Hourly Results.csv | 7 | 8 | 15 | 3 | 2.118 | 2.9295
| SFM-wCZ13-v2015-rDXHP-t1-S14-BSLcool - Baseline Design - Hourly Results.csv | 7 | 8 | 16 | 3 | 2.4048 | 3.4352
| SFM-wCZ13-v2015-rDXHP-t1-S14-BSLcool - Baseline Design - Hourly Results.csv | 7 | 8 | 17 | 3 | 2.6639 | 3.9289
| SFM-wCZ13-v2015-rDXHP-t1-S14-BSLcool - Baseline Design - Hourly Results.csv | 7 | 9 | 15 | 4 | 3.4434 | 5.2571
| SFM-wCZ13-v2015-rDXHP-t1-S14-BSLcool - Baseline Design - Hourly Results.csv | 7 | 9 | 16 | 4 | 3.7501 | 5.7582
| SFM-wCZ13-v2015-rDXHP-t1-S14-BSLcool - Baseline Design - Hourly Results.csv | 7 | 9 | 17 | 4 | 4.0356 | 6.2968
| SFM-wCZ13-v2015-rDXHP-t1-S14-BSLcool - Baseline Design - Hourly Results.csv | 7 | 10 | 15 | 5 | 4.0393 | 6.3036
| SFM-wCZ13-v2015-rDXHP-t1-S14-BSLcool - Baseline Design - Hourly Results.csv | 7 | 10 | 16 | 5 | 4.159 | 6.8149
| SFM-wCZ13-v2015-rDXHP-t1-S14-BSLcool - Baseline Design - Hourly Results.csv | 7 | 10 | 17 | 5 | 4.1102 | 6.7822
| SFM-wCZ13-v2015-rDXHP-t1-S14-BSLheat - Baseline Design - Hourly Results.csv | 7 | 8 | 15 | 3 | 1.8481 | 2.5562
| SFM-wCZ13-v2015-rDXHP-t1-S14-BSLheat - Baseline Design - Hourly Results.csv | 7 | 8 | 16 | 3 | 2.0984 | 2.9975
| SFM-wCZ13-v2015-rDXHP-t1-S14-BSLheat - Baseline Design - Hourly Results.csv | 7 | 8 | 17 | 3 | 2.3245 | 3.4283
| SFM-wCZ13-v2015-rDXHP-t1-S14-BSLheat - Baseline Design - Hourly Results.csv | 7 | 9 | 15 | 4 | 3.0046 | 4.5872
| SFM-wCZ13-v2015-rDXHP-t1-S14-BSLheat - Baseline Design - Hourly Results.csv | 7 | 9 | 16 | 4 | 3.2722 | 5.0244
| SFM-wCZ13-v2015-rDXHP-t1-S14-BSLheat - Baseline Design - Hourly Results.csv | 7 | 9 | 17 | 4 | 3.5213 | 5.4944
| SFM-wCZ13-v2015-rDXHP-t1-S14-BSLheat - Baseline Design - Hourly Results.csv | 7 | 10 | 15 | 5 | 3.5246 | 5.5003
| SFM-wCZ13-v2015-rDXHP-t1-S14-BSLheat - Baseline Design - Hourly Results.csv | 7 | 10 | 16 | 5 | 3.6291 | 5.9465
| SFM-wCZ13-v2015-rDXHP-t1-S14-BSLheat - Baseline Design - Hourly Results.csv | 7 | 10 | 17 | 5 | 3.5865 | 5.9179
| SFM-wCZ13-v2015-rDXHP-t1-S15-MSRboth - Baseline Design - Hourly Results.csv | 7 | 8 | 15 | 3 | 1.7683 | 2.4533
| SFM-wCZ13-v2015-rDXHP-t1-S15-MSRboth - Baseline Design - Hourly Results.csv | 7 | 8 | 16 | 3 | 2.0181 | 2.8837
| SFM-wCZ13-v2015-rDXHP-t1-S15-MSRboth - Baseline Design - Hourly Results.csv | 7 | 8 | 17 | 3 | 2.2385 | 3.3074
| SFM-wCZ13-v2015-rDXHP-t1-S15-MSRboth - Baseline Design - Hourly Results.csv | 7 | 9 | 15 | 4 | 2.8902 | 4.4428
| SFM-wCZ13-v2015-rDXHP-t1-S15-MSRboth - Baseline Design - Hourly Results.csv | 7 | 9 | 16 | 4 | 3.1442 | 4.8599
| SFM-wCZ13-v2015-rDXHP-t1-S15-MSRboth - Baseline Design - Hourly Results.csv | 7 | 9 | 17 | 4 | 3.3898 | 5.3121
| SFM-wCZ13-v2015-rDXHP-t1-S15-MSRboth - Baseline Design - Hourly Results.csv | 7 | 10 | 15 | 5 | 3.3977 | 5.3067
| SFM-wCZ13-v2015-rDXHP-t1-S15-MSRboth - Baseline Design - Hourly Results.csv | 7 | 10 | 16 | 5 | 3.6624 | 5.746
| SFM-wCZ13-v2015-rDXHP-t1-S15-MSRboth - Baseline Design - Hourly Results.csv | 7 | 10 | 17 | 5 | 3.6282 | 5.7141
| SFM-wCZ13-v2015-rDXHP-t1-S15-MSRcool - Baseline Design - Hourly Results.csv | 7 | 8 | 15 | 3 | 1.7683 | 2.4533
| SFM-wCZ13-v2015-rDXHP-t1-S15-MSRcool - Baseline Design - Hourly Results.csv | 7 | 8 | 16 | 3 | 2.0181 | 2.8837
| SFM-wCZ13-v2015-rDXHP-t1-S15-MSRcool - Baseline Design - Hourly Results.csv | 7 | 8 | 17 | 3 | 2.2385 | 3.3074
| SFM-wCZ13-v2015-rDXHP-t1-S15-MSRcool - Baseline Design - Hourly Results.csv | 7 | 9 | 15 | 4 | 2.8902 | 4.4428
| SFM-wCZ13-v2015-rDXHP-t1-S15-MSRcool - Baseline Design - Hourly Results.csv | 7 | 9 | 16 | 4 | 3.1442 | 4.8599
| SFM-wCZ13-v2015-rDXHP-t1-S15-MSRcool - Baseline Design - Hourly Results.csv | 7 | 9 | 17 | 4 | 3.3898 | 5.3121
| SFM-wCZ13-v2015-rDXHP-t1-S15-MSRcool - Baseline Design - Hourly Results.csv | 7 | 10 | 15 | 5 | 3.3977 | 5.3067
| SFM-wCZ13-v2015-rDXHP-t1-S15-MSRcool - Baseline Design - Hourly Results.csv | 7 | 10 | 16 | 5 | 3.6624 | 5.746
| SFM-wCZ13-v2015-rDXHP-t1-S15-MSRcool - Baseline Design - Hourly Results.csv | 7 | 10 | 17 | 5 | 3.6282 | 5.7141
| SFM-wCZ13-v2015-rDXHP-t1-S15-MSRheat - Baseline Design - Hourly Results.csv | 7 | 8 | 15 | 3 | 1.6025 | 2.2233
| SFM-wCZ13-v2015-rDXHP-t1-S15-MSRheat - Baseline Design - Hourly Results.csv | 7 | 8 | 16 | 3 | 1.8289 | 2.6133
| SFM-wCZ13-v2015-rDXHP-t1-S15-MSRheat - Baseline Design - Hourly Results.csv | 7 | 8 | 17 | 3 | 2.0287 | 2.9973
| SFM-wCZ13-v2015-rDXHP-t1-S15-MSRheat - Baseline Design - Hourly Results.csv | 7 | 9 | 15 | 4 | 2.6192 | 4.0263
| SFM-wCZ13-v2015-rDXHP-t1-S15-MSRheat - Baseline Design - Hourly Results.csv | 7 | 9 | 16 | 4 | 2.8494 | 4.4043
| SFM-wCZ13-v2015-rDXHP-t1-S15-MSRheat - Baseline Design - Hourly Results.csv | 7 | 9 | 17 | 4 | 3.072 | 4.814
| SFM-wCZ13-v2015-rDXHP-t1-S15-MSRheat - Baseline Design - Hourly Results.csv | 7 | 10 | 15 | 5 | 3.0791 | 4.8092
| SFM-wCZ13-v2015-rDXHP-t1-S15-MSRheat - Baseline Design - Hourly Results.csv | 7 | 10 | 16 | 5 | 3.319 | 5.2073
| SFM-wCZ13-v2015-rDXHP-t1-S15-MSRheat - Baseline Design - Hourly Results.csv | 7 | 10 | 17 | 5 | 3.2881 | 5.1784
| SFM-wCZ13-v2015-rDXHP-t1-S16-MSRboth - Baseline Design - Hourly Results.csv | 7 | 8 | 15 | 3 | 1.8564 | 2.5476
| SFM-wCZ13-v2015-rDXHP-t1-S16-MSRboth - Baseline Design - Hourly Results.csv | 7 | 8 | 16 | 3 | 2.1086 | 2.9882
| SFM-wCZ13-v2015-rDXHP-t1-S16-MSRboth - Baseline Design - Hourly Results.csv | 7 | 8 | 17 | 3 | 2.4441 | 3.4212
| SFM-wCZ13-v2015-rDXHP-t1-S16-MSRboth - Baseline Design - Hourly Results.csv | 7 | 9 | 15 | 4 | 3.0849 | 4.6329
| SFM-wCZ13-v2015-rDXHP-t1-S16-MSRboth - Baseline Design - Hourly Results.csv | 7 | 9 | 16 | 4 | 3.3064 | 5.304
| SFM-wCZ13-v2015-rDXHP-t1-S16-MSRboth - Baseline Design - Hourly Results.csv | 7 | 9 | 17 | 4 | 3.5413 | 5.7404
| SFM-wCZ13-v2015-rDXHP-t1-S16-MSRboth - Baseline Design - Hourly Results.csv | 7 | 10 | 15 | 5 | 3.5419 | 5.7321
| SFM-wCZ13-v2015-rDXHP-t1-S16-MSRboth - Baseline Design - Hourly Results.csv | 7 | 10 | 16 | 5 | 3.7742 | 6.1708
| SFM-wCZ13-v2015-rDXHP-t1-S16-MSRboth - Baseline Design - Hourly Results.csv | 7 | 10 | 17 | 5 | 3.7434 | 6.1272
| SFM-wCZ13-v2015-rDXHP-t1-S16-MSRcool - Baseline Design - Hourly Results.csv | 7 | 8 | 15 | 3 | 1.8564 | 2.5476
| SFM-wCZ13-v2015-rDXHP-t1-S16-MSRcool - Baseline Design - Hourly Results.csv | 7 | 8 | 16 | 3 | 2.1086 | 2.9882
| SFM-wCZ13-v2015-rDXHP-t1-S16-MSRcool - Baseline Design - Hourly Results.csv | 7 | 8 | 17 | 3 | 2.4441 | 3.4212
| SFM-wCZ13-v2015-rDXHP-t1-S16-MSRcool - Baseline Design - Hourly Results.csv | 7 | 9 | 15 | 4 | 3.0849 | 4.6329
| SFM-wCZ13-v2015-rDXHP-t1-S16-MSRcool - Baseline Design - Hourly Results.csv | 7 | 9 | 16 | 4 | 3.3064 | 5.304
| SFM-wCZ13-v2015-rDXHP-t1-S16-MSRcool - Baseline Design - Hourly Results.csv | 7 | 9 | 17 | 4 | 3.5413 | 5.7404
| SFM-wCZ13-v2015-rDXHP-t1-S16-MSRcool - Baseline Design - Hourly Results.csv | 7 | 10 | 15 | 5 | 3.5419 | 5.7321
| SFM-wCZ13-v2015-rDXHP-t1-S16-MSRcool - Baseline Design - Hourly Results.csv | 7 | 10 | 16 | 5 | 3.7742 | 6.1708
| SFM-wCZ13-v2015-rDXHP-t1-S16-MSRcool - Baseline Design - Hourly Results.csv | 7 | 10 | 17 | 5 | 3.7434 | 6.1272
| SFM-wCZ13-v2015-rDXHP-t1-S16-MSRheat - Baseline Design - Hourly Results.csv | 7 | 8 | 15 | 3 | 1.6803 | 2.3059
| SFM-wCZ13-v2015-rDXHP-t1-S16-MSRheat - Baseline Design - Hourly Results.csv | 7 | 8 | 16 | 3 | 1.9086 | 2.7048
| SFM-wCZ13-v2015-rDXHP-t1-S16-MSRheat - Baseline Design - Hourly Results.csv | 7 | 8 | 17 | 3 | 2.2122 | 3.0966
| SFM-wCZ13-v2015-rDXHP-t1-S16-MSRheat - Baseline Design - Hourly Results.csv | 7 | 9 | 15 | 4 | 2.7922 | 4.1933
| SFM-wCZ13-v2015-rDXHP-t1-S16-MSRheat - Baseline Design - Hourly Results.csv | 7 | 9 | 16 | 4 | 2.9928 | 4.8008
| SFM-wCZ13-v2015-rDXHP-t1-S16-MSRheat - Baseline Design - Hourly Results.csv | 7 | 9 | 17 | 4 | 3.2053 | 5.1959
| SFM-wCZ13-v2015-rDXHP-t1-S16-MSRheat - Baseline Design - Hourly Results.csv | 7 | 10 | 15 | 5 | 3.2059 | 5.1883
| SFM-wCZ13-v2015-rDXHP-t1-S16-MSRheat - Baseline Design - Hourly Results.csv | 7 | 10 | 16 | 5 | 3.4162 | 5.5854
| SFM-wCZ13-v2015-rDXHP-t1-S16-MSRheat - Baseline Design - Hourly Results.csv | 7 | 10 | 17 | 5 | 3.3883 | 5.5459
| SFM-wCZ13-v2015-rDXHP-t1-S17-MSRboth - Baseline Design - Hourly Results.csv | 7 | 8 | 15 | 3 | 1.7435 | 2.3927
| SFM-wCZ13-v2015-rDXHP-t1-S17-MSRboth - Baseline Design - Hourly Results.csv | 7 | 8 | 16 | 3 | 1.9804 | 2.8065
| SFM-wCZ13-v2015-rDXHP-t1-S17-MSRboth - Baseline Design - Hourly Results.csv | 7 | 8 | 17 | 3 | 2.2955 | 3.2132
| SFM-wCZ13-v2015-rDXHP-t1-S17-MSRboth - Baseline Design - Hourly Results.csv | 7 | 9 | 15 | 4 | 2.8973 | 4.3511
| SFM-wCZ13-v2015-rDXHP-t1-S17-MSRboth - Baseline Design - Hourly Results.csv | 7 | 9 | 16 | 4 | 3.1054 | 4.9814
| SFM-wCZ13-v2015-rDXHP-t1-S17-MSRboth - Baseline Design - Hourly Results.csv | 7 | 9 | 17 | 4 | 3.3259 | 5.3914
| SFM-wCZ13-v2015-rDXHP-t1-S17-MSRboth - Baseline Design - Hourly Results.csv | 7 | 10 | 15 | 5 | 3.3266 | 5.3836
| SFM-wCZ13-v2015-rDXHP-t1-S17-MSRboth - Baseline Design - Hourly Results.csv | 7 | 10 | 16 | 5 | 3.5447 | 5.7956
| SFM-wCZ13-v2015-rDXHP-t1-S17-MSRboth - Baseline Design - Hourly Results.csv | 7 | 10 | 17 | 5 | 3.5158 | 5.7546
| SFM-wCZ13-v2015-rDXHP-t1-S17-MSRcool - Baseline Design - Hourly Results.csv | 7 | 8 | 15 | 3 | 1.7435 | 2.3927
| SFM-wCZ13-v2015-rDXHP-t1-S17-MSRcool - Baseline Design - Hourly Results.csv | 7 | 8 | 16 | 3 | 1.9804 | 2.8065
| SFM-wCZ13-v2015-rDXHP-t1-S17-MSRcool - Baseline Design - Hourly Results.csv | 7 | 8 | 17 | 3 | 2.2955 | 3.2132
| SFM-wCZ13-v2015-rDXHP-t1-S17-MSRcool - Baseline Design - Hourly Results.csv | 7 | 9 | 15 | 4 | 2.8973 | 4.3511
| SFM-wCZ13-v2015-rDXHP-t1-S17-MSRcool - Baseline Design - Hourly Results.csv | 7 | 9 | 16 | 4 | 3.1054 | 4.9814
| SFM-wCZ13-v2015-rDXHP-t1-S17-MSRcool - Baseline Design - Hourly Results.csv | 7 | 9 | 17 | 4 | 3.3259 | 5.3914
| SFM-wCZ13-v2015-rDXHP-t1-S17-MSRcool - Baseline Design - Hourly Results.csv | 7 | 10 | 15 | 5 | 3.3266 | 5.3836
| SFM-wCZ13-v2015-rDXHP-t1-S17-MSRcool - Baseline Design - Hourly Results.csv | 7 | 10 | 16 | 5 | 3.5447 | 5.7956
| SFM-wCZ13-v2015-rDXHP-t1-S17-MSRcool - Baseline Design - Hourly Results.csv | 7 | 10 | 17 | 5 | 3.5158 | 5.7546
| SFM-wCZ13-v2015-rDXHP-t1-S17-MSRheat - Baseline Design - Hourly Results.csv | 7 | 8 | 15 | 3 | 1.5699 | 2.1545
| SFM-wCZ13-v2015-rDXHP-t1-S17-MSRheat - Baseline Design - Hourly Results.csv | 7 | 8 | 16 | 3 | 1.7833 | 2.5271
| SFM-wCZ13-v2015-rDXHP-t1-S17-MSRheat - Baseline Design - Hourly Results.csv | 7 | 8 | 17 | 3 | 2.0669 | 2.8933
| SFM-wCZ13-v2015-rDXHP-t1-S17-MSRheat - Baseline Design - Hourly Results.csv | 7 | 9 | 15 | 4 | 2.6089 | 3.9179
| SFM-wCZ13-v2015-rDXHP-t1-S17-MSRheat - Baseline Design - Hourly Results.csv | 7 | 9 | 16 | 4 | 2.7962 | 4.4855
| SFM-wCZ13-v2015-rDXHP-t1-S17-MSRheat - Baseline Design - Hourly Results.csv | 7 | 9 | 17 | 4 | 2.9948 | 4.8546
| SFM-wCZ13-v2015-rDXHP-t1-S17-MSRheat - Baseline Design - Hourly Results.csv | 7 | 10 | 15 | 5 | 2.9954 | 4.8476
| SFM-wCZ13-v2015-rDXHP-t1-S17-MSRheat - Baseline Design - Hourly Results.csv | 7 | 10 | 16 | 5 | 3.1918 | 5.2186
| SFM-wCZ13-v2015-rDXHP-t1-S17-MSRheat - Baseline Design - Hourly Results.csv | 7 | 10 | 17 | 5 | 3.1657 | 5.1817
| SFM-wCZ13-v2015-rDXHP-t2-S14-BSLboth - Baseline Design - Hourly Results.csv | 7 | 8 | 15 | 3 | 1.7895 | 2.175
| SFM-wCZ13-v2015-rDXHP-t2-S14-BSLboth - Baseline Design - Hourly Results.csv | 7 | 8 | 16 | 3 | 2.0909 | 2.7354
| SFM-wCZ13-v2015-rDXHP-t2-S14-BSLboth - Baseline Design - Hourly Results.csv | 7 | 8 | 17 | 3 | 2.355 | 3.2662
| SFM-wCZ13-v2015-rDXHP-t2-S14-BSLboth - Baseline Design - Hourly Results.csv | 7 | 9 | 15 | 4 | 3.2756 | 4.9654
| SFM-wCZ13-v2015-rDXHP-t2-S14-BSLboth - Baseline Design - Hourly Results.csv | 7 | 9 | 16 | 4 | 3.5526 | 5.4102
| SFM-wCZ13-v2015-rDXHP-t2-S14-BSLboth - Baseline Design - Hourly Results.csv | 7 | 9 | 17 | 4 | 3.8218 | 5.9028
| SFM-wCZ13-v2015-rDXHP-t2-S14-BSLboth - Baseline Design - Hourly Results.csv | 7 | 10 | 15 | 5 | 4.0602 | 6.5037
| SFM-wCZ13-v2015-rDXHP-t2-S14-BSLboth - Baseline Design - Hourly Results.csv | 7 | 10 | 16 | 5 | 4.1612 | 6.8918
| SFM-wCZ13-v2015-rDXHP-t2-S14-BSLboth - Baseline Design - Hourly Results.csv | 7 | 10 | 17 | 5 | 4.1123 | 6.7647
| SFM-wCZ13-v2015-rDXHP-t2-S14-BSLcool - Baseline Design - Hourly Results.csv | 7 | 8 | 15 | 3 | 1.7895 | 2.175
| SFM-wCZ13-v2015-rDXHP-t2-S14-BSLcool - Baseline Design - Hourly Results.csv | 7 | 8 | 16 | 3 | 2.0909 | 2.7354
| SFM-wCZ13-v2015-rDXHP-t2-S14-BSLcool - Baseline Design - Hourly Results.csv | 7 | 8 | 17 | 3 | 2.355 | 3.2662
| SFM-wCZ13-v2015-rDXHP-t2-S14-BSLcool - Baseline Design - Hourly Results.csv | 7 | 9 | 15 | 4 | 3.2756 | 4.9654
| SFM-wCZ13-v2015-rDXHP-t2-S14-BSLcool - Baseline Design - Hourly Results.csv | 7 | 9 | 16 | 4 | 3.5526 | 5.4102
| SFM-wCZ13-v2015-rDXHP-t2-S14-BSLcool - Baseline Design - Hourly Results.csv | 7 | 9 | 17 | 4 | 3.8218 | 5.9028
| SFM-wCZ13-v2015-rDXHP-t2-S14-BSLcool - Baseline Design - Hourly Results.csv | 7 | 10 | 15 | 5 | 4.0602 | 6.5037
| SFM-wCZ13-v2015-rDXHP-t2-S14-BSLcool - Baseline Design - Hourly Results.csv | 7 | 10 | 16 | 5 | 4.1612 | 6.8918
| SFM-wCZ13-v2015-rDXHP-t2-S14-BSLcool - Baseline Design - Hourly Results.csv | 7 | 10 | 17 | 5 | 4.1123 | 6.7647
| SFM-wCZ13-v2015-rDXHP-t2-S14-BSLheat - Baseline Design - Hourly Results.csv | 7 | 8 | 15 | 3 | 1.5615 | 1.8978
| SFM-wCZ13-v2015-rDXHP-t2-S14-BSLheat - Baseline Design - Hourly Results.csv | 7 | 8 | 16 | 3 | 1.8245 | 2.3869
| SFM-wCZ13-v2015-rDXHP-t2-S14-BSLheat - Baseline Design - Hourly Results.csv | 7 | 8 | 17 | 3 | 2.0549 | 2.85
| SFM-wCZ13-v2015-rDXHP-t2-S14-BSLheat - Baseline Design - Hourly Results.csv | 7 | 9 | 15 | 4 | 2.8582 | 4.3327
| SFM-wCZ13-v2015-rDXHP-t2-S14-BSLheat - Baseline Design - Hourly Results.csv | 7 | 9 | 16 | 4 | 3.0999 | 4.7208
| SFM-wCZ13-v2015-rDXHP-t2-S14-BSLheat - Baseline Design - Hourly Results.csv | 7 | 9 | 17 | 4 | 3.3348 | 5.1506
| SFM-wCZ13-v2015-rDXHP-t2-S14-BSLheat - Baseline Design - Hourly Results.csv | 7 | 10 | 15 | 5 | 3.5429 | 5.675
| SFM-wCZ13-v2015-rDXHP-t2-S14-BSLheat - Baseline Design - Hourly Results.csv | 7 | 10 | 16 | 5 | 3.631 | 6.0136
| SFM-wCZ13-v2015-rDXHP-t2-S14-BSLheat - Baseline Design - Hourly Results.csv | 7 | 10 | 17 | 5 | 3.5883 | 5.9027
| SFM-wCZ13-v2015-rDXHP-t2-S15-MSRboth - Baseline Design - Hourly Results.csv | 7 | 8 | 15 | 3 | 1.4909 | 1.818
| SFM-wCZ13-v2015-rDXHP-t2-S15-MSRboth - Baseline Design - Hourly Results.csv | 7 | 8 | 16 | 3 | 1.7478 | 2.2897
| SFM-wCZ13-v2015-rDXHP-t2-S15-MSRboth - Baseline Design - Hourly Results.csv | 7 | 8 | 17 | 3 | 1.9757 | 2.741
| SFM-wCZ13-v2015-rDXHP-t2-S15-MSRboth - Baseline Design - Hourly Results.csv | 7 | 9 | 15 | 4 | 2.7501 | 4.1828
| SFM-wCZ13-v2015-rDXHP-t2-S15-MSRboth - Baseline Design - Hourly Results.csv | 7 | 9 | 16 | 4 | 2.9784 | 4.5645
| SFM-wCZ13-v2015-rDXHP-t2-S15-MSRboth - Baseline Design - Hourly Results.csv | 7 | 9 | 17 | 4 | 3.2023 | 4.9784
| SFM-wCZ13-v2015-rDXHP-t2-S15-MSRboth - Baseline Design - Hourly Results.csv | 7 | 10 | 15 | 5 | 3.427 | 5.4758
| SFM-wCZ13-v2015-rDXHP-t2-S15-MSRboth - Baseline Design - Hourly Results.csv | 7 | 10 | 16 | 5 | 3.6447 | 5.8048
| SFM-wCZ13-v2015-rDXHP-t2-S15-MSRboth - Baseline Design - Hourly Results.csv | 7 | 10 | 17 | 5 | 3.579 | 5.694
| SFM-wCZ13-v2015-rDXHP-t2-S15-MSRcool - Baseline Design - Hourly Results.csv | 7 | 8 | 15 | 3 | 1.4909 | 1.818
| SFM-wCZ13-v2015-rDXHP-t2-S15-MSRcool - Baseline Design - Hourly Results.csv | 7 | 8 | 16 | 3 | 1.7478 | 2.2897
| SFM-wCZ13-v2015-rDXHP-t2-S15-MSRcool - Baseline Design - Hourly Results.csv | 7 | 8 | 17 | 3 | 1.9757 | 2.741
| SFM-wCZ13-v2015-rDXHP-t2-S15-MSRcool - Baseline Design - Hourly Results.csv | 7 | 9 | 15 | 4 | 2.7501 | 4.1828
| SFM-wCZ13-v2015-rDXHP-t2-S15-MSRcool - Baseline Design - Hourly Results.csv | 7 | 9 | 16 | 4 | 2.9784 | 4.5645
| SFM-wCZ13-v2015-rDXHP-t2-S15-MSRcool - Baseline Design - Hourly Results.csv | 7 | 9 | 17 | 4 | 3.2023 | 4.9784
| SFM-wCZ13-v2015-rDXHP-t2-S15-MSRcool - Baseline Design - Hourly Results.csv | 7 | 10 | 15 | 5 | 3.427 | 5.4758
| SFM-wCZ13-v2015-rDXHP-t2-S15-MSRcool - Baseline Design - Hourly Results.csv | 7 | 10 | 16 | 5 | 3.6447 | 5.8048
| SFM-wCZ13-v2015-rDXHP-t2-S15-MSRcool - Baseline Design - Hourly Results.csv | 7 | 10 | 17 | 5 | 3.579 | 5.694
| SFM-wCZ13-v2015-rDXHP-t2-S15-MSRheat - Baseline Design - Hourly Results.csv | 7 | 8 | 15 | 3 | 1.3511 | 1.6476
| SFM-wCZ13-v2015-rDXHP-t2-S15-MSRheat - Baseline Design - Hourly Results.csv | 7 | 8 | 16 | 3 | 1.5839 | 2.075
| SFM-wCZ13-v2015-rDXHP-t2-S15-MSRheat - Baseline Design - Hourly Results.csv | 7 | 8 | 17 | 3 | 1.7905 | 2.484
| SFM-wCZ13-v2015-rDXHP-t2-S15-MSRheat - Baseline Design - Hourly Results.csv | 7 | 9 | 15 | 4 | 2.4923 | 3.7906
| SFM-wCZ13-v2015-rDXHP-t2-S15-MSRheat - Baseline Design - Hourly Results.csv | 7 | 9 | 16 | 4 | 2.6992 | 4.1365
| SFM-wCZ13-v2015-rDXHP-t2-S15-MSRheat - Baseline Design - Hourly Results.csv | 7 | 9 | 17 | 4 | 2.9021 | 4.5116
| SFM-wCZ13-v2015-rDXHP-t2-S15-MSRheat - Baseline Design - Hourly Results.csv | 7 | 10 | 15 | 5 | 3.1057 | 4.9624
| SFM-wCZ13-v2015-rDXHP-t2-S15-MSRheat - Baseline Design - Hourly Results.csv | 7 | 10 | 16 | 5 | 3.303 | 5.2606
| SFM-wCZ13-v2015-rDXHP-t2-S15-MSRheat - Baseline Design - Hourly Results.csv | 7 | 10 | 17 | 5 | 3.2435 | 5.1601
| SFM-wCZ13-v2015-rDXHP-t2-S16-MSRboth - Baseline Design - Hourly Results.csv | 7 | 8 | 15 | 3 | 1.5613 | 1.8789
| SFM-wCZ13-v2015-rDXHP-t2-S16-MSRboth - Baseline Design - Hourly Results.csv | 7 | 8 | 16 | 3 | 1.8237 | 2.3608
| SFM-wCZ13-v2015-rDXHP-t2-S16-MSRboth - Baseline Design - Hourly Results.csv | 7 | 8 | 17 | 3 | 2.0533 | 2.8237
| SFM-wCZ13-v2015-rDXHP-t2-S16-MSRboth - Baseline Design - Hourly Results.csv | 7 | 9 | 15 | 4 | 2.9512 | 4.3381
| SFM-wCZ13-v2015-rDXHP-t2-S16-MSRboth - Baseline Design - Hourly Results.csv | 7 | 9 | 16 | 4 | 3.1536 | 4.7035
| SFM-wCZ13-v2015-rDXHP-t2-S16-MSRboth - Baseline Design - Hourly Results.csv | 7 | 9 | 17 | 4 | 3.3703 | 5.4074
| SFM-wCZ13-v2015-rDXHP-t2-S16-MSRboth - Baseline Design - Hourly Results.csv | 7 | 10 | 15 | 5 | 3.5695 | 5.8469
| SFM-wCZ13-v2015-rDXHP-t2-S16-MSRboth - Baseline Design - Hourly Results.csv | 7 | 10 | 16 | 5 | 3.7727 | 6.193
| SFM-wCZ13-v2015-rDXHP-t2-S16-MSRboth - Baseline Design - Hourly Results.csv | 7 | 10 | 17 | 5 | 3.7259 | 6.0794
| SFM-wCZ13-v2015-rDXHP-t2-S16-MSRcool - Baseline Design - Hourly Results.csv | 7 | 8 | 15 | 3 | 1.5613 | 1.8789
| SFM-wCZ13-v2015-rDXHP-t2-S16-MSRcool - Baseline Design - Hourly Results.csv | 7 | 8 | 16 | 3 | 1.8237 | 2.3608
| SFM-wCZ13-v2015-rDXHP-t2-S16-MSRcool - Baseline Design - Hourly Results.csv | 7 | 8 | 17 | 3 | 2.0533 | 2.8237
| SFM-wCZ13-v2015-rDXHP-t2-S16-MSRcool - Baseline Design - Hourly Results.csv | 7 | 9 | 15 | 4 | 2.9512 | 4.3381
| SFM-wCZ13-v2015-rDXHP-t2-S16-MSRcool - Baseline Design - Hourly Results.csv | 7 | 9 | 16 | 4 | 3.1536 | 4.7035
| SFM-wCZ13-v2015-rDXHP-t2-S16-MSRcool - Baseline Design - Hourly Results.csv | 7 | 9 | 17 | 4 | 3.3703 | 5.4074
| SFM-wCZ13-v2015-rDXHP-t2-S16-MSRcool - Baseline Design - Hourly Results.csv | 7 | 10 | 15 | 5 | 3.5695 | 5.8469
| SFM-wCZ13-v2015-rDXHP-t2-S16-MSRcool - Baseline Design - Hourly Results.csv | 7 | 10 | 16 | 5 | 3.7727 | 6.193
| SFM-wCZ13-v2015-rDXHP-t2-S16-MSRcool - Baseline Design - Hourly Results.csv | 7 | 10 | 17 | 5 | 3.7259 | 6.0794
| SFM-wCZ13-v2015-rDXHP-t2-S16-MSRheat - Baseline Design - Hourly Results.csv | 7 | 8 | 15 | 3 | 1.4132 | 1.7006
| SFM-wCZ13-v2015-rDXHP-t2-S16-MSRheat - Baseline Design - Hourly Results.csv | 7 | 8 | 16 | 3 | 1.6507 | 2.1368
| SFM-wCZ13-v2015-rDXHP-t2-S16-MSRheat - Baseline Design - Hourly Results.csv | 7 | 8 | 17 | 3 | 1.8585 | 2.5558
| SFM-wCZ13-v2015-rDXHP-t2-S16-MSRheat - Baseline Design - Hourly Results.csv | 7 | 9 | 15 | 4 | 2.6712 | 3.9265
| SFM-wCZ13-v2015-rDXHP-t2-S16-MSRheat - Baseline Design - Hourly Results.csv | 7 | 9 | 16 | 4 | 2.8545 | 4.2572
| SFM-wCZ13-v2015-rDXHP-t2-S16-MSRheat - Baseline Design - Hourly Results.csv | 7 | 9 | 17 | 4 | 3.0505 | 4.8944
| SFM-wCZ13-v2015-rDXHP-t2-S16-MSRheat - Baseline Design - Hourly Results.csv | 7 | 10 | 15 | 5 | 3.2309 | 5.2922
| SFM-wCZ13-v2015-rDXHP-t2-S16-MSRheat - Baseline Design - Hourly Results.csv | 7 | 10 | 16 | 5 | 3.4147 | 5.6055
| SFM-wCZ13-v2015-rDXHP-t2-S16-MSRheat - Baseline Design - Hourly Results.csv | 7 | 10 | 17 | 5 | 3.3725 | 5.5026
| SFM-wCZ13-v2015-rDXHP-t2-S17-MSRboth - Baseline Design - Hourly Results.csv | 7 | 8 | 15 | 3 | 1.4664 | 1.7646
| SFM-wCZ13-v2015-rDXHP-t2-S17-MSRboth - Baseline Design - Hourly Results.csv | 7 | 8 | 16 | 3 | 1.7128 | 2.2172
| SFM-wCZ13-v2015-rDXHP-t2-S17-MSRboth - Baseline Design - Hourly Results.csv | 7 | 8 | 17 | 3 | 1.9284 | 2.652
| SFM-wCZ13-v2015-rDXHP-t2-S17-MSRboth - Baseline Design - Hourly Results.csv | 7 | 9 | 15 | 4 | 2.7717 | 4.0743
| SFM-wCZ13-v2015-rDXHP-t2-S17-MSRboth - Baseline Design - Hourly Results.csv | 7 | 9 | 16 | 4 | 2.9619 | 4.4174
| SFM-wCZ13-v2015-rDXHP-t2-S17-MSRboth - Baseline Design - Hourly Results.csv | 7 | 9 | 17 | 4 | 3.1653 | 5.0786
| SFM-wCZ13-v2015-rDXHP-t2-S17-MSRboth - Baseline Design - Hourly Results.csv | 7 | 10 | 15 | 5 | 3.3525 | 5.4913
| SFM-wCZ13-v2015-rDXHP-t2-S17-MSRboth - Baseline Design - Hourly Results.csv | 7 | 10 | 16 | 5 | 3.5432 | 5.8164
| SFM-wCZ13-v2015-rDXHP-t2-S17-MSRboth - Baseline Design - Hourly Results.csv | 7 | 10 | 17 | 5 | 3.4994 | 5.7097
| SFM-wCZ13-v2015-rDXHP-t2-S17-MSRcool - Baseline Design - Hourly Results.csv | 7 | 8 | 15 | 3 | 1.4664 | 1.7646
| SFM-wCZ13-v2015-rDXHP-t2-S17-MSRcool - Baseline Design - Hourly Results.csv | 7 | 8 | 16 | 3 | 1.7128 | 2.2172
| SFM-wCZ13-v2015-rDXHP-t2-S17-MSRcool - Baseline Design - Hourly Results.csv | 7 | 8 | 17 | 3 | 1.9284 | 2.652
| SFM-wCZ13-v2015-rDXHP-t2-S17-MSRcool - Baseline Design - Hourly Results.csv | 7 | 9 | 15 | 4 | 2.7717 | 4.0743
| SFM-wCZ13-v2015-rDXHP-t2-S17-MSRcool - Baseline Design - Hourly Results.csv | 7 | 9 | 16 | 4 | 2.9619 | 4.4174
| SFM-wCZ13-v2015-rDXHP-t2-S17-MSRcool - Baseline Design - Hourly Results.csv | 7 | 9 | 17 | 4 | 3.1653 | 5.0786
| SFM-wCZ13-v2015-rDXHP-t2-S17-MSRcool - Baseline Design - Hourly Results.csv | 7 | 10 | 15 | 5 | 3.3525 | 5.4913
| SFM-wCZ13-v2015-rDXHP-t2-S17-MSRcool - Baseline Design - Hourly Results.csv | 7 | 10 | 16 | 5 | 3.5432 | 5.8164
| SFM-wCZ13-v2015-rDXHP-t2-S17-MSRcool - Baseline Design - Hourly Results.csv | 7 | 10 | 17 | 5 | 3.4994 | 5.7097
| SFM-wCZ13-v2015-rDXHP-t2-S17-MSRheat - Baseline Design - Hourly Results.csv | 7 | 8 | 15 | 3 | 1.3204 | 1.5889
| SFM-wCZ13-v2015-rDXHP-t2-S17-MSRheat - Baseline Design - Hourly Results.csv | 7 | 8 | 16 | 3 | 1.5423 | 1.9965
| SFM-wCZ13-v2015-rDXHP-t2-S17-MSRheat - Baseline Design - Hourly Results.csv | 7 | 8 | 17 | 3 | 1.7364 | 2.388
| SFM-wCZ13-v2015-rDXHP-t2-S17-MSRheat - Baseline Design - Hourly Results.csv | 7 | 9 | 15 | 4 | 2.4958 | 3.6686
| SFM-wCZ13-v2015-rDXHP-t2-S17-MSRheat - Baseline Design - Hourly Results.csv | 7 | 9 | 16 | 4 | 2.667 | 3.9776
| SFM-wCZ13-v2015-rDXHP-t2-S17-MSRheat - Baseline Design - Hourly Results.csv | 7 | 9 | 17 | 4 | 2.8502 | 4.573
| SFM-wCZ13-v2015-rDXHP-t2-S17-MSRheat - Baseline Design - Hourly Results.csv | 7 | 10 | 15 | 5 | 3.0187 | 4.9447
| SFM-wCZ13-v2015-rDXHP-t2-S17-MSRheat - Baseline Design - Hourly Results.csv | 7 | 10 | 16 | 5 | 3.1905 | 5.2373
| SFM-wCZ13-v2015-rDXHP-t2-S17-MSRheat - Baseline Design - Hourly Results.csv | 7 | 10 | 17 | 5 | 3.151 | 5.1412
| SFM-wCZ13-v2015-rDXHP-t3-S14-BSLboth - Baseline Design - Hourly Results.csv | 7 | 8 | 15 | 3 | 1.0902 | 0.24963
| SFM-wCZ13-v2015-rDXHP-t3-S14-BSLboth - Baseline Design - Hourly Results.csv | 7 | 8 | 16 | 3 | 1.4746 | 1.1476
| SFM-wCZ13-v2015-rDXHP-t3-S14-BSLboth - Baseline Design - Hourly Results.csv | 7 | 8 | 17 | 3 | 1.7973 | 1.9178
| SFM-wCZ13-v2015-rDXHP-t3-S14-BSLboth - Baseline Design - Hourly Results.csv | 7 | 9 | 15 | 4 | 2.6854 | 3.881
| SFM-wCZ13-v2015-rDXHP-t3-S14-BSLboth - Baseline Design - Hourly Results.csv | 7 | 9 | 16 | 4 | 2.9765 | 4.3836
| SFM-wCZ13-v2015-rDXHP-t3-S14-BSLboth - Baseline Design - Hourly Results.csv | 7 | 9 | 17 | 4 | 3.2545 | 4.9205
| SFM-wCZ13-v2015-rDXHP-t3-S14-BSLboth - Baseline Design - Hourly Results.csv | 7 | 10 | 15 | 5 | 3.3641 | 5.1648
| SFM-wCZ13-v2015-rDXHP-t3-S14-BSLboth - Baseline Design - Hourly Results.csv | 7 | 10 | 16 | 5 | 3.653 | 5.6412
| SFM-wCZ13-v2015-rDXHP-t3-S14-BSLboth - Baseline Design - Hourly Results.csv | 7 | 10 | 17 | 5 | 3.6261 | 5.6201
| SFM-wCZ13-v2015-rDXHP-t3-S14-BSLcool - Baseline Design - Hourly Results.csv | 7 | 8 | 15 | 3 | 1.0902 | 0.24963
| SFM-wCZ13-v2015-rDXHP-t3-S14-BSLcool - Baseline Design - Hourly Results.csv | 7 | 8 | 16 | 3 | 1.4746 | 1.1476
| SFM-wCZ13-v2015-rDXHP-t3-S14-BSLcool - Baseline Design - Hourly Results.csv | 7 | 8 | 17 | 3 | 1.7973 | 1.9178
| SFM-wCZ13-v2015-rDXHP-t3-S14-BSLcool - Baseline Design - Hourly Results.csv | 7 | 9 | 15 | 4 | 2.6854 | 3.881
| SFM-wCZ13-v2015-rDXHP-t3-S14-BSLcool - Baseline Design - Hourly Results.csv | 7 | 9 | 16 | 4 | 2.9765 | 4.3836
| SFM-wCZ13-v2015-rDXHP-t3-S14-BSLcool - Baseline Design - Hourly Results.csv | 7 | 9 | 17 | 4 | 3.2545 | 4.9205
| SFM-wCZ13-v2015-rDXHP-t3-S14-BSLcool - Baseline Design - Hourly Results.csv | 7 | 10 | 15 | 5 | 3.3641 | 5.1648
| SFM-wCZ13-v2015-rDXHP-t3-S14-BSLcool - Baseline Design - Hourly Results.csv | 7 | 10 | 16 | 5 | 3.653 | 5.6412
| SFM-wCZ13-v2015-rDXHP-t3-S14-BSLcool - Baseline Design - Hourly Results.csv | 7 | 10 | 17 | 5 | 3.6261 | 5.6201
| SFM-wCZ13-v2015-rDXHP-t3-S14-BSLheat - Baseline Design - Hourly Results.csv | 7 | 8 | 15 | 3 | 0.95128 | 0.21782
| SFM-wCZ13-v2015-rDXHP-t3-S14-BSLheat - Baseline Design - Hourly Results.csv | 7 | 8 | 16 | 3 | 1.2867 | 1.0014
| SFM-wCZ13-v2015-rDXHP-t3-S14-BSLheat - Baseline Design - Hourly Results.csv | 7 | 8 | 17 | 3 | 1.5683 | 1.6734
| SFM-wCZ13-v2015-rDXHP-t3-S14-BSLheat - Baseline Design - Hourly Results.csv | 7 | 9 | 15 | 4 | 2.3432 | 3.3865
| SFM-wCZ13-v2015-rDXHP-t3-S14-BSLheat - Baseline Design - Hourly Results.csv | 7 | 9 | 16 | 4 | 2.5972 | 3.825
| SFM-wCZ13-v2015-rDXHP-t3-S14-BSLheat - Baseline Design - Hourly Results.csv | 7 | 9 | 17 | 4 | 2.8398 | 4.2935
| SFM-wCZ13-v2015-rDXHP-t3-S14-BSLheat - Baseline Design - Hourly Results.csv | 7 | 10 | 15 | 5 | 2.9355 | 4.5067
| SFM-wCZ13-v2015-rDXHP-t3-S14-BSLheat - Baseline Design - Hourly Results.csv | 7 | 10 | 16 | 5 | 3.1875 | 4.9223
| SFM-wCZ13-v2015-rDXHP-t3-S14-BSLheat - Baseline Design - Hourly Results.csv | 7 | 10 | 17 | 5 | 3.1641 | 4.904
| SFM-wCZ13-v2015-rDXHP-t3-S15-MSRboth - Baseline Design - Hourly Results.csv | 7 | 8 | 15 | 3 | 0.90289 | 0.22169
| SFM-wCZ13-v2015-rDXHP-t3-S15-MSRboth - Baseline Design - Hourly Results.csv | 7 | 8 | 16 | 3 | 1.225 | 0.96975
| SFM-wCZ13-v2015-rDXHP-t3-S15-MSRboth - Baseline Design - Hourly Results.csv | 7 | 8 | 17 | 3 | 1.4993 | 1.6132
| SFM-wCZ13-v2015-rDXHP-t3-S15-MSRboth - Baseline Design - Hourly Results.csv | 7 | 9 | 15 | 4 | 2.2481 | 3.2492
| SFM-wCZ13-v2015-rDXHP-t3-S15-MSRboth - Baseline Design - Hourly Results.csv | 7 | 9 | 16 | 4 | 2.4906 | 3.6778
| SFM-wCZ13-v2015-rDXHP-t3-S15-MSRboth - Baseline Design - Hourly Results.csv | 7 | 9 | 17 | 4 | 2.7239 | 4.1344
| SFM-wCZ13-v2015-rDXHP-t3-S15-MSRboth - Baseline Design - Hourly Results.csv | 7 | 10 | 15 | 5 | 2.8138 | 4.3473
| SFM-wCZ13-v2015-rDXHP-t3-S15-MSRboth - Baseline Design - Hourly Results.csv | 7 | 10 | 16 | 5 | 3.0573 | 4.7527
| SFM-wCZ13-v2015-rDXHP-t3-S15-MSRboth - Baseline Design - Hourly Results.csv | 7 | 10 | 17 | 5 | 3.032 | 4.7346
| SFM-wCZ13-v2015-rDXHP-t3-S15-MSRcool - Baseline Design - Hourly Results.csv | 7 | 8 | 15 | 3 | 0.90289 | 0.22169
| SFM-wCZ13-v2015-rDXHP-t3-S15-MSRcool - Baseline Design - Hourly Results.csv | 7 | 8 | 16 | 3 | 1.225 | 0.96975
| SFM-wCZ13-v2015-rDXHP-t3-S15-MSRcool - Baseline Design - Hourly Results.csv | 7 | 8 | 17 | 3 | 1.4993 | 1.6132
| SFM-wCZ13-v2015-rDXHP-t3-S15-MSRcool - Baseline Design - Hourly Results.csv | 7 | 9 | 15 | 4 | 2.2481 | 3.2492
| SFM-wCZ13-v2015-rDXHP-t3-S15-MSRcool - Baseline Design - Hourly Results.csv | 7 | 9 | 16 | 4 | 2.4906 | 3.6778
| SFM-wCZ13-v2015-rDXHP-t3-S15-MSRcool - Baseline Design - Hourly Results.csv | 7 | 9 | 17 | 4 | 2.7239 | 4.1344
| SFM-wCZ13-v2015-rDXHP-t3-S15-MSRcool - Baseline Design - Hourly Results.csv | 7 | 10 | 15 | 5 | 2.8138 | 4.3473
| SFM-wCZ13-v2015-rDXHP-t3-S15-MSRcool - Baseline Design - Hourly Results.csv | 7 | 10 | 16 | 5 | 3.0573 | 4.7527
| SFM-wCZ13-v2015-rDXHP-t3-S15-MSRcool - Baseline Design - Hourly Results.csv | 7 | 10 | 17 | 5 | 3.032 | 4.7346
| SFM-wCZ13-v2015-rDXHP-t3-S15-MSRheat - Baseline Design - Hourly Results.csv | 7 | 8 | 15 | 3 | 0.81824 | 0.20091
| SFM-wCZ13-v2015-rDXHP-t3-S15-MSRheat - Baseline Design - Hourly Results.csv | 7 | 8 | 16 | 3 | 1.1102 | 0.87883
| SFM-wCZ13-v2015-rDXHP-t3-S15-MSRheat - Baseline Design - Hourly Results.csv | 7 | 8 | 17 | 3 | 1.3588 | 1.462
| SFM-wCZ13-v2015-rDXHP-t3-S15-MSRheat - Baseline Design - Hourly Results.csv | 7 | 9 | 15 | 4 | 2.0374 | 2.9445
| SFM-wCZ13-v2015-rDXHP-t3-S15-MSRheat - Baseline Design - Hourly Results.csv | 7 | 9 | 16 | 4 | 2.2571 | 3.333
| SFM-wCZ13-v2015-rDXHP-t3-S15-MSRheat - Baseline Design - Hourly Results.csv | 7 | 9 | 17 | 4 | 2.4685 | 3.7468
| SFM-wCZ13-v2015-rDXHP-t3-S15-MSRheat - Baseline Design - Hourly Results.csv | 7 | 10 | 15 | 5 | 2.55 | 3.9397
| SFM-wCZ13-v2015-rDXHP-t3-S15-MSRheat - Baseline Design - Hourly Results.csv | 7 | 10 | 16 | 5 | 2.7706 | 4.3071
| SFM-wCZ13-v2015-rDXHP-t3-S15-MSRheat - Baseline Design - Hourly Results.csv | 7 | 10 | 17 | 5 | 2.7477 | 4.2907
| SFM-wCZ13-v2015-rDXHP-t3-S16-MSRboth - Baseline Design - Hourly Results.csv | 7 | 8 | 15 | 3 | 0.94031 | 0.20349
| SFM-wCZ13-v2015-rDXHP-t3-S16-MSRboth - Baseline Design - Hourly Results.csv | 7 | 8 | 16 | 3 | 1.2727 | 0.97225
| SFM-wCZ13-v2015-rDXHP-t3-S16-MSRboth - Baseline Design - Hourly Results.csv | 7 | 8 | 17 | 3 | 1.5521 | 1.6328
| SFM-wCZ13-v2015-rDXHP-t3-S16-MSRboth - Baseline Design - Hourly Results.csv | 7 | 9 | 15 | 4 | 2.3443 | 3.3467
| SFM-wCZ13-v2015-rDXHP-t3-S16-MSRboth - Baseline Design - Hourly Results.csv | 7 | 9 | 16 | 4 | 2.7075 | 3.7688
| SFM-wCZ13-v2015-rDXHP-t3-S16-MSRboth - Baseline Design - Hourly Results.csv | 7 | 9 | 17 | 4 | 2.9307 | 4.2352
| SFM-wCZ13-v2015-rDXHP-t3-S16-MSRboth - Baseline Design - Hourly Results.csv | 7 | 10 | 15 | 5 | 3.0064 | 4.4395
| SFM-wCZ13-v2015-rDXHP-t3-S16-MSRboth - Baseline Design - Hourly Results.csv | 7 | 10 | 16 | 5 | 3.2445 | 4.8735
| SFM-wCZ13-v2015-rDXHP-t3-S16-MSRboth - Baseline Design - Hourly Results.csv | 7 | 10 | 17 | 5 | 3.2175 | 4.8438
| SFM-wCZ13-v2015-rDXHP-t3-S16-MSRcool - Baseline Design - Hourly Results.csv | 7 | 8 | 15 | 3 | 0.94031 | 0.20349
| SFM-wCZ13-v2015-rDXHP-t3-S16-MSRcool - Baseline Design - Hourly Results.csv | 7 | 8 | 16 | 3 | 1.2727 | 0.97225
| SFM-wCZ13-v2015-rDXHP-t3-S16-MSRcool - Baseline Design - Hourly Results.csv | 7 | 8 | 17 | 3 | 1.5521 | 1.6328
| SFM-wCZ13-v2015-rDXHP-t3-S16-MSRcool - Baseline Design - Hourly Results.csv | 7 | 9 | 15 | 4 | 2.3443 | 3.3467
| SFM-wCZ13-v2015-rDXHP-t3-S16-MSRcool - Baseline Design - Hourly Results.csv | 7 | 9 | 16 | 4 | 2.7075 | 3.7688
| SFM-wCZ13-v2015-rDXHP-t3-S16-MSRcool - Baseline Design - Hourly Results.csv | 7 | 9 | 17 | 4 | 2.9307 | 4.2352
| SFM-wCZ13-v2015-rDXHP-t3-S16-MSRcool - Baseline Design - Hourly Results.csv | 7 | 10 | 15 | 5 | 3.0064 | 4.4395
| SFM-wCZ13-v2015-rDXHP-t3-S16-MSRcool - Baseline Design - Hourly Results.csv | 7 | 10 | 16 | 5 | 3.2445 | 4.8735
| SFM-wCZ13-v2015-rDXHP-t3-S16-MSRcool - Baseline Design - Hourly Results.csv | 7 | 10 | 17 | 5 | 3.2175 | 4.8438
| SFM-wCZ13-v2015-rDXHP-t3-S16-MSRheat - Baseline Design - Hourly Results.csv | 7 | 8 | 15 | 3 | 0.8511 | 0.18418
| SFM-wCZ13-v2015-rDXHP-t3-S16-MSRheat - Baseline Design - Hourly Results.csv | 7 | 8 | 16 | 3 | 1.1519 | 0.88001
| SFM-wCZ13-v2015-rDXHP-t3-S16-MSRheat - Baseline Design - Hourly Results.csv | 7 | 8 | 17 | 3 | 1.4049 | 1.4779
| SFM-wCZ13-v2015-rDXHP-t3-S16-MSRheat - Baseline Design - Hourly Results.csv | 7 | 9 | 15 | 4 | 2.1219 | 3.0292
| SFM-wCZ13-v2015-rDXHP-t3-S16-MSRheat - Baseline Design - Hourly Results.csv | 7 | 9 | 16 | 4 | 2.4506 | 3.4112
| SFM-wCZ13-v2015-rDXHP-t3-S16-MSRheat - Baseline Design - Hourly Results.csv | 7 | 9 | 17 | 4 | 2.6527 | 3.8335
| SFM-wCZ13-v2015-rDXHP-t3-S16-MSRheat - Baseline Design - Hourly Results.csv | 7 | 10 | 15 | 5 | 2.7212 | 4.0184
| SFM-wCZ13-v2015-rDXHP-t3-S16-MSRheat - Baseline Design - Hourly Results.csv | 7 | 10 | 16 | 5 | 2.9367 | 4.4112
| SFM-wCZ13-v2015-rDXHP-t3-S16-MSRheat - Baseline Design - Hourly Results.csv | 7 | 10 | 17 | 5 | 2.9122 | 4.3843
| SFM-wCZ13-v2015-rDXHP-t3-S17-MSRboth - Baseline Design - Hourly Results.csv | 7 | 8 | 15 | 3 | 0.88312 | 0.19112
| SFM-wCZ13-v2015-rDXHP-t3-S17-MSRboth - Baseline Design - Hourly Results.csv | 7 | 8 | 16 | 3 | 1.1953 | 0.91312
| SFM-wCZ13-v2015-rDXHP-t3-S17-MSRboth - Baseline Design - Hourly Results.csv | 7 | 8 | 17 | 3 | 1.4577 | 1.5335
| SFM-wCZ13-v2015-rDXHP-t3-S17-MSRboth - Baseline Design - Hourly Results.csv | 7 | 9 | 15 | 4 | 2.2018 | 3.1432
| SFM-wCZ13-v2015-rDXHP-t3-S17-MSRboth - Baseline Design - Hourly Results.csv | 7 | 9 | 16 | 4 | 2.5428 | 3.5396
| SFM-wCZ13-v2015-rDXHP-t3-S17-MSRboth - Baseline Design - Hourly Results.csv | 7 | 9 | 17 | 4 | 2.7525 | 3.9777
| SFM-wCZ13-v2015-rDXHP-t3-S17-MSRboth - Baseline Design - Hourly Results.csv | 7 | 10 | 15 | 5 | 2.8236 | 4.1696
| SFM-wCZ13-v2015-rDXHP-t3-S17-MSRboth - Baseline Design - Hourly Results.csv | 7 | 10 | 16 | 5 | 3.0472 | 4.5771
| SFM-wCZ13-v2015-rDXHP-t3-S17-MSRboth - Baseline Design - Hourly Results.csv | 7 | 10 | 17 | 5 | 3.0218 | 4.5493
| SFM-wCZ13-v2015-rDXHP-t3-S17-MSRcool - Baseline Design - Hourly Results.csv | 7 | 8 | 15 | 3 | 0.88312 | 0.19112
| SFM-wCZ13-v2015-rDXHP-t3-S17-MSRcool - Baseline Design - Hourly Results.csv | 7 | 8 | 16 | 3 | 1.1953 | 0.91312
| SFM-wCZ13-v2015-rDXHP-t3-S17-MSRcool - Baseline Design - Hourly Results.csv | 7 | 8 | 17 | 3 | 1.4577 | 1.5335
| SFM-wCZ13-v2015-rDXHP-t3-S17-MSRcool - Baseline Design - Hourly Results.csv | 7 | 9 | 15 | 4 | 2.2018 | 3.1432
| SFM-wCZ13-v2015-rDXHP-t3-S17-MSRcool - Baseline Design - Hourly Results.csv | 7 | 9 | 16 | 4 | 2.5428 | 3.5396
| SFM-wCZ13-v2015-rDXHP-t3-S17-MSRcool - Baseline Design - Hourly Results.csv | 7 | 9 | 17 | 4 | 2.7525 | 3.9777
| SFM-wCZ13-v2015-rDXHP-t3-S17-MSRcool - Baseline Design - Hourly Results.csv | 7 | 10 | 15 | 5 | 2.8236 | 4.1696
| SFM-wCZ13-v2015-rDXHP-t3-S17-MSRcool - Baseline Design - Hourly Results.csv | 7 | 10 | 16 | 5 | 3.0472 | 4.5771
| SFM-wCZ13-v2015-rDXHP-t3-S17-MSRcool - Baseline Design - Hourly Results.csv | 7 | 10 | 17 | 5 | 3.0218 | 4.5493
| SFM-wCZ13-v2015-rDXHP-t3-S17-MSRheat - Baseline Design - Hourly Results.csv | 7 | 8 | 15 | 3 | 0.79521 | 0.17209
| SFM-wCZ13-v2015-rDXHP-t3-S17-MSRheat - Baseline Design - Hourly Results.csv | 7 | 8 | 16 | 3 | 1.0763 | 0.82222
| SFM-wCZ13-v2015-rDXHP-t3-S17-MSRheat - Baseline Design - Hourly Results.csv | 7 | 8 | 17 | 3 | 1.3126 | 1.3808
| SFM-wCZ13-v2015-rDXHP-t3-S17-MSRheat - Baseline Design - Hourly Results.csv | 7 | 9 | 15 | 4 | 1.9826 | 2.8303
| SFM-wCZ13-v2015-rDXHP-t3-S17-MSRheat - Baseline Design - Hourly Results.csv | 7 | 9 | 16 | 4 | 2.2897 | 3.1872
| SFM-wCZ13-v2015-rDXHP-t3-S17-MSRheat - Baseline Design - Hourly Results.csv | 7 | 9 | 17 | 4 | 2.4785 | 3.5817
| SFM-wCZ13-v2015-rDXHP-t3-S17-MSRheat - Baseline Design - Hourly Results.csv | 7 | 10 | 15 | 5 | 2.5425 | 3.7545
| SFM-wCZ13-v2015-rDXHP-t3-S17-MSRheat - Baseline Design - Hourly Results.csv | 7 | 10 | 16 | 5 | 2.7439 | 4.1215
| SFM-wCZ13-v2015-rDXHP-t3-S17-MSRheat - Baseline Design - Hourly Results.csv | 7 | 10 | 17 | 5 | 2.721 | 4.0964
| SFM-wCZ13-v2015-rDXHP-t4-S14-BSLboth - Baseline Design - Hourly Results.csv | 7 | 8 | 15 | 3 | 0.43227 | 0
| SFM-wCZ13-v2015-rDXHP-t4-S14-BSLboth - Baseline Design - Hourly Results.csv | 7 | 8 | 16 | 3 | 0.92988 | 0
| SFM-wCZ13-v2015-rDXHP-t4-S14-BSLboth - Baseline Design - Hourly Results.csv | 7 | 8 | 17 | 3 | 1.3252 | 0.32543
| SFM-wCZ13-v2015-rDXHP-t4-S14-BSLboth - Baseline Design - Hourly Results.csv | 7 | 9 | 15 | 4 | 2.3361 | 3.0988
| SFM-wCZ13-v2015-rDXHP-t4-S14-BSLboth - Baseline Design - Hourly Results.csv | 7 | 9 | 16 | 4 | 2.6263 | 3.6382
| SFM-wCZ13-v2015-rDXHP-t4-S14-BSLboth - Baseline Design - Hourly Results.csv | 7 | 9 | 17 | 4 | 2.899 | 4.1993
| SFM-wCZ13-v2015-rDXHP-t4-S14-BSLboth - Baseline Design - Hourly Results.csv | 7 | 10 | 15 | 5 | 3.0791 | 4.6628
| SFM-wCZ13-v2015-rDXHP-t4-S14-BSLboth - Baseline Design - Hourly Results.csv | 7 | 10 | 16 | 5 | 3.3547 | 5.1169
| SFM-wCZ13-v2015-rDXHP-t4-S14-BSLboth - Baseline Design - Hourly Results.csv | 7 | 10 | 17 | 5 | 3.3303 | 5.102
| SFM-wCZ13-v2015-rDXHP-t4-S14-BSLcool - Baseline Design - Hourly Results.csv | 7 | 8 | 15 | 3 | 0.43227 | 0
| SFM-wCZ13-v2015-rDXHP-t4-S14-BSLcool - Baseline Design - Hourly Results.csv | 7 | 8 | 16 | 3 | 0.92988 | 0
| SFM-wCZ13-v2015-rDXHP-t4-S14-BSLcool - Baseline Design - Hourly Results.csv | 7 | 8 | 17 | 3 | 1.3252 | 0.32543
| SFM-wCZ13-v2015-rDXHP-t4-S14-BSLcool - Baseline Design - Hourly Results.csv | 7 | 9 | 15 | 4 | 2.3361 | 3.0988
| SFM-wCZ13-v2015-rDXHP-t4-S14-BSLcool - Baseline Design - Hourly Results.csv | 7 | 9 | 16 | 4 | 2.6263 | 3.6382
| SFM-wCZ13-v2015-rDXHP-t4-S14-BSLcool - Baseline Design - Hourly Results.csv | 7 | 9 | 17 | 4 | 2.899 | 4.1993
| SFM-wCZ13-v2015-rDXHP-t4-S14-BSLcool - Baseline Design - Hourly Results.csv | 7 | 10 | 15 | 5 | 3.0791 | 4.6628
| SFM-wCZ13-v2015-rDXHP-t4-S14-BSLcool - Baseline Design - Hourly Results.csv | 7 | 10 | 16 | 5 | 3.3547 | 5.1169
| SFM-wCZ13-v2015-rDXHP-t4-S14-BSLcool - Baseline Design - Hourly Results.csv | 7 | 10 | 17 | 5 | 3.3303 | 5.102
| SFM-wCZ13-v2015-rDXHP-t4-S14-BSLheat - Baseline Design - Hourly Results.csv | 7 | 8 | 15 | 3 | 0.37718 | 0
| SFM-wCZ13-v2015-rDXHP-t4-S14-BSLheat - Baseline Design - Hourly Results.csv | 7 | 8 | 16 | 3 | 0.81139 | 0
| SFM-wCZ13-v2015-rDXHP-t4-S14-BSLheat - Baseline Design - Hourly Results.csv | 7 | 8 | 17 | 3 | 1.1563 | 0.28397
| SFM-wCZ13-v2015-rDXHP-t4-S14-BSLheat - Baseline Design - Hourly Results.csv | 7 | 9 | 15 | 4 | 2.0384 | 2.7039
| SFM-wCZ13-v2015-rDXHP-t4-S14-BSLheat - Baseline Design - Hourly Results.csv | 7 | 9 | 16 | 4 | 2.2916 | 3.1746
| SFM-wCZ13-v2015-rDXHP-t4-S14-BSLheat - Baseline Design - Hourly Results.csv | 7 | 9 | 17 | 4 | 2.5296 | 3.6642
| SFM-wCZ13-v2015-rDXHP-t4-S14-BSLheat - Baseline Design - Hourly Results.csv | 7 | 10 | 15 | 5 | 2.6867 | 4.0687
| SFM-wCZ13-v2015-rDXHP-t4-S14-BSLheat - Baseline Design - Hourly Results.csv | 7 | 10 | 16 | 5 | 2.9272 | 4.4649
| SFM-wCZ13-v2015-rDXHP-t4-S14-BSLheat - Baseline Design - Hourly Results.csv | 7 | 10 | 17 | 5 | 2.9059 | 4.4519
| SFM-wCZ13-v2015-rDXHP-t4-S15-MSRboth - Baseline Design - Hourly Results.csv | 7 | 8 | 15 | 3 | 0.35125 | 0
| SFM-wCZ13-v2015-rDXHP-t4-S15-MSRboth - Baseline Design - Hourly Results.csv | 7 | 8 | 16 | 3 | 0.76717 | 0
| SFM-wCZ13-v2015-rDXHP-t4-S15-MSRboth - Baseline Design - Hourly Results.csv | 7 | 8 | 17 | 3 | 1.099 | 0.26324
| SFM-wCZ13-v2015-rDXHP-t4-S15-MSRboth - Baseline Design - Hourly Results.csv | 7 | 9 | 15 | 4 | 1.95 | 2.5849
| SFM-wCZ13-v2015-rDXHP-t4-S15-MSRboth - Baseline Design - Hourly Results.csv | 7 | 9 | 16 | 4 | 2.1919 | 3.0425
| SFM-wCZ13-v2015-rDXHP-t4-S15-MSRboth - Baseline Design - Hourly Results.csv | 7 | 9 | 17 | 4 | 2.4211 | 3.5218
| SFM-wCZ13-v2015-rDXHP-t4-S15-MSRboth - Baseline Design - Hourly Results.csv | 7 | 10 | 15 | 5 | 2.5765 | 3.917
| SFM-wCZ13-v2015-rDXHP-t4-S15-MSRboth - Baseline Design - Hourly Results.csv | 7 | 10 | 16 | 5 | 2.8093 | 4.305
| SFM-wCZ13-v2015-rDXHP-t4-S15-MSRboth - Baseline Design - Hourly Results.csv | 7 | 10 | 17 | 5 | 2.7842 | 4.2954
| SFM-wCZ13-v2015-rDXHP-t4-S15-MSRcool - Baseline Design - Hourly Results.csv | 7 | 8 | 15 | 3 | 0.35125 | 0
| SFM-wCZ13-v2015-rDXHP-t4-S15-MSRcool - Baseline Design - Hourly Results.csv | 7 | 8 | 16 | 3 | 0.76717 | 0
| SFM-wCZ13-v2015-rDXHP-t4-S15-MSRcool - Baseline Design - Hourly Results.csv | 7 | 8 | 17 | 3 | 1.099 | 0.26324
| SFM-wCZ13-v2015-rDXHP-t4-S15-MSRcool - Baseline Design - Hourly Results.csv | 7 | 9 | 15 | 4 | 1.95 | 2.5849
| SFM-wCZ13-v2015-rDXHP-t4-S15-MSRcool - Baseline Design - Hourly Results.csv | 7 | 9 | 16 | 4 | 2.1919 | 3.0425
| SFM-wCZ13-v2015-rDXHP-t4-S15-MSRcool - Baseline Design - Hourly Results.csv | 7 | 9 | 17 | 4 | 2.4211 | 3.5218
| SFM-wCZ13-v2015-rDXHP-t4-S15-MSRcool - Baseline Design - Hourly Results.csv | 7 | 10 | 15 | 5 | 2.5765 | 3.917
| SFM-wCZ13-v2015-rDXHP-t4-S15-MSRcool - Baseline Design - Hourly Results.csv | 7 | 10 | 16 | 5 | 2.8093 | 4.305
| SFM-wCZ13-v2015-rDXHP-t4-S15-MSRcool - Baseline Design - Hourly Results.csv | 7 | 10 | 17 | 5 | 2.7842 | 4.2954
| SFM-wCZ13-v2015-rDXHP-t4-S15-MSRheat - Baseline Design - Hourly Results.csv | 7 | 8 | 15 | 3 | 0.31832 | 0
| SFM-wCZ13-v2015-rDXHP-t4-S15-MSRheat - Baseline Design - Hourly Results.csv | 7 | 8 | 16 | 3 | 0.69524 | 0
| SFM-wCZ13-v2015-rDXHP-t4-S15-MSRheat - Baseline Design - Hourly Results.csv | 7 | 8 | 17 | 3 | 0.99595 | 0.23856
| SFM-wCZ13-v2015-rDXHP-t4-S15-MSRheat - Baseline Design - Hourly Results.csv | 7 | 9 | 15 | 4 | 1.7672 | 2.3425
| SFM-wCZ13-v2015-rDXHP-t4-S15-MSRheat - Baseline Design - Hourly Results.csv | 7 | 9 | 16 | 4 | 1.9864 | 2.7572
| SFM-wCZ13-v2015-rDXHP-t4-S15-MSRheat - Baseline Design - Hourly Results.csv | 7 | 9 | 17 | 4 | 2.1942 | 3.1916
| SFM-wCZ13-v2015-rDXHP-t4-S15-MSRheat - Baseline Design - Hourly Results.csv | 7 | 10 | 15 | 5 | 2.3349 | 3.5498
| SFM-wCZ13-v2015-rDXHP-t4-S15-MSRheat - Baseline Design - Hourly Results.csv | 7 | 10 | 16 | 5 | 2.5459 | 3.9014
| SFM-wCZ13-v2015-rDXHP-t4-S15-MSRheat - Baseline Design - Hourly Results.csv | 7 | 10 | 17 | 5 | 2.5232 | 3.8927
| SFM-wCZ13-v2015-rDXHP-t4-S16-MSRboth - Baseline Design - Hourly Results.csv | 7 | 8 | 15 | 3 | 0.36593 | 0
| SFM-wCZ13-v2015-rDXHP-t4-S16-MSRboth - Baseline Design - Hourly Results.csv | 7 | 8 | 16 | 3 | 0.79169 | 0
| SFM-wCZ13-v2015-rDXHP-t4-S16-MSRboth - Baseline Design - Hourly Results.csv | 7 | 8 | 17 | 3 | 1.1294 | 0.27021
| SFM-wCZ13-v2015-rDXHP-t4-S16-MSRboth - Baseline Design - Hourly Results.csv | 7 | 9 | 15 | 4 | 2.0163 | 2.635
| SFM-wCZ13-v2015-rDXHP-t4-S16-MSRboth - Baseline Design - Hourly Results.csv | 7 | 9 | 16 | 4 | 2.2538 | 3.0869
| SFM-wCZ13-v2015-rDXHP-t4-S16-MSRboth - Baseline Design - Hourly Results.csv | 7 | 9 | 17 | 4 | 2.4943 | 3.5719
| SFM-wCZ13-v2015-rDXHP-t4-S16-MSRboth - Baseline Design - Hourly Results.csv | 7 | 10 | 15 | 5 | 2.7698 | 3.9616
| SFM-wCZ13-v2015-rDXHP-t4-S16-MSRboth - Baseline Design - Hourly Results.csv | 7 | 10 | 16 | 5 | 2.9992 | 4.3672
| SFM-wCZ13-v2015-rDXHP-t4-S16-MSRboth - Baseline Design - Hourly Results.csv | 7 | 10 | 17 | 5 | 2.9729 | 4.3452
| SFM-wCZ13-v2015-rDXHP-t4-S16-MSRcool - Baseline Design - Hourly Results.csv | 7 | 8 | 15 | 3 | 0.36593 | 0
| SFM-wCZ13-v2015-rDXHP-t4-S16-MSRcool - Baseline Design - Hourly Results.csv | 7 | 8 | 16 | 3 | 0.79169 | 0
| SFM-wCZ13-v2015-rDXHP-t4-S16-MSRcool - Baseline Design - Hourly Results.csv | 7 | 8 | 17 | 3 | 1.1294 | 0.27021
| SFM-wCZ13-v2015-rDXHP-t4-S16-MSRcool - Baseline Design - Hourly Results.csv | 7 | 9 | 15 | 4 | 2.0163 | 2.635
| SFM-wCZ13-v2015-rDXHP-t4-S16-MSRcool - Baseline Design - Hourly Results.csv | 7 | 9 | 16 | 4 | 2.2538 | 3.0869
| SFM-wCZ13-v2015-rDXHP-t4-S16-MSRcool - Baseline Design - Hourly Results.csv | 7 | 9 | 17 | 4 | 2.4943 | 3.5719
| SFM-wCZ13-v2015-rDXHP-t4-S16-MSRcool - Baseline Design - Hourly Results.csv | 7 | 10 | 15 | 5 | 2.7698 | 3.9616
| SFM-wCZ13-v2015-rDXHP-t4-S16-MSRcool - Baseline Design - Hourly Results.csv | 7 | 10 | 16 | 5 | 2.9992 | 4.3672
| SFM-wCZ13-v2015-rDXHP-t4-S16-MSRcool - Baseline Design - Hourly Results.csv | 7 | 10 | 17 | 5 | 2.9729 | 4.3452
| SFM-wCZ13-v2015-rDXHP-t4-S16-MSRheat - Baseline Design - Hourly Results.csv | 7 | 8 | 15 | 3 | 0.33122 | 0
| SFM-wCZ13-v2015-rDXHP-t4-S16-MSRheat - Baseline Design - Hourly Results.csv | 7 | 8 | 16 | 3 | 0.71659 | 0
| SFM-wCZ13-v2015-rDXHP-t4-S16-MSRheat - Baseline Design - Hourly Results.csv | 7 | 8 | 17 | 3 | 1.0223 | 0.24457
| SFM-wCZ13-v2015-rDXHP-t4-S16-MSRheat - Baseline Design - Hourly Results.csv | 7 | 9 | 15 | 4 | 1.825 | 2.385
| SFM-wCZ13-v2015-rDXHP-t4-S16-MSRheat - Baseline Design - Hourly Results.csv | 7 | 9 | 16 | 4 | 2.04 | 2.7941
| SFM-wCZ13-v2015-rDXHP-t4-S16-MSRheat - Baseline Design - Hourly Results.csv | 7 | 9 | 17 | 4 | 2.2576 | 3.233
| SFM-wCZ13-v2015-rDXHP-t4-S16-MSRheat - Baseline Design - Hourly Results.csv | 7 | 10 | 15 | 5 | 2.507 | 3.5858
| SFM-wCZ13-v2015-rDXHP-t4-S16-MSRheat - Baseline Design - Hourly Results.csv | 7 | 10 | 16 | 5 | 2.7146 | 3.9529
| SFM-wCZ13-v2015-rDXHP-t4-S16-MSRheat - Baseline Design - Hourly Results.csv | 7 | 10 | 17 | 5 | 2.6909 | 3.933
| SFM-wCZ13-v2015-rDXHP-t4-S17-MSRboth - Baseline Design - Hourly Results.csv | 7 | 8 | 15 | 3 | 0.34368 | 0
| SFM-wCZ13-v2015-rDXHP-t4-S17-MSRboth - Baseline Design - Hourly Results.csv | 7 | 8 | 16 | 3 | 0.74355 | 0
| SFM-wCZ13-v2015-rDXHP-t4-S17-MSRboth - Baseline Design - Hourly Results.csv | 7 | 8 | 17 | 3 | 1.0608 | 0.25377
| SFM-wCZ13-v2015-rDXHP-t4-S17-MSRboth - Baseline Design - Hourly Results.csv | 7 | 9 | 15 | 4 | 1.8937 | 2.4747
| SFM-wCZ13-v2015-rDXHP-t4-S17-MSRboth - Baseline Design - Hourly Results.csv | 7 | 9 | 16 | 4 | 2.1168 | 2.8992
| SFM-wCZ13-v2015-rDXHP-t4-S17-MSRboth - Baseline Design - Hourly Results.csv | 7 | 9 | 17 | 4 | 2.3426 | 3.3547
| SFM-wCZ13-v2015-rDXHP-t4-S17-MSRboth - Baseline Design - Hourly Results.csv | 7 | 10 | 15 | 5 | 2.6013 | 3.7207
| SFM-wCZ13-v2015-rDXHP-t4-S17-MSRboth - Baseline Design - Hourly Results.csv | 7 | 10 | 16 | 5 | 2.8168 | 4.1016
| SFM-wCZ13-v2015-rDXHP-t4-S17-MSRboth - Baseline Design - Hourly Results.csv | 7 | 10 | 17 | 5 | 2.7921 | 4.081
| SFM-wCZ13-v2015-rDXHP-t4-S17-MSRcool - Baseline Design - Hourly Results.csv | 7 | 8 | 15 | 3 | 0.34368 | 0
| SFM-wCZ13-v2015-rDXHP-t4-S17-MSRcool - Baseline Design - Hourly Results.csv | 7 | 8 | 16 | 3 | 0.74355 | 0
| SFM-wCZ13-v2015-rDXHP-t4-S17-MSRcool - Baseline Design - Hourly Results.csv | 7 | 8 | 17 | 3 | 1.0608 | 0.25377
| SFM-wCZ13-v2015-rDXHP-t4-S17-MSRcool - Baseline Design - Hourly Results.csv | 7 | 9 | 15 | 4 | 1.8937 | 2.4747
| SFM-wCZ13-v2015-rDXHP-t4-S17-MSRcool - Baseline Design - Hourly Results.csv | 7 | 9 | 16 | 4 | 2.1168 | 2.8992
| SFM-wCZ13-v2015-rDXHP-t4-S17-MSRcool - Baseline Design - Hourly Results.csv | 7 | 9 | 17 | 4 | 2.3426 | 3.3547
| SFM-wCZ13-v2015-rDXHP-t4-S17-MSRcool - Baseline Design - Hourly Results.csv | 7 | 10 | 15 | 5 | 2.6013 | 3.7207
| SFM-wCZ13-v2015-rDXHP-t4-S17-MSRcool - Baseline Design - Hourly Results.csv | 7 | 10 | 16 | 5 | 2.8168 | 4.1016
| SFM-wCZ13-v2015-rDXHP-t4-S17-MSRcool - Baseline Design - Hourly Results.csv | 7 | 10 | 17 | 5 | 2.7921 | 4.081
| SFM-wCZ13-v2015-rDXHP-t4-S17-MSRheat - Baseline Design - Hourly Results.csv | 7 | 8 | 15 | 3 | 0.30946 | 0
| SFM-wCZ13-v2015-rDXHP-t4-S17-MSRheat - Baseline Design - Hourly Results.csv | 7 | 8 | 16 | 3 | 0.66952 | 0
| SFM-wCZ13-v2015-rDXHP-t4-S17-MSRheat - Baseline Design - Hourly Results.csv | 7 | 8 | 17 | 3 | 0.95515 | 0.22851
| SFM-wCZ13-v2015-rDXHP-t4-S17-MSRheat - Baseline Design - Hourly Results.csv | 7 | 9 | 15 | 4 | 1.7052 | 2.2283
| SFM-wCZ13-v2015-rDXHP-t4-S17-MSRheat - Baseline Design - Hourly Results.csv | 7 | 9 | 16 | 4 | 1.906 | 2.6106
| SFM-wCZ13-v2015-rDXHP-t4-S17-MSRheat - Baseline Design - Hourly Results.csv | 7 | 9 | 17 | 4 | 2.1094 | 3.0207
| SFM-wCZ13-v2015-rDXHP-t4-S17-MSRheat - Baseline Design - Hourly Results.csv | 7 | 10 | 15 | 5 | 2.3424 | 3.3503
| SFM-wCZ13-v2015-rDXHP-t4-S17-MSRheat - Baseline Design - Hourly Results.csv | 7 | 10 | 16 | 5 | 2.5363 | 3.6933
| SFM-wCZ13-v2015-rDXHP-t4-S17-MSRheat - Baseline Design - Hourly Results.csv | 7 | 10 | 17 | 5 | 2.5141 | 3.6747
| SFM-wCZ13-v2015-rDXHP-t5-S14-BSLboth - Baseline Design - Hourly Results.csv | 7 | 8 | 15 | 3 | 0.24516 | 0
| SFM-wCZ13-v2015-rDXHP-t5-S14-BSLboth - Baseline Design - Hourly Results.csv | 7 | 8 | 16 | 3 | 0.79235 | 0
| SFM-wCZ13-v2015-rDXHP-t5-S14-BSLboth - Baseline Design - Hourly Results.csv | 7 | 8 | 17 | 3 | 1.219 | 0.051014
| SFM-wCZ13-v2015-rDXHP-t5-S14-BSLboth - Baseline Design - Hourly Results.csv | 7 | 9 | 15 | 4 | 2.2429 | 2.9281
| SFM-wCZ13-v2015-rDXHP-t5-S14-BSLboth - Baseline Design - Hourly Results.csv | 7 | 9 | 16 | 4 | 2.5423 | 3.4988
| SFM-wCZ13-v2015-rDXHP-t5-S14-BSLboth - Baseline Design - Hourly Results.csv | 7 | 9 | 17 | 4 | 2.8252 | 4.0814
| SFM-wCZ13-v2015-rDXHP-t5-S14-BSLboth - Baseline Design - Hourly Results.csv | 7 | 10 | 15 | 5 | 2.9842 | 4.4871
| SFM-wCZ13-v2015-rDXHP-t5-S14-BSLboth - Baseline Design - Hourly Results.csv | 7 | 10 | 16 | 5 | 3.2673 | 4.9618
| SFM-wCZ13-v2015-rDXHP-t5-S14-BSLboth - Baseline Design - Hourly Results.csv | 7 | 10 | 17 | 5 | 3.2524 | 4.9674
| SFM-wCZ13-v2015-rDXHP-t5-S14-BSLcool - Baseline Design - Hourly Results.csv | 7 | 8 | 15 | 3 | 0.24516 | 0
| SFM-wCZ13-v2015-rDXHP-t5-S14-BSLcool - Baseline Design - Hourly Results.csv | 7 | 8 | 16 | 3 | 0.79235 | 0
| SFM-wCZ13-v2015-rDXHP-t5-S14-BSLcool - Baseline Design - Hourly Results.csv | 7 | 8 | 17 | 3 | 1.219 | 0.051014
| SFM-wCZ13-v2015-rDXHP-t5-S14-BSLcool - Baseline Design - Hourly Results.csv | 7 | 9 | 15 | 4 | 2.2429 | 2.9281
| SFM-wCZ13-v2015-rDXHP-t5-S14-BSLcool - Baseline Design - Hourly Results.csv | 7 | 9 | 16 | 4 | 2.5423 | 3.4988
| SFM-wCZ13-v2015-rDXHP-t5-S14-BSLcool - Baseline Design - Hourly Results.csv | 7 | 9 | 17 | 4 | 2.8252 | 4.0814
| SFM-wCZ13-v2015-rDXHP-t5-S14-BSLcool - Baseline Design - Hourly Results.csv | 7 | 10 | 15 | 5 | 2.9842 | 4.4871
| SFM-wCZ13-v2015-rDXHP-t5-S14-BSLcool - Baseline Design - Hourly Results.csv | 7 | 10 | 16 | 5 | 3.2673 | 4.9618
| SFM-wCZ13-v2015-rDXHP-t5-S14-BSLcool - Baseline Design - Hourly Results.csv | 7 | 10 | 17 | 5 | 3.2524 | 4.9674
| SFM-wCZ13-v2015-rDXHP-t5-S14-BSLheat - Baseline Design - Hourly Results.csv | 7 | 8 | 15 | 3 | 0.21392 | 0
| SFM-wCZ13-v2015-rDXHP-t5-S14-BSLheat - Baseline Design - Hourly Results.csv | 7 | 8 | 16 | 3 | 0.69139 | 0
| SFM-wCZ13-v2015-rDXHP-t5-S14-BSLheat - Baseline Design - Hourly Results.csv | 7 | 8 | 17 | 3 | 1.0637 | 0.044514
| SFM-wCZ13-v2015-rDXHP-t5-S14-BSLheat - Baseline Design - Hourly Results.csv | 7 | 9 | 15 | 4 | 1.9571 | 2.555
| SFM-wCZ13-v2015-rDXHP-t5-S14-BSLheat - Baseline Design - Hourly Results.csv | 7 | 9 | 16 | 4 | 2.2183 | 3.0529
| SFM-wCZ13-v2015-rDXHP-t5-S14-BSLheat - Baseline Design - Hourly Results.csv | 7 | 9 | 17 | 4 | 2.4652 | 3.5613
| SFM-wCZ13-v2015-rDXHP-t5-S14-BSLheat - Baseline Design - Hourly Results.csv | 7 | 10 | 15 | 5 | 2.604 | 3.9153
| SFM-wCZ13-v2015-rDXHP-t5-S14-BSLheat - Baseline Design - Hourly Results.csv | 7 | 10 | 16 | 5 | 2.851 | 4.3296
| SFM-wCZ13-v2015-rDXHP-t5-S14-BSLheat - Baseline Design - Hourly Results.csv | 7 | 10 | 17 | 5 | 2.838 | 4.3345
| SFM-wCZ13-v2015-rDXHP-t5-S15-MSRboth - Baseline Design - Hourly Results.csv | 7 | 8 | 15 | 3 | 0.19547 | 0
| SFM-wCZ13-v2015-rDXHP-t5-S15-MSRboth - Baseline Design - Hourly Results.csv | 7 | 8 | 16 | 3 | 0.65244 | 0
| SFM-wCZ13-v2015-rDXHP-t5-S15-MSRboth - Baseline Design - Hourly Results.csv | 7 | 8 | 17 | 3 | 1.0103 | 0.078934
| SFM-wCZ13-v2015-rDXHP-t5-S15-MSRboth - Baseline Design - Hourly Results.csv | 7 | 9 | 15 | 4 | 1.8708 | 2.4445
| SFM-wCZ13-v2015-rDXHP-t5-S15-MSRboth - Baseline Design - Hourly Results.csv | 7 | 9 | 16 | 4 | 2.1241 | 2.9269
| SFM-wCZ13-v2015-rDXHP-t5-S15-MSRboth - Baseline Design - Hourly Results.csv | 7 | 9 | 17 | 4 | 2.358 | 3.4246
| SFM-wCZ13-v2015-rDXHP-t5-S15-MSRboth - Baseline Design - Hourly Results.csv | 7 | 10 | 15 | 5 | 2.495 | 3.7614
| SFM-wCZ13-v2015-rDXHP-t5-S15-MSRboth - Baseline Design - Hourly Results.csv | 7 | 10 | 16 | 5 | 2.7338 | 4.1641
| SFM-wCZ13-v2015-rDXHP-t5-S15-MSRboth - Baseline Design - Hourly Results.csv | 7 | 10 | 17 | 5 | 2.7183 | 4.1759
| SFM-wCZ13-v2015-rDXHP-t5-S15-MSRcool - Baseline Design - Hourly Results.csv | 7 | 8 | 15 | 3 | 0.19547 | 0
| SFM-wCZ13-v2015-rDXHP-t5-S15-MSRcool - Baseline Design - Hourly Results.csv | 7 | 8 | 16 | 3 | 0.65244 | 0
| SFM-wCZ13-v2015-rDXHP-t5-S15-MSRcool - Baseline Design - Hourly Results.csv | 7 | 8 | 17 | 3 | 1.0103 | 0.078934
| SFM-wCZ13-v2015-rDXHP-t5-S15-MSRcool - Baseline Design - Hourly Results.csv | 7 | 9 | 15 | 4 | 1.8708 | 2.4445
| SFM-wCZ13-v2015-rDXHP-t5-S15-MSRcool - Baseline Design - Hourly Results.csv | 7 | 9 | 16 | 4 | 2.1241 | 2.9269
| SFM-wCZ13-v2015-rDXHP-t5-S15-MSRcool - Baseline Design - Hourly Results.csv | 7 | 9 | 17 | 4 | 2.358 | 3.4246
| SFM-wCZ13-v2015-rDXHP-t5-S15-MSRcool - Baseline Design - Hourly Results.csv | 7 | 10 | 15 | 5 | 2.495 | 3.7614
| SFM-wCZ13-v2015-rDXHP-t5-S15-MSRcool - Baseline Design - Hourly Results.csv | 7 | 10 | 16 | 5 | 2.7338 | 4.1641
| SFM-wCZ13-v2015-rDXHP-t5-S15-MSRcool - Baseline Design - Hourly Results.csv | 7 | 10 | 17 | 5 | 2.7183 | 4.1759
| SFM-wCZ13-v2015-rDXHP-t5-S15-MSRheat - Baseline Design - Hourly Results.csv | 7 | 8 | 15 | 3 | 0.17715 | 0
| SFM-wCZ13-v2015-rDXHP-t5-S15-MSRheat - Baseline Design - Hourly Results.csv | 7 | 8 | 16 | 3 | 0.59127 | 0
| SFM-wCZ13-v2015-rDXHP-t5-S15-MSRheat - Baseline Design - Hourly Results.csv | 7 | 8 | 17 | 3 | 0.91555 | 0.071534
| SFM-wCZ13-v2015-rDXHP-t5-S15-MSRheat - Baseline Design - Hourly Results.csv | 7 | 9 | 15 | 4 | 1.6954 | 2.2153
| SFM-wCZ13-v2015-rDXHP-t5-S15-MSRheat - Baseline Design - Hourly Results.csv | 7 | 9 | 16 | 4 | 1.925 | 2.6525
| SFM-wCZ13-v2015-rDXHP-t5-S15-MSRheat - Baseline Design - Hourly Results.csv | 7 | 9 | 17 | 4 | 2.137 | 3.1035
| SFM-wCZ13-v2015-rDXHP-t5-S15-MSRheat - Baseline Design - Hourly Results.csv | 7 | 10 | 15 | 5 | 2.2611 | 3.4088
| SFM-wCZ13-v2015-rDXHP-t5-S15-MSRheat - Baseline Design - Hourly Results.csv | 7 | 10 | 16 | 5 | 2.4775 | 3.7737
| SFM-wCZ13-v2015-rDXHP-t5-S15-MSRheat - Baseline Design - Hourly Results.csv | 7 | 10 | 17 | 5 | 2.4635 | 3.7844
| SFM-wCZ13-v2015-rDXHP-t5-S16-MSRboth - Baseline Design - Hourly Results.csv | 7 | 8 | 15 | 3 | 0.20402 | 0
| SFM-wCZ13-v2015-rDXHP-t5-S16-MSRboth - Baseline Design - Hourly Results.csv | 7 | 8 | 16 | 3 | 0.67261 | 0
| SFM-wCZ13-v2015-rDXHP-t5-S16-MSRboth - Baseline Design - Hourly Results.csv | 7 | 8 | 17 | 3 | 1.0386 | 0.036431
| SFM-wCZ13-v2015-rDXHP-t5-S16-MSRboth - Baseline Design - Hourly Results.csv | 7 | 9 | 15 | 4 | 1.9357 | 2.4886
| SFM-wCZ13-v2015-rDXHP-t5-S16-MSRboth - Baseline Design - Hourly Results.csv | 7 | 9 | 16 | 4 | 2.1852 | 2.9678
| SFM-wCZ13-v2015-rDXHP-t5-S16-MSRboth - Baseline Design - Hourly Results.csv | 7 | 9 | 17 | 4 | 2.4315 | 3.4713
| SFM-wCZ13-v2015-rDXHP-t5-S16-MSRboth - Baseline Design - Hourly Results.csv | 7 | 10 | 15 | 5 | 2.6272 | 3.8051
| SFM-wCZ13-v2015-rDXHP-t5-S16-MSRboth - Baseline Design - Hourly Results.csv | 7 | 10 | 16 | 5 | 2.9313 | 4.2312
| SFM-wCZ13-v2015-rDXHP-t5-S16-MSRboth - Baseline Design - Hourly Results.csv | 7 | 10 | 17 | 5 | 2.9118 | 4.2305
| SFM-wCZ13-v2015-rDXHP-t5-S16-MSRcool - Baseline Design - Hourly Results.csv | 7 | 8 | 15 | 3 | 0.20402 | 0
| SFM-wCZ13-v2015-rDXHP-t5-S16-MSRcool - Baseline Design - Hourly Results.csv | 7 | 8 | 16 | 3 | 0.67261 | 0
| SFM-wCZ13-v2015-rDXHP-t5-S16-MSRcool - Baseline Design - Hourly Results.csv | 7 | 8 | 17 | 3 | 1.0386 | 0.036431
| SFM-wCZ13-v2015-rDXHP-t5-S16-MSRcool - Baseline Design - Hourly Results.csv | 7 | 9 | 15 | 4 | 1.9357 | 2.4886
| SFM-wCZ13-v2015-rDXHP-t5-S16-MSRcool - Baseline Design - Hourly Results.csv | 7 | 9 | 16 | 4 | 2.1852 | 2.9678
| SFM-wCZ13-v2015-rDXHP-t5-S16-MSRcool - Baseline Design - Hourly Results.csv | 7 | 9 | 17 | 4 | 2.4315 | 3.4713
| SFM-wCZ13-v2015-rDXHP-t5-S16-MSRcool - Baseline Design - Hourly Results.csv | 7 | 10 | 15 | 5 | 2.6272 | 3.8051
| SFM-wCZ13-v2015-rDXHP-t5-S16-MSRcool - Baseline Design - Hourly Results.csv | 7 | 10 | 16 | 5 | 2.9313 | 4.2312
| SFM-wCZ13-v2015-rDXHP-t5-S16-MSRcool - Baseline Design - Hourly Results.csv | 7 | 10 | 17 | 5 | 2.9118 | 4.2305
| SFM-wCZ13-v2015-rDXHP-t5-S16-MSRheat - Baseline Design - Hourly Results.csv | 7 | 8 | 15 | 3 | 0.18466 | 0
| SFM-wCZ13-v2015-rDXHP-t5-S16-MSRheat - Baseline Design - Hourly Results.csv | 7 | 8 | 16 | 3 | 0.6088 | 0
| SFM-wCZ13-v2015-rDXHP-t5-S16-MSRheat - Baseline Design - Hourly Results.csv | 7 | 8 | 17 | 3 | 0.94005 | 0.032975
| SFM-wCZ13-v2015-rDXHP-t5-S16-MSRheat - Baseline Design - Hourly Results.csv | 7 | 9 | 15 | 4 | 1.7521 | 2.2525
| SFM-wCZ13-v2015-rDXHP-t5-S16-MSRheat - Baseline Design - Hourly Results.csv | 7 | 9 | 16 | 4 | 1.9779 | 2.6862
| SFM-wCZ13-v2015-rDXHP-t5-S16-MSRheat - Baseline Design - Hourly Results.csv | 7 | 9 | 17 | 4 | 2.2008 | 3.142
| SFM-wCZ13-v2015-rDXHP-t5-S16-MSRheat - Baseline Design - Hourly Results.csv | 7 | 10 | 15 | 5 | 2.3779 | 3.4441
| SFM-wCZ13-v2015-rDXHP-t5-S16-MSRheat - Baseline Design - Hourly Results.csv | 7 | 10 | 16 | 5 | 2.6532 | 3.8298
| SFM-wCZ13-v2015-rDXHP-t5-S16-MSRheat - Baseline Design - Hourly Results.csv | 7 | 10 | 17 | 5 | 2.6355 | 3.8292
| SFM-wCZ13-v2015-rDXHP-t5-S17-MSRboth - Baseline Design - Hourly Results.csv | 7 | 8 | 15 | 3 | 0.19161 | 0
| SFM-wCZ13-v2015-rDXHP-t5-S17-MSRboth - Baseline Design - Hourly Results.csv | 7 | 8 | 16 | 3 | 0.6317 | 0
| SFM-wCZ13-v2015-rDXHP-t5-S17-MSRboth - Baseline Design - Hourly Results.csv | 7 | 8 | 17 | 3 | 0.97542 | 0.034216
| SFM-wCZ13-v2015-rDXHP-t5-S17-MSRboth - Baseline Design - Hourly Results.csv | 7 | 9 | 15 | 4 | 1.818 | 2.3373
| SFM-wCZ13-v2015-rDXHP-t5-S17-MSRboth - Baseline Design - Hourly Results.csv | 7 | 9 | 16 | 4 | 2.0523 | 2.7873
| SFM-wCZ13-v2015-rDXHP-t5-S17-MSRboth - Baseline Design - Hourly Results.csv | 7 | 9 | 17 | 4 | 2.2836 | 3.2602
| SFM-wCZ13-v2015-rDXHP-t5-S17-MSRboth - Baseline Design - Hourly Results.csv | 7 | 10 | 15 | 5 | 2.4674 | 3.5737
| SFM-wCZ13-v2015-rDXHP-t5-S17-MSRboth - Baseline Design - Hourly Results.csv | 7 | 10 | 16 | 5 | 2.753 | 3.9739
| SFM-wCZ13-v2015-rDXHP-t5-S17-MSRboth - Baseline Design - Hourly Results.csv | 7 | 10 | 17 | 5 | 2.7347 | 3.9732
| SFM-wCZ13-v2015-rDXHP-t5-S17-MSRcool - Baseline Design - Hourly Results.csv | 7 | 8 | 15 | 3 | 0.19161 | 0
| SFM-wCZ13-v2015-rDXHP-t5-S17-MSRcool - Baseline Design - Hourly Results.csv | 7 | 8 | 16 | 3 | 0.6317 | 0
| SFM-wCZ13-v2015-rDXHP-t5-S17-MSRcool - Baseline Design - Hourly Results.csv | 7 | 8 | 17 | 3 | 0.97542 | 0.034216
| SFM-wCZ13-v2015-rDXHP-t5-S17-MSRcool - Baseline Design - Hourly Results.csv | 7 | 9 | 15 | 4 | 1.818 | 2.3373
| SFM-wCZ13-v2015-rDXHP-t5-S17-MSRcool - Baseline Design - Hourly Results.csv | 7 | 9 | 16 | 4 | 2.0523 | 2.7873
| SFM-wCZ13-v2015-rDXHP-t5-S17-MSRcool - Baseline Design - Hourly Results.csv | 7 | 9 | 17 | 4 | 2.2836 | 3.2602
| SFM-wCZ13-v2015-rDXHP-t5-S17-MSRcool - Baseline Design - Hourly Results.csv | 7 | 10 | 15 | 5 | 2.4674 | 3.5737
| SFM-wCZ13-v2015-rDXHP-t5-S17-MSRcool - Baseline Design - Hourly Results.csv | 7 | 10 | 16 | 5 | 2.753 | 3.9739
| SFM-wCZ13-v2015-rDXHP-t5-S17-MSRcool - Baseline Design - Hourly Results.csv | 7 | 10 | 17 | 5 | 2.7347 | 3.9732
| SFM-wCZ13-v2015-rDXHP-t5-S17-MSRheat - Baseline Design - Hourly Results.csv | 7 | 8 | 15 | 3 | 0.17253 | 0
| SFM-wCZ13-v2015-rDXHP-t5-S17-MSRheat - Baseline Design - Hourly Results.csv | 7 | 8 | 16 | 3 | 0.56881 | 0
| SFM-wCZ13-v2015-rDXHP-t5-S17-MSRheat - Baseline Design - Hourly Results.csv | 7 | 8 | 17 | 3 | 0.87831 | 0.03081
| SFM-wCZ13-v2015-rDXHP-t5-S17-MSRheat - Baseline Design - Hourly Results.csv | 7 | 9 | 15 | 4 | 1.637 | 2.1046
| SFM-wCZ13-v2015-rDXHP-t5-S17-MSRheat - Baseline Design - Hourly Results.csv | 7 | 9 | 16 | 4 | 1.848 | 2.5098
| SFM-wCZ13-v2015-rDXHP-t5-S17-MSRheat - Baseline Design - Hourly Results.csv | 7 | 9 | 17 | 4 | 2.0563 | 2.9356
| SFM-wCZ13-v2015-rDXHP-t5-S17-MSRheat - Baseline Design - Hourly Results.csv | 7 | 10 | 15 | 5 | 2.2218 | 3.2179
| SFM-wCZ13-v2015-rDXHP-t5-S17-MSRheat - Baseline Design - Hourly Results.csv | 7 | 10 | 16 | 5 | 2.479 | 3.5783
| SFM-wCZ13-v2015-rDXHP-t5-S17-MSRheat - Baseline Design - Hourly Results.csv | 7 | 10 | 17 | 5 | 2.4624 | 3.5777
| SFM-wCZ14-v2015-rDXGF-t1-S14-BSLcool - Baseline Design - Hourly Results.csv | 8 | 26 | 15 | 3 | 4.5287 | 7.9213
| SFM-wCZ14-v2015-rDXGF-t1-S14-BSLcool - Baseline Design - Hourly Results.csv | 8 | 26 | 16 | 3 | 4.7457 | 8.2082
| SFM-wCZ14-v2015-rDXGF-t1-S14-BSLcool - Baseline Design - Hourly Results.csv | 8 | 26 | 17 | 3 | 4.6285 | 8.0137
| SFM-wCZ14-v2015-rDXGF-t1-S14-BSLcool - Baseline Design - Hourly Results.csv | 8 | 27 | 15 | 4 | 4.7217 | 8.3099
| SFM-wCZ14-v2015-rDXGF-t1-S14-BSLcool - Baseline Design - Hourly Results.csv | 8 | 27 | 16 | 4 | 4.5424 | 7.9209
| SFM-wCZ14-v2015-rDXGF-t1-S14-BSLcool - Baseline Design - Hourly Results.csv | 8 | 27 | 17 | 4 | 4.4395 | 7.706
| SFM-wCZ14-v2015-rDXGF-t1-S14-BSLcool - Baseline Design - Hourly Results.csv | 8 | 28 | 15 | 5 | 3.9877 | 6.971
| SFM-wCZ14-v2015-rDXGF-t1-S14-BSLcool - Baseline Design - Hourly Results.csv | 8 | 28 | 16 | 5 | 3.9707 | 6.8672
| SFM-wCZ14-v2015-rDXGF-t1-S14-BSLcool - Baseline Design - Hourly Results.csv | 8 | 28 | 17 | 5 | 4.0012 | 6.91
| SFM-wCZ14-v2015-rDXGF-t1-S14-BSLheat - Baseline Design - Hourly Results.csv | 8 | 26 | 15 | 3 | 4.1216 | 7.2354
| SFM-wCZ14-v2015-rDXGF-t1-S14-BSLheat - Baseline Design - Hourly Results.csv | 8 | 26 | 16 | 3 | 4.2614 | 7.4216
| SFM-wCZ14-v2015-rDXGF-t1-S14-BSLheat - Baseline Design - Hourly Results.csv | 8 | 26 | 17 | 3 | 4.1343 | 7.1927
| SFM-wCZ14-v2015-rDXGF-t1-S14-BSLheat - Baseline Design - Hourly Results.csv | 8 | 27 | 15 | 4 | 4.2918 | 7.5618
| SFM-wCZ14-v2015-rDXGF-t1-S14-BSLheat - Baseline Design - Hourly Results.csv | 8 | 27 | 16 | 4 | 4.0689 | 7.12
| SFM-wCZ14-v2015-rDXGF-t1-S14-BSLheat - Baseline Design - Hourly Results.csv | 8 | 27 | 17 | 4 | 3.9574 | 6.911
| SFM-wCZ14-v2015-rDXGF-t1-S14-BSLheat - Baseline Design - Hourly Results.csv | 8 | 28 | 15 | 5 | 3.6659 | 6.3931
| SFM-wCZ14-v2015-rDXGF-t1-S14-BSLheat - Baseline Design - Hourly Results.csv | 8 | 28 | 16 | 5 | 3.5996 | 6.2542
| SFM-wCZ14-v2015-rDXGF-t1-S14-BSLheat - Baseline Design - Hourly Results.csv | 8 | 28 | 17 | 5 | 3.6268 | 6.2394
| SFM-wCZ14-v2015-rDXGF-t1-S15-MSRcool - Baseline Design - Hourly Results.csv | 8 | 26 | 15 | 3 | 3.8134 | 6.7661
| SFM-wCZ14-v2015-rDXGF-t1-S15-MSRcool - Baseline Design - Hourly Results.csv | 8 | 26 | 16 | 3 | 3.9392 | 6.9326
| SFM-wCZ14-v2015-rDXGF-t1-S15-MSRcool - Baseline Design - Hourly Results.csv | 8 | 26 | 17 | 3 | 3.8221 | 6.7369
| SFM-wCZ14-v2015-rDXGF-t1-S15-MSRcool - Baseline Design - Hourly Results.csv | 8 | 27 | 15 | 4 | 3.9475 | 7.0404
| SFM-wCZ14-v2015-rDXGF-t1-S15-MSRcool - Baseline Design - Hourly Results.csv | 8 | 27 | 16 | 4 | 3.7639 | 6.6629
| SFM-wCZ14-v2015-rDXGF-t1-S15-MSRcool - Baseline Design - Hourly Results.csv | 8 | 27 | 17 | 4 | 3.6307 | 6.4203
| SFM-wCZ14-v2015-rDXGF-t1-S15-MSRcool - Baseline Design - Hourly Results.csv | 8 | 28 | 15 | 5 | 3.4008 | 6.0188
| SFM-wCZ14-v2015-rDXGF-t1-S15-MSRcool - Baseline Design - Hourly Results.csv | 8 | 28 | 16 | 5 | 3.3529 | 5.9084
| SFM-wCZ14-v2015-rDXGF-t1-S15-MSRcool - Baseline Design - Hourly Results.csv | 8 | 28 | 17 | 5 | 3.3419 | 5.8887
| SFM-wCZ14-v2015-rDXGF-t1-S15-MSRheat - Baseline Design - Hourly Results.csv | 8 | 26 | 15 | 3 | 3.6592 | 6.496
| SFM-wCZ14-v2015-rDXGF-t1-S15-MSRheat - Baseline Design - Hourly Results.csv | 8 | 26 | 16 | 3 | 3.7802 | 6.6599
| SFM-wCZ14-v2015-rDXGF-t1-S15-MSRheat - Baseline Design - Hourly Results.csv | 8 | 26 | 17 | 3 | 3.6644 | 6.4676
| SFM-wCZ14-v2015-rDXGF-t1-S15-MSRheat - Baseline Design - Hourly Results.csv | 8 | 27 | 15 | 4 | 3.792 | 6.7656
| SFM-wCZ14-v2015-rDXGF-t1-S15-MSRheat - Baseline Design - Hourly Results.csv | 8 | 27 | 16 | 4 | 3.6118 | 6.4005
| SFM-wCZ14-v2015-rDXGF-t1-S15-MSRheat - Baseline Design - Hourly Results.csv | 8 | 27 | 17 | 4 | 3.4801 | 6.16
| SFM-wCZ14-v2015-rDXGF-t1-S15-MSRheat - Baseline Design - Hourly Results.csv | 8 | 28 | 15 | 5 | 3.2629 | 5.7595
| SFM-wCZ14-v2015-rDXGF-t1-S15-MSRheat - Baseline Design - Hourly Results.csv | 8 | 28 | 16 | 5 | 3.2152 | 5.6522
| SFM-wCZ14-v2015-rDXGF-t1-S15-MSRheat - Baseline Design - Hourly Results.csv | 8 | 28 | 17 | 5 | 3.2032 | 5.6344
| SFM-wCZ14-v2015-rDXGF-t1-S16-MSRcool - Baseline Design - Hourly Results.csv | 8 | 26 | 15 | 3 | 3.9725 | 6.6091
| SFM-wCZ14-v2015-rDXGF-t1-S16-MSRcool - Baseline Design - Hourly Results.csv | 8 | 26 | 16 | 3 | 4.1503 | 6.873
| SFM-wCZ14-v2015-rDXGF-t1-S16-MSRcool - Baseline Design - Hourly Results.csv | 8 | 26 | 17 | 3 | 4.0509 | 6.7141
| SFM-wCZ14-v2015-rDXGF-t1-S16-MSRcool - Baseline Design - Hourly Results.csv | 8 | 27 | 15 | 4 | 4.1138 | 6.9065
| SFM-wCZ14-v2015-rDXGF-t1-S16-MSRcool - Baseline Design - Hourly Results.csv | 8 | 27 | 16 | 4 | 3.9894 | 6.6225
| SFM-wCZ14-v2015-rDXGF-t1-S16-MSRcool - Baseline Design - Hourly Results.csv | 8 | 27 | 17 | 4 | 3.8939 | 6.4439
| SFM-wCZ14-v2015-rDXGF-t1-S16-MSRcool - Baseline Design - Hourly Results.csv | 8 | 28 | 15 | 5 | 3.3098 | 5.7992
| SFM-wCZ14-v2015-rDXGF-t1-S16-MSRcool - Baseline Design - Hourly Results.csv | 8 | 28 | 16 | 5 | 3.328 | 5.7637
| SFM-wCZ14-v2015-rDXGF-t1-S16-MSRcool - Baseline Design - Hourly Results.csv | 8 | 28 | 17 | 5 | 3.3484 | 5.81
| SFM-wCZ14-v2015-rDXGF-t1-S16-MSRheat - Baseline Design - Hourly Results.csv | 8 | 26 | 15 | 3 | 3.7666 | 6.513
| SFM-wCZ14-v2015-rDXGF-t1-S16-MSRheat - Baseline Design - Hourly Results.csv | 8 | 26 | 16 | 3 | 3.9292 | 6.7332
| SFM-wCZ14-v2015-rDXGF-t1-S16-MSRheat - Baseline Design - Hourly Results.csv | 8 | 26 | 17 | 3 | 3.8474 | 6.5791
| SFM-wCZ14-v2015-rDXGF-t1-S16-MSRheat - Baseline Design - Hourly Results.csv | 8 | 27 | 15 | 4 | 3.9029 | 6.7797
| SFM-wCZ14-v2015-rDXGF-t1-S16-MSRheat - Baseline Design - Hourly Results.csv | 8 | 27 | 16 | 4 | 3.7824 | 6.4955
| SFM-wCZ14-v2015-rDXGF-t1-S16-MSRheat - Baseline Design - Hourly Results.csv | 8 | 27 | 17 | 4 | 3.6963 | 6.3411
| SFM-wCZ14-v2015-rDXGF-t1-S16-MSRheat - Baseline Design - Hourly Results.csv | 8 | 28 | 15 | 5 | 3.371 | 5.5697
| SFM-wCZ14-v2015-rDXGF-t1-S16-MSRheat - Baseline Design - Hourly Results.csv | 8 | 28 | 16 | 5 | 3.3363 | 5.448
| SFM-wCZ14-v2015-rDXGF-t1-S16-MSRheat - Baseline Design - Hourly Results.csv | 8 | 28 | 17 | 5 | 3.3729 | 5.4989
| SFM-wCZ14-v2015-rDXGF-t1-S17-MSRcool - Baseline Design - Hourly Results.csv | 8 | 26 | 15 | 3 | 3.7309 | 6.2072
| SFM-wCZ14-v2015-rDXGF-t1-S17-MSRcool - Baseline Design - Hourly Results.csv | 8 | 26 | 16 | 3 | 3.8979 | 6.455
| SFM-wCZ14-v2015-rDXGF-t1-S17-MSRcool - Baseline Design - Hourly Results.csv | 8 | 26 | 17 | 3 | 3.8045 | 6.3058
| SFM-wCZ14-v2015-rDXGF-t1-S17-MSRcool - Baseline Design - Hourly Results.csv | 8 | 27 | 15 | 4 | 3.8636 | 6.4865
| SFM-wCZ14-v2015-rDXGF-t1-S17-MSRcool - Baseline Design - Hourly Results.csv | 8 | 27 | 16 | 4 | 3.7468 | 6.2197
| SFM-wCZ14-v2015-rDXGF-t1-S17-MSRcool - Baseline Design - Hourly Results.csv | 8 | 27 | 17 | 4 | 3.6571 | 6.052
| SFM-wCZ14-v2015-rDXGF-t1-S17-MSRcool - Baseline Design - Hourly Results.csv | 8 | 28 | 15 | 5 | 3.1085 | 5.4465
| SFM-wCZ14-v2015-rDXGF-t1-S17-MSRcool - Baseline Design - Hourly Results.csv | 8 | 28 | 16 | 5 | 3.1256 | 5.4131
| SFM-wCZ14-v2015-rDXGF-t1-S17-MSRcool - Baseline Design - Hourly Results.csv | 8 | 28 | 17 | 5 | 3.1448 | 5.4567
| SFM-wCZ14-v2015-rDXGF-t1-S17-MSRheat - Baseline Design - Hourly Results.csv | 8 | 26 | 15 | 3 | 3.5192 | 6.0852
| SFM-wCZ14-v2015-rDXGF-t1-S17-MSRheat - Baseline Design - Hourly Results.csv | 8 | 26 | 16 | 3 | 3.6712 | 6.291
| SFM-wCZ14-v2015-rDXGF-t1-S17-MSRheat - Baseline Design - Hourly Results.csv | 8 | 26 | 17 | 3 | 3.5947 | 6.147
| SFM-wCZ14-v2015-rDXGF-t1-S17-MSRheat - Baseline Design - Hourly Results.csv | 8 | 27 | 15 | 4 | 3.6466 | 6.3344
| SFM-wCZ14-v2015-rDXGF-t1-S17-MSRheat - Baseline Design - Hourly Results.csv | 8 | 27 | 16 | 4 | 3.534 | 6.0689
| SFM-wCZ14-v2015-rDXGF-t1-S17-MSRheat - Baseline Design - Hourly Results.csv | 8 | 27 | 17 | 4 | 3.4535 | 5.9246
| SFM-wCZ14-v2015-rDXGF-t1-S17-MSRheat - Baseline Design - Hourly Results.csv | 8 | 28 | 15 | 5 | 3.1496 | 5.2039
| SFM-wCZ14-v2015-rDXGF-t1-S17-MSRheat - Baseline Design - Hourly Results.csv | 8 | 28 | 16 | 5 | 3.1172 | 5.0902
| SFM-wCZ14-v2015-rDXGF-t1-S17-MSRheat - Baseline Design - Hourly Results.csv | 8 | 28 | 17 | 5 | 3.1513 | 5.1378
| SFM-wCZ14-v2015-rDXGF-t2-S14-BSLcool - Baseline Design - Hourly Results.csv | 8 | 26 | 15 | 3 | 3.9494 | 6.8395
| SFM-wCZ14-v2015-rDXGF-t2-S14-BSLcool - Baseline Design - Hourly Results.csv | 8 | 26 | 16 | 3 | 4.1182 | 7.1033
| SFM-wCZ14-v2015-rDXGF-t2-S14-BSLcool - Baseline Design - Hourly Results.csv | 8 | 26 | 17 | 3 | 5.5133 | 10.0072
| SFM-wCZ14-v2015-rDXGF-t2-S14-BSLcool - Baseline Design - Hourly Results.csv | 8 | 27 | 15 | 4 | 4.178 | 7.3427
| SFM-wCZ14-v2015-rDXGF-t2-S14-BSLcool - Baseline Design - Hourly Results.csv | 8 | 27 | 16 | 4 | 4 | 6.9504
| SFM-wCZ14-v2015-rDXGF-t2-S14-BSLcool - Baseline Design - Hourly Results.csv | 8 | 27 | 17 | 4 | 5.3442 | 9.7493
| SFM-wCZ14-v2015-rDXGF-t2-S14-BSLcool - Baseline Design - Hourly Results.csv | 8 | 28 | 15 | 5 | 3.4274 | 5.8637
| SFM-wCZ14-v2015-rDXGF-t2-S14-BSLcool - Baseline Design - Hourly Results.csv | 8 | 28 | 16 | 5 | 3.4131 | 5.8503
| SFM-wCZ14-v2015-rDXGF-t2-S14-BSLcool - Baseline Design - Hourly Results.csv | 8 | 28 | 17 | 5 | 4.825 | 8.7521
| SFM-wCZ14-v2015-rDXGF-t2-S14-BSLheat - Baseline Design - Hourly Results.csv | 8 | 26 | 15 | 3 | 3.5718 | 6.1896
| SFM-wCZ14-v2015-rDXGF-t2-S14-BSLheat - Baseline Design - Hourly Results.csv | 8 | 26 | 16 | 3 | 3.727 | 6.4323
| SFM-wCZ14-v2015-rDXGF-t2-S14-BSLheat - Baseline Design - Hourly Results.csv | 8 | 26 | 17 | 3 | 4.8676 | 8.8968
| SFM-wCZ14-v2015-rDXGF-t2-S14-BSLheat - Baseline Design - Hourly Results.csv | 8 | 27 | 15 | 4 | 3.7838 | 6.65
| SFM-wCZ14-v2015-rDXGF-t2-S14-BSLheat - Baseline Design - Hourly Results.csv | 8 | 27 | 16 | 4 | 3.6041 | 6.3005
| SFM-wCZ14-v2015-rDXGF-t2-S14-BSLheat - Baseline Design - Hourly Results.csv | 8 | 27 | 17 | 4 | 4.7115 | 8.625
| SFM-wCZ14-v2015-rDXGF-t2-S14-BSLheat - Baseline Design - Hourly Results.csv | 8 | 28 | 15 | 5 | 3.1132 | 5.3324
| SFM-wCZ14-v2015-rDXGF-t2-S14-BSLheat - Baseline Design - Hourly Results.csv | 8 | 28 | 16 | 5 | 3.1008 | 5.3215
| SFM-wCZ14-v2015-rDXGF-t2-S14-BSLheat - Baseline Design - Hourly Results.csv | 8 | 28 | 17 | 5 | 4.3289 | 7.854
| SFM-wCZ14-v2015-rDXGF-t2-S15-MSRcool - Baseline Design - Hourly Results.csv | 8 | 26 | 15 | 3 | 3.3192 | 5.8235
| SFM-wCZ14-v2015-rDXGF-t2-S15-MSRcool - Baseline Design - Hourly Results.csv | 8 | 26 | 16 | 3 | 3.4602 | 6.0461
| SFM-wCZ14-v2015-rDXGF-t2-S15-MSRcool - Baseline Design - Hourly Results.csv | 8 | 26 | 17 | 3 | 4.5475 | 8.4118
| SFM-wCZ14-v2015-rDXGF-t2-S15-MSRcool - Baseline Design - Hourly Results.csv | 8 | 27 | 15 | 4 | 3.5 | 6.2255
| SFM-wCZ14-v2015-rDXGF-t2-S15-MSRcool - Baseline Design - Hourly Results.csv | 8 | 27 | 16 | 4 | 3.351 | 5.9259
| SFM-wCZ14-v2015-rDXGF-t2-S15-MSRcool - Baseline Design - Hourly Results.csv | 8 | 27 | 17 | 4 | 4.3691 | 8.1125
| SFM-wCZ14-v2015-rDXGF-t2-S15-MSRcool - Baseline Design - Hourly Results.csv | 8 | 28 | 15 | 5 | 2.8887 | 5.0119
| SFM-wCZ14-v2015-rDXGF-t2-S15-MSRcool - Baseline Design - Hourly Results.csv | 8 | 28 | 16 | 5 | 2.8889 | 5.0096
| SFM-wCZ14-v2015-rDXGF-t2-S15-MSRcool - Baseline Design - Hourly Results.csv | 8 | 28 | 17 | 5 | 4.0263 | 7.4574
| SFM-wCZ14-v2015-rDXGF-t2-S15-MSRheat - Baseline Design - Hourly Results.csv | 8 | 26 | 15 | 3 | 3.1821 | 5.5808
| SFM-wCZ14-v2015-rDXGF-t2-S15-MSRheat - Baseline Design - Hourly Results.csv | 8 | 26 | 16 | 3 | 3.3152 | 5.7929
| SFM-wCZ14-v2015-rDXGF-t2-S15-MSRheat - Baseline Design - Hourly Results.csv | 8 | 26 | 17 | 3 | 4.3391 | 8.0241
| SFM-wCZ14-v2015-rDXGF-t2-S15-MSRheat - Baseline Design - Hourly Results.csv | 8 | 27 | 15 | 4 | 3.3582 | 5.974
| SFM-wCZ14-v2015-rDXGF-t2-S15-MSRheat - Baseline Design - Hourly Results.csv | 8 | 27 | 16 | 4 | 3.2107 | 5.6746
| SFM-wCZ14-v2015-rDXGF-t2-S15-MSRheat - Baseline Design - Hourly Results.csv | 8 | 27 | 17 | 4 | 4.1693 | 7.7409
| SFM-wCZ14-v2015-rDXGF-t2-S15-MSRheat - Baseline Design - Hourly Results.csv | 8 | 28 | 15 | 5 | 2.7706 | 4.8068
| SFM-wCZ14-v2015-rDXGF-t2-S15-MSRheat - Baseline Design - Hourly Results.csv | 8 | 28 | 16 | 5 | 2.7673 | 4.8063
| SFM-wCZ14-v2015-rDXGF-t2-S15-MSRheat - Baseline Design - Hourly Results.csv | 8 | 28 | 17 | 5 | 3.8408 | 7.1075
| SFM-wCZ14-v2015-rDXGF-t2-S16-MSRcool - Baseline Design - Hourly Results.csv | 8 | 26 | 15 | 3 | 3.2937 | 5.7366
| SFM-wCZ14-v2015-rDXGF-t2-S16-MSRcool - Baseline Design - Hourly Results.csv | 8 | 26 | 16 | 3 | 3.4867 | 5.9607
| SFM-wCZ14-v2015-rDXGF-t2-S16-MSRcool - Baseline Design - Hourly Results.csv | 8 | 26 | 17 | 3 | 4.7139 | 8.7426
| SFM-wCZ14-v2015-rDXGF-t2-S16-MSRcool - Baseline Design - Hourly Results.csv | 8 | 27 | 15 | 4 | 3.4886 | 6.1302
| SFM-wCZ14-v2015-rDXGF-t2-S16-MSRcool - Baseline Design - Hourly Results.csv | 8 | 27 | 16 | 4 | 3.3824 | 5.8917
| SFM-wCZ14-v2015-rDXGF-t2-S16-MSRcool - Baseline Design - Hourly Results.csv | 8 | 27 | 17 | 4 | 4.5778 | 8.5242
| SFM-wCZ14-v2015-rDXGF-t2-S16-MSRcool - Baseline Design - Hourly Results.csv | 8 | 28 | 15 | 5 | 2.8408 | 4.9019
| SFM-wCZ14-v2015-rDXGF-t2-S16-MSRcool - Baseline Design - Hourly Results.csv | 8 | 28 | 16 | 5 | 2.8508 | 4.8861
| SFM-wCZ14-v2015-rDXGF-t2-S16-MSRcool - Baseline Design - Hourly Results.csv | 8 | 28 | 17 | 5 | 4.2017 | 7.7529
| SFM-wCZ14-v2015-rDXGF-t2-S16-MSRheat - Baseline Design - Hourly Results.csv | 8 | 26 | 15 | 3 | 3.1641 | 5.5275
| SFM-wCZ14-v2015-rDXGF-t2-S16-MSRheat - Baseline Design - Hourly Results.csv | 8 | 26 | 16 | 3 | 3.484 | 5.7277
| SFM-wCZ14-v2015-rDXGF-t2-S16-MSRheat - Baseline Design - Hourly Results.csv | 8 | 26 | 17 | 3 | 4.4328 | 8.203
| SFM-wCZ14-v2015-rDXGF-t2-S16-MSRheat - Baseline Design - Hourly Results.csv | 8 | 27 | 15 | 4 | 3.5371 | 5.9014
| SFM-wCZ14-v2015-rDXGF-t2-S16-MSRheat - Baseline Design - Hourly Results.csv | 8 | 27 | 16 | 4 | 3.3634 | 5.5782
| SFM-wCZ14-v2015-rDXGF-t2-S16-MSRheat - Baseline Design - Hourly Results.csv | 8 | 27 | 17 | 4 | 4.3052 | 8.0065
| SFM-wCZ14-v2015-rDXGF-t2-S16-MSRheat - Baseline Design - Hourly Results.csv | 8 | 28 | 15 | 5 | 2.7348 | 4.72
| SFM-wCZ14-v2015-rDXGF-t2-S16-MSRheat - Baseline Design - Hourly Results.csv | 8 | 28 | 16 | 5 | 2.7194 | 4.7012
| SFM-wCZ14-v2015-rDXGF-t2-S16-MSRheat - Baseline Design - Hourly Results.csv | 8 | 28 | 17 | 5 | 3.9576 | 7.2539
| SFM-wCZ14-v2015-rDXGF-t2-S17-MSRcool - Baseline Design - Hourly Results.csv | 8 | 26 | 15 | 3 | 3.0934 | 5.3877
| SFM-wCZ14-v2015-rDXGF-t2-S17-MSRcool - Baseline Design - Hourly Results.csv | 8 | 26 | 16 | 3 | 3.2747 | 5.5982
| SFM-wCZ14-v2015-rDXGF-t2-S17-MSRcool - Baseline Design - Hourly Results.csv | 8 | 26 | 17 | 3 | 4.4272 | 8.2109
| SFM-wCZ14-v2015-rDXGF-t2-S17-MSRcool - Baseline Design - Hourly Results.csv | 8 | 27 | 15 | 4 | 3.2765 | 5.7574
| SFM-wCZ14-v2015-rDXGF-t2-S17-MSRcool - Baseline Design - Hourly Results.csv | 8 | 27 | 16 | 4 | 3.1767 | 5.5334
| SFM-wCZ14-v2015-rDXGF-t2-S17-MSRcool - Baseline Design - Hourly Results.csv | 8 | 27 | 17 | 4 | 4.2994 | 8.0058
| SFM-wCZ14-v2015-rDXGF-t2-S17-MSRcool - Baseline Design - Hourly Results.csv | 8 | 28 | 15 | 5 | 2.6681 | 4.6038
| SFM-wCZ14-v2015-rDXGF-t2-S17-MSRcool - Baseline Design - Hourly Results.csv | 8 | 28 | 16 | 5 | 2.6774 | 4.589
| SFM-wCZ14-v2015-rDXGF-t2-S17-MSRcool - Baseline Design - Hourly Results.csv | 8 | 28 | 17 | 5 | 3.9462 | 7.2815
| SFM-wCZ14-v2015-rDXGF-t2-S17-MSRheat - Baseline Design - Hourly Results.csv | 8 | 26 | 15 | 3 | 2.9563 | 5.1644
| SFM-wCZ14-v2015-rDXGF-t2-S17-MSRheat - Baseline Design - Hourly Results.csv | 8 | 26 | 16 | 3 | 3.2552 | 5.3515
| SFM-wCZ14-v2015-rDXGF-t2-S17-MSRheat - Baseline Design - Hourly Results.csv | 8 | 26 | 17 | 3 | 4.1417 | 7.6643
| SFM-wCZ14-v2015-rDXGF-t2-S17-MSRheat - Baseline Design - Hourly Results.csv | 8 | 27 | 15 | 4 | 3.3048 | 5.5138
| SFM-wCZ14-v2015-rDXGF-t2-S17-MSRheat - Baseline Design - Hourly Results.csv | 8 | 27 | 16 | 4 | 3.1425 | 5.2119
| SFM-wCZ14-v2015-rDXGF-t2-S17-MSRheat - Baseline Design - Hourly Results.csv | 8 | 27 | 17 | 4 | 4.0224 | 7.4807
| SFM-wCZ14-v2015-rDXGF-t2-S17-MSRheat - Baseline Design - Hourly Results.csv | 8 | 28 | 15 | 5 | 2.5552 | 4.41
| SFM-wCZ14-v2015-rDXGF-t2-S17-MSRheat - Baseline Design - Hourly Results.csv | 8 | 28 | 16 | 5 | 2.5408 | 4.3924
| SFM-wCZ14-v2015-rDXGF-t2-S17-MSRheat - Baseline Design - Hourly Results.csv | 8 | 28 | 17 | 5 | 3.6977 | 6.7775
| SFM-wCZ14-v2015-rDXGF-t3-S14-BSLcool - Baseline Design - Hourly Results.csv | 8 | 26 | 15 | 3 | 4.7626 | 8.4541
| SFM-wCZ14-v2015-rDXGF-t3-S14-BSLcool - Baseline Design - Hourly Results.csv | 8 | 26 | 16 | 3 | 4.9574 | 8.683
| SFM-wCZ14-v2015-rDXGF-t3-S14-BSLcool - Baseline Design - Hourly Results.csv | 8 | 26 | 17 | 3 | 4.8135 | 8.3933
| SFM-wCZ14-v2015-rDXGF-t3-S14-BSLcool - Baseline Design - Hourly Results.csv | 8 | 27 | 15 | 4 | 5.0502 | 9.0367
| SFM-wCZ14-v2015-rDXGF-t3-S14-BSLcool - Baseline Design - Hourly Results.csv | 8 | 27 | 16 | 4 | 4.8176 | 8.5121
| SFM-wCZ14-v2015-rDXGF-t3-S14-BSLcool - Baseline Design - Hourly Results.csv | 8 | 27 | 17 | 4 | 4.676 | 8.2061
| SFM-wCZ14-v2015-rDXGF-t3-S14-BSLcool - Baseline Design - Hourly Results.csv | 8 | 28 | 15 | 5 | 4.1818 | 7.3375
| SFM-wCZ14-v2015-rDXGF-t3-S14-BSLcool - Baseline Design - Hourly Results.csv | 8 | 28 | 16 | 5 | 4.1383 | 7.1891
| SFM-wCZ14-v2015-rDXGF-t3-S14-BSLcool - Baseline Design - Hourly Results.csv | 8 | 28 | 17 | 5 | 4.1502 | 7.1866
| SFM-wCZ14-v2015-rDXGF-t3-S14-BSLheat - Baseline Design - Hourly Results.csv | 8 | 26 | 15 | 3 | 4.3422 | 7.7144
| SFM-wCZ14-v2015-rDXGF-t3-S14-BSLheat - Baseline Design - Hourly Results.csv | 8 | 26 | 16 | 3 | 4.4549 | 7.8412
| SFM-wCZ14-v2015-rDXGF-t3-S14-BSLheat - Baseline Design - Hourly Results.csv | 8 | 26 | 17 | 3 | 4.2991 | 7.5564
| SFM-wCZ14-v2015-rDXGF-t3-S14-BSLheat - Baseline Design - Hourly Results.csv | 8 | 27 | 15 | 4 | 4.584 | 8.2287
| SFM-wCZ14-v2015-rDXGF-t3-S14-BSLheat - Baseline Design - Hourly Results.csv | 8 | 27 | 16 | 4 | 4.3113 | 7.6673
| SFM-wCZ14-v2015-rDXGF-t3-S14-BSLheat - Baseline Design - Hourly Results.csv | 8 | 27 | 17 | 4 | 4.1613 | 7.3673
| SFM-wCZ14-v2015-rDXGF-t3-S14-BSLheat - Baseline Design - Hourly Results.csv | 8 | 28 | 15 | 5 | 3.8415 | 6.7481
| SFM-wCZ14-v2015-rDXGF-t3-S14-BSLheat - Baseline Design - Hourly Results.csv | 8 | 28 | 16 | 5 | 3.7517 | 6.5459
| SFM-wCZ14-v2015-rDXGF-t3-S14-BSLheat - Baseline Design - Hourly Results.csv | 8 | 28 | 17 | 5 | 3.7606 | 6.5081
| SFM-wCZ14-v2015-rDXGF-t3-S15-MSRcool - Baseline Design - Hourly Results.csv | 8 | 26 | 15 | 3 | 4.0109 | 7.2192
| SFM-wCZ14-v2015-rDXGF-t3-S15-MSRcool - Baseline Design - Hourly Results.csv | 8 | 26 | 16 | 3 | 4.1147 | 7.3239
| SFM-wCZ14-v2015-rDXGF-t3-S15-MSRcool - Baseline Design - Hourly Results.csv | 8 | 26 | 17 | 3 | 3.9735 | 7.0644
| SFM-wCZ14-v2015-rDXGF-t3-S15-MSRcool - Baseline Design - Hourly Results.csv | 8 | 27 | 15 | 4 | 4.2176 | 7.6802
| SFM-wCZ14-v2015-rDXGF-t3-S15-MSRcool - Baseline Design - Hourly Results.csv | 8 | 27 | 16 | 4 | 3.989 | 7.1839
| SFM-wCZ14-v2015-rDXGF-t3-S15-MSRcool - Baseline Design - Hourly Results.csv | 8 | 27 | 17 | 4 | 3.8232 | 6.8536
| SFM-wCZ14-v2015-rDXGF-t3-S15-MSRcool - Baseline Design - Hourly Results.csv | 8 | 28 | 15 | 5 | 3.5637 | 6.3417
| SFM-wCZ14-v2015-rDXGF-t3-S15-MSRcool - Baseline Design - Hourly Results.csv | 8 | 28 | 16 | 5 | 3.4941 | 6.1757
| SFM-wCZ14-v2015-rDXGF-t3-S15-MSRcool - Baseline Design - Hourly Results.csv | 8 | 28 | 17 | 5 | 3.467 | 6.118
| SFM-wCZ14-v2015-rDXGF-t3-S15-MSRheat - Baseline Design - Hourly Results.csv | 8 | 26 | 15 | 3 | 3.8466 | 6.9269
| SFM-wCZ14-v2015-rDXGF-t3-S15-MSRheat - Baseline Design - Hourly Results.csv | 8 | 26 | 16 | 3 | 3.9468 | 7.0327
| SFM-wCZ14-v2015-rDXGF-t3-S15-MSRheat - Baseline Design - Hourly Results.csv | 8 | 26 | 17 | 3 | 3.8081 | 6.7799
| SFM-wCZ14-v2015-rDXGF-t3-S15-MSRheat - Baseline Design - Hourly Results.csv | 8 | 27 | 15 | 4 | 4.0489 | 7.3505
| SFM-wCZ14-v2015-rDXGF-t3-S15-MSRheat - Baseline Design - Hourly Results.csv | 8 | 27 | 16 | 4 | 3.8256 | 6.8777
| SFM-wCZ14-v2015-rDXGF-t3-S15-MSRheat - Baseline Design - Hourly Results.csv | 8 | 27 | 17 | 4 | 3.6627 | 6.5575
| SFM-wCZ14-v2015-rDXGF-t3-S15-MSRheat - Baseline Design - Hourly Results.csv | 8 | 28 | 15 | 5 | 3.4177 | 6.0819
| SFM-wCZ14-v2015-rDXGF-t3-S15-MSRheat - Baseline Design - Hourly Results.csv | 8 | 28 | 16 | 5 | 3.3493 | 5.9222
| SFM-wCZ14-v2015-rDXGF-t3-S15-MSRheat - Baseline Design - Hourly Results.csv | 8 | 28 | 17 | 5 | 3.322 | 5.8658
| SFM-wCZ14-v2015-rDXGF-t3-S16-MSRcool - Baseline Design - Hourly Results.csv | 8 | 26 | 15 | 3 | 4.1478 | 7.2605
| SFM-wCZ14-v2015-rDXGF-t3-S16-MSRcool - Baseline Design - Hourly Results.csv | 8 | 26 | 16 | 3 | 4.3104 | 7.4593
| SFM-wCZ14-v2015-rDXGF-t3-S16-MSRcool - Baseline Design - Hourly Results.csv | 8 | 26 | 17 | 3 | 4.1874 | 7.2386
| SFM-wCZ14-v2015-rDXGF-t3-S16-MSRcool - Baseline Design - Hourly Results.csv | 8 | 27 | 15 | 4 | 4.3515 | 7.9453
| SFM-wCZ14-v2015-rDXGF-t3-S16-MSRcool - Baseline Design - Hourly Results.csv | 8 | 27 | 16 | 4 | 4.1914 | 7.3421
| SFM-wCZ14-v2015-rDXGF-t3-S16-MSRcool - Baseline Design - Hourly Results.csv | 8 | 27 | 17 | 4 | 4.0711 | 7.0746
| SFM-wCZ14-v2015-rDXGF-t3-S16-MSRcool - Baseline Design - Hourly Results.csv | 8 | 28 | 15 | 5 | 3.5717 | 6.1024
| SFM-wCZ14-v2015-rDXGF-t3-S16-MSRcool - Baseline Design - Hourly Results.csv | 8 | 28 | 16 | 5 | 3.4717 | 6.0235
| SFM-wCZ14-v2015-rDXGF-t3-S16-MSRcool - Baseline Design - Hourly Results.csv | 8 | 28 | 17 | 5 | 3.5781 | 6.0336
| SFM-wCZ14-v2015-rDXGF-t3-S16-MSRheat - Baseline Design - Hourly Results.csv | 8 | 26 | 15 | 3 | 3.9446 | 7.1115
| SFM-wCZ14-v2015-rDXGF-t3-S16-MSRheat - Baseline Design - Hourly Results.csv | 8 | 26 | 16 | 3 | 4.0725 | 7.2697
| SFM-wCZ14-v2015-rDXGF-t3-S16-MSRheat - Baseline Design - Hourly Results.csv | 8 | 26 | 17 | 3 | 3.977 | 6.8774
| SFM-wCZ14-v2015-rDXGF-t3-S16-MSRheat - Baseline Design - Hourly Results.csv | 8 | 27 | 15 | 4 | 4.1493 | 7.5331
| SFM-wCZ14-v2015-rDXGF-t3-S16-MSRheat - Baseline Design - Hourly Results.csv | 8 | 27 | 16 | 4 | 3.9717 | 7.1387
| SFM-wCZ14-v2015-rDXGF-t3-S16-MSRheat - Baseline Design - Hourly Results.csv | 8 | 27 | 17 | 4 | 3.8578 | 6.7263
| SFM-wCZ14-v2015-rDXGF-t3-S16-MSRheat - Baseline Design - Hourly Results.csv | 8 | 28 | 15 | 5 | 3.5165 | 5.871
| SFM-wCZ14-v2015-rDXGF-t3-S16-MSRheat - Baseline Design - Hourly Results.csv | 8 | 28 | 16 | 5 | 3.4523 | 5.6953
| SFM-wCZ14-v2015-rDXGF-t3-S16-MSRheat - Baseline Design - Hourly Results.csv | 8 | 28 | 17 | 5 | 3.4814 | 5.7216
| SFM-wCZ14-v2015-rDXGF-t3-S17-MSRcool - Baseline Design - Hourly Results.csv | 8 | 26 | 15 | 3 | 3.8956 | 6.819
| SFM-wCZ14-v2015-rDXGF-t3-S17-MSRcool - Baseline Design - Hourly Results.csv | 8 | 26 | 16 | 3 | 4.0483 | 7.0057
| SFM-wCZ14-v2015-rDXGF-t3-S17-MSRcool - Baseline Design - Hourly Results.csv | 8 | 26 | 17 | 3 | 3.9327 | 6.7984
| SFM-wCZ14-v2015-rDXGF-t3-S17-MSRcool - Baseline Design - Hourly Results.csv | 8 | 27 | 15 | 4 | 4.0869 | 7.4622
| SFM-wCZ14-v2015-rDXGF-t3-S17-MSRcool - Baseline Design - Hourly Results.csv | 8 | 27 | 16 | 4 | 3.9366 | 6.8956
| SFM-wCZ14-v2015-rDXGF-t3-S17-MSRcool - Baseline Design - Hourly Results.csv | 8 | 27 | 17 | 4 | 3.8235 | 6.6443
| SFM-wCZ14-v2015-rDXGF-t3-S17-MSRcool - Baseline Design - Hourly Results.csv | 8 | 28 | 15 | 5 | 3.3545 | 5.7313
| SFM-wCZ14-v2015-rDXGF-t3-S17-MSRcool - Baseline Design - Hourly Results.csv | 8 | 28 | 16 | 5 | 3.2605 | 5.6572
| SFM-wCZ14-v2015-rDXGF-t3-S17-MSRcool - Baseline Design - Hourly Results.csv | 8 | 28 | 17 | 5 | 3.3605 | 5.6667
| SFM-wCZ14-v2015-rDXGF-t3-S17-MSRheat - Baseline Design - Hourly Results.csv | 8 | 26 | 15 | 3 | 3.6855 | 6.6445
| SFM-wCZ14-v2015-rDXGF-t3-S17-MSRheat - Baseline Design - Hourly Results.csv | 8 | 26 | 16 | 3 | 3.8051 | 6.7922
| SFM-wCZ14-v2015-rDXGF-t3-S17-MSRheat - Baseline Design - Hourly Results.csv | 8 | 26 | 17 | 3 | 3.7158 | 6.4257
| SFM-wCZ14-v2015-rDXGF-t3-S17-MSRheat - Baseline Design - Hourly Results.csv | 8 | 27 | 15 | 4 | 3.8767 | 7.0383
| SFM-wCZ14-v2015-rDXGF-t3-S17-MSRheat - Baseline Design - Hourly Results.csv | 8 | 27 | 16 | 4 | 3.7109 | 6.6698
| SFM-wCZ14-v2015-rDXGF-t3-S17-MSRheat - Baseline Design - Hourly Results.csv | 8 | 27 | 17 | 4 | 3.6045 | 6.2846
| SFM-wCZ14-v2015-rDXGF-t3-S17-MSRheat - Baseline Design - Hourly Results.csv | 8 | 28 | 15 | 5 | 3.2856 | 5.4854
| SFM-wCZ14-v2015-rDXGF-t3-S17-MSRheat - Baseline Design - Hourly Results.csv | 8 | 28 | 16 | 5 | 3.2256 | 5.3213
| SFM-wCZ14-v2015-rDXGF-t3-S17-MSRheat - Baseline Design - Hourly Results.csv | 8 | 28 | 17 | 5 | 3.2527 | 5.3458
| SFM-wCZ14-v2015-rDXGF-t4-S14-BSLcool - Baseline Design - Hourly Results.csv | 8 | 26 | 15 | 3 | 4.5296 | 7.9714
| SFM-wCZ14-v2015-rDXGF-t4-S14-BSLcool - Baseline Design - Hourly Results.csv | 8 | 26 | 16 | 3 | 4.7214 | 8.1902
| SFM-wCZ14-v2015-rDXGF-t4-S14-BSLcool - Baseline Design - Hourly Results.csv | 8 | 26 | 17 | 3 | 5.3064 | 9.4423
| SFM-wCZ14-v2015-rDXGF-t4-S14-BSLcool - Baseline Design - Hourly Results.csv | 8 | 27 | 15 | 4 | 4.8084 | 8.5734
| SFM-wCZ14-v2015-rDXGF-t4-S14-BSLcool - Baseline Design - Hourly Results.csv | 8 | 27 | 16 | 4 | 4.5983 | 8.0992
| SFM-wCZ14-v2015-rDXGF-t4-S14-BSLcool - Baseline Design - Hourly Results.csv | 8 | 27 | 17 | 4 | 5.1522 | 9.2528
| SFM-wCZ14-v2015-rDXGF-t4-S14-BSLcool - Baseline Design - Hourly Results.csv | 8 | 28 | 15 | 5 | 3.9798 | 6.9129
| SFM-wCZ14-v2015-rDXGF-t4-S14-BSLcool - Baseline Design - Hourly Results.csv | 8 | 28 | 16 | 5 | 3.9227 | 6.7437
| SFM-wCZ14-v2015-rDXGF-t4-S14-BSLcool - Baseline Design - Hourly Results.csv | 8 | 28 | 17 | 5 | 4.6215 | 8.1835
| SFM-wCZ14-v2015-rDXGF-t4-S14-BSLheat - Baseline Design - Hourly Results.csv | 8 | 26 | 15 | 3 | 4.1185 | 7.2486
| SFM-wCZ14-v2015-rDXGF-t4-S14-BSLheat - Baseline Design - Hourly Results.csv | 8 | 26 | 16 | 3 | 4.2354 | 7.3911
| SFM-wCZ14-v2015-rDXGF-t4-S14-BSLheat - Baseline Design - Hourly Results.csv | 8 | 26 | 17 | 3 | 4.7069 | 8.4318
| SFM-wCZ14-v2015-rDXGF-t4-S14-BSLheat - Baseline Design - Hourly Results.csv | 8 | 27 | 15 | 4 | 4.3567 | 7.7979
| SFM-wCZ14-v2015-rDXGF-t4-S14-BSLheat - Baseline Design - Hourly Results.csv | 8 | 27 | 16 | 4 | 4.1041 | 7.2791
| SFM-wCZ14-v2015-rDXGF-t4-S14-BSLheat - Baseline Design - Hourly Results.csv | 8 | 27 | 17 | 4 | 4.5601 | 8.2482
| SFM-wCZ14-v2015-rDXGF-t4-S14-BSLheat - Baseline Design - Hourly Results.csv | 8 | 28 | 15 | 5 | 3.6367 | 6.3203
| SFM-wCZ14-v2015-rDXGF-t4-S14-BSLheat - Baseline Design - Hourly Results.csv | 8 | 28 | 16 | 5 | 3.5661 | 6.1742
| SFM-wCZ14-v2015-rDXGF-t4-S14-BSLheat - Baseline Design - Hourly Results.csv | 8 | 28 | 17 | 5 | 4.1646 | 7.3709
| SFM-wCZ14-v2015-rDXGF-t4-S15-MSRcool - Baseline Design - Hourly Results.csv | 8 | 26 | 15 | 3 | 3.8131 | 6.8034
| SFM-wCZ14-v2015-rDXGF-t4-S15-MSRcool - Baseline Design - Hourly Results.csv | 8 | 26 | 16 | 3 | 3.9204 | 6.9275
| SFM-wCZ14-v2015-rDXGF-t4-S15-MSRcool - Baseline Design - Hourly Results.csv | 8 | 26 | 17 | 3 | 4.374 | 7.9408
| SFM-wCZ14-v2015-rDXGF-t4-S15-MSRcool - Baseline Design - Hourly Results.csv | 8 | 27 | 15 | 4 | 4.0198 | 7.2698
| SFM-wCZ14-v2015-rDXGF-t4-S15-MSRcool - Baseline Design - Hourly Results.csv | 8 | 27 | 16 | 4 | 3.808 | 6.8166
| SFM-wCZ14-v2015-rDXGF-t4-S15-MSRcool - Baseline Design - Hourly Results.csv | 8 | 27 | 17 | 4 | 4.2145 | 7.7057
| SFM-wCZ14-v2015-rDXGF-t4-S15-MSRcool - Baseline Design - Hourly Results.csv | 8 | 28 | 15 | 5 | 3.3737 | 5.9386
| SFM-wCZ14-v2015-rDXGF-t4-S15-MSRcool - Baseline Design - Hourly Results.csv | 8 | 28 | 16 | 5 | 3.3176 | 5.8032
| SFM-wCZ14-v2015-rDXGF-t4-S15-MSRcool - Baseline Design - Hourly Results.csv | 8 | 28 | 17 | 5 | 3.8568 | 6.9582
| SFM-wCZ14-v2015-rDXGF-t4-S15-MSRheat - Baseline Design - Hourly Results.csv | 8 | 26 | 15 | 3 | 3.6553 | 6.5123
| SFM-wCZ14-v2015-rDXGF-t4-S15-MSRheat - Baseline Design - Hourly Results.csv | 8 | 26 | 16 | 3 | 3.7571 | 6.6333
| SFM-wCZ14-v2015-rDXGF-t4-S15-MSRheat - Baseline Design - Hourly Results.csv | 8 | 26 | 17 | 3 | 4.1855 | 7.5864
| SFM-wCZ14-v2015-rDXGF-t4-S15-MSRheat - Baseline Design - Hourly Results.csv | 8 | 27 | 15 | 4 | 3.8551 | 6.9776
| SFM-wCZ14-v2015-rDXGF-t4-S15-MSRheat - Baseline Design - Hourly Results.csv | 8 | 27 | 16 | 4 | 3.648 | 6.5384
| SFM-wCZ14-v2015-rDXGF-t4-S15-MSRheat - Baseline Design - Hourly Results.csv | 8 | 27 | 17 | 4 | 4.0271 | 7.3664
| SFM-wCZ14-v2015-rDXGF-t4-S15-MSRheat - Baseline Design - Hourly Results.csv | 8 | 28 | 15 | 5 | 3.2331 | 5.6871
| SFM-wCZ14-v2015-rDXGF-t4-S15-MSRheat - Baseline Design - Hourly Results.csv | 8 | 28 | 16 | 5 | 3.1778 | 5.5645
| SFM-wCZ14-v2015-rDXGF-t4-S15-MSRheat - Baseline Design - Hourly Results.csv | 8 | 28 | 17 | 5 | 3.6857 | 6.6525
| SFM-wCZ14-v2015-rDXGF-t4-S16-MSRcool - Baseline Design - Hourly Results.csv | 8 | 26 | 15 | 3 | 3.9712 | 6.6433
| SFM-wCZ14-v2015-rDXGF-t4-S16-MSRcool - Baseline Design - Hourly Results.csv | 8 | 26 | 16 | 3 | 4.1312 | 6.8663
| SFM-wCZ14-v2015-rDXGF-t4-S16-MSRcool - Baseline Design - Hourly Results.csv | 8 | 26 | 17 | 3 | 4.5564 | 8.2976
| SFM-wCZ14-v2015-rDXGF-t4-S16-MSRcool - Baseline Design - Hourly Results.csv | 8 | 27 | 15 | 4 | 4.1826 | 7.3531
| SFM-wCZ14-v2015-rDXGF-t4-S16-MSRcool - Baseline Design - Hourly Results.csv | 8 | 27 | 16 | 4 | 4.0397 | 6.7779
| SFM-wCZ14-v2015-rDXGF-t4-S16-MSRcool - Baseline Design - Hourly Results.csv | 8 | 27 | 17 | 4 | 4.4401 | 8.1146
| SFM-wCZ14-v2015-rDXGF-t4-S16-MSRcool - Baseline Design - Hourly Results.csv | 8 | 28 | 15 | 5 | 3.3005 | 5.7501
| SFM-wCZ14-v2015-rDXGF-t4-S16-MSRcool - Baseline Design - Hourly Results.csv | 8 | 28 | 16 | 5 | 3.2821 | 5.6341
| SFM-wCZ14-v2015-rDXGF-t4-S16-MSRcool - Baseline Design - Hourly Results.csv | 8 | 28 | 17 | 5 | 4.0394 | 7.0804
| SFM-wCZ14-v2015-rDXGF-t4-S16-MSRheat - Baseline Design - Hourly Results.csv | 8 | 26 | 15 | 3 | 3.7881 | 6.5701
| SFM-wCZ14-v2015-rDXGF-t4-S16-MSRheat - Baseline Design - Hourly Results.csv | 8 | 26 | 16 | 3 | 3.8841 | 6.6879
| SFM-wCZ14-v2015-rDXGF-t4-S16-MSRheat - Baseline Design - Hourly Results.csv | 8 | 26 | 17 | 3 | 4.3015 | 7.8127
| SFM-wCZ14-v2015-rDXGF-t4-S16-MSRheat - Baseline Design - Hourly Results.csv | 8 | 27 | 15 | 4 | 3.9922 | 7.2291
| SFM-wCZ14-v2015-rDXGF-t4-S16-MSRheat - Baseline Design - Hourly Results.csv | 8 | 27 | 16 | 4 | 3.7656 | 6.5905
| SFM-wCZ14-v2015-rDXGF-t4-S16-MSRheat - Baseline Design - Hourly Results.csv | 8 | 27 | 17 | 4 | 4.1858 | 7.6841
| SFM-wCZ14-v2015-rDXGF-t4-S16-MSRheat - Baseline Design - Hourly Results.csv | 8 | 28 | 15 | 5 | 3.364 | 5.5369
| SFM-wCZ14-v2015-rDXGF-t4-S16-MSRheat - Baseline Design - Hourly Results.csv | 8 | 28 | 16 | 5 | 3.2898 | 5.3967
| SFM-wCZ14-v2015-rDXGF-t4-S16-MSRheat - Baseline Design - Hourly Results.csv | 8 | 28 | 17 | 5 | 3.8147 | 6.6613
| SFM-wCZ14-v2015-rDXGF-t4-S17-MSRcool - Baseline Design - Hourly Results.csv | 8 | 26 | 15 | 3 | 3.7296 | 6.2393
| SFM-wCZ14-v2015-rDXGF-t4-S17-MSRcool - Baseline Design - Hourly Results.csv | 8 | 26 | 16 | 3 | 3.88 | 6.4488
| SFM-wCZ14-v2015-rDXGF-t4-S17-MSRcool - Baseline Design - Hourly Results.csv | 8 | 26 | 17 | 3 | 4.2794 | 7.793
| SFM-wCZ14-v2015-rDXGF-t4-S17-MSRcool - Baseline Design - Hourly Results.csv | 8 | 27 | 15 | 4 | 3.9283 | 6.9059
| SFM-wCZ14-v2015-rDXGF-t4-S17-MSRcool - Baseline Design - Hourly Results.csv | 8 | 27 | 16 | 4 | 3.794 | 6.3657
| SFM-wCZ14-v2015-rDXGF-t4-S17-MSRcool - Baseline Design - Hourly Results.csv | 8 | 27 | 17 | 4 | 4.17 | 7.6211
| SFM-wCZ14-v2015-rDXGF-t4-S17-MSRcool - Baseline Design - Hourly Results.csv | 8 | 28 | 15 | 5 | 3.0998 | 5.4004
| SFM-wCZ14-v2015-rDXGF-t4-S17-MSRcool - Baseline Design - Hourly Results.csv | 8 | 28 | 16 | 5 | 3.0825 | 5.2914
| SFM-wCZ14-v2015-rDXGF-t4-S17-MSRcool - Baseline Design - Hourly Results.csv | 8 | 28 | 17 | 5 | 3.7937 | 6.6499
| SFM-wCZ14-v2015-rDXGF-t4-S17-MSRheat - Baseline Design - Hourly Results.csv | 8 | 26 | 15 | 3 | 3.5393 | 6.1386
| SFM-wCZ14-v2015-rDXGF-t4-S17-MSRheat - Baseline Design - Hourly Results.csv | 8 | 26 | 16 | 3 | 3.629 | 6.2487
| SFM-wCZ14-v2015-rDXGF-t4-S17-MSRheat - Baseline Design - Hourly Results.csv | 8 | 26 | 17 | 3 | 4.019 | 7.2996
| SFM-wCZ14-v2015-rDXGF-t4-S17-MSRheat - Baseline Design - Hourly Results.csv | 8 | 27 | 15 | 4 | 3.73 | 6.7543
| SFM-wCZ14-v2015-rDXGF-t4-S17-MSRheat - Baseline Design - Hourly Results.csv | 8 | 27 | 16 | 4 | 3.5183 | 6.1577
| SFM-wCZ14-v2015-rDXGF-t4-S17-MSRheat - Baseline Design - Hourly Results.csv | 8 | 27 | 17 | 4 | 3.9109 | 7.1795
| SFM-wCZ14-v2015-rDXGF-t4-S17-MSRheat - Baseline Design - Hourly Results.csv | 8 | 28 | 15 | 5 | 3.1431 | 5.1733
| SFM-wCZ14-v2015-rDXGF-t4-S17-MSRheat - Baseline Design - Hourly Results.csv | 8 | 28 | 16 | 5 | 3.0737 | 5.0422
| SFM-wCZ14-v2015-rDXGF-t4-S17-MSRheat - Baseline Design - Hourly Results.csv | 8 | 28 | 17 | 5 | 3.5642 | 6.2238
| SFM-wCZ14-v2015-rDXGF-t5-S14-BSLcool - Baseline Design - Hourly Results.csv | 8 | 26 | 15 | 3 | 4.652 | 8.2046
| SFM-wCZ14-v2015-rDXGF-t5-S14-BSLcool - Baseline Design - Hourly Results.csv | 8 | 26 | 16 | 3 | 4.8604 | 8.4651
| SFM-wCZ14-v2015-rDXGF-t5-S14-BSLcool - Baseline Design - Hourly Results.csv | 8 | 26 | 17 | 3 | 4.7276 | 8.2194
| SFM-wCZ14-v2015-rDXGF-t5-S14-BSLcool - Baseline Design - Hourly Results.csv | 8 | 27 | 15 | 4 | 4.9133 | 8.768
| SFM-wCZ14-v2015-rDXGF-t5-S14-BSLcool - Baseline Design - Hourly Results.csv | 8 | 27 | 16 | 4 | 4.7023 | 8.2931
| SFM-wCZ14-v2015-rDXGF-t5-S14-BSLcool - Baseline Design - Hourly Results.csv | 8 | 27 | 17 | 4 | 4.5765 | 8.0204
| SFM-wCZ14-v2015-rDXGF-t5-S14-BSLcool - Baseline Design - Hourly Results.csv | 8 | 28 | 15 | 5 | 4.0827 | 7.1488
| SFM-wCZ14-v2015-rDXGF-t5-S14-BSLcool - Baseline Design - Hourly Results.csv | 8 | 28 | 16 | 5 | 4.0529 | 7.0211
| SFM-wCZ14-v2015-rDXGF-t5-S14-BSLcool - Baseline Design - Hourly Results.csv | 8 | 28 | 17 | 5 | 4.0746 | 7.0421
| SFM-wCZ14-v2015-rDXGF-t5-S14-BSLheat - Baseline Design - Hourly Results.csv | 8 | 26 | 15 | 3 | 4.2424 | 7.4928
| SFM-wCZ14-v2015-rDXGF-t5-S14-BSLheat - Baseline Design - Hourly Results.csv | 8 | 26 | 16 | 3 | 4.3656 | 7.6441
| SFM-wCZ14-v2015-rDXGF-t5-S14-BSLheat - Baseline Design - Hourly Results.csv | 8 | 26 | 17 | 3 | 4.2231 | 7.3857
| SFM-wCZ14-v2015-rDXGF-t5-S14-BSLheat - Baseline Design - Hourly Results.csv | 8 | 27 | 15 | 4 | 4.46 | 7.9745
| SFM-wCZ14-v2015-rDXGF-t5-S14-BSLheat - Baseline Design - Hourly Results.csv | 8 | 27 | 16 | 4 | 4.2033 | 7.4566
| SFM-wCZ14-v2015-rDXGF-t5-S14-BSLheat - Baseline Design - Hourly Results.csv | 8 | 27 | 17 | 4 | 4.0731 | 7.1891
| SFM-wCZ14-v2015-rDXGF-t5-S14-BSLheat - Baseline Design - Hourly Results.csv | 8 | 28 | 15 | 5 | 3.7518 | 6.5751
| SFM-wCZ14-v2015-rDXGF-t5-S14-BSLheat - Baseline Design - Hourly Results.csv | 8 | 28 | 16 | 5 | 3.6745 | 6.4071
| SFM-wCZ14-v2015-rDXGF-t5-S14-BSLheat - Baseline Design - Hourly Results.csv | 8 | 28 | 17 | 5 | 3.6924 | 6.3807
| SFM-wCZ14-v2015-rDXGF-t5-S15-MSRcool - Baseline Design - Hourly Results.csv | 8 | 26 | 15 | 3 | 3.9183 | 7.0093
| SFM-wCZ14-v2015-rDXGF-t5-S15-MSRcool - Baseline Design - Hourly Results.csv | 8 | 26 | 16 | 3 | 4.0318 | 7.1418
| SFM-wCZ14-v2015-rDXGF-t5-S15-MSRcool - Baseline Design - Hourly Results.csv | 8 | 26 | 17 | 3 | 3.9017 | 6.9114
| SFM-wCZ14-v2015-rDXGF-t5-S15-MSRcool - Baseline Design - Hourly Results.csv | 8 | 27 | 15 | 4 | 4.1026 | 7.4229
| SFM-wCZ14-v2015-rDXGF-t5-S15-MSRcool - Baseline Design - Hourly Results.csv | 8 | 27 | 16 | 4 | 3.8924 | 6.9727
| SFM-wCZ14-v2015-rDXGF-t5-S15-MSRcool - Baseline Design - Hourly Results.csv | 8 | 27 | 17 | 4 | 3.7401 | 6.6769
| SFM-wCZ14-v2015-rDXGF-t5-S15-MSRcool - Baseline Design - Hourly Results.csv | 8 | 28 | 15 | 5 | 3.4803 | 6.1755
| SFM-wCZ14-v2015-rDXGF-t5-S15-MSRcool - Baseline Design - Hourly Results.csv | 8 | 28 | 16 | 5 | 3.4221 | 6.0411
| SFM-wCZ14-v2015-rDXGF-t5-S15-MSRcool - Baseline Design - Hourly Results.csv | 8 | 28 | 17 | 5 | 3.4035 | 6.0034
| SFM-wCZ14-v2015-rDXGF-t5-S15-MSRheat - Baseline Design - Hourly Results.csv | 8 | 26 | 15 | 3 | 3.7588 | 6.7251
| SFM-wCZ14-v2015-rDXGF-t5-S15-MSRheat - Baseline Design - Hourly Results.csv | 8 | 26 | 16 | 3 | 3.8682 | 6.8572
| SFM-wCZ14-v2015-rDXGF-t5-S15-MSRheat - Baseline Design - Hourly Results.csv | 8 | 26 | 17 | 3 | 3.74 | 6.6322
| SFM-wCZ14-v2015-rDXGF-t5-S15-MSRheat - Baseline Design - Hourly Results.csv | 8 | 27 | 15 | 4 | 3.9395 | 7.1294
| SFM-wCZ14-v2015-rDXGF-t5-S15-MSRheat - Baseline Design - Hourly Results.csv | 8 | 27 | 16 | 4 | 3.7338 | 6.6954
| SFM-wCZ14-v2015-rDXGF-t5-S15-MSRheat - Baseline Design - Hourly Results.csv | 8 | 27 | 17 | 4 | 3.5838 | 6.4042
| SFM-wCZ14-v2015-rDXGF-t5-S15-MSRheat - Baseline Design - Hourly Results.csv | 8 | 28 | 15 | 5 | 3.3384 | 5.9254
| SFM-wCZ14-v2015-rDXGF-t5-S15-MSRheat - Baseline Design - Hourly Results.csv | 8 | 28 | 16 | 5 | 3.2809 | 5.7912
| SFM-wCZ14-v2015-rDXGF-t5-S15-MSRheat - Baseline Design - Hourly Results.csv | 8 | 28 | 17 | 5 | 3.2616 | 5.7536
| SFM-wCZ14-v2015-rDXGF-t5-S16-MSRcool - Baseline Design - Hourly Results.csv | 8 | 26 | 15 | 3 | 4.0618 | 6.8497
| SFM-wCZ14-v2015-rDXGF-t5-S16-MSRcool - Baseline Design - Hourly Results.csv | 8 | 26 | 16 | 3 | 4.2324 | 7.2865
| SFM-wCZ14-v2015-rDXGF-t5-S16-MSRcool - Baseline Design - Hourly Results.csv | 8 | 26 | 17 | 3 | 4.1221 | 7.0895
| SFM-wCZ14-v2015-rDXGF-t5-S16-MSRcool - Baseline Design - Hourly Results.csv | 8 | 27 | 15 | 4 | 4.2494 | 7.4929
| SFM-wCZ14-v2015-rDXGF-t5-S16-MSRcool - Baseline Design - Hourly Results.csv | 8 | 27 | 16 | 4 | 4.1047 | 7.1407
| SFM-wCZ14-v2015-rDXGF-t5-S16-MSRcool - Baseline Design - Hourly Results.csv | 8 | 27 | 17 | 4 | 3.9947 | 6.9103
| SFM-wCZ14-v2015-rDXGF-t5-S16-MSRcool - Baseline Design - Hourly Results.csv | 8 | 28 | 15 | 5 | 3.3878 | 5.9513
| SFM-wCZ14-v2015-rDXGF-t5-S16-MSRcool - Baseline Design - Hourly Results.csv | 8 | 28 | 16 | 5 | 3.3964 | 5.8954
| SFM-wCZ14-v2015-rDXGF-t5-S16-MSRcool - Baseline Design - Hourly Results.csv | 8 | 28 | 17 | 5 | 3.4099 | 5.923
| SFM-wCZ14-v2015-rDXGF-t5-S16-MSRheat - Baseline Design - Hourly Results.csv | 8 | 26 | 15 | 3 | 3.8612 | 6.7308
| SFM-wCZ14-v2015-rDXGF-t5-S16-MSRheat - Baseline Design - Hourly Results.csv | 8 | 26 | 16 | 3 | 4.0047 | 6.916
| SFM-wCZ14-v2015-rDXGF-t5-S16-MSRheat - Baseline Design - Hourly Results.csv | 8 | 26 | 17 | 3 | 3.9156 | 6.7353
| SFM-wCZ14-v2015-rDXGF-t5-S16-MSRheat - Baseline Design - Hourly Results.csv | 8 | 27 | 15 | 4 | 4.0445 | 7.3203
| SFM-wCZ14-v2015-rDXGF-t5-S16-MSRheat - Baseline Design - Hourly Results.csv | 8 | 27 | 16 | 4 | 3.8905 | 6.7793
| SFM-wCZ14-v2015-rDXGF-t5-S16-MSRheat - Baseline Design - Hourly Results.csv | 8 | 27 | 17 | 4 | 3.7883 | 6.578
| SFM-wCZ14-v2015-rDXGF-t5-S16-MSRheat - Baseline Design - Hourly Results.csv | 8 | 28 | 15 | 5 | 3.4421 | 5.7209
| SFM-wCZ14-v2015-rDXGF-t5-S16-MSRheat - Baseline Design - Hourly Results.csv | 8 | 28 | 16 | 5 | 3.3931 | 5.5737
| SFM-wCZ14-v2015-rDXGF-t5-S16-MSRheat - Baseline Design - Hourly Results.csv | 8 | 28 | 17 | 5 | 3.426 | 5.6083
| SFM-wCZ14-v2015-rDXGF-t5-S17-MSRcool - Baseline Design - Hourly Results.csv | 8 | 26 | 15 | 3 | 3.8148 | 6.4332
| SFM-wCZ14-v2015-rDXGF-t5-S17-MSRcool - Baseline Design - Hourly Results.csv | 8 | 26 | 16 | 3 | 3.975 | 6.8433
| SFM-wCZ14-v2015-rDXGF-t5-S17-MSRcool - Baseline Design - Hourly Results.csv | 8 | 26 | 17 | 3 | 3.8714 | 6.6583
| SFM-wCZ14-v2015-rDXGF-t5-S17-MSRcool - Baseline Design - Hourly Results.csv | 8 | 27 | 15 | 4 | 3.991 | 7.0373
| SFM-wCZ14-v2015-rDXGF-t5-S17-MSRcool - Baseline Design - Hourly Results.csv | 8 | 27 | 16 | 4 | 3.855 | 6.7065
| SFM-wCZ14-v2015-rDXGF-t5-S17-MSRcool - Baseline Design - Hourly Results.csv | 8 | 27 | 17 | 4 | 3.7517 | 6.4901
| SFM-wCZ14-v2015-rDXGF-t5-S17-MSRcool - Baseline Design - Hourly Results.csv | 8 | 28 | 15 | 5 | 3.1817 | 5.5894
| SFM-wCZ14-v2015-rDXGF-t5-S17-MSRcool - Baseline Design - Hourly Results.csv | 8 | 28 | 16 | 5 | 3.1899 | 5.5369
| SFM-wCZ14-v2015-rDXGF-t5-S17-MSRcool - Baseline Design - Hourly Results.csv | 8 | 28 | 17 | 5 | 3.2026 | 5.5628
| SFM-wCZ14-v2015-rDXGF-t5-S17-MSRheat - Baseline Design - Hourly Results.csv | 8 | 26 | 15 | 3 | 3.6076 | 6.2888
| SFM-wCZ14-v2015-rDXGF-t5-S17-MSRheat - Baseline Design - Hourly Results.csv | 8 | 26 | 16 | 3 | 3.7417 | 6.4618
| SFM-wCZ14-v2015-rDXGF-t5-S17-MSRheat - Baseline Design - Hourly Results.csv | 8 | 26 | 17 | 3 | 3.6584 | 6.2929
| SFM-wCZ14-v2015-rDXGF-t5-S17-MSRheat - Baseline Design - Hourly Results.csv | 8 | 27 | 15 | 4 | 3.7789 | 6.8395
| SFM-wCZ14-v2015-rDXGF-t5-S17-MSRheat - Baseline Design - Hourly Results.csv | 8 | 27 | 16 | 4 | 3.635 | 6.3341
| SFM-wCZ14-v2015-rDXGF-t5-S17-MSRheat - Baseline Design - Hourly Results.csv | 8 | 27 | 17 | 4 | 3.5395 | 6.146
| SFM-wCZ14-v2015-rDXGF-t5-S17-MSRheat - Baseline Design - Hourly Results.csv | 8 | 28 | 15 | 5 | 3.2161 | 5.3452
| SFM-wCZ14-v2015-rDXGF-t5-S17-MSRheat - Baseline Design - Hourly Results.csv | 8 | 28 | 16 | 5 | 3.1702 | 5.2077
| SFM-wCZ14-v2015-rDXGF-t5-S17-MSRheat - Baseline Design - Hourly Results.csv | 8 | 28 | 17 | 5 | 3.201 | 5.2399
| SFM-wCZ14-v2015-rDXHP-t1-S14-BSLboth - Baseline Design - Hourly Results.csv | 8 | 26 | 15 | 3 | 4.7019 | 7.966
| SFM-wCZ14-v2015-rDXHP-t1-S14-BSLboth - Baseline Design - Hourly Results.csv | 8 | 26 | 16 | 3 | 4.8433 | 8.1531
| SFM-wCZ14-v2015-rDXHP-t1-S14-BSLboth - Baseline Design - Hourly Results.csv | 8 | 26 | 17 | 3 | 4.6531 | 7.8673
| SFM-wCZ14-v2015-rDXHP-t1-S14-BSLboth - Baseline Design - Hourly Results.csv | 8 | 27 | 15 | 4 | 4.8604 | 8.2977
| SFM-wCZ14-v2015-rDXHP-t1-S14-BSLboth - Baseline Design - Hourly Results.csv | 8 | 27 | 16 | 4 | 4.6148 | 7.8273
| SFM-wCZ14-v2015-rDXHP-t1-S14-BSLboth - Baseline Design - Hourly Results.csv | 8 | 27 | 17 | 4 | 4.411 | 7.4848
| SFM-wCZ14-v2015-rDXHP-t1-S14-BSLboth - Baseline Design - Hourly Results.csv | 8 | 28 | 15 | 5 | 4.2106 | 7.1002
| SFM-wCZ14-v2015-rDXHP-t1-S14-BSLboth - Baseline Design - Hourly Results.csv | 8 | 28 | 16 | 5 | 4.123 | 6.934
| SFM-wCZ14-v2015-rDXHP-t1-S14-BSLboth - Baseline Design - Hourly Results.csv | 8 | 28 | 17 | 5 | 4.051 | 6.8556
| SFM-wCZ14-v2015-rDXHP-t1-S14-BSLcool - Baseline Design - Hourly Results.csv | 8 | 26 | 15 | 3 | 4.7019 | 7.966
| SFM-wCZ14-v2015-rDXHP-t1-S14-BSLcool - Baseline Design - Hourly Results.csv | 8 | 26 | 16 | 3 | 4.8433 | 8.1531
| SFM-wCZ14-v2015-rDXHP-t1-S14-BSLcool - Baseline Design - Hourly Results.csv | 8 | 26 | 17 | 3 | 4.6531 | 7.8673
| SFM-wCZ14-v2015-rDXHP-t1-S14-BSLcool - Baseline Design - Hourly Results.csv | 8 | 27 | 15 | 4 | 4.8604 | 8.2977
| SFM-wCZ14-v2015-rDXHP-t1-S14-BSLcool - Baseline Design - Hourly Results.csv | 8 | 27 | 16 | 4 | 4.6148 | 7.8273
| SFM-wCZ14-v2015-rDXHP-t1-S14-BSLcool - Baseline Design - Hourly Results.csv | 8 | 27 | 17 | 4 | 4.411 | 7.4848
| SFM-wCZ14-v2015-rDXHP-t1-S14-BSLcool - Baseline Design - Hourly Results.csv | 8 | 28 | 15 | 5 | 4.2106 | 7.1002
| SFM-wCZ14-v2015-rDXHP-t1-S14-BSLcool - Baseline Design - Hourly Results.csv | 8 | 28 | 16 | 5 | 4.123 | 6.934
| SFM-wCZ14-v2015-rDXHP-t1-S14-BSLcool - Baseline Design - Hourly Results.csv | 8 | 28 | 17 | 5 | 4.051 | 6.8556
| SFM-wCZ14-v2015-rDXHP-t1-S14-BSLheat - Baseline Design - Hourly Results.csv | 8 | 26 | 15 | 3 | 4.1028 | 6.9509
| SFM-wCZ14-v2015-rDXHP-t1-S14-BSLheat - Baseline Design - Hourly Results.csv | 8 | 26 | 16 | 3 | 4.2262 | 7.1142
| SFM-wCZ14-v2015-rDXHP-t1-S14-BSLheat - Baseline Design - Hourly Results.csv | 8 | 26 | 17 | 3 | 4.0601 | 6.8648
| SFM-wCZ14-v2015-rDXHP-t1-S14-BSLheat - Baseline Design - Hourly Results.csv | 8 | 27 | 15 | 4 | 4.2411 | 7.2404
| SFM-wCZ14-v2015-rDXHP-t1-S14-BSLheat - Baseline Design - Hourly Results.csv | 8 | 27 | 16 | 4 | 4.0268 | 6.8299
| SFM-wCZ14-v2015-rDXHP-t1-S14-BSLheat - Baseline Design - Hourly Results.csv | 8 | 27 | 17 | 4 | 3.8489 | 6.531
| SFM-wCZ14-v2015-rDXHP-t1-S14-BSLheat - Baseline Design - Hourly Results.csv | 8 | 28 | 15 | 5 | 3.6741 | 6.1954
| SFM-wCZ14-v2015-rDXHP-t1-S14-BSLheat - Baseline Design - Hourly Results.csv | 8 | 28 | 16 | 5 | 3.5976 | 6.0505
| SFM-wCZ14-v2015-rDXHP-t1-S14-BSLheat - Baseline Design - Hourly Results.csv | 8 | 28 | 17 | 5 | 3.5348 | 5.982
| SFM-wCZ14-v2015-rDXHP-t1-S15-MSRboth - Baseline Design - Hourly Results.csv | 8 | 26 | 15 | 3 | 3.9692 | 6.7926
| SFM-wCZ14-v2015-rDXHP-t1-S15-MSRboth - Baseline Design - Hourly Results.csv | 8 | 26 | 16 | 3 | 4.0802 | 6.9359
| SFM-wCZ14-v2015-rDXHP-t1-S15-MSRboth - Baseline Design - Hourly Results.csv | 8 | 26 | 17 | 3 | 3.9208 | 6.6967
| SFM-wCZ14-v2015-rDXHP-t1-S15-MSRboth - Baseline Design - Hourly Results.csv | 8 | 27 | 15 | 4 | 4.0922 | 7.0585
| SFM-wCZ14-v2015-rDXHP-t1-S15-MSRboth - Baseline Design - Hourly Results.csv | 8 | 27 | 16 | 4 | 3.885 | 6.6568
| SFM-wCZ14-v2015-rDXHP-t1-S15-MSRboth - Baseline Design - Hourly Results.csv | 8 | 27 | 17 | 4 | 3.7121 | 6.3724
| SFM-wCZ14-v2015-rDXHP-t1-S15-MSRboth - Baseline Design - Hourly Results.csv | 8 | 28 | 15 | 5 | 3.5486 | 6.0522
| SFM-wCZ14-v2015-rDXHP-t1-S15-MSRboth - Baseline Design - Hourly Results.csv | 8 | 28 | 16 | 5 | 3.4777 | 5.9136
| SFM-wCZ14-v2015-rDXHP-t1-S15-MSRboth - Baseline Design - Hourly Results.csv | 8 | 28 | 17 | 5 | 3.4266 | 5.847
| SFM-wCZ14-v2015-rDXHP-t1-S15-MSRcool - Baseline Design - Hourly Results.csv | 8 | 26 | 15 | 3 | 3.9692 | 6.7926
| SFM-wCZ14-v2015-rDXHP-t1-S15-MSRcool - Baseline Design - Hourly Results.csv | 8 | 26 | 16 | 3 | 4.0802 | 6.9359
| SFM-wCZ14-v2015-rDXHP-t1-S15-MSRcool - Baseline Design - Hourly Results.csv | 8 | 26 | 17 | 3 | 3.9208 | 6.6967
| SFM-wCZ14-v2015-rDXHP-t1-S15-MSRcool - Baseline Design - Hourly Results.csv | 8 | 27 | 15 | 4 | 4.0922 | 7.0585
| SFM-wCZ14-v2015-rDXHP-t1-S15-MSRcool - Baseline Design - Hourly Results.csv | 8 | 27 | 16 | 4 | 3.885 | 6.6568
| SFM-wCZ14-v2015-rDXHP-t1-S15-MSRcool - Baseline Design - Hourly Results.csv | 8 | 27 | 17 | 4 | 3.7121 | 6.3724
| SFM-wCZ14-v2015-rDXHP-t1-S15-MSRcool - Baseline Design - Hourly Results.csv | 8 | 28 | 15 | 5 | 3.5486 | 6.0522
| SFM-wCZ14-v2015-rDXHP-t1-S15-MSRcool - Baseline Design - Hourly Results.csv | 8 | 28 | 16 | 5 | 3.4777 | 5.9136
| SFM-wCZ14-v2015-rDXHP-t1-S15-MSRcool - Baseline Design - Hourly Results.csv | 8 | 28 | 17 | 5 | 3.4266 | 5.847
| SFM-wCZ14-v2015-rDXHP-t1-S15-MSRheat - Baseline Design - Hourly Results.csv | 8 | 26 | 15 | 3 | 3.5971 | 6.1558
| SFM-wCZ14-v2015-rDXHP-t1-S15-MSRheat - Baseline Design - Hourly Results.csv | 8 | 26 | 16 | 3 | 3.6976 | 6.2856
| SFM-wCZ14-v2015-rDXHP-t1-S15-MSRheat - Baseline Design - Hourly Results.csv | 8 | 26 | 17 | 3 | 3.5532 | 6.0689
| SFM-wCZ14-v2015-rDXHP-t1-S15-MSRheat - Baseline Design - Hourly Results.csv | 8 | 27 | 15 | 4 | 3.7085 | 6.3968
| SFM-wCZ14-v2015-rDXHP-t1-S15-MSRheat - Baseline Design - Hourly Results.csv | 8 | 27 | 16 | 4 | 3.5207 | 6.0327
| SFM-wCZ14-v2015-rDXHP-t1-S15-MSRheat - Baseline Design - Hourly Results.csv | 8 | 27 | 17 | 4 | 3.3641 | 5.775
| SFM-wCZ14-v2015-rDXHP-t1-S15-MSRheat - Baseline Design - Hourly Results.csv | 8 | 28 | 15 | 5 | 3.2159 | 5.4848
| SFM-wCZ14-v2015-rDXHP-t1-S15-MSRheat - Baseline Design - Hourly Results.csv | 8 | 28 | 16 | 5 | 3.1516 | 5.3591
| SFM-wCZ14-v2015-rDXHP-t1-S15-MSRheat - Baseline Design - Hourly Results.csv | 8 | 28 | 17 | 5 | 3.1053 | 5.2988
| SFM-wCZ14-v2015-rDXHP-t1-S16-MSRboth - Baseline Design - Hourly Results.csv | 8 | 26 | 15 | 3 | 4.0873 | 6.6258
| SFM-wCZ14-v2015-rDXHP-t1-S16-MSRboth - Baseline Design - Hourly Results.csv | 8 | 26 | 16 | 3 | 4.2532 | 6.851
| SFM-wCZ14-v2015-rDXHP-t1-S16-MSRboth - Baseline Design - Hourly Results.csv | 8 | 26 | 17 | 3 | 4.106 | 6.6346
| SFM-wCZ14-v2015-rDXHP-t1-S16-MSRboth - Baseline Design - Hourly Results.csv | 8 | 27 | 15 | 4 | 4.226 | 6.9169
| SFM-wCZ14-v2015-rDXHP-t1-S16-MSRboth - Baseline Design - Hourly Results.csv | 8 | 27 | 16 | 4 | 4.071 | 6.5915
| SFM-wCZ14-v2015-rDXHP-t1-S16-MSRboth - Baseline Design - Hourly Results.csv | 8 | 27 | 17 | 4 | 3.934 | 6.3656
| SFM-wCZ14-v2015-rDXHP-t1-S16-MSRboth - Baseline Design - Hourly Results.csv | 8 | 28 | 15 | 5 | 3.4355 | 5.8279
| SFM-wCZ14-v2015-rDXHP-t1-S16-MSRboth - Baseline Design - Hourly Results.csv | 8 | 28 | 16 | 5 | 3.4236 | 5.7404
| SFM-wCZ14-v2015-rDXHP-t1-S16-MSRboth - Baseline Design - Hourly Results.csv | 8 | 28 | 17 | 5 | 3.3979 | 5.7332
| SFM-wCZ14-v2015-rDXHP-t1-S16-MSRcool - Baseline Design - Hourly Results.csv | 8 | 26 | 15 | 3 | 4.0873 | 6.6258
| SFM-wCZ14-v2015-rDXHP-t1-S16-MSRcool - Baseline Design - Hourly Results.csv | 8 | 26 | 16 | 3 | 4.2532 | 6.851
| SFM-wCZ14-v2015-rDXHP-t1-S16-MSRcool - Baseline Design - Hourly Results.csv | 8 | 26 | 17 | 3 | 4.106 | 6.6346
| SFM-wCZ14-v2015-rDXHP-t1-S16-MSRcool - Baseline Design - Hourly Results.csv | 8 | 27 | 15 | 4 | 4.226 | 6.9169
| SFM-wCZ14-v2015-rDXHP-t1-S16-MSRcool - Baseline Design - Hourly Results.csv | 8 | 27 | 16 | 4 | 4.071 | 6.5915
| SFM-wCZ14-v2015-rDXHP-t1-S16-MSRcool - Baseline Design - Hourly Results.csv | 8 | 27 | 17 | 4 | 3.934 | 6.3656
| SFM-wCZ14-v2015-rDXHP-t1-S16-MSRcool - Baseline Design - Hourly Results.csv | 8 | 28 | 15 | 5 | 3.4355 | 5.8279
| SFM-wCZ14-v2015-rDXHP-t1-S16-MSRcool - Baseline Design - Hourly Results.csv | 8 | 28 | 16 | 5 | 3.4236 | 5.7404
| SFM-wCZ14-v2015-rDXHP-t1-S16-MSRcool - Baseline Design - Hourly Results.csv | 8 | 28 | 17 | 5 | 3.3979 | 5.7332
| SFM-wCZ14-v2015-rDXHP-t1-S16-MSRheat - Baseline Design - Hourly Results.csv | 8 | 26 | 15 | 3 | 3.6995 | 5.9972
| SFM-wCZ14-v2015-rDXHP-t1-S16-MSRheat - Baseline Design - Hourly Results.csv | 8 | 26 | 16 | 3 | 3.8497 | 6.2011
| SFM-wCZ14-v2015-rDXHP-t1-S16-MSRheat - Baseline Design - Hourly Results.csv | 8 | 26 | 17 | 3 | 3.7165 | 6.0052
| SFM-wCZ14-v2015-rDXHP-t1-S16-MSRheat - Baseline Design - Hourly Results.csv | 8 | 27 | 15 | 4 | 3.8251 | 6.2607
| SFM-wCZ14-v2015-rDXHP-t1-S16-MSRheat - Baseline Design - Hourly Results.csv | 8 | 27 | 16 | 4 | 3.6848 | 5.9662
| SFM-wCZ14-v2015-rDXHP-t1-S16-MSRheat - Baseline Design - Hourly Results.csv | 8 | 27 | 17 | 4 | 3.5608 | 5.7617
| SFM-wCZ14-v2015-rDXHP-t1-S16-MSRheat - Baseline Design - Hourly Results.csv | 8 | 28 | 15 | 5 | 3.1096 | 5.275
| SFM-wCZ14-v2015-rDXHP-t1-S16-MSRheat - Baseline Design - Hourly Results.csv | 8 | 28 | 16 | 5 | 3.0988 | 5.1958
| SFM-wCZ14-v2015-rDXHP-t1-S16-MSRheat - Baseline Design - Hourly Results.csv | 8 | 28 | 17 | 5 | 3.0755 | 5.1893
| SFM-wCZ14-v2015-rDXHP-t1-S17-MSRboth - Baseline Design - Hourly Results.csv | 8 | 26 | 15 | 3 | 3.8387 | 6.2229
| SFM-wCZ14-v2015-rDXHP-t1-S17-MSRboth - Baseline Design - Hourly Results.csv | 8 | 26 | 16 | 3 | 3.9946 | 6.4344
| SFM-wCZ14-v2015-rDXHP-t1-S17-MSRboth - Baseline Design - Hourly Results.csv | 8 | 26 | 17 | 3 | 3.8563 | 6.2312
| SFM-wCZ14-v2015-rDXHP-t1-S17-MSRboth - Baseline Design - Hourly Results.csv | 8 | 27 | 15 | 4 | 3.9691 | 6.4962
| SFM-wCZ14-v2015-rDXHP-t1-S17-MSRboth - Baseline Design - Hourly Results.csv | 8 | 27 | 16 | 4 | 3.8235 | 6.1907
| SFM-wCZ14-v2015-rDXHP-t1-S17-MSRboth - Baseline Design - Hourly Results.csv | 8 | 27 | 17 | 4 | 3.6948 | 5.9785
| SFM-wCZ14-v2015-rDXHP-t1-S17-MSRboth - Baseline Design - Hourly Results.csv | 8 | 28 | 15 | 5 | 3.2266 | 5.4735
| SFM-wCZ14-v2015-rDXHP-t1-S17-MSRboth - Baseline Design - Hourly Results.csv | 8 | 28 | 16 | 5 | 3.2154 | 5.3913
| SFM-wCZ14-v2015-rDXHP-t1-S17-MSRboth - Baseline Design - Hourly Results.csv | 8 | 28 | 17 | 5 | 3.1913 | 5.3846
| SFM-wCZ14-v2015-rDXHP-t1-S17-MSRcool - Baseline Design - Hourly Results.csv | 8 | 26 | 15 | 3 | 3.8387 | 6.2229
| SFM-wCZ14-v2015-rDXHP-t1-S17-MSRcool - Baseline Design - Hourly Results.csv | 8 | 26 | 16 | 3 | 3.9946 | 6.4344
| SFM-wCZ14-v2015-rDXHP-t1-S17-MSRcool - Baseline Design - Hourly Results.csv | 8 | 26 | 17 | 3 | 3.8563 | 6.2312
| SFM-wCZ14-v2015-rDXHP-t1-S17-MSRcool - Baseline Design - Hourly Results.csv | 8 | 27 | 15 | 4 | 3.9691 | 6.4962
| SFM-wCZ14-v2015-rDXHP-t1-S17-MSRcool - Baseline Design - Hourly Results.csv | 8 | 27 | 16 | 4 | 3.8235 | 6.1907
| SFM-wCZ14-v2015-rDXHP-t1-S17-MSRcool - Baseline Design - Hourly Results.csv | 8 | 27 | 17 | 4 | 3.6948 | 5.9785
| SFM-wCZ14-v2015-rDXHP-t1-S17-MSRcool - Baseline Design - Hourly Results.csv | 8 | 28 | 15 | 5 | 3.2266 | 5.4735
| SFM-wCZ14-v2015-rDXHP-t1-S17-MSRcool - Baseline Design - Hourly Results.csv | 8 | 28 | 16 | 5 | 3.2154 | 5.3913
| SFM-wCZ14-v2015-rDXHP-t1-S17-MSRcool - Baseline Design - Hourly Results.csv | 8 | 28 | 17 | 5 | 3.1913 | 5.3846
| SFM-wCZ14-v2015-rDXHP-t1-S17-MSRheat - Baseline Design - Hourly Results.csv | 8 | 26 | 15 | 3 | 3.4565 | 5.6034
| SFM-wCZ14-v2015-rDXHP-t1-S17-MSRheat - Baseline Design - Hourly Results.csv | 8 | 26 | 16 | 3 | 3.5969 | 5.7938
| SFM-wCZ14-v2015-rDXHP-t1-S17-MSRheat - Baseline Design - Hourly Results.csv | 8 | 26 | 17 | 3 | 3.4724 | 5.6108
| SFM-wCZ14-v2015-rDXHP-t1-S17-MSRheat - Baseline Design - Hourly Results.csv | 8 | 27 | 15 | 4 | 3.5739 | 5.8495
| SFM-wCZ14-v2015-rDXHP-t1-S17-MSRheat - Baseline Design - Hourly Results.csv | 8 | 27 | 16 | 4 | 3.4428 | 5.5744
| SFM-wCZ14-v2015-rDXHP-t1-S17-MSRheat - Baseline Design - Hourly Results.csv | 8 | 27 | 17 | 4 | 3.3269 | 5.3833
| SFM-wCZ14-v2015-rDXHP-t1-S17-MSRheat - Baseline Design - Hourly Results.csv | 8 | 28 | 15 | 5 | 2.9054 | 4.9286
| SFM-wCZ14-v2015-rDXHP-t1-S17-MSRheat - Baseline Design - Hourly Results.csv | 8 | 28 | 16 | 5 | 2.8953 | 4.8546
| SFM-wCZ14-v2015-rDXHP-t1-S17-MSRheat - Baseline Design - Hourly Results.csv | 8 | 28 | 17 | 5 | 2.8735 | 4.8485
| SFM-wCZ14-v2015-rDXHP-t2-S14-BSLboth - Baseline Design - Hourly Results.csv | 8 | 26 | 15 | 3 | 4.0956 | 6.8459
| SFM-wCZ14-v2015-rDXHP-t2-S14-BSLboth - Baseline Design - Hourly Results.csv | 8 | 26 | 16 | 3 | 4.2598 | 7.0879
| SFM-wCZ14-v2015-rDXHP-t2-S14-BSLboth - Baseline Design - Hourly Results.csv | 8 | 26 | 17 | 3 | 5.5236 | 9.7883
| SFM-wCZ14-v2015-rDXHP-t2-S14-BSLboth - Baseline Design - Hourly Results.csv | 8 | 27 | 15 | 4 | 4.314 | 7.3249
| SFM-wCZ14-v2015-rDXHP-t2-S14-BSLboth - Baseline Design - Hourly Results.csv | 8 | 27 | 16 | 4 | 4.1099 | 6.9332
| SFM-wCZ14-v2015-rDXHP-t2-S14-BSLboth - Baseline Design - Hourly Results.csv | 8 | 27 | 17 | 4 | 5.2916 | 9.4293
| SFM-wCZ14-v2015-rDXHP-t2-S14-BSLboth - Baseline Design - Hourly Results.csv | 8 | 28 | 15 | 5 | 3.5702 | 5.8918
| SFM-wCZ14-v2015-rDXHP-t2-S14-BSLboth - Baseline Design - Hourly Results.csv | 8 | 28 | 16 | 5 | 3.5465 | 5.8682
| SFM-wCZ14-v2015-rDXHP-t2-S14-BSLboth - Baseline Design - Hourly Results.csv | 8 | 28 | 17 | 5 | 4.8736 | 8.6656
| SFM-wCZ14-v2015-rDXHP-t2-S14-BSLcool - Baseline Design - Hourly Results.csv | 8 | 26 | 15 | 3 | 4.0956 | 6.8459
| SFM-wCZ14-v2015-rDXHP-t2-S14-BSLcool - Baseline Design - Hourly Results.csv | 8 | 26 | 16 | 3 | 4.2598 | 7.0879
| SFM-wCZ14-v2015-rDXHP-t2-S14-BSLcool - Baseline Design - Hourly Results.csv | 8 | 26 | 17 | 3 | 5.5236 | 9.7883
| SFM-wCZ14-v2015-rDXHP-t2-S14-BSLcool - Baseline Design - Hourly Results.csv | 8 | 27 | 15 | 4 | 4.314 | 7.3249
| SFM-wCZ14-v2015-rDXHP-t2-S14-BSLcool - Baseline Design - Hourly Results.csv | 8 | 27 | 16 | 4 | 4.1099 | 6.9332
| SFM-wCZ14-v2015-rDXHP-t2-S14-BSLcool - Baseline Design - Hourly Results.csv | 8 | 27 | 17 | 4 | 5.2916 | 9.4293
| SFM-wCZ14-v2015-rDXHP-t2-S14-BSLcool - Baseline Design - Hourly Results.csv | 8 | 28 | 15 | 5 | 3.5702 | 5.8918
| SFM-wCZ14-v2015-rDXHP-t2-S14-BSLcool - Baseline Design - Hourly Results.csv | 8 | 28 | 16 | 5 | 3.5465 | 5.8682
| SFM-wCZ14-v2015-rDXHP-t2-S14-BSLcool - Baseline Design - Hourly Results.csv | 8 | 28 | 17 | 5 | 4.8736 | 8.6656
| SFM-wCZ14-v2015-rDXHP-t2-S14-BSLheat - Baseline Design - Hourly Results.csv | 8 | 26 | 15 | 3 | 3.5737 | 5.9736
| SFM-wCZ14-v2015-rDXHP-t2-S14-BSLheat - Baseline Design - Hourly Results.csv | 8 | 26 | 16 | 3 | 3.717 | 6.1847
| SFM-wCZ14-v2015-rDXHP-t2-S14-BSLheat - Baseline Design - Hourly Results.csv | 8 | 26 | 17 | 3 | 4.8197 | 8.541
| SFM-wCZ14-v2015-rDXHP-t2-S14-BSLheat - Baseline Design - Hourly Results.csv | 8 | 27 | 15 | 4 | 3.7643 | 6.3915
| SFM-wCZ14-v2015-rDXHP-t2-S14-BSLheat - Baseline Design - Hourly Results.csv | 8 | 27 | 16 | 4 | 3.5862 | 6.0497
| SFM-wCZ14-v2015-rDXHP-t2-S14-BSLheat - Baseline Design - Hourly Results.csv | 8 | 27 | 17 | 4 | 4.6173 | 8.2278
| SFM-wCZ14-v2015-rDXHP-t2-S14-BSLheat - Baseline Design - Hourly Results.csv | 8 | 28 | 15 | 5 | 3.1153 | 5.141
| SFM-wCZ14-v2015-rDXHP-t2-S14-BSLheat - Baseline Design - Hourly Results.csv | 8 | 28 | 16 | 5 | 3.0946 | 5.1204
| SFM-wCZ14-v2015-rDXHP-t2-S14-BSLheat - Baseline Design - Hourly Results.csv | 8 | 28 | 17 | 5 | 4.2526 | 7.5614
| SFM-wCZ14-v2015-rDXHP-t2-S15-MSRboth - Baseline Design - Hourly Results.csv | 8 | 26 | 15 | 3 | 3.4552 | 5.8653
| SFM-wCZ14-v2015-rDXHP-t2-S15-MSRboth - Baseline Design - Hourly Results.csv | 8 | 26 | 16 | 3 | 3.5843 | 6.0566
| SFM-wCZ14-v2015-rDXHP-t2-S15-MSRboth - Baseline Design - Hourly Results.csv | 8 | 26 | 17 | 3 | 4.6914 | 8.4231
| SFM-wCZ14-v2015-rDXHP-t2-S15-MSRboth - Baseline Design - Hourly Results.csv | 8 | 27 | 15 | 4 | 3.6271 | 6.2379
| SFM-wCZ14-v2015-rDXHP-t2-S15-MSRboth - Baseline Design - Hourly Results.csv | 8 | 27 | 16 | 4 | 3.457 | 5.9122
| SFM-wCZ14-v2015-rDXHP-t2-S15-MSRboth - Baseline Design - Hourly Results.csv | 8 | 27 | 17 | 4 | 4.4941 | 8.1098
| SFM-wCZ14-v2015-rDXHP-t2-S15-MSRboth - Baseline Design - Hourly Results.csv | 8 | 28 | 15 | 5 | 3.0062 | 5.0217
| SFM-wCZ14-v2015-rDXHP-t2-S15-MSRboth - Baseline Design - Hourly Results.csv | 8 | 28 | 16 | 5 | 2.9882 | 5.0025
| SFM-wCZ14-v2015-rDXHP-t2-S15-MSRboth - Baseline Design - Hourly Results.csv | 8 | 28 | 17 | 5 | 4.1532 | 7.4486
| SFM-wCZ14-v2015-rDXHP-t2-S15-MSRcool - Baseline Design - Hourly Results.csv | 8 | 26 | 15 | 3 | 3.4552 | 5.8653
| SFM-wCZ14-v2015-rDXHP-t2-S15-MSRcool - Baseline Design - Hourly Results.csv | 8 | 26 | 16 | 3 | 3.5843 | 6.0566
| SFM-wCZ14-v2015-rDXHP-t2-S15-MSRcool - Baseline Design - Hourly Results.csv | 8 | 26 | 17 | 3 | 4.6914 | 8.4231
| SFM-wCZ14-v2015-rDXHP-t2-S15-MSRcool - Baseline Design - Hourly Results.csv | 8 | 27 | 15 | 4 | 3.6271 | 6.2379
| SFM-wCZ14-v2015-rDXHP-t2-S15-MSRcool - Baseline Design - Hourly Results.csv | 8 | 27 | 16 | 4 | 3.457 | 5.9122
| SFM-wCZ14-v2015-rDXHP-t2-S15-MSRcool - Baseline Design - Hourly Results.csv | 8 | 27 | 17 | 4 | 4.4941 | 8.1098
| SFM-wCZ14-v2015-rDXHP-t2-S15-MSRcool - Baseline Design - Hourly Results.csv | 8 | 28 | 15 | 5 | 3.0062 | 5.0217
| SFM-wCZ14-v2015-rDXHP-t2-S15-MSRcool - Baseline Design - Hourly Results.csv | 8 | 28 | 16 | 5 | 2.9882 | 5.0025
| SFM-wCZ14-v2015-rDXHP-t2-S15-MSRcool - Baseline Design - Hourly Results.csv | 8 | 28 | 17 | 5 | 4.1532 | 7.4486
| SFM-wCZ14-v2015-rDXHP-t2-S15-MSRheat - Baseline Design - Hourly Results.csv | 8 | 26 | 15 | 3 | 3.1313 | 5.3154
| SFM-wCZ14-v2015-rDXHP-t2-S15-MSRheat - Baseline Design - Hourly Results.csv | 8 | 26 | 16 | 3 | 3.2483 | 5.4888
| SFM-wCZ14-v2015-rDXHP-t2-S15-MSRheat - Baseline Design - Hourly Results.csv | 8 | 26 | 17 | 3 | 4.2516 | 7.6334
| SFM-wCZ14-v2015-rDXHP-t2-S15-MSRheat - Baseline Design - Hourly Results.csv | 8 | 27 | 15 | 4 | 3.287 | 5.6531
| SFM-wCZ14-v2015-rDXHP-t2-S15-MSRheat - Baseline Design - Hourly Results.csv | 8 | 27 | 16 | 4 | 3.1329 | 5.3579
| SFM-wCZ14-v2015-rDXHP-t2-S15-MSRheat - Baseline Design - Hourly Results.csv | 8 | 27 | 17 | 4 | 4.0728 | 7.3495
| SFM-wCZ14-v2015-rDXHP-t2-S15-MSRheat - Baseline Design - Hourly Results.csv | 8 | 28 | 15 | 5 | 2.7243 | 4.5509
| SFM-wCZ14-v2015-rDXHP-t2-S15-MSRheat - Baseline Design - Hourly Results.csv | 8 | 28 | 16 | 5 | 2.7081 | 4.5335
| SFM-wCZ14-v2015-rDXHP-t2-S15-MSRheat - Baseline Design - Hourly Results.csv | 8 | 28 | 17 | 5 | 3.7638 | 6.7502
| SFM-wCZ14-v2015-rDXHP-t2-S16-MSRboth - Baseline Design - Hourly Results.csv | 8 | 26 | 15 | 3 | 3.401 | 5.7733
| SFM-wCZ14-v2015-rDXHP-t2-S16-MSRboth - Baseline Design - Hourly Results.csv | 8 | 26 | 16 | 3 | 3.5809 | 5.9711
| SFM-wCZ14-v2015-rDXHP-t2-S16-MSRboth - Baseline Design - Hourly Results.csv | 8 | 26 | 17 | 3 | 4.8126 | 8.7219
| SFM-wCZ14-v2015-rDXHP-t2-S16-MSRboth - Baseline Design - Hourly Results.csv | 8 | 27 | 15 | 4 | 3.5911 | 6.1235
| SFM-wCZ14-v2015-rDXHP-t2-S16-MSRboth - Baseline Design - Hourly Results.csv | 8 | 27 | 16 | 4 | 3.4623 | 5.833
| SFM-wCZ14-v2015-rDXHP-t2-S16-MSRboth - Baseline Design - Hourly Results.csv | 8 | 27 | 17 | 4 | 4.6566 | 8.4718
| SFM-wCZ14-v2015-rDXHP-t2-S16-MSRboth - Baseline Design - Hourly Results.csv | 8 | 28 | 15 | 5 | 2.9392 | 4.9043
| SFM-wCZ14-v2015-rDXHP-t2-S16-MSRboth - Baseline Design - Hourly Results.csv | 8 | 28 | 16 | 5 | 2.9183 | 4.8712
| SFM-wCZ14-v2015-rDXHP-t2-S16-MSRboth - Baseline Design - Hourly Results.csv | 8 | 28 | 17 | 5 | 4.2805 | 7.6943
| SFM-wCZ14-v2015-rDXHP-t2-S16-MSRcool - Baseline Design - Hourly Results.csv | 8 | 26 | 15 | 3 | 3.401 | 5.7733
| SFM-wCZ14-v2015-rDXHP-t2-S16-MSRcool - Baseline Design - Hourly Results.csv | 8 | 26 | 16 | 3 | 3.5809 | 5.9711
| SFM-wCZ14-v2015-rDXHP-t2-S16-MSRcool - Baseline Design - Hourly Results.csv | 8 | 26 | 17 | 3 | 4.8126 | 8.7219
| SFM-wCZ14-v2015-rDXHP-t2-S16-MSRcool - Baseline Design - Hourly Results.csv | 8 | 27 | 15 | 4 | 3.5911 | 6.1235
| SFM-wCZ14-v2015-rDXHP-t2-S16-MSRcool - Baseline Design - Hourly Results.csv | 8 | 27 | 16 | 4 | 3.4623 | 5.833
| SFM-wCZ14-v2015-rDXHP-t2-S16-MSRcool - Baseline Design - Hourly Results.csv | 8 | 27 | 17 | 4 | 4.6566 | 8.4718
| SFM-wCZ14-v2015-rDXHP-t2-S16-MSRcool - Baseline Design - Hourly Results.csv | 8 | 28 | 15 | 5 | 2.9392 | 4.9043
| SFM-wCZ14-v2015-rDXHP-t2-S16-MSRcool - Baseline Design - Hourly Results.csv | 8 | 28 | 16 | 5 | 2.9183 | 4.8712
| SFM-wCZ14-v2015-rDXHP-t2-S16-MSRcool - Baseline Design - Hourly Results.csv | 8 | 28 | 17 | 5 | 4.2805 | 7.6943
| SFM-wCZ14-v2015-rDXHP-t2-S16-MSRheat - Baseline Design - Hourly Results.csv | 8 | 26 | 15 | 3 | 3.0784 | 5.2256
| SFM-wCZ14-v2015-rDXHP-t2-S16-MSRheat - Baseline Design - Hourly Results.csv | 8 | 26 | 16 | 3 | 3.2412 | 5.4046
| SFM-wCZ14-v2015-rDXHP-t2-S16-MSRheat - Baseline Design - Hourly Results.csv | 8 | 26 | 17 | 3 | 4.3561 | 7.8944
| SFM-wCZ14-v2015-rDXHP-t2-S16-MSRheat - Baseline Design - Hourly Results.csv | 8 | 27 | 15 | 4 | 3.2504 | 5.5426
| SFM-wCZ14-v2015-rDXHP-t2-S16-MSRheat - Baseline Design - Hourly Results.csv | 8 | 27 | 16 | 4 | 3.1339 | 5.2796
| SFM-wCZ14-v2015-rDXHP-t2-S16-MSRheat - Baseline Design - Hourly Results.csv | 8 | 27 | 17 | 4 | 4.2149 | 7.6681
| SFM-wCZ14-v2015-rDXHP-t2-S16-MSRheat - Baseline Design - Hourly Results.csv | 8 | 28 | 15 | 5 | 2.6604 | 4.4391
| SFM-wCZ14-v2015-rDXHP-t2-S16-MSRheat - Baseline Design - Hourly Results.csv | 8 | 28 | 16 | 5 | 2.6414 | 4.409
| SFM-wCZ14-v2015-rDXHP-t2-S16-MSRheat - Baseline Design - Hourly Results.csv | 8 | 28 | 17 | 5 | 3.8744 | 6.9644
| SFM-wCZ14-v2015-rDXHP-t2-S17-MSRboth - Baseline Design - Hourly Results.csv | 8 | 26 | 15 | 3 | 3.1942 | 5.4222
| SFM-wCZ14-v2015-rDXHP-t2-S17-MSRboth - Baseline Design - Hourly Results.csv | 8 | 26 | 16 | 3 | 3.3631 | 5.608
| SFM-wCZ14-v2015-rDXHP-t2-S17-MSRboth - Baseline Design - Hourly Results.csv | 8 | 26 | 17 | 3 | 4.52 | 8.1914
| SFM-wCZ14-v2015-rDXHP-t2-S17-MSRboth - Baseline Design - Hourly Results.csv | 8 | 27 | 15 | 4 | 3.3727 | 5.7511
| SFM-wCZ14-v2015-rDXHP-t2-S17-MSRboth - Baseline Design - Hourly Results.csv | 8 | 27 | 16 | 4 | 3.2518 | 5.4783
| SFM-wCZ14-v2015-rDXHP-t2-S17-MSRboth - Baseline Design - Hourly Results.csv | 8 | 27 | 17 | 4 | 4.3735 | 7.9566
| SFM-wCZ14-v2015-rDXHP-t2-S17-MSRboth - Baseline Design - Hourly Results.csv | 8 | 28 | 15 | 5 | 2.7605 | 4.6061
| SFM-wCZ14-v2015-rDXHP-t2-S17-MSRboth - Baseline Design - Hourly Results.csv | 8 | 28 | 16 | 5 | 2.7408 | 4.5749
| SFM-wCZ14-v2015-rDXHP-t2-S17-MSRboth - Baseline Design - Hourly Results.csv | 8 | 28 | 17 | 5 | 4.0202 | 7.2264
| SFM-wCZ14-v2015-rDXHP-t2-S17-MSRcool - Baseline Design - Hourly Results.csv | 8 | 26 | 15 | 3 | 3.1942 | 5.4222
| SFM-wCZ14-v2015-rDXHP-t2-S17-MSRcool - Baseline Design - Hourly Results.csv | 8 | 26 | 16 | 3 | 3.3631 | 5.608
| SFM-wCZ14-v2015-rDXHP-t2-S17-MSRcool - Baseline Design - Hourly Results.csv | 8 | 26 | 17 | 3 | 4.52 | 8.1914
| SFM-wCZ14-v2015-rDXHP-t2-S17-MSRcool - Baseline Design - Hourly Results.csv | 8 | 27 | 15 | 4 | 3.3727 | 5.7511
| SFM-wCZ14-v2015-rDXHP-t2-S17-MSRcool - Baseline Design - Hourly Results.csv | 8 | 27 | 16 | 4 | 3.2518 | 5.4783
| SFM-wCZ14-v2015-rDXHP-t2-S17-MSRcool - Baseline Design - Hourly Results.csv | 8 | 27 | 17 | 4 | 4.3735 | 7.9566
| SFM-wCZ14-v2015-rDXHP-t2-S17-MSRcool - Baseline Design - Hourly Results.csv | 8 | 28 | 15 | 5 | 2.7605 | 4.6061
| SFM-wCZ14-v2015-rDXHP-t2-S17-MSRcool - Baseline Design - Hourly Results.csv | 8 | 28 | 16 | 5 | 2.7408 | 4.5749
| SFM-wCZ14-v2015-rDXHP-t2-S17-MSRcool - Baseline Design - Hourly Results.csv | 8 | 28 | 17 | 5 | 4.0202 | 7.2264
| SFM-wCZ14-v2015-rDXHP-t2-S17-MSRheat - Baseline Design - Hourly Results.csv | 8 | 26 | 15 | 3 | 2.8762 | 4.8824
| SFM-wCZ14-v2015-rDXHP-t2-S17-MSRheat - Baseline Design - Hourly Results.csv | 8 | 26 | 16 | 3 | 3.0283 | 5.0497
| SFM-wCZ14-v2015-rDXHP-t2-S17-MSRheat - Baseline Design - Hourly Results.csv | 8 | 26 | 17 | 3 | 4.07 | 7.3759
| SFM-wCZ14-v2015-rDXHP-t2-S17-MSRheat - Baseline Design - Hourly Results.csv | 8 | 27 | 15 | 4 | 3.037 | 5.1786
| SFM-wCZ14-v2015-rDXHP-t2-S17-MSRheat - Baseline Design - Hourly Results.csv | 8 | 27 | 16 | 4 | 2.928 | 4.9329
| SFM-wCZ14-v2015-rDXHP-t2-S17-MSRheat - Baseline Design - Hourly Results.csv | 8 | 27 | 17 | 4 | 3.9381 | 7.1645
| SFM-wCZ14-v2015-rDXHP-t2-S17-MSRheat - Baseline Design - Hourly Results.csv | 8 | 28 | 15 | 5 | 2.4856 | 4.1475
| SFM-wCZ14-v2015-rDXHP-t2-S17-MSRheat - Baseline Design - Hourly Results.csv | 8 | 28 | 16 | 5 | 2.468 | 4.1195
| SFM-wCZ14-v2015-rDXHP-t2-S17-MSRheat - Baseline Design - Hourly Results.csv | 8 | 28 | 17 | 5 | 3.62 | 6.507
| SFM-wCZ14-v2015-rDXHP-t3-S14-BSLboth - Baseline Design - Hourly Results.csv | 8 | 26 | 15 | 3 | 4.9501 | 8.5001
| SFM-wCZ14-v2015-rDXHP-t3-S14-BSLboth - Baseline Design - Hourly Results.csv | 8 | 26 | 16 | 3 | 5.0645 | 8.6118
| SFM-wCZ14-v2015-rDXHP-t3-S14-BSLboth - Baseline Design - Hourly Results.csv | 8 | 26 | 17 | 3 | 4.845 | 8.2483
| SFM-wCZ14-v2015-rDXHP-t3-S14-BSLboth - Baseline Design - Hourly Results.csv | 8 | 27 | 15 | 4 | 5.2094 | 9.0607
| SFM-wCZ14-v2015-rDXHP-t3-S14-BSLboth - Baseline Design - Hourly Results.csv | 8 | 27 | 16 | 4 | 4.9054 | 8.443
| SFM-wCZ14-v2015-rDXHP-t3-S14-BSLboth - Baseline Design - Hourly Results.csv | 8 | 27 | 17 | 4 | 4.6585 | 7.9947
| SFM-wCZ14-v2015-rDXHP-t3-S14-BSLboth - Baseline Design - Hourly Results.csv | 8 | 28 | 15 | 5 | 4.4082 | 7.4773
| SFM-wCZ14-v2015-rDXHP-t3-S14-BSLboth - Baseline Design - Hourly Results.csv | 8 | 28 | 16 | 5 | 4.295 | 7.256
| SFM-wCZ14-v2015-rDXHP-t3-S14-BSLboth - Baseline Design - Hourly Results.csv | 8 | 28 | 17 | 5 | 4.2042 | 7.1297
| SFM-wCZ14-v2015-rDXHP-t3-S14-BSLcool - Baseline Design - Hourly Results.csv | 8 | 26 | 15 | 3 | 4.9501 | 8.5001
| SFM-wCZ14-v2015-rDXHP-t3-S14-BSLcool - Baseline Design - Hourly Results.csv | 8 | 26 | 16 | 3 | 5.0645 | 8.6118
| SFM-wCZ14-v2015-rDXHP-t3-S14-BSLcool - Baseline Design - Hourly Results.csv | 8 | 26 | 17 | 3 | 4.845 | 8.2483
| SFM-wCZ14-v2015-rDXHP-t3-S14-BSLcool - Baseline Design - Hourly Results.csv | 8 | 27 | 15 | 4 | 5.2094 | 9.0607
| SFM-wCZ14-v2015-rDXHP-t3-S14-BSLcool - Baseline Design - Hourly Results.csv | 8 | 27 | 16 | 4 | 4.9054 | 8.443
| SFM-wCZ14-v2015-rDXHP-t3-S14-BSLcool - Baseline Design - Hourly Results.csv | 8 | 27 | 17 | 4 | 4.6585 | 7.9947
| SFM-wCZ14-v2015-rDXHP-t3-S14-BSLcool - Baseline Design - Hourly Results.csv | 8 | 28 | 15 | 5 | 4.4082 | 7.4773
| SFM-wCZ14-v2015-rDXHP-t3-S14-BSLcool - Baseline Design - Hourly Results.csv | 8 | 28 | 16 | 5 | 4.295 | 7.256
| SFM-wCZ14-v2015-rDXHP-t3-S14-BSLcool - Baseline Design - Hourly Results.csv | 8 | 28 | 17 | 5 | 4.2042 | 7.1297
| SFM-wCZ14-v2015-rDXHP-t3-S14-BSLheat - Baseline Design - Hourly Results.csv | 8 | 26 | 15 | 3 | 4.3193 | 7.4169
| SFM-wCZ14-v2015-rDXHP-t3-S14-BSLheat - Baseline Design - Hourly Results.csv | 8 | 26 | 16 | 3 | 4.4192 | 7.5144
| SFM-wCZ14-v2015-rDXHP-t3-S14-BSLheat - Baseline Design - Hourly Results.csv | 8 | 26 | 17 | 3 | 4.2277 | 7.1973
| SFM-wCZ14-v2015-rDXHP-t3-S14-BSLheat - Baseline Design - Hourly Results.csv | 8 | 27 | 15 | 4 | 4.5456 | 7.9061
| SFM-wCZ14-v2015-rDXHP-t3-S14-BSLheat - Baseline Design - Hourly Results.csv | 8 | 27 | 16 | 4 | 4.2803 | 7.3671
| SFM-wCZ14-v2015-rDXHP-t3-S14-BSLheat - Baseline Design - Hourly Results.csv | 8 | 27 | 17 | 4 | 4.0649 | 6.976
| SFM-wCZ14-v2015-rDXHP-t3-S14-BSLheat - Baseline Design - Hourly Results.csv | 8 | 28 | 15 | 5 | 3.8465 | 6.5245
| SFM-wCZ14-v2015-rDXHP-t3-S14-BSLheat - Baseline Design - Hourly Results.csv | 8 | 28 | 16 | 5 | 3.7477 | 6.3314
| SFM-wCZ14-v2015-rDXHP-t3-S14-BSLheat - Baseline Design - Hourly Results.csv | 8 | 28 | 17 | 5 | 3.6685 | 6.2212
| SFM-wCZ14-v2015-rDXHP-t3-S15-MSRboth - Baseline Design - Hourly Results.csv | 8 | 26 | 15 | 3 | 4.1825 | 7.252
| SFM-wCZ14-v2015-rDXHP-t3-S15-MSRboth - Baseline Design - Hourly Results.csv | 8 | 26 | 16 | 3 | 4.2702 | 7.333
| SFM-wCZ14-v2015-rDXHP-t3-S15-MSRboth - Baseline Design - Hourly Results.csv | 8 | 26 | 17 | 3 | 4.0857 | 7.0298
| SFM-wCZ14-v2015-rDXHP-t3-S15-MSRboth - Baseline Design - Hourly Results.csv | 8 | 27 | 15 | 4 | 4.392 | 7.7132
| SFM-wCZ14-v2015-rDXHP-t3-S15-MSRboth - Baseline Design - Hourly Results.csv | 8 | 27 | 16 | 4 | 4.1359 | 7.1906
| SFM-wCZ14-v2015-rDXHP-t3-S15-MSRboth - Baseline Design - Hourly Results.csv | 8 | 27 | 17 | 4 | 3.9282 | 6.8176
| SFM-wCZ14-v2015-rDXHP-t3-S15-MSRboth - Baseline Design - Hourly Results.csv | 8 | 28 | 15 | 5 | 3.7172 | 6.3741
| SFM-wCZ14-v2015-rDXHP-t3-S15-MSRboth - Baseline Design - Hourly Results.csv | 8 | 28 | 16 | 5 | 3.625 | 6.184
| SFM-wCZ14-v2015-rDXHP-t3-S15-MSRboth - Baseline Design - Hourly Results.csv | 8 | 28 | 17 | 5 | 3.5582 | 6.0838
| SFM-wCZ14-v2015-rDXHP-t3-S15-MSRcool - Baseline Design - Hourly Results.csv | 8 | 26 | 15 | 3 | 4.1825 | 7.252
| SFM-wCZ14-v2015-rDXHP-t3-S15-MSRcool - Baseline Design - Hourly Results.csv | 8 | 26 | 16 | 3 | 4.2702 | 7.333
| SFM-wCZ14-v2015-rDXHP-t3-S15-MSRcool - Baseline Design - Hourly Results.csv | 8 | 26 | 17 | 3 | 4.0857 | 7.0298
| SFM-wCZ14-v2015-rDXHP-t3-S15-MSRcool - Baseline Design - Hourly Results.csv | 8 | 27 | 15 | 4 | 4.392 | 7.7132
| SFM-wCZ14-v2015-rDXHP-t3-S15-MSRcool - Baseline Design - Hourly Results.csv | 8 | 27 | 16 | 4 | 4.1359 | 7.1906
| SFM-wCZ14-v2015-rDXHP-t3-S15-MSRcool - Baseline Design - Hourly Results.csv | 8 | 27 | 17 | 4 | 3.9282 | 6.8176
| SFM-wCZ14-v2015-rDXHP-t3-S15-MSRcool - Baseline Design - Hourly Results.csv | 8 | 28 | 15 | 5 | 3.7172 | 6.3741
| SFM-wCZ14-v2015-rDXHP-t3-S15-MSRcool - Baseline Design - Hourly Results.csv | 8 | 28 | 16 | 5 | 3.625 | 6.184
| SFM-wCZ14-v2015-rDXHP-t3-S15-MSRcool - Baseline Design - Hourly Results.csv | 8 | 28 | 17 | 5 | 3.5582 | 6.0838
| SFM-wCZ14-v2015-rDXHP-t3-S15-MSRheat - Baseline Design - Hourly Results.csv | 8 | 26 | 15 | 3 | 3.7904 | 6.5721
| SFM-wCZ14-v2015-rDXHP-t3-S15-MSRheat - Baseline Design - Hourly Results.csv | 8 | 26 | 16 | 3 | 3.8699 | 6.6455
| SFM-wCZ14-v2015-rDXHP-t3-S15-MSRheat - Baseline Design - Hourly Results.csv | 8 | 26 | 17 | 3 | 3.7027 | 6.3708
| SFM-wCZ14-v2015-rDXHP-t3-S15-MSRheat - Baseline Design - Hourly Results.csv | 8 | 27 | 15 | 4 | 3.9802 | 6.9901
| SFM-wCZ14-v2015-rDXHP-t3-S15-MSRheat - Baseline Design - Hourly Results.csv | 8 | 27 | 16 | 4 | 3.7481 | 6.5165
| SFM-wCZ14-v2015-rDXHP-t3-S15-MSRheat - Baseline Design - Hourly Results.csv | 8 | 27 | 17 | 4 | 3.5599 | 6.1784
| SFM-wCZ14-v2015-rDXHP-t3-S15-MSRheat - Baseline Design - Hourly Results.csv | 8 | 28 | 15 | 5 | 3.3687 | 5.7765
| SFM-wCZ14-v2015-rDXHP-t3-S15-MSRheat - Baseline Design - Hourly Results.csv | 8 | 28 | 16 | 5 | 3.2852 | 5.6042
| SFM-wCZ14-v2015-rDXHP-t3-S15-MSRheat - Baseline Design - Hourly Results.csv | 8 | 28 | 17 | 5 | 3.2246 | 5.5134
| SFM-wCZ14-v2015-rDXHP-t3-S16-MSRboth - Baseline Design - Hourly Results.csv | 8 | 26 | 15 | 3 | 4.2832 | 7.2828
| SFM-wCZ14-v2015-rDXHP-t3-S16-MSRboth - Baseline Design - Hourly Results.csv | 8 | 26 | 16 | 3 | 4.427 | 7.4469
| SFM-wCZ14-v2015-rDXHP-t3-S16-MSRboth - Baseline Design - Hourly Results.csv | 8 | 26 | 17 | 3 | 4.2582 | 7.1715
| SFM-wCZ14-v2015-rDXHP-t3-S16-MSRboth - Baseline Design - Hourly Results.csv | 8 | 27 | 15 | 4 | 4.4944 | 7.9623
| SFM-wCZ14-v2015-rDXHP-t3-S16-MSRboth - Baseline Design - Hourly Results.csv | 8 | 27 | 16 | 4 | 4.3025 | 7.3271
| SFM-wCZ14-v2015-rDXHP-t3-S16-MSRboth - Baseline Design - Hourly Results.csv | 8 | 27 | 17 | 4 | 4.1342 | 7.0181
| SFM-wCZ14-v2015-rDXHP-t3-S16-MSRboth - Baseline Design - Hourly Results.csv | 8 | 28 | 15 | 5 | 3.7973 | 6.1216
| SFM-wCZ14-v2015-rDXHP-t3-S16-MSRboth - Baseline Design - Hourly Results.csv | 8 | 28 | 16 | 5 | 3.7752 | 5.9951
| SFM-wCZ14-v2015-rDXHP-t3-S16-MSRboth - Baseline Design - Hourly Results.csv | 8 | 28 | 17 | 5 | 3.7329 | 5.957
| SFM-wCZ14-v2015-rDXHP-t3-S16-MSRcool - Baseline Design - Hourly Results.csv | 8 | 26 | 15 | 3 | 4.2832 | 7.2828
| SFM-wCZ14-v2015-rDXHP-t3-S16-MSRcool - Baseline Design - Hourly Results.csv | 8 | 26 | 16 | 3 | 4.427 | 7.4469
| SFM-wCZ14-v2015-rDXHP-t3-S16-MSRcool - Baseline Design - Hourly Results.csv | 8 | 26 | 17 | 3 | 4.2582 | 7.1715
| SFM-wCZ14-v2015-rDXHP-t3-S16-MSRcool - Baseline Design - Hourly Results.csv | 8 | 27 | 15 | 4 | 4.4944 | 7.9623
| SFM-wCZ14-v2015-rDXHP-t3-S16-MSRcool - Baseline Design - Hourly Results.csv | 8 | 27 | 16 | 4 | 4.3025 | 7.3271
| SFM-wCZ14-v2015-rDXHP-t3-S16-MSRcool - Baseline Design - Hourly Results.csv | 8 | 27 | 17 | 4 | 4.1342 | 7.0181
| SFM-wCZ14-v2015-rDXHP-t3-S16-MSRcool - Baseline Design - Hourly Results.csv | 8 | 28 | 15 | 5 | 3.7973 | 6.1216
| SFM-wCZ14-v2015-rDXHP-t3-S16-MSRcool - Baseline Design - Hourly Results.csv | 8 | 28 | 16 | 5 | 3.7752 | 5.9951
| SFM-wCZ14-v2015-rDXHP-t3-S16-MSRcool - Baseline Design - Hourly Results.csv | 8 | 28 | 17 | 5 | 3.7329 | 5.957
| SFM-wCZ14-v2015-rDXHP-t3-S16-MSRheat - Baseline Design - Hourly Results.csv | 8 | 26 | 15 | 3 | 3.8769 | 6.5919
| SFM-wCZ14-v2015-rDXHP-t3-S16-MSRheat - Baseline Design - Hourly Results.csv | 8 | 26 | 16 | 3 | 4.007 | 6.7405
| SFM-wCZ14-v2015-rDXHP-t3-S16-MSRheat - Baseline Design - Hourly Results.csv | 8 | 26 | 17 | 3 | 3.8542 | 6.4912
| SFM-wCZ14-v2015-rDXHP-t3-S16-MSRheat - Baseline Design - Hourly Results.csv | 8 | 27 | 15 | 4 | 4.068 | 7.207
| SFM-wCZ14-v2015-rDXHP-t3-S16-MSRheat - Baseline Design - Hourly Results.csv | 8 | 27 | 16 | 4 | 3.8944 | 6.632
| SFM-wCZ14-v2015-rDXHP-t3-S16-MSRheat - Baseline Design - Hourly Results.csv | 8 | 27 | 17 | 4 | 3.742 | 6.3523
| SFM-wCZ14-v2015-rDXHP-t3-S16-MSRheat - Baseline Design - Hourly Results.csv | 8 | 28 | 15 | 5 | 3.437 | 5.5408
| SFM-wCZ14-v2015-rDXHP-t3-S16-MSRheat - Baseline Design - Hourly Results.csv | 8 | 28 | 16 | 5 | 3.4171 | 5.4263
| SFM-wCZ14-v2015-rDXHP-t3-S16-MSRheat - Baseline Design - Hourly Results.csv | 8 | 28 | 17 | 5 | 3.3788 | 5.3918
| SFM-wCZ14-v2015-rDXHP-t3-S17-MSRboth - Baseline Design - Hourly Results.csv | 8 | 26 | 15 | 3 | 4.0228 | 6.8399
| SFM-wCZ14-v2015-rDXHP-t3-S17-MSRboth - Baseline Design - Hourly Results.csv | 8 | 26 | 16 | 3 | 4.1578 | 6.9941
| SFM-wCZ14-v2015-rDXHP-t3-S17-MSRboth - Baseline Design - Hourly Results.csv | 8 | 26 | 17 | 3 | 3.9992 | 6.7354
| SFM-wCZ14-v2015-rDXHP-t3-S17-MSRboth - Baseline Design - Hourly Results.csv | 8 | 27 | 15 | 4 | 4.221 | 7.4781
| SFM-wCZ14-v2015-rDXHP-t3-S17-MSRboth - Baseline Design - Hourly Results.csv | 8 | 27 | 16 | 4 | 4.0409 | 6.8815
| SFM-wCZ14-v2015-rDXHP-t3-S17-MSRboth - Baseline Design - Hourly Results.csv | 8 | 27 | 17 | 4 | 3.8828 | 6.5913
| SFM-wCZ14-v2015-rDXHP-t3-S17-MSRboth - Baseline Design - Hourly Results.csv | 8 | 28 | 15 | 5 | 3.5663 | 5.7493
| SFM-wCZ14-v2015-rDXHP-t3-S17-MSRboth - Baseline Design - Hourly Results.csv | 8 | 28 | 16 | 5 | 3.5457 | 5.6305
| SFM-wCZ14-v2015-rDXHP-t3-S17-MSRboth - Baseline Design - Hourly Results.csv | 8 | 28 | 17 | 5 | 3.5059 | 5.5947
| SFM-wCZ14-v2015-rDXHP-t3-S17-MSRcool - Baseline Design - Hourly Results.csv | 8 | 26 | 15 | 3 | 4.0228 | 6.8399
| SFM-wCZ14-v2015-rDXHP-t3-S17-MSRcool - Baseline Design - Hourly Results.csv | 8 | 26 | 16 | 3 | 4.1578 | 6.9941
| SFM-wCZ14-v2015-rDXHP-t3-S17-MSRcool - Baseline Design - Hourly Results.csv | 8 | 26 | 17 | 3 | 3.9992 | 6.7354
| SFM-wCZ14-v2015-rDXHP-t3-S17-MSRcool - Baseline Design - Hourly Results.csv | 8 | 27 | 15 | 4 | 4.221 | 7.4781
| SFM-wCZ14-v2015-rDXHP-t3-S17-MSRcool - Baseline Design - Hourly Results.csv | 8 | 27 | 16 | 4 | 4.0409 | 6.8815
| SFM-wCZ14-v2015-rDXHP-t3-S17-MSRcool - Baseline Design - Hourly Results.csv | 8 | 27 | 17 | 4 | 3.8828 | 6.5913
| SFM-wCZ14-v2015-rDXHP-t3-S17-MSRcool - Baseline Design - Hourly Results.csv | 8 | 28 | 15 | 5 | 3.5663 | 5.7493
| SFM-wCZ14-v2015-rDXHP-t3-S17-MSRcool - Baseline Design - Hourly Results.csv | 8 | 28 | 16 | 5 | 3.5457 | 5.6305
| SFM-wCZ14-v2015-rDXHP-t3-S17-MSRcool - Baseline Design - Hourly Results.csv | 8 | 28 | 17 | 5 | 3.5059 | 5.5947
| SFM-wCZ14-v2015-rDXHP-t3-S17-MSRheat - Baseline Design - Hourly Results.csv | 8 | 26 | 15 | 3 | 3.6223 | 6.159
| SFM-wCZ14-v2015-rDXHP-t3-S17-MSRheat - Baseline Design - Hourly Results.csv | 8 | 26 | 16 | 3 | 3.7439 | 6.2978
| SFM-wCZ14-v2015-rDXHP-t3-S17-MSRheat - Baseline Design - Hourly Results.csv | 8 | 26 | 17 | 3 | 3.6011 | 6.0649
| SFM-wCZ14-v2015-rDXHP-t3-S17-MSRheat - Baseline Design - Hourly Results.csv | 8 | 27 | 15 | 4 | 3.8008 | 6.7336
| SFM-wCZ14-v2015-rDXHP-t3-S17-MSRheat - Baseline Design - Hourly Results.csv | 8 | 27 | 16 | 4 | 3.6386 | 6.1964
| SFM-wCZ14-v2015-rDXHP-t3-S17-MSRheat - Baseline Design - Hourly Results.csv | 8 | 27 | 17 | 4 | 3.4962 | 5.9351
| SFM-wCZ14-v2015-rDXHP-t3-S17-MSRheat - Baseline Design - Hourly Results.csv | 8 | 28 | 15 | 5 | 3.2113 | 5.1769
| SFM-wCZ14-v2015-rDXHP-t3-S17-MSRheat - Baseline Design - Hourly Results.csv | 8 | 28 | 16 | 5 | 3.1927 | 5.0699
| SFM-wCZ14-v2015-rDXHP-t3-S17-MSRheat - Baseline Design - Hourly Results.csv | 8 | 28 | 17 | 5 | 3.1569 | 5.0377
| SFM-wCZ14-v2015-rDXHP-t4-S14-BSLboth - Baseline Design - Hourly Results.csv | 8 | 26 | 15 | 3 | 4.7052 | 8.0027
| SFM-wCZ14-v2015-rDXHP-t4-S14-BSLboth - Baseline Design - Hourly Results.csv | 8 | 26 | 16 | 3 | 4.8248 | 8.1377
| SFM-wCZ14-v2015-rDXHP-t4-S14-BSLboth - Baseline Design - Hourly Results.csv | 8 | 26 | 17 | 3 | 5.3238 | 9.2532
| SFM-wCZ14-v2015-rDXHP-t4-S14-BSLboth - Baseline Design - Hourly Results.csv | 8 | 27 | 15 | 4 | 4.972 | 8.5724
| SFM-wCZ14-v2015-rDXHP-t4-S14-BSLboth - Baseline Design - Hourly Results.csv | 8 | 27 | 16 | 4 | 4.6881 | 8.01
| SFM-wCZ14-v2015-rDXHP-t4-S14-BSLboth - Baseline Design - Hourly Results.csv | 8 | 27 | 17 | 4 | 5.1286 | 8.9788
| SFM-wCZ14-v2015-rDXHP-t4-S14-BSLboth - Baseline Design - Hourly Results.csv | 8 | 28 | 15 | 5 | 4.1745 | 6.9872
| SFM-wCZ14-v2015-rDXHP-t4-S14-BSLboth - Baseline Design - Hourly Results.csv | 8 | 28 | 16 | 5 | 4.0827 | 6.8124
| SFM-wCZ14-v2015-rDXHP-t4-S14-BSLboth - Baseline Design - Hourly Results.csv | 8 | 28 | 17 | 5 | 4.6788 | 8.0984
| SFM-wCZ14-v2015-rDXHP-t4-S14-BSLcool - Baseline Design - Hourly Results.csv | 8 | 26 | 15 | 3 | 4.7052 | 8.0027
| SFM-wCZ14-v2015-rDXHP-t4-S14-BSLcool - Baseline Design - Hourly Results.csv | 8 | 26 | 16 | 3 | 4.8248 | 8.1377
| SFM-wCZ14-v2015-rDXHP-t4-S14-BSLcool - Baseline Design - Hourly Results.csv | 8 | 26 | 17 | 3 | 5.3238 | 9.2532
| SFM-wCZ14-v2015-rDXHP-t4-S14-BSLcool - Baseline Design - Hourly Results.csv | 8 | 27 | 15 | 4 | 4.972 | 8.5724
| SFM-wCZ14-v2015-rDXHP-t4-S14-BSLcool - Baseline Design - Hourly Results.csv | 8 | 27 | 16 | 4 | 4.6881 | 8.01
| SFM-wCZ14-v2015-rDXHP-t4-S14-BSLcool - Baseline Design - Hourly Results.csv | 8 | 27 | 17 | 4 | 5.1286 | 8.9788
| SFM-wCZ14-v2015-rDXHP-t4-S14-BSLcool - Baseline Design - Hourly Results.csv | 8 | 28 | 15 | 5 | 4.1745 | 6.9872
| SFM-wCZ14-v2015-rDXHP-t4-S14-BSLcool - Baseline Design - Hourly Results.csv | 8 | 28 | 16 | 5 | 4.0827 | 6.8124
| SFM-wCZ14-v2015-rDXHP-t4-S14-BSLcool - Baseline Design - Hourly Results.csv | 8 | 28 | 17 | 5 | 4.6788 | 8.0984
| SFM-wCZ14-v2015-rDXHP-t4-S14-BSLheat - Baseline Design - Hourly Results.csv | 8 | 26 | 15 | 3 | 4.1057 | 6.983
| SFM-wCZ14-v2015-rDXHP-t4-S14-BSLheat - Baseline Design - Hourly Results.csv | 8 | 26 | 16 | 3 | 4.21 | 7.1007
| SFM-wCZ14-v2015-rDXHP-t4-S14-BSLheat - Baseline Design - Hourly Results.csv | 8 | 26 | 17 | 3 | 4.6454 | 8.0741
| SFM-wCZ14-v2015-rDXHP-t4-S14-BSLheat - Baseline Design - Hourly Results.csv | 8 | 27 | 15 | 4 | 4.3385 | 7.4801
| SFM-wCZ14-v2015-rDXHP-t4-S14-BSLheat - Baseline Design - Hourly Results.csv | 8 | 27 | 16 | 4 | 4.0907 | 6.9893
| SFM-wCZ14-v2015-rDXHP-t4-S14-BSLheat - Baseline Design - Hourly Results.csv | 8 | 27 | 17 | 4 | 4.4751 | 7.8347
| SFM-wCZ14-v2015-rDXHP-t4-S14-BSLheat - Baseline Design - Hourly Results.csv | 8 | 28 | 15 | 5 | 3.6425 | 6.0969
| SFM-wCZ14-v2015-rDXHP-t4-S14-BSLheat - Baseline Design - Hourly Results.csv | 8 | 28 | 16 | 5 | 3.5625 | 5.9443
| SFM-wCZ14-v2015-rDXHP-t4-S14-BSLheat - Baseline Design - Hourly Results.csv | 8 | 28 | 17 | 5 | 4.0826 | 7.0665
| SFM-wCZ14-v2015-rDXHP-t4-S15-MSRboth - Baseline Design - Hourly Results.csv | 8 | 26 | 15 | 3 | 3.974 | 6.8238
| SFM-wCZ14-v2015-rDXHP-t4-S15-MSRboth - Baseline Design - Hourly Results.csv | 8 | 26 | 16 | 3 | 4.0665 | 6.9256
| SFM-wCZ14-v2015-rDXHP-t4-S15-MSRboth - Baseline Design - Hourly Results.csv | 8 | 26 | 17 | 3 | 4.511 | 7.9149
| SFM-wCZ14-v2015-rDXHP-t4-S15-MSRboth - Baseline Design - Hourly Results.csv | 8 | 27 | 15 | 4 | 4.1917 | 7.2931
| SFM-wCZ14-v2015-rDXHP-t4-S15-MSRboth - Baseline Design - Hourly Results.csv | 8 | 27 | 16 | 4 | 3.9528 | 6.8152
| SFM-wCZ14-v2015-rDXHP-t4-S15-MSRboth - Baseline Design - Hourly Results.csv | 8 | 27 | 17 | 4 | 4.3498 | 7.68
| SFM-wCZ14-v2015-rDXHP-t4-S15-MSRboth - Baseline Design - Hourly Results.csv | 8 | 28 | 15 | 5 | 3.5204 | 5.951
| SFM-wCZ14-v2015-rDXHP-t4-S15-MSRboth - Baseline Design - Hourly Results.csv | 8 | 28 | 16 | 5 | 3.4424 | 5.8062
| SFM-wCZ14-v2015-rDXHP-t4-S15-MSRboth - Baseline Design - Hourly Results.csv | 8 | 28 | 17 | 5 | 3.9732 | 6.9351
| SFM-wCZ14-v2015-rDXHP-t4-S15-MSRcool - Baseline Design - Hourly Results.csv | 8 | 26 | 15 | 3 | 3.974 | 6.8238
| SFM-wCZ14-v2015-rDXHP-t4-S15-MSRcool - Baseline Design - Hourly Results.csv | 8 | 26 | 16 | 3 | 4.0665 | 6.9256
| SFM-wCZ14-v2015-rDXHP-t4-S15-MSRcool - Baseline Design - Hourly Results.csv | 8 | 26 | 17 | 3 | 4.511 | 7.9149
| SFM-wCZ14-v2015-rDXHP-t4-S15-MSRcool - Baseline Design - Hourly Results.csv | 8 | 27 | 15 | 4 | 4.1917 | 7.2931
| SFM-wCZ14-v2015-rDXHP-t4-S15-MSRcool - Baseline Design - Hourly Results.csv | 8 | 27 | 16 | 4 | 3.9528 | 6.8152
| SFM-wCZ14-v2015-rDXHP-t4-S15-MSRcool - Baseline Design - Hourly Results.csv | 8 | 27 | 17 | 4 | 4.3498 | 7.68
| SFM-wCZ14-v2015-rDXHP-t4-S15-MSRcool - Baseline Design - Hourly Results.csv | 8 | 28 | 15 | 5 | 3.5204 | 5.951
| SFM-wCZ14-v2015-rDXHP-t4-S15-MSRcool - Baseline Design - Hourly Results.csv | 8 | 28 | 16 | 5 | 3.4424 | 5.8062
| SFM-wCZ14-v2015-rDXHP-t4-S15-MSRcool - Baseline Design - Hourly Results.csv | 8 | 28 | 17 | 5 | 3.9732 | 6.9351
| SFM-wCZ14-v2015-rDXHP-t4-S15-MSRheat - Baseline Design - Hourly Results.csv | 8 | 26 | 15 | 3 | 3.6014 | 6.184
| SFM-wCZ14-v2015-rDXHP-t4-S15-MSRheat - Baseline Design - Hourly Results.csv | 8 | 26 | 16 | 3 | 3.6852 | 6.2763
| SFM-wCZ14-v2015-rDXHP-t4-S15-MSRheat - Baseline Design - Hourly Results.csv | 8 | 26 | 17 | 3 | 4.088 | 7.1728
| SFM-wCZ14-v2015-rDXHP-t4-S15-MSRheat - Baseline Design - Hourly Results.csv | 8 | 27 | 15 | 4 | 3.7987 | 6.6094
| SFM-wCZ14-v2015-rDXHP-t4-S15-MSRheat - Baseline Design - Hourly Results.csv | 8 | 27 | 16 | 4 | 3.5822 | 6.1763
| SFM-wCZ14-v2015-rDXHP-t4-S15-MSRheat - Baseline Design - Hourly Results.csv | 8 | 27 | 17 | 4 | 3.9419 | 6.96
| SFM-wCZ14-v2015-rDXHP-t4-S15-MSRheat - Baseline Design - Hourly Results.csv | 8 | 28 | 15 | 5 | 3.1904 | 5.3931
| SFM-wCZ14-v2015-rDXHP-t4-S15-MSRheat - Baseline Design - Hourly Results.csv | 8 | 28 | 16 | 5 | 3.1196 | 5.2618
| SFM-wCZ14-v2015-rDXHP-t4-S15-MSRheat - Baseline Design - Hourly Results.csv | 8 | 28 | 17 | 5 | 3.6007 | 6.2849
| SFM-wCZ14-v2015-rDXHP-t4-S16-MSRboth - Baseline Design - Hourly Results.csv | 8 | 26 | 15 | 3 | 4.0856 | 6.6538
| SFM-wCZ14-v2015-rDXHP-t4-S16-MSRboth - Baseline Design - Hourly Results.csv | 8 | 26 | 16 | 3 | 4.2393 | 6.831
| SFM-wCZ14-v2015-rDXHP-t4-S16-MSRboth - Baseline Design - Hourly Results.csv | 8 | 26 | 17 | 3 | 4.6432 | 8.2423
| SFM-wCZ14-v2015-rDXHP-t4-S16-MSRboth - Baseline Design - Hourly Results.csv | 8 | 27 | 15 | 4 | 4.3225 | 7.3584
| SFM-wCZ14-v2015-rDXHP-t4-S16-MSRboth - Baseline Design - Hourly Results.csv | 8 | 27 | 16 | 4 | 4.1494 | 6.7487
| SFM-wCZ14-v2015-rDXHP-t4-S16-MSRboth - Baseline Design - Hourly Results.csv | 8 | 27 | 17 | 4 | 4.5232 | 8.0669
| SFM-wCZ14-v2015-rDXHP-t4-S16-MSRboth - Baseline Design - Hourly Results.csv | 8 | 28 | 15 | 5 | 3.4268 | 5.7601
| SFM-wCZ14-v2015-rDXHP-t4-S16-MSRboth - Baseline Design - Hourly Results.csv | 8 | 28 | 16 | 5 | 3.3845 | 5.5996
| SFM-wCZ14-v2015-rDXHP-t4-S16-MSRboth - Baseline Design - Hourly Results.csv | 8 | 28 | 17 | 5 | 4.1175 | 7.0108
| SFM-wCZ14-v2015-rDXHP-t4-S16-MSRcool - Baseline Design - Hourly Results.csv | 8 | 26 | 15 | 3 | 4.0856 | 6.6538
| SFM-wCZ14-v2015-rDXHP-t4-S16-MSRcool - Baseline Design - Hourly Results.csv | 8 | 26 | 16 | 3 | 4.2393 | 6.831
| SFM-wCZ14-v2015-rDXHP-t4-S16-MSRcool - Baseline Design - Hourly Results.csv | 8 | 26 | 17 | 3 | 4.6432 | 8.2423
| SFM-wCZ14-v2015-rDXHP-t4-S16-MSRcool - Baseline Design - Hourly Results.csv | 8 | 27 | 15 | 4 | 4.3225 | 7.3584
| SFM-wCZ14-v2015-rDXHP-t4-S16-MSRcool - Baseline Design - Hourly Results.csv | 8 | 27 | 16 | 4 | 4.1494 | 6.7487
| SFM-wCZ14-v2015-rDXHP-t4-S16-MSRcool - Baseline Design - Hourly Results.csv | 8 | 27 | 17 | 4 | 4.5232 | 8.0669
| SFM-wCZ14-v2015-rDXHP-t4-S16-MSRcool - Baseline Design - Hourly Results.csv | 8 | 28 | 15 | 5 | 3.4268 | 5.7601
| SFM-wCZ14-v2015-rDXHP-t4-S16-MSRcool - Baseline Design - Hourly Results.csv | 8 | 28 | 16 | 5 | 3.3845 | 5.5996
| SFM-wCZ14-v2015-rDXHP-t4-S16-MSRcool - Baseline Design - Hourly Results.csv | 8 | 28 | 17 | 5 | 4.1175 | 7.0108
| SFM-wCZ14-v2015-rDXHP-t4-S16-MSRheat - Baseline Design - Hourly Results.csv | 8 | 26 | 15 | 3 | 3.698 | 6.0225
| SFM-wCZ14-v2015-rDXHP-t4-S16-MSRheat - Baseline Design - Hourly Results.csv | 8 | 26 | 16 | 3 | 3.8372 | 6.183
| SFM-wCZ14-v2015-rDXHP-t4-S16-MSRheat - Baseline Design - Hourly Results.csv | 8 | 26 | 17 | 3 | 4.2027 | 7.4604
| SFM-wCZ14-v2015-rDXHP-t4-S16-MSRheat - Baseline Design - Hourly Results.csv | 8 | 27 | 15 | 4 | 3.9124 | 6.6603
| SFM-wCZ14-v2015-rDXHP-t4-S16-MSRheat - Baseline Design - Hourly Results.csv | 8 | 27 | 16 | 4 | 3.7557 | 6.1085
| SFM-wCZ14-v2015-rDXHP-t4-S16-MSRheat - Baseline Design - Hourly Results.csv | 8 | 27 | 17 | 4 | 4.0941 | 7.3016
| SFM-wCZ14-v2015-rDXHP-t4-S16-MSRheat - Baseline Design - Hourly Results.csv | 8 | 28 | 15 | 5 | 3.1017 | 5.2136
| SFM-wCZ14-v2015-rDXHP-t4-S16-MSRheat - Baseline Design - Hourly Results.csv | 8 | 28 | 16 | 5 | 3.0634 | 5.0683
| SFM-wCZ14-v2015-rDXHP-t4-S16-MSRheat - Baseline Design - Hourly Results.csv | 8 | 28 | 17 | 5 | 3.7268 | 6.3457
| SFM-wCZ14-v2015-rDXHP-t4-S17-MSRboth - Baseline Design - Hourly Results.csv | 8 | 26 | 15 | 3 | 3.8372 | 6.2491
| SFM-wCZ14-v2015-rDXHP-t4-S17-MSRboth - Baseline Design - Hourly Results.csv | 8 | 26 | 16 | 3 | 3.9815 | 6.4156
| SFM-wCZ14-v2015-rDXHP-t4-S17-MSRboth - Baseline Design - Hourly Results.csv | 8 | 26 | 17 | 3 | 4.3608 | 7.7411
| SFM-wCZ14-v2015-rDXHP-t4-S17-MSRboth - Baseline Design - Hourly Results.csv | 8 | 27 | 15 | 4 | 4.0597 | 6.9109
| SFM-wCZ14-v2015-rDXHP-t4-S17-MSRboth - Baseline Design - Hourly Results.csv | 8 | 27 | 16 | 4 | 3.897 | 6.3383
| SFM-wCZ14-v2015-rDXHP-t4-S17-MSRboth - Baseline Design - Hourly Results.csv | 8 | 27 | 17 | 4 | 4.2481 | 7.5763
| SFM-wCZ14-v2015-rDXHP-t4-S17-MSRboth - Baseline Design - Hourly Results.csv | 8 | 28 | 15 | 5 | 3.2184 | 5.4098
| SFM-wCZ14-v2015-rDXHP-t4-S17-MSRboth - Baseline Design - Hourly Results.csv | 8 | 28 | 16 | 5 | 3.1787 | 5.259
| SFM-wCZ14-v2015-rDXHP-t4-S17-MSRboth - Baseline Design - Hourly Results.csv | 8 | 28 | 17 | 5 | 3.8671 | 6.5845
| SFM-wCZ14-v2015-rDXHP-t4-S17-MSRcool - Baseline Design - Hourly Results.csv | 8 | 26 | 15 | 3 | 3.8372 | 6.2491
| SFM-wCZ14-v2015-rDXHP-t4-S17-MSRcool - Baseline Design - Hourly Results.csv | 8 | 26 | 16 | 3 | 3.9815 | 6.4156
| SFM-wCZ14-v2015-rDXHP-t4-S17-MSRcool - Baseline Design - Hourly Results.csv | 8 | 26 | 17 | 3 | 4.3608 | 7.7411
| SFM-wCZ14-v2015-rDXHP-t4-S17-MSRcool - Baseline Design - Hourly Results.csv | 8 | 27 | 15 | 4 | 4.0597 | 6.9109
| SFM-wCZ14-v2015-rDXHP-t4-S17-MSRcool - Baseline Design - Hourly Results.csv | 8 | 27 | 16 | 4 | 3.897 | 6.3383
| SFM-wCZ14-v2015-rDXHP-t4-S17-MSRcool - Baseline Design - Hourly Results.csv | 8 | 27 | 17 | 4 | 4.2481 | 7.5763
| SFM-wCZ14-v2015-rDXHP-t4-S17-MSRcool - Baseline Design - Hourly Results.csv | 8 | 28 | 15 | 5 | 3.2184 | 5.4098
| SFM-wCZ14-v2015-rDXHP-t4-S17-MSRcool - Baseline Design - Hourly Results.csv | 8 | 28 | 16 | 5 | 3.1787 | 5.259
| SFM-wCZ14-v2015-rDXHP-t4-S17-MSRcool - Baseline Design - Hourly Results.csv | 8 | 28 | 17 | 5 | 3.8671 | 6.5845
| SFM-wCZ14-v2015-rDXHP-t4-S17-MSRheat - Baseline Design - Hourly Results.csv | 8 | 26 | 15 | 3 | 3.4552 | 5.627
| SFM-wCZ14-v2015-rDXHP-t4-S17-MSRheat - Baseline Design - Hourly Results.csv | 8 | 26 | 16 | 3 | 3.5852 | 5.7769
| SFM-wCZ14-v2015-rDXHP-t4-S17-MSRheat - Baseline Design - Hourly Results.csv | 8 | 26 | 17 | 3 | 3.9267 | 6.9704
| SFM-wCZ14-v2015-rDXHP-t4-S17-MSRheat - Baseline Design - Hourly Results.csv | 8 | 27 | 15 | 4 | 3.6555 | 6.2229
| SFM-wCZ14-v2015-rDXHP-t4-S17-MSRheat - Baseline Design - Hourly Results.csv | 8 | 27 | 16 | 4 | 3.509 | 5.7073
| SFM-wCZ14-v2015-rDXHP-t4-S17-MSRheat - Baseline Design - Hourly Results.csv | 8 | 27 | 17 | 4 | 3.8252 | 6.8221
| SFM-wCZ14-v2015-rDXHP-t4-S17-MSRheat - Baseline Design - Hourly Results.csv | 8 | 28 | 15 | 5 | 2.898 | 4.8712
| SFM-wCZ14-v2015-rDXHP-t4-S17-MSRheat - Baseline Design - Hourly Results.csv | 8 | 28 | 16 | 5 | 2.8622 | 4.7355
| SFM-wCZ14-v2015-rDXHP-t4-S17-MSRheat - Baseline Design - Hourly Results.csv | 8 | 28 | 17 | 5 | 3.4821 | 5.929
| SFM-wCZ14-v2015-rDXHP-t5-S14-BSLboth - Baseline Design - Hourly Results.csv | 8 | 26 | 15 | 3 | 4.8318 | 8.2501
| SFM-wCZ14-v2015-rDXHP-t5-S14-BSLboth - Baseline Design - Hourly Results.csv | 8 | 26 | 16 | 3 | 4.9585 | 8.3982
| SFM-wCZ14-v2015-rDXHP-t5-S14-BSLboth - Baseline Design - Hourly Results.csv | 8 | 26 | 17 | 3 | 4.7508 | 8.068
| SFM-wCZ14-v2015-rDXHP-t5-S14-BSLboth - Baseline Design - Hourly Results.csv | 8 | 27 | 15 | 4 | 5.0659 | 8.761
| SFM-wCZ14-v2015-rDXHP-t5-S14-BSLboth - Baseline Design - Hourly Results.csv | 8 | 27 | 16 | 4 | 4.7839 | 8.2006
| SFM-wCZ14-v2015-rDXHP-t5-S14-BSLboth - Baseline Design - Hourly Results.csv | 8 | 27 | 17 | 4 | 4.5537 | 7.795
| SFM-wCZ14-v2015-rDXHP-t5-S14-BSLboth - Baseline Design - Hourly Results.csv | 8 | 28 | 15 | 5 | 4.3068 | 7.2862
| SFM-wCZ14-v2015-rDXHP-t5-S14-BSLboth - Baseline Design - Hourly Results.csv | 8 | 28 | 16 | 5 | 4.2074 | 7.0923
| SFM-wCZ14-v2015-rDXHP-t5-S14-BSLboth - Baseline Design - Hourly Results.csv | 8 | 28 | 17 | 5 | 4.1249 | 6.9877
| SFM-wCZ14-v2015-rDXHP-t5-S14-BSLcool - Baseline Design - Hourly Results.csv | 8 | 26 | 15 | 3 | 4.8318 | 8.2501
| SFM-wCZ14-v2015-rDXHP-t5-S14-BSLcool - Baseline Design - Hourly Results.csv | 8 | 26 | 16 | 3 | 4.9585 | 8.3982
| SFM-wCZ14-v2015-rDXHP-t5-S14-BSLcool - Baseline Design - Hourly Results.csv | 8 | 26 | 17 | 3 | 4.7508 | 8.068
| SFM-wCZ14-v2015-rDXHP-t5-S14-BSLcool - Baseline Design - Hourly Results.csv | 8 | 27 | 15 | 4 | 5.0659 | 8.761
| SFM-wCZ14-v2015-rDXHP-t5-S14-BSLcool - Baseline Design - Hourly Results.csv | 8 | 27 | 16 | 4 | 4.7839 | 8.2006
| SFM-wCZ14-v2015-rDXHP-t5-S14-BSLcool - Baseline Design - Hourly Results.csv | 8 | 27 | 17 | 4 | 4.5537 | 7.795
| SFM-wCZ14-v2015-rDXHP-t5-S14-BSLcool - Baseline Design - Hourly Results.csv | 8 | 28 | 15 | 5 | 4.3068 | 7.2862
| SFM-wCZ14-v2015-rDXHP-t5-S14-BSLcool - Baseline Design - Hourly Results.csv | 8 | 28 | 16 | 5 | 4.2074 | 7.0923
| SFM-wCZ14-v2015-rDXHP-t5-S14-BSLcool - Baseline Design - Hourly Results.csv | 8 | 28 | 17 | 5 | 4.1249 | 6.9877
| SFM-wCZ14-v2015-rDXHP-t5-S14-BSLheat - Baseline Design - Hourly Results.csv | 8 | 26 | 15 | 3 | 4.2161 | 7.1988
| SFM-wCZ14-v2015-rDXHP-t5-S14-BSLheat - Baseline Design - Hourly Results.csv | 8 | 26 | 16 | 3 | 4.3267 | 7.3281
| SFM-wCZ14-v2015-rDXHP-t5-S14-BSLheat - Baseline Design - Hourly Results.csv | 8 | 26 | 17 | 3 | 4.1455 | 7.0399
| SFM-wCZ14-v2015-rDXHP-t5-S14-BSLheat - Baseline Design - Hourly Results.csv | 8 | 27 | 15 | 4 | 4.4204 | 7.6446
| SFM-wCZ14-v2015-rDXHP-t5-S14-BSLheat - Baseline Design - Hourly Results.csv | 8 | 27 | 16 | 4 | 4.1743 | 7.1556
| SFM-wCZ14-v2015-rDXHP-t5-S14-BSLheat - Baseline Design - Hourly Results.csv | 8 | 27 | 17 | 4 | 3.9734 | 6.8017
| SFM-wCZ14-v2015-rDXHP-t5-S14-BSLheat - Baseline Design - Hourly Results.csv | 8 | 28 | 15 | 5 | 3.758 | 6.3578
| SFM-wCZ14-v2015-rDXHP-t5-S14-BSLheat - Baseline Design - Hourly Results.csv | 8 | 28 | 16 | 5 | 3.6713 | 6.1886
| SFM-wCZ14-v2015-rDXHP-t5-S14-BSLheat - Baseline Design - Hourly Results.csv | 8 | 28 | 17 | 5 | 3.5993 | 6.0973
| SFM-wCZ14-v2015-rDXHP-t5-S15-MSRboth - Baseline Design - Hourly Results.csv | 8 | 26 | 15 | 3 | 4.0799 | 7.037
| SFM-wCZ14-v2015-rDXHP-t5-S15-MSRboth - Baseline Design - Hourly Results.csv | 8 | 26 | 16 | 3 | 4.1783 | 7.1463
| SFM-wCZ14-v2015-rDXHP-t5-S15-MSRboth - Baseline Design - Hourly Results.csv | 8 | 26 | 17 | 3 | 4.0056 | 6.8726
| SFM-wCZ14-v2015-rDXHP-t5-S15-MSRboth - Baseline Design - Hourly Results.csv | 8 | 27 | 15 | 4 | 4.2693 | 7.4538
| SFM-wCZ14-v2015-rDXHP-t5-S15-MSRboth - Baseline Design - Hourly Results.csv | 8 | 27 | 16 | 4 | 4.0324 | 6.9776
| SFM-wCZ14-v2015-rDXHP-t5-S15-MSRboth - Baseline Design - Hourly Results.csv | 8 | 27 | 17 | 4 | 3.8386 | 6.6433
| SFM-wCZ14-v2015-rDXHP-t5-S15-MSRboth - Baseline Design - Hourly Results.csv | 8 | 28 | 15 | 5 | 3.6299 | 6.2074
| SFM-wCZ14-v2015-rDXHP-t5-S15-MSRboth - Baseline Design - Hourly Results.csv | 8 | 28 | 16 | 5 | 3.5496 | 6.0525
| SFM-wCZ14-v2015-rDXHP-t5-S15-MSRboth - Baseline Design - Hourly Results.csv | 8 | 28 | 17 | 5 | 3.4913 | 5.9721
| SFM-wCZ14-v2015-rDXHP-t5-S15-MSRcool - Baseline Design - Hourly Results.csv | 8 | 26 | 15 | 3 | 4.0799 | 7.037
| SFM-wCZ14-v2015-rDXHP-t5-S15-MSRcool - Baseline Design - Hourly Results.csv | 8 | 26 | 16 | 3 | 4.1783 | 7.1463
| SFM-wCZ14-v2015-rDXHP-t5-S15-MSRcool - Baseline Design - Hourly Results.csv | 8 | 26 | 17 | 3 | 4.0056 | 6.8726
| SFM-wCZ14-v2015-rDXHP-t5-S15-MSRcool - Baseline Design - Hourly Results.csv | 8 | 27 | 15 | 4 | 4.2693 | 7.4538
| SFM-wCZ14-v2015-rDXHP-t5-S15-MSRcool - Baseline Design - Hourly Results.csv | 8 | 27 | 16 | 4 | 4.0324 | 6.9776
| SFM-wCZ14-v2015-rDXHP-t5-S15-MSRcool - Baseline Design - Hourly Results.csv | 8 | 27 | 17 | 4 | 3.8386 | 6.6433
| SFM-wCZ14-v2015-rDXHP-t5-S15-MSRcool - Baseline Design - Hourly Results.csv | 8 | 28 | 15 | 5 | 3.6299 | 6.2074
| SFM-wCZ14-v2015-rDXHP-t5-S15-MSRcool - Baseline Design - Hourly Results.csv | 8 | 28 | 16 | 5 | 3.5496 | 6.0525
| SFM-wCZ14-v2015-rDXHP-t5-S15-MSRcool - Baseline Design - Hourly Results.csv | 8 | 28 | 17 | 5 | 3.4913 | 5.9721
| SFM-wCZ14-v2015-rDXHP-t5-S15-MSRheat - Baseline Design - Hourly Results.csv | 8 | 26 | 15 | 3 | 3.6974 | 6.3772
| SFM-wCZ14-v2015-rDXHP-t5-S15-MSRheat - Baseline Design - Hourly Results.csv | 8 | 26 | 16 | 3 | 3.7866 | 6.4763
| SFM-wCZ14-v2015-rDXHP-t5-S15-MSRheat - Baseline Design - Hourly Results.csv | 8 | 26 | 17 | 3 | 3.63 | 6.2283
| SFM-wCZ14-v2015-rDXHP-t5-S15-MSRheat - Baseline Design - Hourly Results.csv | 8 | 27 | 15 | 4 | 3.869 | 6.755
| SFM-wCZ14-v2015-rDXHP-t5-S15-MSRheat - Baseline Design - Hourly Results.csv | 8 | 27 | 16 | 4 | 3.6543 | 6.3234
| SFM-wCZ14-v2015-rDXHP-t5-S15-MSRheat - Baseline Design - Hourly Results.csv | 8 | 27 | 17 | 4 | 3.4787 | 6.0204
| SFM-wCZ14-v2015-rDXHP-t5-S15-MSRheat - Baseline Design - Hourly Results.csv | 8 | 28 | 15 | 5 | 3.2896 | 5.6255
| SFM-wCZ14-v2015-rDXHP-t5-S15-MSRheat - Baseline Design - Hourly Results.csv | 8 | 28 | 16 | 5 | 3.2168 | 5.4851
| SFM-wCZ14-v2015-rDXHP-t5-S15-MSRheat - Baseline Design - Hourly Results.csv | 8 | 28 | 17 | 5 | 3.164 | 5.4122
| SFM-wCZ14-v2015-rDXHP-t5-S16-MSRboth - Baseline Design - Hourly Results.csv | 8 | 26 | 15 | 3 | 4.1876 | 6.8636
| SFM-wCZ14-v2015-rDXHP-t5-S16-MSRboth - Baseline Design - Hourly Results.csv | 8 | 26 | 16 | 3 | 4.3438 | 7.0572
| SFM-wCZ14-v2015-rDXHP-t5-S16-MSRboth - Baseline Design - Hourly Results.csv | 8 | 26 | 17 | 3 | 4.1851 | 6.8074
| SFM-wCZ14-v2015-rDXHP-t5-S16-MSRboth - Baseline Design - Hourly Results.csv | 8 | 27 | 15 | 4 | 4.3811 | 7.5156
| SFM-wCZ14-v2015-rDXHP-t5-S16-MSRboth - Baseline Design - Hourly Results.csv | 8 | 27 | 16 | 4 | 4.2087 | 6.9068
| SFM-wCZ14-v2015-rDXHP-t5-S16-MSRboth - Baseline Design - Hourly Results.csv | 8 | 27 | 17 | 4 | 4.0516 | 6.6314
| SFM-wCZ14-v2015-rDXHP-t5-S16-MSRboth - Baseline Design - Hourly Results.csv | 8 | 28 | 15 | 5 | 3.7171 | 5.9749
| SFM-wCZ14-v2015-rDXHP-t5-S16-MSRboth - Baseline Design - Hourly Results.csv | 8 | 28 | 16 | 5 | 3.708 | 5.8619
| SFM-wCZ14-v2015-rDXHP-t5-S16-MSRboth - Baseline Design - Hourly Results.csv | 8 | 28 | 17 | 5 | 3.5686 | 5.8397
| SFM-wCZ14-v2015-rDXHP-t5-S16-MSRcool - Baseline Design - Hourly Results.csv | 8 | 26 | 15 | 3 | 4.1876 | 6.8636
| SFM-wCZ14-v2015-rDXHP-t5-S16-MSRcool - Baseline Design - Hourly Results.csv | 8 | 26 | 16 | 3 | 4.3438 | 7.0572
| SFM-wCZ14-v2015-rDXHP-t5-S16-MSRcool - Baseline Design - Hourly Results.csv | 8 | 26 | 17 | 3 | 4.1851 | 6.8074
| SFM-wCZ14-v2015-rDXHP-t5-S16-MSRcool - Baseline Design - Hourly Results.csv | 8 | 27 | 15 | 4 | 4.3811 | 7.5156
| SFM-wCZ14-v2015-rDXHP-t5-S16-MSRcool - Baseline Design - Hourly Results.csv | 8 | 27 | 16 | 4 | 4.2087 | 6.9068
| SFM-wCZ14-v2015-rDXHP-t5-S16-MSRcool - Baseline Design - Hourly Results.csv | 8 | 27 | 17 | 4 | 4.0516 | 6.6314
| SFM-wCZ14-v2015-rDXHP-t5-S16-MSRcool - Baseline Design - Hourly Results.csv | 8 | 28 | 15 | 5 | 3.7171 | 5.9749
| SFM-wCZ14-v2015-rDXHP-t5-S16-MSRcool - Baseline Design - Hourly Results.csv | 8 | 28 | 16 | 5 | 3.708 | 5.8619
| SFM-wCZ14-v2015-rDXHP-t5-S16-MSRcool - Baseline Design - Hourly Results.csv | 8 | 28 | 17 | 5 | 3.5686 | 5.8397
| SFM-wCZ14-v2015-rDXHP-t5-S16-MSRheat - Baseline Design - Hourly Results.csv | 8 | 26 | 15 | 3 | 3.7903 | 6.2124
| SFM-wCZ14-v2015-rDXHP-t5-S16-MSRheat - Baseline Design - Hourly Results.csv | 8 | 26 | 16 | 3 | 3.9318 | 6.3877
| SFM-wCZ14-v2015-rDXHP-t5-S16-MSRheat - Baseline Design - Hourly Results.csv | 8 | 26 | 17 | 3 | 3.7881 | 6.1616
| SFM-wCZ14-v2015-rDXHP-t5-S16-MSRheat - Baseline Design - Hourly Results.csv | 8 | 27 | 15 | 4 | 3.9655 | 6.8026
| SFM-wCZ14-v2015-rDXHP-t5-S16-MSRheat - Baseline Design - Hourly Results.csv | 8 | 27 | 16 | 4 | 3.8094 | 6.2516
| SFM-wCZ14-v2015-rDXHP-t5-S16-MSRheat - Baseline Design - Hourly Results.csv | 8 | 27 | 17 | 4 | 3.6672 | 6.0023
| SFM-wCZ14-v2015-rDXHP-t5-S16-MSRheat - Baseline Design - Hourly Results.csv | 8 | 28 | 15 | 5 | 3.3645 | 5.4081
| SFM-wCZ14-v2015-rDXHP-t5-S16-MSRheat - Baseline Design - Hourly Results.csv | 8 | 28 | 16 | 5 | 3.3562 | 5.3058
| SFM-wCZ14-v2015-rDXHP-t5-S16-MSRheat - Baseline Design - Hourly Results.csv | 8 | 28 | 17 | 5 | 3.23 | 5.2857
| SFM-wCZ14-v2015-rDXHP-t5-S17-MSRboth - Baseline Design - Hourly Results.csv | 8 | 26 | 15 | 3 | 3.9329 | 6.4462
| SFM-wCZ14-v2015-rDXHP-t5-S17-MSRboth - Baseline Design - Hourly Results.csv | 8 | 26 | 16 | 3 | 4.0797 | 6.628
| SFM-wCZ14-v2015-rDXHP-t5-S17-MSRboth - Baseline Design - Hourly Results.csv | 8 | 26 | 17 | 3 | 3.9306 | 6.3934
| SFM-wCZ14-v2015-rDXHP-t5-S17-MSRboth - Baseline Design - Hourly Results.csv | 8 | 27 | 15 | 4 | 4.1147 | 7.0586
| SFM-wCZ14-v2015-rDXHP-t5-S17-MSRboth - Baseline Design - Hourly Results.csv | 8 | 27 | 16 | 4 | 3.9528 | 6.4868
| SFM-wCZ14-v2015-rDXHP-t5-S17-MSRboth - Baseline Design - Hourly Results.csv | 8 | 27 | 17 | 4 | 3.8052 | 6.2281
| SFM-wCZ14-v2015-rDXHP-t5-S17-MSRboth - Baseline Design - Hourly Results.csv | 8 | 28 | 15 | 5 | 3.491 | 5.6116
| SFM-wCZ14-v2015-rDXHP-t5-S17-MSRboth - Baseline Design - Hourly Results.csv | 8 | 28 | 16 | 5 | 3.4825 | 5.5054
| SFM-wCZ14-v2015-rDXHP-t5-S17-MSRboth - Baseline Design - Hourly Results.csv | 8 | 28 | 17 | 5 | 3.3516 | 5.4846
| SFM-wCZ14-v2015-rDXHP-t5-S17-MSRcool - Baseline Design - Hourly Results.csv | 8 | 26 | 15 | 3 | 3.9329 | 6.4462
| SFM-wCZ14-v2015-rDXHP-t5-S17-MSRcool - Baseline Design - Hourly Results.csv | 8 | 26 | 16 | 3 | 4.0797 | 6.628
| SFM-wCZ14-v2015-rDXHP-t5-S17-MSRcool - Baseline Design - Hourly Results.csv | 8 | 26 | 17 | 3 | 3.9306 | 6.3934
| SFM-wCZ14-v2015-rDXHP-t5-S17-MSRcool - Baseline Design - Hourly Results.csv | 8 | 27 | 15 | 4 | 4.1147 | 7.0586
| SFM-wCZ14-v2015-rDXHP-t5-S17-MSRcool - Baseline Design - Hourly Results.csv | 8 | 27 | 16 | 4 | 3.9528 | 6.4868
| SFM-wCZ14-v2015-rDXHP-t5-S17-MSRcool - Baseline Design - Hourly Results.csv | 8 | 27 | 17 | 4 | 3.8052 | 6.2281
| SFM-wCZ14-v2015-rDXHP-t5-S17-MSRcool - Baseline Design - Hourly Results.csv | 8 | 28 | 15 | 5 | 3.491 | 5.6116
| SFM-wCZ14-v2015-rDXHP-t5-S17-MSRcool - Baseline Design - Hourly Results.csv | 8 | 28 | 16 | 5 | 3.4825 | 5.5054
| SFM-wCZ14-v2015-rDXHP-t5-S17-MSRcool - Baseline Design - Hourly Results.csv | 8 | 28 | 17 | 5 | 3.3516 | 5.4846
| SFM-wCZ14-v2015-rDXHP-t5-S17-MSRheat - Baseline Design - Hourly Results.csv | 8 | 26 | 15 | 3 | 3.5414 | 5.8045
| SFM-wCZ14-v2015-rDXHP-t5-S17-MSRheat - Baseline Design - Hourly Results.csv | 8 | 26 | 16 | 3 | 3.6735 | 5.9682
| SFM-wCZ14-v2015-rDXHP-t5-S17-MSRheat - Baseline Design - Hourly Results.csv | 8 | 26 | 17 | 3 | 3.5393 | 5.7569
| SFM-wCZ14-v2015-rDXHP-t5-S17-MSRheat - Baseline Design - Hourly Results.csv | 8 | 27 | 15 | 4 | 3.705 | 6.3559
| SFM-wCZ14-v2015-rDXHP-t5-S17-MSRheat - Baseline Design - Hourly Results.csv | 8 | 27 | 16 | 4 | 3.5593 | 5.841
| SFM-wCZ14-v2015-rDXHP-t5-S17-MSRheat - Baseline Design - Hourly Results.csv | 8 | 27 | 17 | 4 | 3.4263 | 5.6081
| SFM-wCZ14-v2015-rDXHP-t5-S17-MSRheat - Baseline Design - Hourly Results.csv | 8 | 28 | 15 | 5 | 3.1435 | 5.0529
| SFM-wCZ14-v2015-rDXHP-t5-S17-MSRheat - Baseline Design - Hourly Results.csv | 8 | 28 | 16 | 5 | 3.1358 | 4.9573
| SFM-wCZ14-v2015-rDXHP-t5-S17-MSRheat - Baseline Design - Hourly Results.csv | 8 | 28 | 17 | 5 | 3.0179 | 4.9385
| SFM-wCZ15-v2015-rDXGF-t1-S14-BSLcool - Baseline Design - Hourly Results.csv | 8 | 25 | 15 | 2 | 4.4086 | 7.1104
| SFM-wCZ15-v2015-rDXGF-t1-S14-BSLcool - Baseline Design - Hourly Results.csv | 8 | 25 | 16 | 2 | 4.6611 | 7.5164
| SFM-wCZ15-v2015-rDXGF-t1-S14-BSLcool - Baseline Design - Hourly Results.csv | 8 | 25 | 17 | 2 | 4.8177 | 7.7846
| SFM-wCZ15-v2015-rDXGF-t1-S14-BSLcool - Baseline Design - Hourly Results.csv | 8 | 26 | 15 | 3 | 4.4765 | 7.217
| SFM-wCZ15-v2015-rDXGF-t1-S14-BSLcool - Baseline Design - Hourly Results.csv | 8 | 26 | 16 | 3 | 4.6189 | 7.4431
| SFM-wCZ15-v2015-rDXGF-t1-S14-BSLcool - Baseline Design - Hourly Results.csv | 8 | 26 | 17 | 3 | 4.9242 | 7.9451
| SFM-wCZ15-v2015-rDXGF-t1-S14-BSLcool - Baseline Design - Hourly Results.csv | 8 | 27 | 15 | 4 | 3.7913 | 6.0367
| SFM-wCZ15-v2015-rDXGF-t1-S14-BSLcool - Baseline Design - Hourly Results.csv | 8 | 27 | 16 | 4 | 4.0754 | 6.4933
| SFM-wCZ15-v2015-rDXGF-t1-S14-BSLcool - Baseline Design - Hourly Results.csv | 8 | 27 | 17 | 4 | 4.2369 | 6.7536
| SFM-wCZ15-v2015-rDXGF-t1-S14-BSLheat - Baseline Design - Hourly Results.csv | 8 | 25 | 15 | 2 | 3.9491 | 6.3728
| SFM-wCZ15-v2015-rDXGF-t1-S14-BSLheat - Baseline Design - Hourly Results.csv | 8 | 25 | 16 | 2 | 4.1773 | 6.7495
| SFM-wCZ15-v2015-rDXGF-t1-S14-BSLheat - Baseline Design - Hourly Results.csv | 8 | 25 | 17 | 2 | 4.3174 | 6.9822
| SFM-wCZ15-v2015-rDXGF-t1-S14-BSLheat - Baseline Design - Hourly Results.csv | 8 | 26 | 15 | 3 | 4.0053 | 6.4659
| SFM-wCZ15-v2015-rDXGF-t1-S14-BSLheat - Baseline Design - Hourly Results.csv | 8 | 26 | 16 | 3 | 4.136 | 6.6701
| SFM-wCZ15-v2015-rDXGF-t1-S14-BSLheat - Baseline Design - Hourly Results.csv | 8 | 26 | 17 | 3 | 4.4138 | 7.1279
| SFM-wCZ15-v2015-rDXGF-t1-S14-BSLheat - Baseline Design - Hourly Results.csv | 8 | 27 | 15 | 4 | 3.3512 | 5.3361
| SFM-wCZ15-v2015-rDXGF-t1-S14-BSLheat - Baseline Design - Hourly Results.csv | 8 | 27 | 16 | 4 | 3.6387 | 5.8011
| SFM-wCZ15-v2015-rDXGF-t1-S14-BSLheat - Baseline Design - Hourly Results.csv | 8 | 27 | 17 | 4 | 3.7839 | 6.0387
| SFM-wCZ15-v2015-rDXGF-t1-S15-MSRcool - Baseline Design - Hourly Results.csv | 8 | 25 | 15 | 2 | 3.726 | 6.0883
| SFM-wCZ15-v2015-rDXGF-t1-S15-MSRcool - Baseline Design - Hourly Results.csv | 8 | 25 | 16 | 2 | 3.9307 | 6.4267
| SFM-wCZ15-v2015-rDXGF-t1-S15-MSRcool - Baseline Design - Hourly Results.csv | 8 | 25 | 17 | 2 | 4.0584 | 6.6388
| SFM-wCZ15-v2015-rDXGF-t1-S15-MSRcool - Baseline Design - Hourly Results.csv | 8 | 26 | 15 | 3 | 3.8042 | 6.2143
| SFM-wCZ15-v2015-rDXGF-t1-S15-MSRcool - Baseline Design - Hourly Results.csv | 8 | 26 | 16 | 3 | 3.9199 | 6.3987
| SFM-wCZ15-v2015-rDXGF-t1-S15-MSRcool - Baseline Design - Hourly Results.csv | 8 | 26 | 17 | 3 | 4.1674 | 6.8063
| SFM-wCZ15-v2015-rDXGF-t1-S15-MSRcool - Baseline Design - Hourly Results.csv | 8 | 27 | 15 | 4 | 3.2088 | 5.1509
| SFM-wCZ15-v2015-rDXGF-t1-S15-MSRcool - Baseline Design - Hourly Results.csv | 8 | 27 | 16 | 4 | 3.4811 | 5.6164
| SFM-wCZ15-v2015-rDXGF-t1-S15-MSRcool - Baseline Design - Hourly Results.csv | 8 | 27 | 17 | 4 | 3.6065 | 5.8189
| SFM-wCZ15-v2015-rDXGF-t1-S15-MSRheat - Baseline Design - Hourly Results.csv | 8 | 25 | 15 | 2 | 3.5507 | 5.8098
| SFM-wCZ15-v2015-rDXGF-t1-S15-MSRheat - Baseline Design - Hourly Results.csv | 8 | 25 | 16 | 2 | 3.7473 | 6.1304
| SFM-wCZ15-v2015-rDXGF-t1-S15-MSRheat - Baseline Design - Hourly Results.csv | 8 | 25 | 17 | 2 | 3.8686 | 6.3366
| SFM-wCZ15-v2015-rDXGF-t1-S15-MSRheat - Baseline Design - Hourly Results.csv | 8 | 26 | 15 | 3 | 3.6281 | 5.93
| SFM-wCZ15-v2015-rDXGF-t1-S15-MSRheat - Baseline Design - Hourly Results.csv | 8 | 26 | 16 | 3 | 3.7373 | 6.1093
| SFM-wCZ15-v2015-rDXGF-t1-S15-MSRheat - Baseline Design - Hourly Results.csv | 8 | 26 | 17 | 3 | 3.9738 | 6.5046
| SFM-wCZ15-v2015-rDXGF-t1-S15-MSRheat - Baseline Design - Hourly Results.csv | 8 | 27 | 15 | 4 | 3.0472 | 4.9095
| SFM-wCZ15-v2015-rDXGF-t1-S15-MSRheat - Baseline Design - Hourly Results.csv | 8 | 27 | 16 | 4 | 3.3112 | 5.3457
| SFM-wCZ15-v2015-rDXGF-t1-S15-MSRheat - Baseline Design - Hourly Results.csv | 8 | 27 | 17 | 4 | 3.4306 | 5.5463
| SFM-wCZ15-v2015-rDXGF-t1-S16-MSRcool - Baseline Design - Hourly Results.csv | 8 | 25 | 15 | 2 | 3.8281 | 6.1801
| SFM-wCZ15-v2015-rDXGF-t1-S16-MSRcool - Baseline Design - Hourly Results.csv | 8 | 25 | 16 | 2 | 4.0423 | 6.5353
| SFM-wCZ15-v2015-rDXGF-t1-S16-MSRcool - Baseline Design - Hourly Results.csv | 8 | 25 | 17 | 2 | 4.1705 | 6.7543
| SFM-wCZ15-v2015-rDXGF-t1-S16-MSRcool - Baseline Design - Hourly Results.csv | 8 | 26 | 15 | 3 | 3.8737 | 6.259
| SFM-wCZ15-v2015-rDXGF-t1-S16-MSRcool - Baseline Design - Hourly Results.csv | 8 | 26 | 16 | 3 | 4.0094 | 6.4759
| SFM-wCZ15-v2015-rDXGF-t1-S16-MSRcool - Baseline Design - Hourly Results.csv | 8 | 26 | 17 | 3 | 4.2781 | 6.9161
| SFM-wCZ15-v2015-rDXGF-t1-S16-MSRcool - Baseline Design - Hourly Results.csv | 8 | 27 | 15 | 4 | 3.1794 | 5.0589
| SFM-wCZ15-v2015-rDXGF-t1-S16-MSRcool - Baseline Design - Hourly Results.csv | 8 | 27 | 16 | 4 | 3.4705 | 5.5335
| SFM-wCZ15-v2015-rDXGF-t1-S16-MSRcool - Baseline Design - Hourly Results.csv | 8 | 27 | 17 | 4 | 3.6336 | 5.799
| SFM-wCZ15-v2015-rDXGF-t1-S16-MSRheat - Baseline Design - Hourly Results.csv | 8 | 25 | 15 | 2 | 3.6347 | 5.8726
| SFM-wCZ15-v2015-rDXGF-t1-S16-MSRheat - Baseline Design - Hourly Results.csv | 8 | 25 | 16 | 2 | 3.8406 | 6.2106
| SFM-wCZ15-v2015-rDXGF-t1-S16-MSRheat - Baseline Design - Hourly Results.csv | 8 | 25 | 17 | 2 | 4.1882 | 6.4192
| SFM-wCZ15-v2015-rDXGF-t1-S16-MSRheat - Baseline Design - Hourly Results.csv | 8 | 26 | 15 | 3 | 3.6911 | 5.9677
| SFM-wCZ15-v2015-rDXGF-t1-S16-MSRheat - Baseline Design - Hourly Results.csv | 8 | 26 | 16 | 3 | 3.8142 | 6.1641
| SFM-wCZ15-v2015-rDXGF-t1-S16-MSRheat - Baseline Design - Hourly Results.csv | 8 | 26 | 17 | 3 | 4.2847 | 6.569
| SFM-wCZ15-v2015-rDXGF-t1-S16-MSRheat - Baseline Design - Hourly Results.csv | 8 | 27 | 15 | 4 | 2.9677 | 4.7316
| SFM-wCZ15-v2015-rDXGF-t1-S16-MSRheat - Baseline Design - Hourly Results.csv | 8 | 27 | 16 | 4 | 3.2912 | 5.2505
| SFM-wCZ15-v2015-rDXGF-t1-S16-MSRheat - Baseline Design - Hourly Results.csv | 8 | 27 | 17 | 4 | 3.4493 | 5.5153
| SFM-wCZ15-v2015-rDXGF-t1-S17-MSRcool - Baseline Design - Hourly Results.csv | 8 | 25 | 15 | 2 | 3.5953 | 5.8043
| SFM-wCZ15-v2015-rDXGF-t1-S17-MSRcool - Baseline Design - Hourly Results.csv | 8 | 25 | 16 | 2 | 3.7965 | 6.1379
| SFM-wCZ15-v2015-rDXGF-t1-S17-MSRcool - Baseline Design - Hourly Results.csv | 8 | 25 | 17 | 2 | 3.9169 | 6.3435
| SFM-wCZ15-v2015-rDXGF-t1-S17-MSRcool - Baseline Design - Hourly Results.csv | 8 | 26 | 15 | 3 | 3.6381 | 5.8784
| SFM-wCZ15-v2015-rDXGF-t1-S17-MSRcool - Baseline Design - Hourly Results.csv | 8 | 26 | 16 | 3 | 3.7656 | 6.0821
| SFM-wCZ15-v2015-rDXGF-t1-S17-MSRcool - Baseline Design - Hourly Results.csv | 8 | 26 | 17 | 3 | 4.0179 | 6.4955
| SFM-wCZ15-v2015-rDXGF-t1-S17-MSRcool - Baseline Design - Hourly Results.csv | 8 | 27 | 15 | 4 | 2.986 | 4.7513
| SFM-wCZ15-v2015-rDXGF-t1-S17-MSRcool - Baseline Design - Hourly Results.csv | 8 | 27 | 16 | 4 | 3.2594 | 5.197
| SFM-wCZ15-v2015-rDXGF-t1-S17-MSRcool - Baseline Design - Hourly Results.csv | 8 | 27 | 17 | 4 | 3.4126 | 5.4463
| SFM-wCZ15-v2015-rDXGF-t1-S17-MSRheat - Baseline Design - Hourly Results.csv | 8 | 25 | 15 | 2 | 3.396 | 5.4869
| SFM-wCZ15-v2015-rDXGF-t1-S17-MSRheat - Baseline Design - Hourly Results.csv | 8 | 25 | 16 | 2 | 3.5884 | 5.8027
| SFM-wCZ15-v2015-rDXGF-t1-S17-MSRheat - Baseline Design - Hourly Results.csv | 8 | 25 | 17 | 2 | 3.9131 | 5.9976
| SFM-wCZ15-v2015-rDXGF-t1-S17-MSRheat - Baseline Design - Hourly Results.csv | 8 | 26 | 15 | 3 | 3.4487 | 5.5758
| SFM-wCZ15-v2015-rDXGF-t1-S17-MSRheat - Baseline Design - Hourly Results.csv | 8 | 26 | 16 | 3 | 3.5637 | 5.7593
| SFM-wCZ15-v2015-rDXGF-t1-S17-MSRheat - Baseline Design - Hourly Results.csv | 8 | 26 | 17 | 3 | 4.0033 | 6.1376
| SFM-wCZ15-v2015-rDXGF-t1-S17-MSRheat - Baseline Design - Hourly Results.csv | 8 | 27 | 15 | 4 | 2.7728 | 4.4209
| SFM-wCZ15-v2015-rDXGF-t1-S17-MSRheat - Baseline Design - Hourly Results.csv | 8 | 27 | 16 | 4 | 3.0751 | 4.9057
| SFM-wCZ15-v2015-rDXGF-t1-S17-MSRheat - Baseline Design - Hourly Results.csv | 8 | 27 | 17 | 4 | 3.2228 | 5.1531
| SFM-wCZ15-v2015-rDXGF-t2-S14-BSLcool - Baseline Design - Hourly Results.csv | 8 | 25 | 15 | 2 | 4.0037 | 6.1785
| SFM-wCZ15-v2015-rDXGF-t2-S14-BSLcool - Baseline Design - Hourly Results.csv | 8 | 25 | 16 | 2 | 4.3039 | 6.7143
| SFM-wCZ15-v2015-rDXGF-t2-S14-BSLcool - Baseline Design - Hourly Results.csv | 8 | 25 | 17 | 2 | 4.5027 | 7.0853
| SFM-wCZ15-v2015-rDXGF-t2-S14-BSLcool - Baseline Design - Hourly Results.csv | 8 | 26 | 15 | 3 | 4.0731 | 6.2898
| SFM-wCZ15-v2015-rDXGF-t2-S14-BSLcool - Baseline Design - Hourly Results.csv | 8 | 26 | 16 | 3 | 4.269 | 6.6499
| SFM-wCZ15-v2015-rDXGF-t2-S14-BSLcool - Baseline Design - Hourly Results.csv | 8 | 26 | 17 | 3 | 4.6102 | 7.2448
| SFM-wCZ15-v2015-rDXGF-t2-S14-BSLcool - Baseline Design - Hourly Results.csv | 8 | 27 | 15 | 4 | 3.4275 | 5.1906
| SFM-wCZ15-v2015-rDXGF-t2-S14-BSLcool - Baseline Design - Hourly Results.csv | 8 | 27 | 16 | 4 | 3.7425 | 5.7452
| SFM-wCZ15-v2015-rDXGF-t2-S14-BSLcool - Baseline Design - Hourly Results.csv | 8 | 27 | 17 | 4 | 3.9406 | 6.105
| SFM-wCZ15-v2015-rDXGF-t2-S14-BSLheat - Baseline Design - Hourly Results.csv | 8 | 25 | 15 | 2 | 3.5911 | 5.5448
| SFM-wCZ15-v2015-rDXGF-t2-S14-BSLheat - Baseline Design - Hourly Results.csv | 8 | 25 | 16 | 2 | 3.8567 | 6.0289
| SFM-wCZ15-v2015-rDXGF-t2-S14-BSLheat - Baseline Design - Hourly Results.csv | 8 | 25 | 17 | 2 | 4.037 | 6.3614
| SFM-wCZ15-v2015-rDXGF-t2-S14-BSLheat - Baseline Design - Hourly Results.csv | 8 | 26 | 15 | 3 | 3.6473 | 5.6398
| SFM-wCZ15-v2015-rDXGF-t2-S14-BSLheat - Baseline Design - Hourly Results.csv | 8 | 26 | 16 | 3 | 3.8228 | 5.9588
| SFM-wCZ15-v2015-rDXGF-t2-S14-BSLheat - Baseline Design - Hourly Results.csv | 8 | 26 | 17 | 3 | 4.132 | 6.5065
| SFM-wCZ15-v2015-rDXGF-t2-S14-BSLheat - Baseline Design - Hourly Results.csv | 8 | 27 | 15 | 4 | 3.032 | 4.5902
| SFM-wCZ15-v2015-rDXGF-t2-S14-BSLheat - Baseline Design - Hourly Results.csv | 8 | 27 | 16 | 4 | 3.3459 | 5.1364
| SFM-wCZ15-v2015-rDXGF-t2-S14-BSLheat - Baseline Design - Hourly Results.csv | 8 | 27 | 17 | 4 | 3.5236 | 5.4625
| SFM-wCZ15-v2015-rDXGF-t2-S15-MSRcool - Baseline Design - Hourly Results.csv | 8 | 25 | 15 | 2 | 3.3947 | 5.3041
| SFM-wCZ15-v2015-rDXGF-t2-S15-MSRcool - Baseline Design - Hourly Results.csv | 8 | 25 | 16 | 2 | 3.6331 | 5.749
| SFM-wCZ15-v2015-rDXGF-t2-S15-MSRcool - Baseline Design - Hourly Results.csv | 8 | 25 | 17 | 2 | 3.7962 | 6.0623
| SFM-wCZ15-v2015-rDXGF-t2-S15-MSRcool - Baseline Design - Hourly Results.csv | 8 | 26 | 15 | 3 | 3.4672 | 5.4211
| SFM-wCZ15-v2015-rDXGF-t2-S15-MSRcool - Baseline Design - Hourly Results.csv | 8 | 26 | 16 | 3 | 3.6237 | 5.7268
| SFM-wCZ15-v2015-rDXGF-t2-S15-MSRcool - Baseline Design - Hourly Results.csv | 8 | 26 | 17 | 3 | 3.9018 | 6.2262
| SFM-wCZ15-v2015-rDXGF-t2-S15-MSRcool - Baseline Design - Hourly Results.csv | 8 | 27 | 15 | 4 | 2.9031 | 4.4276
| SFM-wCZ15-v2015-rDXGF-t2-S15-MSRcool - Baseline Design - Hourly Results.csv | 8 | 27 | 16 | 4 | 3.2033 | 4.9766
| SFM-wCZ15-v2015-rDXGF-t2-S15-MSRcool - Baseline Design - Hourly Results.csv | 8 | 27 | 17 | 4 | 3.3638 | 5.2728
| SFM-wCZ15-v2015-rDXGF-t2-S15-MSRheat - Baseline Design - Hourly Results.csv | 8 | 25 | 15 | 2 | 3.2322 | 5.0572
| SFM-wCZ15-v2015-rDXGF-t2-S15-MSRheat - Baseline Design - Hourly Results.csv | 8 | 25 | 16 | 2 | 3.4651 | 5.4909
| SFM-wCZ15-v2015-rDXGF-t2-S15-MSRheat - Baseline Design - Hourly Results.csv | 8 | 25 | 17 | 2 | 3.6199 | 5.7893
| SFM-wCZ15-v2015-rDXGF-t2-S15-MSRheat - Baseline Design - Hourly Results.csv | 8 | 26 | 15 | 3 | 3.3059 | 5.1844
| SFM-wCZ15-v2015-rDXGF-t2-S15-MSRheat - Baseline Design - Hourly Results.csv | 8 | 26 | 16 | 3 | 3.4563 | 5.4706
| SFM-wCZ15-v2015-rDXGF-t2-S15-MSRheat - Baseline Design - Hourly Results.csv | 8 | 26 | 17 | 3 | 3.7219 | 5.9477
| SFM-wCZ15-v2015-rDXGF-t2-S15-MSRheat - Baseline Design - Hourly Results.csv | 8 | 27 | 15 | 4 | 2.7549 | 4.2153
| SFM-wCZ15-v2015-rDXGF-t2-S15-MSRheat - Baseline Design - Hourly Results.csv | 8 | 27 | 16 | 4 | 3.0461 | 4.7429
| SFM-wCZ15-v2015-rDXGF-t2-S15-MSRheat - Baseline Design - Hourly Results.csv | 8 | 27 | 17 | 4 | 3.1963 | 5.0209
| SFM-wCZ15-v2015-rDXGF-t2-S16-MSRcool - Baseline Design - Hourly Results.csv | 8 | 25 | 15 | 2 | 3.4815 | 5.3838
| SFM-wCZ15-v2015-rDXGF-t2-S16-MSRcool - Baseline Design - Hourly Results.csv | 8 | 25 | 16 | 2 | 3.7397 | 5.8416
| SFM-wCZ15-v2015-rDXGF-t2-S16-MSRcool - Baseline Design - Hourly Results.csv | 8 | 25 | 17 | 2 | 3.9021 | 6.159
| SFM-wCZ15-v2015-rDXGF-t2-S16-MSRcool - Baseline Design - Hourly Results.csv | 8 | 26 | 15 | 3 | 3.5268 | 5.4588
| SFM-wCZ15-v2015-rDXGF-t2-S16-MSRcool - Baseline Design - Hourly Results.csv | 8 | 26 | 16 | 3 | 3.7081 | 5.7954
| SFM-wCZ15-v2015-rDXGF-t2-S16-MSRcool - Baseline Design - Hourly Results.csv | 8 | 26 | 17 | 3 | 4.0021 | 6.3243
| SFM-wCZ15-v2015-rDXGF-t2-S16-MSRcool - Baseline Design - Hourly Results.csv | 8 | 27 | 15 | 4 | 2.8771 | 4.3479
| SFM-wCZ15-v2015-rDXGF-t2-S16-MSRcool - Baseline Design - Hourly Results.csv | 8 | 27 | 16 | 4 | 3.1899 | 4.9053
| SFM-wCZ15-v2015-rDXGF-t2-S16-MSRcool - Baseline Design - Hourly Results.csv | 8 | 27 | 17 | 4 | 3.3802 | 5.2479
| SFM-wCZ15-v2015-rDXGF-t2-S16-MSRheat - Baseline Design - Hourly Results.csv | 8 | 25 | 15 | 2 | 3.312 | 5.1185
| SFM-wCZ15-v2015-rDXGF-t2-S16-MSRheat - Baseline Design - Hourly Results.csv | 8 | 25 | 16 | 2 | 3.55 | 5.5621
| SFM-wCZ15-v2015-rDXGF-t2-S16-MSRheat - Baseline Design - Hourly Results.csv | 8 | 25 | 17 | 2 | 3.7061 | 5.8637
| SFM-wCZ15-v2015-rDXGF-t2-S16-MSRheat - Baseline Design - Hourly Results.csv | 8 | 26 | 15 | 3 | 3.3655 | 5.2122
| SFM-wCZ15-v2015-rDXGF-t2-S16-MSRheat - Baseline Design - Hourly Results.csv | 8 | 26 | 16 | 3 | 3.5272 | 5.5207
| SFM-wCZ15-v2015-rDXGF-t2-S16-MSRheat - Baseline Design - Hourly Results.csv | 8 | 26 | 17 | 3 | 3.8033 | 6.0076
| SFM-wCZ15-v2015-rDXGF-t2-S16-MSRheat - Baseline Design - Hourly Results.csv | 8 | 27 | 15 | 4 | 2.6827 | 4.0603
| SFM-wCZ15-v2015-rDXGF-t2-S16-MSRheat - Baseline Design - Hourly Results.csv | 8 | 27 | 16 | 4 | 3.022 | 4.6513
| SFM-wCZ15-v2015-rDXGF-t2-S16-MSRheat - Baseline Design - Hourly Results.csv | 8 | 27 | 17 | 4 | 3.2095 | 4.9931
| SFM-wCZ15-v2015-rDXGF-t2-S17-MSRcool - Baseline Design - Hourly Results.csv | 8 | 25 | 15 | 2 | 3.2698 | 5.0564
| SFM-wCZ15-v2015-rDXGF-t2-S17-MSRcool - Baseline Design - Hourly Results.csv | 8 | 25 | 16 | 2 | 3.5122 | 5.4864
| SFM-wCZ15-v2015-rDXGF-t2-S17-MSRcool - Baseline Design - Hourly Results.csv | 8 | 25 | 17 | 2 | 3.6648 | 5.7844
| SFM-wCZ15-v2015-rDXGF-t2-S17-MSRcool - Baseline Design - Hourly Results.csv | 8 | 26 | 15 | 3 | 3.3123 | 5.1269
| SFM-wCZ15-v2015-rDXGF-t2-S17-MSRcool - Baseline Design - Hourly Results.csv | 8 | 26 | 16 | 3 | 3.4826 | 5.443
| SFM-wCZ15-v2015-rDXGF-t2-S17-MSRcool - Baseline Design - Hourly Results.csv | 8 | 26 | 17 | 3 | 3.7587 | 5.9397
| SFM-wCZ15-v2015-rDXGF-t2-S17-MSRcool - Baseline Design - Hourly Results.csv | 8 | 27 | 15 | 4 | 2.7021 | 4.0835
| SFM-wCZ15-v2015-rDXGF-t2-S17-MSRcool - Baseline Design - Hourly Results.csv | 8 | 27 | 16 | 4 | 2.9959 | 4.607
| SFM-wCZ15-v2015-rDXGF-t2-S17-MSRcool - Baseline Design - Hourly Results.csv | 8 | 27 | 17 | 4 | 3.1747 | 4.9288
| SFM-wCZ15-v2015-rDXGF-t2-S17-MSRheat - Baseline Design - Hourly Results.csv | 8 | 25 | 15 | 2 | 3.0945 | 4.7823
| SFM-wCZ15-v2015-rDXGF-t2-S17-MSRheat - Baseline Design - Hourly Results.csv | 8 | 25 | 16 | 2 | 3.3169 | 5.1968
| SFM-wCZ15-v2015-rDXGF-t2-S17-MSRheat - Baseline Design - Hourly Results.csv | 8 | 25 | 17 | 2 | 3.4627 | 5.4786
| SFM-wCZ15-v2015-rDXGF-t2-S17-MSRheat - Baseline Design - Hourly Results.csv | 8 | 26 | 15 | 3 | 3.1444 | 4.8698
| SFM-wCZ15-v2015-rDXGF-t2-S17-MSRheat - Baseline Design - Hourly Results.csv | 8 | 26 | 16 | 3 | 3.2956 | 5.1581
| SFM-wCZ15-v2015-rDXGF-t2-S17-MSRheat - Baseline Design - Hourly Results.csv | 8 | 26 | 17 | 3 | 3.5535 | 5.6131
| SFM-wCZ15-v2015-rDXGF-t2-S17-MSRheat - Baseline Design - Hourly Results.csv | 8 | 27 | 15 | 4 | 2.5065 | 3.7936
| SFM-wCZ15-v2015-rDXGF-t2-S17-MSRheat - Baseline Design - Hourly Results.csv | 8 | 27 | 16 | 4 | 2.8235 | 4.3458
| SFM-wCZ15-v2015-rDXGF-t2-S17-MSRheat - Baseline Design - Hourly Results.csv | 8 | 27 | 17 | 4 | 2.9987 | 4.6652
| SFM-wCZ15-v2015-rDXGF-t3-S14-BSLcool - Baseline Design - Hourly Results.csv | 8 | 25 | 15 | 2 | 4.0861 | 6.4922
| SFM-wCZ15-v2015-rDXGF-t3-S14-BSLcool - Baseline Design - Hourly Results.csv | 8 | 25 | 16 | 2 | 4.347 | 6.9384
| SFM-wCZ15-v2015-rDXGF-t3-S14-BSLcool - Baseline Design - Hourly Results.csv | 8 | 25 | 17 | 2 | 4.5194 | 7.2372
| SFM-wCZ15-v2015-rDXGF-t3-S14-BSLcool - Baseline Design - Hourly Results.csv | 8 | 26 | 15 | 3 | 4.1462 | 6.5983
| SFM-wCZ15-v2015-rDXGF-t3-S14-BSLcool - Baseline Design - Hourly Results.csv | 8 | 26 | 16 | 3 | 4.3115 | 6.8655
| SFM-wCZ15-v2015-rDXGF-t3-S14-BSLcool - Baseline Design - Hourly Results.csv | 8 | 26 | 17 | 3 | 4.6227 | 7.3892
| SFM-wCZ15-v2015-rDXGF-t3-S14-BSLcool - Baseline Design - Hourly Results.csv | 8 | 27 | 15 | 4 | 3.4901 | 5.4542
| SFM-wCZ15-v2015-rDXGF-t3-S14-BSLcool - Baseline Design - Hourly Results.csv | 8 | 27 | 16 | 4 | 3.7902 | 5.9575
| SFM-wCZ15-v2015-rDXGF-t3-S14-BSLcool - Baseline Design - Hourly Results.csv | 8 | 27 | 17 | 4 | 3.9606 | 6.2412
| SFM-wCZ15-v2015-rDXGF-t3-S14-BSLheat - Baseline Design - Hourly Results.csv | 8 | 25 | 15 | 2 | 3.6533 | 5.8179
| SFM-wCZ15-v2015-rDXGF-t3-S14-BSLheat - Baseline Design - Hourly Results.csv | 8 | 25 | 16 | 2 | 3.886 | 6.216
| SFM-wCZ15-v2015-rDXGF-t3-S14-BSLheat - Baseline Design - Hourly Results.csv | 8 | 25 | 17 | 2 | 4.0424 | 6.4791
| SFM-wCZ15-v2015-rDXGF-t3-S14-BSLheat - Baseline Design - Hourly Results.csv | 8 | 26 | 15 | 3 | 3.7089 | 5.9066
| SFM-wCZ15-v2015-rDXGF-t3-S14-BSLheat - Baseline Design - Hourly Results.csv | 8 | 26 | 16 | 3 | 3.8521 | 6.146
| SFM-wCZ15-v2015-rDXGF-t3-S14-BSLheat - Baseline Design - Hourly Results.csv | 8 | 26 | 17 | 3 | 4.1373 | 6.6184
| SFM-wCZ15-v2015-rDXGF-t3-S14-BSLheat - Baseline Design - Hourly Results.csv | 8 | 27 | 15 | 4 | 3.0834 | 4.8207
| SFM-wCZ15-v2015-rDXGF-t3-S14-BSLheat - Baseline Design - Hourly Results.csv | 8 | 27 | 16 | 4 | 3.3793 | 5.3218
| SFM-wCZ15-v2015-rDXGF-t3-S14-BSLheat - Baseline Design - Hourly Results.csv | 8 | 27 | 17 | 4 | 3.5338 | 5.5755
| SFM-wCZ15-v2015-rDXGF-t3-S15-MSRcool - Baseline Design - Hourly Results.csv | 8 | 25 | 15 | 2 | 3.47 | 5.5819
| SFM-wCZ15-v2015-rDXGF-t3-S15-MSRcool - Baseline Design - Hourly Results.csv | 8 | 25 | 16 | 2 | 3.6788 | 5.9484
| SFM-wCZ15-v2015-rDXGF-t3-S15-MSRcool - Baseline Design - Hourly Results.csv | 8 | 25 | 17 | 2 | 3.8177 | 6.1921
| SFM-wCZ15-v2015-rDXGF-t3-S15-MSRcool - Baseline Design - Hourly Results.csv | 8 | 26 | 15 | 3 | 3.543 | 5.707
| SFM-wCZ15-v2015-rDXGF-t3-S15-MSRcool - Baseline Design - Hourly Results.csv | 8 | 26 | 16 | 3 | 3.6704 | 5.9259
| SFM-wCZ15-v2015-rDXGF-t3-S15-MSRcool - Baseline Design - Hourly Results.csv | 8 | 26 | 17 | 3 | 3.9241 | 6.3607
| SFM-wCZ15-v2015-rDXGF-t3-S15-MSRcool - Baseline Design - Hourly Results.csv | 8 | 27 | 15 | 4 | 2.9726 | 4.6908
| SFM-wCZ15-v2015-rDXGF-t3-S15-MSRcool - Baseline Design - Hourly Results.csv | 8 | 27 | 16 | 4 | 3.2529 | 5.1684
| SFM-wCZ15-v2015-rDXGF-t3-S15-MSRcool - Baseline Design - Hourly Results.csv | 8 | 27 | 17 | 4 | 3.3876 | 5.4045
| SFM-wCZ15-v2015-rDXGF-t3-S15-MSRheat - Baseline Design - Hourly Results.csv | 8 | 25 | 15 | 2 | 3.3005 | 5.32
| SFM-wCZ15-v2015-rDXGF-t3-S15-MSRheat - Baseline Design - Hourly Results.csv | 8 | 25 | 16 | 2 | 3.5051 | 5.6756
| SFM-wCZ15-v2015-rDXGF-t3-S15-MSRheat - Baseline Design - Hourly Results.csv | 8 | 25 | 17 | 2 | 3.6369 | 5.9112
| SFM-wCZ15-v2015-rDXGF-t3-S15-MSRheat - Baseline Design - Hourly Results.csv | 8 | 26 | 15 | 3 | 3.3754 | 5.4409
| SFM-wCZ15-v2015-rDXGF-t3-S15-MSRheat - Baseline Design - Hourly Results.csv | 8 | 26 | 16 | 3 | 3.4974 | 5.6547
| SFM-wCZ15-v2015-rDXGF-t3-S15-MSRheat - Baseline Design - Hourly Results.csv | 8 | 26 | 17 | 3 | 3.7397 | 6.0706
| SFM-wCZ15-v2015-rDXGF-t3-S15-MSRheat - Baseline Design - Hourly Results.csv | 8 | 27 | 15 | 4 | 2.8242 | 4.456
| SFM-wCZ15-v2015-rDXGF-t3-S15-MSRheat - Baseline Design - Hourly Results.csv | 8 | 27 | 16 | 4 | 3.0883 | 4.9199
| SFM-wCZ15-v2015-rDXGF-t3-S15-MSRheat - Baseline Design - Hourly Results.csv | 8 | 27 | 17 | 4 | 3.216 | 5.1413
| SFM-wCZ15-v2015-rDXGF-t3-S16-MSRcool - Baseline Design - Hourly Results.csv | 8 | 25 | 15 | 2 | 3.5645 | 5.6689
| SFM-wCZ15-v2015-rDXGF-t3-S16-MSRcool - Baseline Design - Hourly Results.csv | 8 | 25 | 16 | 2 | 3.7833 | 6.0534
| SFM-wCZ15-v2015-rDXGF-t3-S16-MSRcool - Baseline Design - Hourly Results.csv | 8 | 25 | 17 | 2 | 3.9262 | 6.3043
| SFM-wCZ15-v2015-rDXGF-t3-S16-MSRcool - Baseline Design - Hourly Results.csv | 8 | 26 | 15 | 3 | 3.6143 | 5.76
| SFM-wCZ15-v2015-rDXGF-t3-S16-MSRcool - Baseline Design - Hourly Results.csv | 8 | 26 | 16 | 3 | 3.7674 | 6.0158
| SFM-wCZ15-v2015-rDXGF-t3-S16-MSRcool - Baseline Design - Hourly Results.csv | 8 | 26 | 17 | 3 | 4.0315 | 6.4572
| SFM-wCZ15-v2015-rDXGF-t3-S16-MSRcool - Baseline Design - Hourly Results.csv | 8 | 27 | 15 | 4 | 2.9183 | 4.5604
| SFM-wCZ15-v2015-rDXGF-t3-S16-MSRcool - Baseline Design - Hourly Results.csv | 8 | 27 | 16 | 4 | 3.2395 | 5.1026
| SFM-wCZ15-v2015-rDXGF-t3-S16-MSRcool - Baseline Design - Hourly Results.csv | 8 | 27 | 17 | 4 | 3.4115 | 5.3918
| SFM-wCZ15-v2015-rDXGF-t3-S16-MSRheat - Baseline Design - Hourly Results.csv | 8 | 25 | 15 | 2 | 3.3784 | 5.3843
| SFM-wCZ15-v2015-rDXGF-t3-S16-MSRheat - Baseline Design - Hourly Results.csv | 8 | 25 | 16 | 2 | 3.5894 | 5.7481
| SFM-wCZ15-v2015-rDXGF-t3-S16-MSRheat - Baseline Design - Hourly Results.csv | 8 | 25 | 17 | 2 | 3.7223 | 5.9863
| SFM-wCZ15-v2015-rDXGF-t3-S16-MSRheat - Baseline Design - Hourly Results.csv | 8 | 26 | 15 | 3 | 3.4418 | 5.4848
| SFM-wCZ15-v2015-rDXGF-t3-S16-MSRheat - Baseline Design - Hourly Results.csv | 8 | 26 | 16 | 3 | 3.5699 | 5.6974
| SFM-wCZ15-v2015-rDXGF-t3-S16-MSRheat - Baseline Design - Hourly Results.csv | 8 | 26 | 17 | 3 | 3.8187 | 6.1319
| SFM-wCZ15-v2015-rDXGF-t3-S16-MSRheat - Baseline Design - Hourly Results.csv | 8 | 27 | 15 | 4 | 2.7439 | 4.3011
| SFM-wCZ15-v2015-rDXGF-t3-S16-MSRheat - Baseline Design - Hourly Results.csv | 8 | 27 | 16 | 4 | 3.07 | 4.8388
| SFM-wCZ15-v2015-rDXGF-t3-S16-MSRheat - Baseline Design - Hourly Results.csv | 8 | 27 | 17 | 4 | 3.2391 | 5.1254
| SFM-wCZ15-v2015-rDXGF-t3-S17-MSRcool - Baseline Design - Hourly Results.csv | 8 | 25 | 15 | 2 | 3.3478 | 5.3242
| SFM-wCZ15-v2015-rDXGF-t3-S17-MSRcool - Baseline Design - Hourly Results.csv | 8 | 25 | 16 | 2 | 3.5532 | 5.6852
| SFM-wCZ15-v2015-rDXGF-t3-S17-MSRcool - Baseline Design - Hourly Results.csv | 8 | 25 | 17 | 2 | 3.6874 | 5.9209
| SFM-wCZ15-v2015-rDXGF-t3-S17-MSRcool - Baseline Design - Hourly Results.csv | 8 | 26 | 15 | 3 | 3.3945 | 5.4097
| SFM-wCZ15-v2015-rDXGF-t3-S17-MSRcool - Baseline Design - Hourly Results.csv | 8 | 26 | 16 | 3 | 3.5383 | 5.6499
| SFM-wCZ15-v2015-rDXGF-t3-S17-MSRcool - Baseline Design - Hourly Results.csv | 8 | 26 | 17 | 3 | 3.7863 | 6.0645
| SFM-wCZ15-v2015-rDXGF-t3-S17-MSRcool - Baseline Design - Hourly Results.csv | 8 | 27 | 15 | 4 | 2.7408 | 4.2831
| SFM-wCZ15-v2015-rDXGF-t3-S17-MSRcool - Baseline Design - Hourly Results.csv | 8 | 27 | 16 | 4 | 3.0425 | 4.7923
| SFM-wCZ15-v2015-rDXGF-t3-S17-MSRcool - Baseline Design - Hourly Results.csv | 8 | 27 | 17 | 4 | 3.204 | 5.064
| SFM-wCZ15-v2015-rDXGF-t3-S17-MSRheat - Baseline Design - Hourly Results.csv | 8 | 25 | 15 | 2 | 3.1566 | 5.0307
| SFM-wCZ15-v2015-rDXGF-t3-S17-MSRheat - Baseline Design - Hourly Results.csv | 8 | 25 | 16 | 2 | 3.3537 | 5.3706
| SFM-wCZ15-v2015-rDXGF-t3-S17-MSRheat - Baseline Design - Hourly Results.csv | 8 | 25 | 17 | 2 | 3.4778 | 5.5932
| SFM-wCZ15-v2015-rDXGF-t3-S17-MSRheat - Baseline Design - Hourly Results.csv | 8 | 26 | 15 | 3 | 3.2157 | 5.1246
| SFM-wCZ15-v2015-rDXGF-t3-S17-MSRheat - Baseline Design - Hourly Results.csv | 8 | 26 | 16 | 3 | 3.3354 | 5.3233
| SFM-wCZ15-v2015-rDXGF-t3-S17-MSRheat - Baseline Design - Hourly Results.csv | 8 | 26 | 17 | 3 | 3.5679 | 5.7292
| SFM-wCZ15-v2015-rDXGF-t3-S17-MSRheat - Baseline Design - Hourly Results.csv | 8 | 27 | 15 | 4 | 2.5637 | 4.0186
| SFM-wCZ15-v2015-rDXGF-t3-S17-MSRheat - Baseline Design - Hourly Results.csv | 8 | 27 | 16 | 4 | 2.8684 | 4.521
| SFM-wCZ15-v2015-rDXGF-t3-S17-MSRheat - Baseline Design - Hourly Results.csv | 8 | 27 | 17 | 4 | 3.0264 | 4.7888
| SFM-wCZ15-v2015-rDXGF-t4-S14-BSLcool - Baseline Design - Hourly Results.csv | 8 | 25 | 15 | 2 | 2.8034 | 4.3573
| SFM-wCZ15-v2015-rDXGF-t4-S14-BSLcool - Baseline Design - Hourly Results.csv | 8 | 25 | 16 | 2 | 3.0289 | 4.7485
| SFM-wCZ15-v2015-rDXGF-t4-S14-BSLcool - Baseline Design - Hourly Results.csv | 8 | 25 | 17 | 2 | 3.1976 | 5.0447
| SFM-wCZ15-v2015-rDXGF-t4-S14-BSLcool - Baseline Design - Hourly Results.csv | 8 | 26 | 15 | 3 | 2.9153 | 4.5683
| SFM-wCZ15-v2015-rDXGF-t4-S14-BSLcool - Baseline Design - Hourly Results.csv | 8 | 26 | 16 | 3 | 3.0646 | 4.8195
| SFM-wCZ15-v2015-rDXGF-t4-S14-BSLcool - Baseline Design - Hourly Results.csv | 8 | 26 | 17 | 3 | 3.3367 | 5.2786
| SFM-wCZ15-v2015-rDXGF-t4-S14-BSLcool - Baseline Design - Hourly Results.csv | 8 | 27 | 15 | 4 | 2.3721 | 3.5734
| SFM-wCZ15-v2015-rDXGF-t4-S14-BSLcool - Baseline Design - Hourly Results.csv | 8 | 27 | 16 | 4 | 2.6506 | 4.0565
| SFM-wCZ15-v2015-rDXGF-t4-S14-BSLcool - Baseline Design - Hourly Results.csv | 8 | 27 | 17 | 4 | 2.799 | 4.3126
| SFM-wCZ15-v2015-rDXGF-t4-S14-BSLheat - Baseline Design - Hourly Results.csv | 8 | 25 | 15 | 2 | 2.4843 | 3.8707
| SFM-wCZ15-v2015-rDXGF-t4-S14-BSLheat - Baseline Design - Hourly Results.csv | 8 | 25 | 16 | 2 | 2.689 | 4.2183
| SFM-wCZ15-v2015-rDXGF-t4-S14-BSLheat - Baseline Design - Hourly Results.csv | 8 | 25 | 17 | 2 | 2.837 | 4.4779
| SFM-wCZ15-v2015-rDXGF-t4-S14-BSLheat - Baseline Design - Hourly Results.csv | 8 | 26 | 15 | 3 | 2.5853 | 4.0586
| SFM-wCZ15-v2015-rDXGF-t4-S14-BSLheat - Baseline Design - Hourly Results.csv | 8 | 26 | 16 | 3 | 2.7186 | 4.2792
| SFM-wCZ15-v2015-rDXGF-t4-S14-BSLheat - Baseline Design - Hourly Results.csv | 8 | 26 | 17 | 3 | 2.96 | 4.6845
| SFM-wCZ15-v2015-rDXGF-t4-S14-BSLheat - Baseline Design - Hourly Results.csv | 8 | 27 | 15 | 4 | 2.1071 | 3.178
| SFM-wCZ15-v2015-rDXGF-t4-S14-BSLheat - Baseline Design - Hourly Results.csv | 8 | 27 | 16 | 4 | 2.3516 | 3.603
| SFM-wCZ15-v2015-rDXGF-t4-S14-BSLheat - Baseline Design - Hourly Results.csv | 8 | 27 | 17 | 4 | 2.4839 | 3.8314
| SFM-wCZ15-v2015-rDXGF-t4-S15-MSRcool - Baseline Design - Hourly Results.csv | 8 | 25 | 15 | 2 | 2.4454 | 3.8611
| SFM-wCZ15-v2015-rDXGF-t4-S15-MSRcool - Baseline Design - Hourly Results.csv | 8 | 25 | 16 | 2 | 2.6393 | 4.1965
| SFM-wCZ15-v2015-rDXGF-t4-S15-MSRcool - Baseline Design - Hourly Results.csv | 8 | 25 | 17 | 2 | 2.7808 | 4.45
| SFM-wCZ15-v2015-rDXGF-t4-S15-MSRcool - Baseline Design - Hourly Results.csv | 8 | 26 | 15 | 3 | 2.5541 | 4.0609
| SFM-wCZ15-v2015-rDXGF-t4-S15-MSRcool - Baseline Design - Hourly Results.csv | 8 | 26 | 16 | 3 | 2.68 | 4.2769
| SFM-wCZ15-v2015-rDXGF-t4-S15-MSRcool - Baseline Design - Hourly Results.csv | 8 | 26 | 17 | 3 | 2.9109 | 4.6703
| SFM-wCZ15-v2015-rDXGF-t4-S15-MSRcool - Baseline Design - Hourly Results.csv | 8 | 27 | 15 | 4 | 2.0798 | 3.1683
| SFM-wCZ15-v2015-rDXGF-t4-S15-MSRcool - Baseline Design - Hourly Results.csv | 8 | 27 | 16 | 4 | 2.3291 | 3.6068
| SFM-wCZ15-v2015-rDXGF-t4-S15-MSRcool - Baseline Design - Hourly Results.csv | 8 | 27 | 17 | 4 | 2.4541 | 3.8338
| SFM-wCZ15-v2015-rDXGF-t4-S15-MSRheat - Baseline Design - Hourly Results.csv | 8 | 25 | 15 | 2 | 2.3188 | 3.666
| SFM-wCZ15-v2015-rDXGF-t4-S15-MSRheat - Baseline Design - Hourly Results.csv | 8 | 25 | 16 | 2 | 2.5034 | 3.9854
| SFM-wCZ15-v2015-rDXGF-t4-S15-MSRheat - Baseline Design - Hourly Results.csv | 8 | 25 | 17 | 2 | 2.6371 | 4.2277
| SFM-wCZ15-v2015-rDXGF-t4-S15-MSRheat - Baseline Design - Hourly Results.csv | 8 | 26 | 15 | 3 | 2.4227 | 3.8564
| SFM-wCZ15-v2015-rDXGF-t4-S15-MSRheat - Baseline Design - Hourly Results.csv | 8 | 26 | 16 | 3 | 2.5423 | 4.0621
| SFM-wCZ15-v2015-rDXGF-t4-S15-MSRheat - Baseline Design - Hourly Results.csv | 8 | 26 | 17 | 3 | 2.7615 | 4.4387
| SFM-wCZ15-v2015-rDXGF-t4-S15-MSRheat - Baseline Design - Hourly Results.csv | 8 | 27 | 15 | 4 | 1.9699 | 3.0043
| SFM-wCZ15-v2015-rDXGF-t4-S15-MSRheat - Baseline Design - Hourly Results.csv | 8 | 27 | 16 | 4 | 2.2083 | 3.4225
| SFM-wCZ15-v2015-rDXGF-t4-S15-MSRheat - Baseline Design - Hourly Results.csv | 8 | 27 | 17 | 4 | 2.325 | 3.6347
| SFM-wCZ15-v2015-rDXGF-t4-S16-MSRcool - Baseline Design - Hourly Results.csv | 8 | 25 | 15 | 2 | 2.4878 | 3.8918
| SFM-wCZ15-v2015-rDXGF-t4-S16-MSRcool - Baseline Design - Hourly Results.csv | 8 | 25 | 16 | 2 | 2.6872 | 4.2355
| SFM-wCZ15-v2015-rDXGF-t4-S16-MSRcool - Baseline Design - Hourly Results.csv | 8 | 25 | 17 | 2 | 2.8312 | 4.4934
| SFM-wCZ15-v2015-rDXGF-t4-S16-MSRcool - Baseline Design - Hourly Results.csv | 8 | 26 | 15 | 3 | 2.5886 | 4.0766
| SFM-wCZ15-v2015-rDXGF-t4-S16-MSRcool - Baseline Design - Hourly Results.csv | 8 | 26 | 16 | 3 | 2.7194 | 4.299
| SFM-wCZ15-v2015-rDXGF-t4-S16-MSRcool - Baseline Design - Hourly Results.csv | 8 | 26 | 17 | 3 | 2.9558 | 4.7008
| SFM-wCZ15-v2015-rDXGF-t4-S16-MSRcool - Baseline Design - Hourly Results.csv | 8 | 27 | 15 | 4 | 2.0307 | 3.0832
| SFM-wCZ15-v2015-rDXGF-t4-S16-MSRcool - Baseline Design - Hourly Results.csv | 8 | 27 | 16 | 4 | 2.3294 | 3.5969
| SFM-wCZ15-v2015-rDXGF-t4-S16-MSRcool - Baseline Design - Hourly Results.csv | 8 | 27 | 17 | 4 | 2.4814 | 3.842
| SFM-wCZ15-v2015-rDXGF-t4-S16-MSRheat - Baseline Design - Hourly Results.csv | 8 | 25 | 15 | 2 | 2.3357 | 3.6555
| SFM-wCZ15-v2015-rDXGF-t4-S16-MSRheat - Baseline Design - Hourly Results.csv | 8 | 25 | 16 | 2 | 2.5238 | 3.9795
| SFM-wCZ15-v2015-rDXGF-t4-S16-MSRheat - Baseline Design - Hourly Results.csv | 8 | 25 | 17 | 2 | 2.6589 | 4.2215
| SFM-wCZ15-v2015-rDXGF-t4-S16-MSRheat - Baseline Design - Hourly Results.csv | 8 | 26 | 15 | 3 | 2.4302 | 3.8282
| SFM-wCZ15-v2015-rDXGF-t4-S16-MSRheat - Baseline Design - Hourly Results.csv | 8 | 26 | 16 | 3 | 2.5531 | 4.0371
| SFM-wCZ15-v2015-rDXGF-t4-S16-MSRheat - Baseline Design - Hourly Results.csv | 8 | 26 | 17 | 3 | 2.7755 | 4.4138
| SFM-wCZ15-v2015-rDXGF-t4-S16-MSRheat - Baseline Design - Hourly Results.csv | 8 | 27 | 15 | 4 | 1.9138 | 2.9067
| SFM-wCZ15-v2015-rDXGF-t4-S16-MSRheat - Baseline Design - Hourly Results.csv | 8 | 27 | 16 | 4 | 2.1983 | 3.3889
| SFM-wCZ15-v2015-rDXGF-t4-S16-MSRheat - Baseline Design - Hourly Results.csv | 8 | 27 | 17 | 4 | 2.3275 | 3.605
| SFM-wCZ15-v2015-rDXGF-t4-S17-MSRcool - Baseline Design - Hourly Results.csv | 8 | 25 | 15 | 2 | 2.3365 | 3.6551
| SFM-wCZ15-v2015-rDXGF-t4-S17-MSRcool - Baseline Design - Hourly Results.csv | 8 | 25 | 16 | 2 | 2.5238 | 3.9779
| SFM-wCZ15-v2015-rDXGF-t4-S17-MSRcool - Baseline Design - Hourly Results.csv | 8 | 25 | 17 | 2 | 2.6591 | 4.2202
| SFM-wCZ15-v2015-rDXGF-t4-S17-MSRcool - Baseline Design - Hourly Results.csv | 8 | 26 | 15 | 3 | 2.4312 | 3.8287
| SFM-wCZ15-v2015-rDXGF-t4-S17-MSRcool - Baseline Design - Hourly Results.csv | 8 | 26 | 16 | 3 | 2.554 | 4.0376
| SFM-wCZ15-v2015-rDXGF-t4-S17-MSRcool - Baseline Design - Hourly Results.csv | 8 | 26 | 17 | 3 | 2.776 | 4.415
| SFM-wCZ15-v2015-rDXGF-t4-S17-MSRcool - Baseline Design - Hourly Results.csv | 8 | 27 | 15 | 4 | 1.9072 | 2.8957
| SFM-wCZ15-v2015-rDXGF-t4-S17-MSRcool - Baseline Design - Hourly Results.csv | 8 | 27 | 16 | 4 | 2.1877 | 3.3782
| SFM-wCZ15-v2015-rDXGF-t4-S17-MSRcool - Baseline Design - Hourly Results.csv | 8 | 27 | 17 | 4 | 2.3305 | 3.6083
| SFM-wCZ15-v2015-rDXGF-t4-S17-MSRheat - Baseline Design - Hourly Results.csv | 8 | 25 | 15 | 2 | 2.1823 | 3.4155
| SFM-wCZ15-v2015-rDXGF-t4-S17-MSRheat - Baseline Design - Hourly Results.csv | 8 | 25 | 16 | 2 | 2.358 | 3.7181
| SFM-wCZ15-v2015-rDXGF-t4-S17-MSRheat - Baseline Design - Hourly Results.csv | 8 | 25 | 17 | 2 | 2.4843 | 3.9443
| SFM-wCZ15-v2015-rDXGF-t4-S17-MSRheat - Baseline Design - Hourly Results.csv | 8 | 26 | 15 | 3 | 2.2706 | 3.5768
| SFM-wCZ15-v2015-rDXGF-t4-S17-MSRheat - Baseline Design - Hourly Results.csv | 8 | 26 | 16 | 3 | 2.3855 | 3.772
| SFM-wCZ15-v2015-rDXGF-t4-S17-MSRheat - Baseline Design - Hourly Results.csv | 8 | 26 | 17 | 3 | 2.5932 | 4.1239
| SFM-wCZ15-v2015-rDXGF-t4-S17-MSRheat - Baseline Design - Hourly Results.csv | 8 | 27 | 15 | 4 | 1.7881 | 2.7158
| SFM-wCZ15-v2015-rDXGF-t4-S17-MSRheat - Baseline Design - Hourly Results.csv | 8 | 27 | 16 | 4 | 2.0539 | 3.1663
| SFM-wCZ15-v2015-rDXGF-t4-S17-MSRheat - Baseline Design - Hourly Results.csv | 8 | 27 | 17 | 4 | 2.1747 | 3.3682
| SFM-wCZ15-v2015-rDXGF-t5-S14-BSLcool - Baseline Design - Hourly Results.csv | 8 | 25 | 15 | 2 | 3.7161 | 5.8886
| SFM-wCZ15-v2015-rDXGF-t5-S14-BSLcool - Baseline Design - Hourly Results.csv | 8 | 25 | 16 | 2 | 3.9641 | 6.314
| SFM-wCZ15-v2015-rDXGF-t5-S14-BSLcool - Baseline Design - Hourly Results.csv | 8 | 25 | 17 | 2 | 4.1341 | 6.608
| SFM-wCZ15-v2015-rDXGF-t5-S14-BSLcool - Baseline Design - Hourly Results.csv | 8 | 26 | 15 | 3 | 3.7802 | 5.992
| SFM-wCZ15-v2015-rDXGF-t5-S14-BSLcool - Baseline Design - Hourly Results.csv | 8 | 26 | 16 | 3 | 3.9342 | 6.2525
| SFM-wCZ15-v2015-rDXGF-t5-S14-BSLcool - Baseline Design - Hourly Results.csv | 8 | 26 | 17 | 3 | 4.2393 | 6.7624
| SFM-wCZ15-v2015-rDXGF-t5-S14-BSLcool - Baseline Design - Hourly Results.csv | 8 | 27 | 15 | 4 | 3.1406 | 4.8707
| SFM-wCZ15-v2015-rDXGF-t5-S14-BSLcool - Baseline Design - Hourly Results.csv | 8 | 27 | 16 | 4 | 3.448 | 5.3983
| SFM-wCZ15-v2015-rDXGF-t5-S14-BSLcool - Baseline Design - Hourly Results.csv | 8 | 27 | 17 | 4 | 3.6137 | 5.671
| SFM-wCZ15-v2015-rDXGF-t5-S14-BSLheat - Baseline Design - Hourly Results.csv | 8 | 25 | 15 | 2 | 3.3138 | 5.2625
| SFM-wCZ15-v2015-rDXGF-t5-S14-BSLheat - Baseline Design - Hourly Results.csv | 8 | 25 | 16 | 2 | 3.5403 | 5.6413
| SFM-wCZ15-v2015-rDXGF-t5-S14-BSLheat - Baseline Design - Hourly Results.csv | 8 | 25 | 17 | 2 | 3.687 | 5.9032
| SFM-wCZ15-v2015-rDXGF-t5-S14-BSLheat - Baseline Design - Hourly Results.csv | 8 | 26 | 15 | 3 | 3.372 | 5.3475
| SFM-wCZ15-v2015-rDXGF-t5-S14-BSLheat - Baseline Design - Hourly Results.csv | 8 | 26 | 16 | 3 | 3.5155 | 5.5865
| SFM-wCZ15-v2015-rDXGF-t5-S14-BSLheat - Baseline Design - Hourly Results.csv | 8 | 26 | 17 | 3 | 3.7836 | 6.0421
| SFM-wCZ15-v2015-rDXGF-t5-S14-BSLheat - Baseline Design - Hourly Results.csv | 8 | 27 | 15 | 4 | 2.7922 | 4.3433
| SFM-wCZ15-v2015-rDXGF-t5-S14-BSLheat - Baseline Design - Hourly Results.csv | 8 | 27 | 16 | 4 | 3.0723 | 4.8102
| SFM-wCZ15-v2015-rDXGF-t5-S14-BSLheat - Baseline Design - Hourly Results.csv | 8 | 27 | 17 | 4 | 3.219 | 5.0601
| SFM-wCZ15-v2015-rDXGF-t5-S15-MSRcool - Baseline Design - Hourly Results.csv | 8 | 25 | 15 | 2 | 3.174 | 5.0951
| SFM-wCZ15-v2015-rDXGF-t5-S15-MSRcool - Baseline Design - Hourly Results.csv | 8 | 25 | 16 | 2 | 3.3827 | 5.452
| SFM-wCZ15-v2015-rDXGF-t5-S15-MSRcool - Baseline Design - Hourly Results.csv | 8 | 25 | 17 | 2 | 3.5214 | 5.6977
| SFM-wCZ15-v2015-rDXGF-t5-S15-MSRcool - Baseline Design - Hourly Results.csv | 8 | 26 | 15 | 3 | 3.2501 | 5.2199
| SFM-wCZ15-v2015-rDXGF-t5-S15-MSRcool - Baseline Design - Hourly Results.csv | 8 | 26 | 16 | 3 | 3.3771 | 5.4371
| SFM-wCZ15-v2015-rDXGF-t5-S15-MSRcool - Baseline Design - Hourly Results.csv | 8 | 26 | 17 | 3 | 3.6265 | 5.8601
| SFM-wCZ15-v2015-rDXGF-t5-S15-MSRcool - Baseline Design - Hourly Results.csv | 8 | 27 | 15 | 4 | 2.7079 | 4.2458
| SFM-wCZ15-v2015-rDXGF-t5-S15-MSRcool - Baseline Design - Hourly Results.csv | 8 | 27 | 16 | 4 | 2.9775 | 4.7164
| SFM-wCZ15-v2015-rDXGF-t5-S15-MSRcool - Baseline Design - Hourly Results.csv | 8 | 27 | 17 | 4 | 3.1106 | 4.9438
| SFM-wCZ15-v2015-rDXGF-t5-S15-MSRheat - Baseline Design - Hourly Results.csv | 8 | 25 | 15 | 2 | 3.0219 | 4.8559
| SFM-wCZ15-v2015-rDXGF-t5-S15-MSRheat - Baseline Design - Hourly Results.csv | 8 | 25 | 16 | 2 | 3.2194 | 5.1948
| SFM-wCZ15-v2015-rDXGF-t5-S15-MSRheat - Baseline Design - Hourly Results.csv | 8 | 25 | 17 | 2 | 3.3457 | 5.4283
| SFM-wCZ15-v2015-rDXGF-t5-S15-MSRheat - Baseline Design - Hourly Results.csv | 8 | 26 | 15 | 3 | 3.0952 | 4.9736
| SFM-wCZ15-v2015-rDXGF-t5-S15-MSRheat - Baseline Design - Hourly Results.csv | 8 | 26 | 16 | 3 | 3.2165 | 5.1812
| SFM-wCZ15-v2015-rDXGF-t5-S15-MSRheat - Baseline Design - Hourly Results.csv | 8 | 26 | 17 | 3 | 3.4468 | 5.585
| SFM-wCZ15-v2015-rDXGF-t5-S15-MSRheat - Baseline Design - Hourly Results.csv | 8 | 27 | 15 | 4 | 2.5727 | 4.0375
| SFM-wCZ15-v2015-rDXGF-t5-S15-MSRheat - Baseline Design - Hourly Results.csv | 8 | 27 | 16 | 4 | 2.8307 | 4.4872
| SFM-wCZ15-v2015-rDXGF-t5-S15-MSRheat - Baseline Design - Hourly Results.csv | 8 | 27 | 17 | 4 | 2.9569 | 4.7062
| SFM-wCZ15-v2015-rDXGF-t5-S16-MSRcool - Baseline Design - Hourly Results.csv | 8 | 25 | 15 | 2 | 3.2578 | 5.1809
| SFM-wCZ15-v2015-rDXGF-t5-S16-MSRcool - Baseline Design - Hourly Results.csv | 8 | 25 | 16 | 2 | 3.4732 | 5.5469
| SFM-wCZ15-v2015-rDXGF-t5-S16-MSRcool - Baseline Design - Hourly Results.csv | 8 | 25 | 17 | 2 | 3.6137 | 5.7973
| SFM-wCZ15-v2015-rDXGF-t5-S16-MSRcool - Baseline Design - Hourly Results.csv | 8 | 26 | 15 | 3 | 3.3263 | 5.2847
| SFM-wCZ15-v2015-rDXGF-t5-S16-MSRcool - Baseline Design - Hourly Results.csv | 8 | 26 | 16 | 3 | 3.4605 | 5.5138
| SFM-wCZ15-v2015-rDXGF-t5-S16-MSRcool - Baseline Design - Hourly Results.csv | 8 | 26 | 17 | 3 | 3.7142 | 5.9449
| SFM-wCZ15-v2015-rDXGF-t5-S16-MSRcool - Baseline Design - Hourly Results.csv | 8 | 27 | 15 | 4 | 2.6442 | 4.1201
| SFM-wCZ15-v2015-rDXGF-t5-S16-MSRcool - Baseline Design - Hourly Results.csv | 8 | 27 | 16 | 4 | 2.9683 | 4.6632
| SFM-wCZ15-v2015-rDXGF-t5-S16-MSRcool - Baseline Design - Hourly Results.csv | 8 | 27 | 17 | 4 | 3.142 | 4.9554
| SFM-wCZ15-v2015-rDXGF-t5-S16-MSRheat - Baseline Design - Hourly Results.csv | 8 | 25 | 15 | 2 | 3.0827 | 4.9018
| SFM-wCZ15-v2015-rDXGF-t5-S16-MSRheat - Baseline Design - Hourly Results.csv | 8 | 25 | 16 | 2 | 3.2876 | 5.2499
| SFM-wCZ15-v2015-rDXGF-t5-S16-MSRheat - Baseline Design - Hourly Results.csv | 8 | 25 | 17 | 2 | 3.4155 | 5.4868
| SFM-wCZ15-v2015-rDXGF-t5-S16-MSRheat - Baseline Design - Hourly Results.csv | 8 | 26 | 15 | 3 | 3.1442 | 4.9962
| SFM-wCZ15-v2015-rDXGF-t5-S16-MSRheat - Baseline Design - Hourly Results.csv | 8 | 26 | 16 | 3 | 3.2711 | 5.2155
| SFM-wCZ15-v2015-rDXGF-t5-S16-MSRheat - Baseline Design - Hourly Results.csv | 8 | 26 | 17 | 3 | 3.5093 | 5.6281
| SFM-wCZ15-v2015-rDXGF-t5-S16-MSRheat - Baseline Design - Hourly Results.csv | 8 | 27 | 15 | 4 | 2.4923 | 3.8881
| SFM-wCZ15-v2015-rDXGF-t5-S16-MSRheat - Baseline Design - Hourly Results.csv | 8 | 27 | 16 | 4 | 2.8095 | 4.4151
| SFM-wCZ15-v2015-rDXGF-t5-S16-MSRheat - Baseline Design - Hourly Results.csv | 8 | 27 | 17 | 4 | 2.9776 | 4.694
| SFM-wCZ15-v2015-rDXGF-t5-S17-MSRcool - Baseline Design - Hourly Results.csv | 8 | 25 | 15 | 2 | 3.0597 | 4.8658
| SFM-wCZ15-v2015-rDXGF-t5-S17-MSRcool - Baseline Design - Hourly Results.csv | 8 | 25 | 16 | 2 | 3.262 | 5.2096
| SFM-wCZ15-v2015-rDXGF-t5-S17-MSRcool - Baseline Design - Hourly Results.csv | 8 | 25 | 17 | 2 | 3.3939 | 5.4447
| SFM-wCZ15-v2015-rDXGF-t5-S17-MSRcool - Baseline Design - Hourly Results.csv | 8 | 26 | 15 | 3 | 3.124 | 4.9633
| SFM-wCZ15-v2015-rDXGF-t5-S17-MSRcool - Baseline Design - Hourly Results.csv | 8 | 26 | 16 | 3 | 3.25 | 5.1785
| SFM-wCZ15-v2015-rDXGF-t5-S17-MSRcool - Baseline Design - Hourly Results.csv | 8 | 26 | 17 | 3 | 3.4883 | 5.5834
| SFM-wCZ15-v2015-rDXGF-t5-S17-MSRcool - Baseline Design - Hourly Results.csv | 8 | 27 | 15 | 4 | 2.4834 | 3.8696
| SFM-wCZ15-v2015-rDXGF-t5-S17-MSRcool - Baseline Design - Hourly Results.csv | 8 | 27 | 16 | 4 | 2.7878 | 4.3796
| SFM-wCZ15-v2015-rDXGF-t5-S17-MSRcool - Baseline Design - Hourly Results.csv | 8 | 27 | 17 | 4 | 2.9509 | 4.654
| SFM-wCZ15-v2015-rDXGF-t5-S17-MSRheat - Baseline Design - Hourly Results.csv | 8 | 25 | 15 | 2 | 2.8803 | 4.5799
| SFM-wCZ15-v2015-rDXGF-t5-S17-MSRheat - Baseline Design - Hourly Results.csv | 8 | 25 | 16 | 2 | 3.0717 | 4.9051
| SFM-wCZ15-v2015-rDXGF-t5-S17-MSRheat - Baseline Design - Hourly Results.csv | 8 | 25 | 17 | 2 | 3.1912 | 5.1265
| SFM-wCZ15-v2015-rDXGF-t5-S17-MSRheat - Baseline Design - Hourly Results.csv | 8 | 26 | 15 | 3 | 2.9377 | 4.6681
| SFM-wCZ15-v2015-rDXGF-t5-S17-MSRheat - Baseline Design - Hourly Results.csv | 8 | 26 | 16 | 3 | 3.0563 | 4.873
| SFM-wCZ15-v2015-rDXGF-t5-S17-MSRheat - Baseline Design - Hourly Results.csv | 8 | 26 | 17 | 3 | 3.2789 | 5.2585
| SFM-wCZ15-v2015-rDXGF-t5-S17-MSRheat - Baseline Design - Hourly Results.csv | 8 | 27 | 15 | 4 | 2.3287 | 3.6327
| SFM-wCZ15-v2015-rDXGF-t5-S17-MSRheat - Baseline Design - Hourly Results.csv | 8 | 27 | 16 | 4 | 2.625 | 4.1251
| SFM-wCZ15-v2015-rDXGF-t5-S17-MSRheat - Baseline Design - Hourly Results.csv | 8 | 27 | 17 | 4 | 2.7821 | 4.3858
| SFM-wCZ15-v2015-rDXHP-t1-S14-BSLboth - Baseline Design - Hourly Results.csv | 8 | 25 | 15 | 2 | 4.6784 | 7.5431
| SFM-wCZ15-v2015-rDXHP-t1-S14-BSLboth - Baseline Design - Hourly Results.csv | 8 | 25 | 16 | 2 | 4.9062 | 7.9332
| SFM-wCZ15-v2015-rDXHP-t1-S14-BSLboth - Baseline Design - Hourly Results.csv | 8 | 25 | 17 | 2 | 5.0119 | 8.1402
| SFM-wCZ15-v2015-rDXHP-t1-S14-BSLboth - Baseline Design - Hourly Results.csv | 8 | 26 | 15 | 3 | 4.7666 | 7.6745
| SFM-wCZ15-v2015-rDXHP-t1-S14-BSLboth - Baseline Design - Hourly Results.csv | 8 | 26 | 16 | 3 | 4.8787 | 7.8679
| SFM-wCZ15-v2015-rDXHP-t1-S14-BSLboth - Baseline Design - Hourly Results.csv | 8 | 26 | 17 | 3 | 5.1348 | 8.3283
| SFM-wCZ15-v2015-rDXHP-t1-S14-BSLboth - Baseline Design - Hourly Results.csv | 8 | 27 | 15 | 4 | 4.0671 | 6.4729
| SFM-wCZ15-v2015-rDXHP-t1-S14-BSLboth - Baseline Design - Hourly Results.csv | 8 | 27 | 16 | 4 | 4.3253 | 6.9121
| SFM-wCZ15-v2015-rDXHP-t1-S14-BSLboth - Baseline Design - Hourly Results.csv | 8 | 27 | 17 | 4 | 4.4356 | 7.1188
| SFM-wCZ15-v2015-rDXHP-t1-S14-BSLcool - Baseline Design - Hourly Results.csv | 8 | 25 | 15 | 2 | 4.6784 | 7.5431
| SFM-wCZ15-v2015-rDXHP-t1-S14-BSLcool - Baseline Design - Hourly Results.csv | 8 | 25 | 16 | 2 | 4.9062 | 7.9332
| SFM-wCZ15-v2015-rDXHP-t1-S14-BSLcool - Baseline Design - Hourly Results.csv | 8 | 25 | 17 | 2 | 5.0119 | 8.1402
| SFM-wCZ15-v2015-rDXHP-t1-S14-BSLcool - Baseline Design - Hourly Results.csv | 8 | 26 | 15 | 3 | 4.7666 | 7.6745
| SFM-wCZ15-v2015-rDXHP-t1-S14-BSLcool - Baseline Design - Hourly Results.csv | 8 | 26 | 16 | 3 | 4.8787 | 7.8679
| SFM-wCZ15-v2015-rDXHP-t1-S14-BSLcool - Baseline Design - Hourly Results.csv | 8 | 26 | 17 | 3 | 5.1348 | 8.3283
| SFM-wCZ15-v2015-rDXHP-t1-S14-BSLcool - Baseline Design - Hourly Results.csv | 8 | 27 | 15 | 4 | 4.0671 | 6.4729
| SFM-wCZ15-v2015-rDXHP-t1-S14-BSLcool - Baseline Design - Hourly Results.csv | 8 | 27 | 16 | 4 | 4.3253 | 6.9121
| SFM-wCZ15-v2015-rDXHP-t1-S14-BSLcool - Baseline Design - Hourly Results.csv | 8 | 27 | 17 | 4 | 4.4356 | 7.1188
| SFM-wCZ15-v2015-rDXHP-t1-S14-BSLheat - Baseline Design - Hourly Results.csv | 8 | 25 | 15 | 2 | 4.0823 | 6.5819
| SFM-wCZ15-v2015-rDXHP-t1-S14-BSLheat - Baseline Design - Hourly Results.csv | 8 | 25 | 16 | 2 | 4.2811 | 6.9223
| SFM-wCZ15-v2015-rDXHP-t1-S14-BSLheat - Baseline Design - Hourly Results.csv | 8 | 25 | 17 | 2 | 4.3733 | 7.1029
| SFM-wCZ15-v2015-rDXHP-t1-S14-BSLheat - Baseline Design - Hourly Results.csv | 8 | 26 | 15 | 3 | 4.1592 | 6.6966
| SFM-wCZ15-v2015-rDXHP-t1-S14-BSLheat - Baseline Design - Hourly Results.csv | 8 | 26 | 16 | 3 | 4.257 | 6.8653
| SFM-wCZ15-v2015-rDXHP-t1-S14-BSLheat - Baseline Design - Hourly Results.csv | 8 | 26 | 17 | 3 | 4.4805 | 7.2671
| SFM-wCZ15-v2015-rDXHP-t1-S14-BSLheat - Baseline Design - Hourly Results.csv | 8 | 27 | 15 | 4 | 3.5489 | 5.6481
| SFM-wCZ15-v2015-rDXHP-t1-S14-BSLheat - Baseline Design - Hourly Results.csv | 8 | 27 | 16 | 4 | 3.7742 | 6.0314
| SFM-wCZ15-v2015-rDXHP-t1-S14-BSLheat - Baseline Design - Hourly Results.csv | 8 | 27 | 17 | 4 | 3.8704 | 6.2117
| SFM-wCZ15-v2015-rDXHP-t1-S15-MSRboth - Baseline Design - Hourly Results.csv | 8 | 25 | 15 | 2 | 3.9416 | 6.4019
| SFM-wCZ15-v2015-rDXHP-t1-S15-MSRboth - Baseline Design - Hourly Results.csv | 8 | 25 | 16 | 2 | 4.1322 | 6.73
| SFM-wCZ15-v2015-rDXHP-t1-S15-MSRboth - Baseline Design - Hourly Results.csv | 8 | 25 | 17 | 2 | 4.2191 | 6.9066
| SFM-wCZ15-v2015-rDXHP-t1-S15-MSRboth - Baseline Design - Hourly Results.csv | 8 | 26 | 15 | 3 | 4.012 | 6.5106
| SFM-wCZ15-v2015-rDXHP-t1-S15-MSRboth - Baseline Design - Hourly Results.csv | 8 | 26 | 16 | 3 | 4.1122 | 6.6825
| SFM-wCZ15-v2015-rDXHP-t1-S15-MSRboth - Baseline Design - Hourly Results.csv | 8 | 26 | 17 | 3 | 4.323 | 7.0635
| SFM-wCZ15-v2015-rDXHP-t1-S15-MSRboth - Baseline Design - Hourly Results.csv | 8 | 27 | 15 | 4 | 3.3881 | 5.4193
| SFM-wCZ15-v2015-rDXHP-t1-S15-MSRboth - Baseline Design - Hourly Results.csv | 8 | 27 | 16 | 4 | 3.6466 | 5.8567
| SFM-wCZ15-v2015-rDXHP-t1-S15-MSRboth - Baseline Design - Hourly Results.csv | 8 | 27 | 17 | 4 | 3.735 | 6.033
| SFM-wCZ15-v2015-rDXHP-t1-S15-MSRcool - Baseline Design - Hourly Results.csv | 8 | 25 | 15 | 2 | 3.9416 | 6.4019
| SFM-wCZ15-v2015-rDXHP-t1-S15-MSRcool - Baseline Design - Hourly Results.csv | 8 | 25 | 16 | 2 | 4.1322 | 6.73
| SFM-wCZ15-v2015-rDXHP-t1-S15-MSRcool - Baseline Design - Hourly Results.csv | 8 | 25 | 17 | 2 | 4.2191 | 6.9066
| SFM-wCZ15-v2015-rDXHP-t1-S15-MSRcool - Baseline Design - Hourly Results.csv | 8 | 26 | 15 | 3 | 4.012 | 6.5106
| SFM-wCZ15-v2015-rDXHP-t1-S15-MSRcool - Baseline Design - Hourly Results.csv | 8 | 26 | 16 | 3 | 4.1122 | 6.6825
| SFM-wCZ15-v2015-rDXHP-t1-S15-MSRcool - Baseline Design - Hourly Results.csv | 8 | 26 | 17 | 3 | 4.323 | 7.0635
| SFM-wCZ15-v2015-rDXHP-t1-S15-MSRcool - Baseline Design - Hourly Results.csv | 8 | 27 | 15 | 4 | 3.3881 | 5.4193
| SFM-wCZ15-v2015-rDXHP-t1-S15-MSRcool - Baseline Design - Hourly Results.csv | 8 | 27 | 16 | 4 | 3.6466 | 5.8567
| SFM-wCZ15-v2015-rDXHP-t1-S15-MSRcool - Baseline Design - Hourly Results.csv | 8 | 27 | 17 | 4 | 3.735 | 6.033
| SFM-wCZ15-v2015-rDXHP-t1-S15-MSRheat - Baseline Design - Hourly Results.csv | 8 | 25 | 15 | 2 | 3.572 | 5.8017
| SFM-wCZ15-v2015-rDXHP-t1-S15-MSRheat - Baseline Design - Hourly Results.csv | 8 | 25 | 16 | 2 | 3.7448 | 6.099
| SFM-wCZ15-v2015-rDXHP-t1-S15-MSRheat - Baseline Design - Hourly Results.csv | 8 | 25 | 17 | 2 | 3.8236 | 6.2591
| SFM-wCZ15-v2015-rDXHP-t1-S15-MSRheat - Baseline Design - Hourly Results.csv | 8 | 26 | 15 | 3 | 3.6359 | 5.9002
| SFM-wCZ15-v2015-rDXHP-t1-S15-MSRheat - Baseline Design - Hourly Results.csv | 8 | 26 | 16 | 3 | 3.7266 | 6.056
| SFM-wCZ15-v2015-rDXHP-t1-S15-MSRheat - Baseline Design - Hourly Results.csv | 8 | 26 | 17 | 3 | 3.9177 | 6.4013
| SFM-wCZ15-v2015-rDXHP-t1-S15-MSRheat - Baseline Design - Hourly Results.csv | 8 | 27 | 15 | 4 | 3.0704 | 4.9112
| SFM-wCZ15-v2015-rDXHP-t1-S15-MSRheat - Baseline Design - Hourly Results.csv | 8 | 27 | 16 | 4 | 3.3047 | 5.3076
| SFM-wCZ15-v2015-rDXHP-t1-S15-MSRheat - Baseline Design - Hourly Results.csv | 8 | 27 | 17 | 4 | 3.3848 | 5.4674
| SFM-wCZ15-v2015-rDXHP-t1-S16-MSRboth - Baseline Design - Hourly Results.csv | 8 | 25 | 15 | 2 | 4.0236 | 6.4636
| SFM-wCZ15-v2015-rDXHP-t1-S16-MSRboth - Baseline Design - Hourly Results.csv | 8 | 25 | 16 | 2 | 4.3515 | 6.8074
| SFM-wCZ15-v2015-rDXHP-t1-S16-MSRboth - Baseline Design - Hourly Results.csv | 8 | 25 | 17 | 2 | 4.5615 | 6.9922
| SFM-wCZ15-v2015-rDXHP-t1-S16-MSRboth - Baseline Design - Hourly Results.csv | 8 | 26 | 15 | 3 | 4.0636 | 6.5226
| SFM-wCZ15-v2015-rDXHP-t1-S16-MSRboth - Baseline Design - Hourly Results.csv | 8 | 26 | 16 | 3 | 4.1799 | 6.7248
| SFM-wCZ15-v2015-rDXHP-t1-S16-MSRboth - Baseline Design - Hourly Results.csv | 8 | 26 | 17 | 3 | 4.6609 | 7.1405
| SFM-wCZ15-v2015-rDXHP-t1-S16-MSRboth - Baseline Design - Hourly Results.csv | 8 | 27 | 15 | 4 | 3.3695 | 5.3385
| SFM-wCZ15-v2015-rDXHP-t1-S16-MSRboth - Baseline Design - Hourly Results.csv | 8 | 27 | 16 | 4 | 3.6249 | 5.769
| SFM-wCZ15-v2015-rDXHP-t1-S16-MSRboth - Baseline Design - Hourly Results.csv | 8 | 27 | 17 | 4 | 3.7485 | 5.9967
| SFM-wCZ15-v2015-rDXHP-t1-S16-MSRcool - Baseline Design - Hourly Results.csv | 8 | 25 | 15 | 2 | 4.0236 | 6.4636
| SFM-wCZ15-v2015-rDXHP-t1-S16-MSRcool - Baseline Design - Hourly Results.csv | 8 | 25 | 16 | 2 | 4.3515 | 6.8074
| SFM-wCZ15-v2015-rDXHP-t1-S16-MSRcool - Baseline Design - Hourly Results.csv | 8 | 25 | 17 | 2 | 4.5615 | 6.9922
| SFM-wCZ15-v2015-rDXHP-t1-S16-MSRcool - Baseline Design - Hourly Results.csv | 8 | 26 | 15 | 3 | 4.0636 | 6.5226
| SFM-wCZ15-v2015-rDXHP-t1-S16-MSRcool - Baseline Design - Hourly Results.csv | 8 | 26 | 16 | 3 | 4.1799 | 6.7248
| SFM-wCZ15-v2015-rDXHP-t1-S16-MSRcool - Baseline Design - Hourly Results.csv | 8 | 26 | 17 | 3 | 4.6609 | 7.1405
| SFM-wCZ15-v2015-rDXHP-t1-S16-MSRcool - Baseline Design - Hourly Results.csv | 8 | 27 | 15 | 4 | 3.3695 | 5.3385
| SFM-wCZ15-v2015-rDXHP-t1-S16-MSRcool - Baseline Design - Hourly Results.csv | 8 | 27 | 16 | 4 | 3.6249 | 5.769
| SFM-wCZ15-v2015-rDXHP-t1-S16-MSRcool - Baseline Design - Hourly Results.csv | 8 | 27 | 17 | 4 | 3.7485 | 5.9967
| SFM-wCZ15-v2015-rDXHP-t1-S16-MSRheat - Baseline Design - Hourly Results.csv | 8 | 25 | 15 | 2 | 3.6418 | 5.8504
| SFM-wCZ15-v2015-rDXHP-t1-S16-MSRheat - Baseline Design - Hourly Results.csv | 8 | 25 | 16 | 2 | 3.9387 | 6.1616
| SFM-wCZ15-v2015-rDXHP-t1-S16-MSRheat - Baseline Design - Hourly Results.csv | 8 | 25 | 17 | 2 | 4.1288 | 6.3288
| SFM-wCZ15-v2015-rDXHP-t1-S16-MSRheat - Baseline Design - Hourly Results.csv | 8 | 26 | 15 | 3 | 3.6781 | 5.9038
| SFM-wCZ15-v2015-rDXHP-t1-S16-MSRheat - Baseline Design - Hourly Results.csv | 8 | 26 | 16 | 3 | 3.7833 | 6.0868
| SFM-wCZ15-v2015-rDXHP-t1-S16-MSRheat - Baseline Design - Hourly Results.csv | 8 | 26 | 17 | 3 | 4.2187 | 6.4631
| SFM-wCZ15-v2015-rDXHP-t1-S16-MSRheat - Baseline Design - Hourly Results.csv | 8 | 27 | 15 | 4 | 3.0498 | 4.8321
| SFM-wCZ15-v2015-rDXHP-t1-S16-MSRheat - Baseline Design - Hourly Results.csv | 8 | 27 | 16 | 4 | 3.281 | 5.2217
| SFM-wCZ15-v2015-rDXHP-t1-S16-MSRheat - Baseline Design - Hourly Results.csv | 8 | 27 | 17 | 4 | 3.3929 | 5.4278
| SFM-wCZ15-v2015-rDXHP-t1-S17-MSRboth - Baseline Design - Hourly Results.csv | 8 | 25 | 15 | 2 | 3.7789 | 6.0706
| SFM-wCZ15-v2015-rDXHP-t1-S17-MSRboth - Baseline Design - Hourly Results.csv | 8 | 25 | 16 | 2 | 4.0869 | 6.3934
| SFM-wCZ15-v2015-rDXHP-t1-S17-MSRboth - Baseline Design - Hourly Results.csv | 8 | 25 | 17 | 2 | 4.2841 | 6.567
| SFM-wCZ15-v2015-rDXHP-t1-S17-MSRboth - Baseline Design - Hourly Results.csv | 8 | 26 | 15 | 3 | 3.8165 | 6.126
| SFM-wCZ15-v2015-rDXHP-t1-S17-MSRboth - Baseline Design - Hourly Results.csv | 8 | 26 | 16 | 3 | 3.9257 | 6.3159
| SFM-wCZ15-v2015-rDXHP-t1-S17-MSRboth - Baseline Design - Hourly Results.csv | 8 | 26 | 17 | 3 | 4.3775 | 6.7063
| SFM-wCZ15-v2015-rDXHP-t1-S17-MSRboth - Baseline Design - Hourly Results.csv | 8 | 27 | 15 | 4 | 3.1646 | 5.0139
| SFM-wCZ15-v2015-rDXHP-t1-S17-MSRboth - Baseline Design - Hourly Results.csv | 8 | 27 | 16 | 4 | 3.4045 | 5.4181
| SFM-wCZ15-v2015-rDXHP-t1-S17-MSRboth - Baseline Design - Hourly Results.csv | 8 | 27 | 17 | 4 | 3.5205 | 5.632
| SFM-wCZ15-v2015-rDXHP-t1-S17-MSRcool - Baseline Design - Hourly Results.csv | 8 | 25 | 15 | 2 | 3.7789 | 6.0706
| SFM-wCZ15-v2015-rDXHP-t1-S17-MSRcool - Baseline Design - Hourly Results.csv | 8 | 25 | 16 | 2 | 4.0869 | 6.3934
| SFM-wCZ15-v2015-rDXHP-t1-S17-MSRcool - Baseline Design - Hourly Results.csv | 8 | 25 | 17 | 2 | 4.2841 | 6.567
| SFM-wCZ15-v2015-rDXHP-t1-S17-MSRcool - Baseline Design - Hourly Results.csv | 8 | 26 | 15 | 3 | 3.8165 | 6.126
| SFM-wCZ15-v2015-rDXHP-t1-S17-MSRcool - Baseline Design - Hourly Results.csv | 8 | 26 | 16 | 3 | 3.9257 | 6.3159
| SFM-wCZ15-v2015-rDXHP-t1-S17-MSRcool - Baseline Design - Hourly Results.csv | 8 | 26 | 17 | 3 | 4.3775 | 6.7063
| SFM-wCZ15-v2015-rDXHP-t1-S17-MSRcool - Baseline Design - Hourly Results.csv | 8 | 27 | 15 | 4 | 3.1646 | 5.0139
| SFM-wCZ15-v2015-rDXHP-t1-S17-MSRcool - Baseline Design - Hourly Results.csv | 8 | 27 | 16 | 4 | 3.4045 | 5.4181
| SFM-wCZ15-v2015-rDXHP-t1-S17-MSRcool - Baseline Design - Hourly Results.csv | 8 | 27 | 17 | 4 | 3.5205 | 5.632
| SFM-wCZ15-v2015-rDXHP-t1-S17-MSRheat - Baseline Design - Hourly Results.csv | 8 | 25 | 15 | 2 | 3.4027 | 5.4662
| SFM-wCZ15-v2015-rDXHP-t1-S17-MSRheat - Baseline Design - Hourly Results.csv | 8 | 25 | 16 | 2 | 3.68 | 5.7569
| SFM-wCZ15-v2015-rDXHP-t1-S17-MSRheat - Baseline Design - Hourly Results.csv | 8 | 25 | 17 | 2 | 3.8576 | 5.9132
| SFM-wCZ15-v2015-rDXHP-t1-S17-MSRheat - Baseline Design - Hourly Results.csv | 8 | 26 | 15 | 3 | 3.4365 | 5.5161
| SFM-wCZ15-v2015-rDXHP-t1-S17-MSRheat - Baseline Design - Hourly Results.csv | 8 | 26 | 16 | 3 | 3.5349 | 5.6871
| SFM-wCZ15-v2015-rDXHP-t1-S17-MSRheat - Baseline Design - Hourly Results.csv | 8 | 26 | 17 | 3 | 3.9417 | 6.0386
| SFM-wCZ15-v2015-rDXHP-t1-S17-MSRheat - Baseline Design - Hourly Results.csv | 8 | 27 | 15 | 4 | 2.8495 | 4.5147
| SFM-wCZ15-v2015-rDXHP-t1-S17-MSRheat - Baseline Design - Hourly Results.csv | 8 | 27 | 16 | 4 | 3.0655 | 4.8787
| SFM-wCZ15-v2015-rDXHP-t1-S17-MSRheat - Baseline Design - Hourly Results.csv | 8 | 27 | 17 | 4 | 3.17 | 5.0713
| SFM-wCZ15-v2015-rDXHP-t2-S14-BSLboth - Baseline Design - Hourly Results.csv | 8 | 25 | 15 | 2 | 4.2478 | 6.5578
| SFM-wCZ15-v2015-rDXHP-t2-S14-BSLboth - Baseline Design - Hourly Results.csv | 8 | 25 | 16 | 2 | 4.5251 | 7.0831
| SFM-wCZ15-v2015-rDXHP-t2-S14-BSLboth - Baseline Design - Hourly Results.csv | 8 | 25 | 17 | 2 | 4.6733 | 7.4139
| SFM-wCZ15-v2015-rDXHP-t2-S14-BSLboth - Baseline Design - Hourly Results.csv | 8 | 26 | 15 | 3 | 4.3333 | 6.6864
| SFM-wCZ15-v2015-rDXHP-t2-S14-BSLboth - Baseline Design - Hourly Results.csv | 8 | 26 | 16 | 3 | 4.5014 | 7.0284
| SFM-wCZ15-v2015-rDXHP-t2-S14-BSLboth - Baseline Design - Hourly Results.csv | 8 | 26 | 17 | 3 | 4.7963 | 7.5922
| SFM-wCZ15-v2015-rDXHP-t2-S14-BSLboth - Baseline Design - Hourly Results.csv | 8 | 27 | 15 | 4 | 3.6728 | 5.5583
| SFM-wCZ15-v2015-rDXHP-t2-S14-BSLboth - Baseline Design - Hourly Results.csv | 8 | 27 | 16 | 4 | 3.9705 | 6.1122
| SFM-wCZ15-v2015-rDXHP-t2-S14-BSLboth - Baseline Design - Hourly Results.csv | 8 | 27 | 17 | 4 | 4.1194 | 6.4336
| SFM-wCZ15-v2015-rDXHP-t2-S14-BSLcool - Baseline Design - Hourly Results.csv | 8 | 25 | 15 | 2 | 4.2478 | 6.5578
| SFM-wCZ15-v2015-rDXHP-t2-S14-BSLcool - Baseline Design - Hourly Results.csv | 8 | 25 | 16 | 2 | 4.5251 | 7.0831
| SFM-wCZ15-v2015-rDXHP-t2-S14-BSLcool - Baseline Design - Hourly Results.csv | 8 | 25 | 17 | 2 | 4.6733 | 7.4139
| SFM-wCZ15-v2015-rDXHP-t2-S14-BSLcool - Baseline Design - Hourly Results.csv | 8 | 26 | 15 | 3 | 4.3333 | 6.6864
| SFM-wCZ15-v2015-rDXHP-t2-S14-BSLcool - Baseline Design - Hourly Results.csv | 8 | 26 | 16 | 3 | 4.5014 | 7.0284
| SFM-wCZ15-v2015-rDXHP-t2-S14-BSLcool - Baseline Design - Hourly Results.csv | 8 | 26 | 17 | 3 | 4.7963 | 7.5922
| SFM-wCZ15-v2015-rDXHP-t2-S14-BSLcool - Baseline Design - Hourly Results.csv | 8 | 27 | 15 | 4 | 3.6728 | 5.5583
| SFM-wCZ15-v2015-rDXHP-t2-S14-BSLcool - Baseline Design - Hourly Results.csv | 8 | 27 | 16 | 4 | 3.9705 | 6.1122
| SFM-wCZ15-v2015-rDXHP-t2-S14-BSLcool - Baseline Design - Hourly Results.csv | 8 | 27 | 17 | 4 | 4.1194 | 6.4336
| SFM-wCZ15-v2015-rDXHP-t2-S14-BSLheat - Baseline Design - Hourly Results.csv | 8 | 25 | 15 | 2 | 3.7065 | 5.7222
| SFM-wCZ15-v2015-rDXHP-t2-S14-BSLheat - Baseline Design - Hourly Results.csv | 8 | 25 | 16 | 2 | 3.9485 | 6.1805
| SFM-wCZ15-v2015-rDXHP-t2-S14-BSLheat - Baseline Design - Hourly Results.csv | 8 | 25 | 17 | 2 | 4.0778 | 6.4692
| SFM-wCZ15-v2015-rDXHP-t2-S14-BSLheat - Baseline Design - Hourly Results.csv | 8 | 26 | 15 | 3 | 3.7811 | 5.8344
| SFM-wCZ15-v2015-rDXHP-t2-S14-BSLheat - Baseline Design - Hourly Results.csv | 8 | 26 | 16 | 3 | 3.9278 | 6.1328
| SFM-wCZ15-v2015-rDXHP-t2-S14-BSLheat - Baseline Design - Hourly Results.csv | 8 | 26 | 17 | 3 | 4.1851 | 6.6247
| SFM-wCZ15-v2015-rDXHP-t2-S14-BSLheat - Baseline Design - Hourly Results.csv | 8 | 27 | 15 | 4 | 3.2048 | 4.8501
| SFM-wCZ15-v2015-rDXHP-t2-S14-BSLheat - Baseline Design - Hourly Results.csv | 8 | 27 | 16 | 4 | 3.4645 | 5.3334
| SFM-wCZ15-v2015-rDXHP-t2-S14-BSLheat - Baseline Design - Hourly Results.csv | 8 | 27 | 17 | 4 | 3.5945 | 5.6137
| SFM-wCZ15-v2015-rDXHP-t2-S15-MSRboth - Baseline Design - Hourly Results.csv | 8 | 25 | 15 | 2 | 3.5728 | 5.5517
| SFM-wCZ15-v2015-rDXHP-t2-S15-MSRboth - Baseline Design - Hourly Results.csv | 8 | 25 | 16 | 2 | 3.8058 | 5.9988
| SFM-wCZ15-v2015-rDXHP-t2-S15-MSRboth - Baseline Design - Hourly Results.csv | 8 | 25 | 17 | 2 | 3.9334 | 6.2909
| SFM-wCZ15-v2015-rDXHP-t2-S15-MSRboth - Baseline Design - Hourly Results.csv | 8 | 26 | 15 | 3 | 3.6439 | 5.6657
| SFM-wCZ15-v2015-rDXHP-t2-S15-MSRboth - Baseline Design - Hourly Results.csv | 8 | 26 | 16 | 3 | 3.7865 | 5.9645
| SFM-wCZ15-v2015-rDXHP-t2-S15-MSRboth - Baseline Design - Hourly Results.csv | 8 | 26 | 17 | 3 | 4.0354 | 6.4469
| SFM-wCZ15-v2015-rDXHP-t2-S15-MSRboth - Baseline Design - Hourly Results.csv | 8 | 27 | 15 | 4 | 3.053 | 4.6263
| SFM-wCZ15-v2015-rDXHP-t2-S15-MSRboth - Baseline Design - Hourly Results.csv | 8 | 27 | 16 | 4 | 3.3406 | 5.1747
| SFM-wCZ15-v2015-rDXHP-t2-S15-MSRboth - Baseline Design - Hourly Results.csv | 8 | 27 | 17 | 4 | 3.4661 | 5.451
| SFM-wCZ15-v2015-rDXHP-t2-S15-MSRcool - Baseline Design - Hourly Results.csv | 8 | 25 | 15 | 2 | 3.5728 | 5.5517
| SFM-wCZ15-v2015-rDXHP-t2-S15-MSRcool - Baseline Design - Hourly Results.csv | 8 | 25 | 16 | 2 | 3.8058 | 5.9988
| SFM-wCZ15-v2015-rDXHP-t2-S15-MSRcool - Baseline Design - Hourly Results.csv | 8 | 25 | 17 | 2 | 3.9334 | 6.2909
| SFM-wCZ15-v2015-rDXHP-t2-S15-MSRcool - Baseline Design - Hourly Results.csv | 8 | 26 | 15 | 3 | 3.6439 | 5.6657
| SFM-wCZ15-v2015-rDXHP-t2-S15-MSRcool - Baseline Design - Hourly Results.csv | 8 | 26 | 16 | 3 | 3.7865 | 5.9645
| SFM-wCZ15-v2015-rDXHP-t2-S15-MSRcool - Baseline Design - Hourly Results.csv | 8 | 26 | 17 | 3 | 4.0354 | 6.4469
| SFM-wCZ15-v2015-rDXHP-t2-S15-MSRcool - Baseline Design - Hourly Results.csv | 8 | 27 | 15 | 4 | 3.053 | 4.6263
| SFM-wCZ15-v2015-rDXHP-t2-S15-MSRcool - Baseline Design - Hourly Results.csv | 8 | 27 | 16 | 4 | 3.3406 | 5.1747
| SFM-wCZ15-v2015-rDXHP-t2-S15-MSRcool - Baseline Design - Hourly Results.csv | 8 | 27 | 17 | 4 | 3.4661 | 5.451
| SFM-wCZ15-v2015-rDXHP-t2-S15-MSRheat - Baseline Design - Hourly Results.csv | 8 | 25 | 15 | 2 | 3.2378 | 5.0312
| SFM-wCZ15-v2015-rDXHP-t2-S15-MSRheat - Baseline Design - Hourly Results.csv | 8 | 25 | 16 | 2 | 3.449 | 5.4364
| SFM-wCZ15-v2015-rDXHP-t2-S15-MSRheat - Baseline Design - Hourly Results.csv | 8 | 25 | 17 | 2 | 3.5647 | 5.7011
| SFM-wCZ15-v2015-rDXHP-t2-S15-MSRheat - Baseline Design - Hourly Results.csv | 8 | 26 | 15 | 3 | 3.3022 | 5.1345
| SFM-wCZ15-v2015-rDXHP-t2-S15-MSRheat - Baseline Design - Hourly Results.csv | 8 | 26 | 16 | 3 | 3.4315 | 5.4053
| SFM-wCZ15-v2015-rDXHP-t2-S15-MSRheat - Baseline Design - Hourly Results.csv | 8 | 26 | 17 | 3 | 3.657 | 5.8424
| SFM-wCZ15-v2015-rDXHP-t2-S15-MSRheat - Baseline Design - Hourly Results.csv | 8 | 27 | 15 | 4 | 2.7668 | 4.1926
| SFM-wCZ15-v2015-rDXHP-t2-S15-MSRheat - Baseline Design - Hourly Results.csv | 8 | 27 | 16 | 4 | 3.0274 | 4.6896
| SFM-wCZ15-v2015-rDXHP-t2-S15-MSRheat - Baseline Design - Hourly Results.csv | 8 | 27 | 17 | 4 | 3.1411 | 4.9399
| SFM-wCZ15-v2015-rDXHP-t2-S16-MSRboth - Baseline Design - Hourly Results.csv | 8 | 25 | 15 | 2 | 3.6424 | 5.6088
| SFM-wCZ15-v2015-rDXHP-t2-S16-MSRboth - Baseline Design - Hourly Results.csv | 8 | 25 | 16 | 2 | 3.8874 | 6.0774
| SFM-wCZ15-v2015-rDXHP-t2-S16-MSRboth - Baseline Design - Hourly Results.csv | 8 | 25 | 17 | 2 | 4.0176 | 6.3636
| SFM-wCZ15-v2015-rDXHP-t2-S16-MSRboth - Baseline Design - Hourly Results.csv | 8 | 26 | 15 | 3 | 3.6858 | 5.6778
| SFM-wCZ15-v2015-rDXHP-t2-S16-MSRboth - Baseline Design - Hourly Results.csv | 8 | 26 | 16 | 3 | 3.8441 | 6.0023
| SFM-wCZ15-v2015-rDXHP-t2-S16-MSRboth - Baseline Design - Hourly Results.csv | 8 | 26 | 17 | 3 | 4.1143 | 6.5134
| SFM-wCZ15-v2015-rDXHP-t2-S16-MSRboth - Baseline Design - Hourly Results.csv | 8 | 27 | 15 | 4 | 3.0357 | 4.5657
| SFM-wCZ15-v2015-rDXHP-t2-S16-MSRboth - Baseline Design - Hourly Results.csv | 8 | 27 | 16 | 4 | 3.3159 | 5.0898
| SFM-wCZ15-v2015-rDXHP-t2-S16-MSRboth - Baseline Design - Hourly Results.csv | 8 | 27 | 17 | 4 | 3.4733 | 5.4118
| SFM-wCZ15-v2015-rDXHP-t2-S16-MSRcool - Baseline Design - Hourly Results.csv | 8 | 25 | 15 | 2 | 3.6424 | 5.6088
| SFM-wCZ15-v2015-rDXHP-t2-S16-MSRcool - Baseline Design - Hourly Results.csv | 8 | 25 | 16 | 2 | 3.8874 | 6.0774
| SFM-wCZ15-v2015-rDXHP-t2-S16-MSRcool - Baseline Design - Hourly Results.csv | 8 | 25 | 17 | 2 | 4.0176 | 6.3636
| SFM-wCZ15-v2015-rDXHP-t2-S16-MSRcool - Baseline Design - Hourly Results.csv | 8 | 26 | 15 | 3 | 3.6858 | 5.6778
| SFM-wCZ15-v2015-rDXHP-t2-S16-MSRcool - Baseline Design - Hourly Results.csv | 8 | 26 | 16 | 3 | 3.8441 | 6.0023
| SFM-wCZ15-v2015-rDXHP-t2-S16-MSRcool - Baseline Design - Hourly Results.csv | 8 | 26 | 17 | 3 | 4.1143 | 6.5134
| SFM-wCZ15-v2015-rDXHP-t2-S16-MSRcool - Baseline Design - Hourly Results.csv | 8 | 27 | 15 | 4 | 3.0357 | 4.5657
| SFM-wCZ15-v2015-rDXHP-t2-S16-MSRcool - Baseline Design - Hourly Results.csv | 8 | 27 | 16 | 4 | 3.3159 | 5.0898
| SFM-wCZ15-v2015-rDXHP-t2-S16-MSRcool - Baseline Design - Hourly Results.csv | 8 | 27 | 17 | 4 | 3.4733 | 5.4118
| SFM-wCZ15-v2015-rDXHP-t2-S16-MSRheat - Baseline Design - Hourly Results.csv | 8 | 25 | 15 | 2 | 3.2968 | 5.0767
| SFM-wCZ15-v2015-rDXHP-t2-S16-MSRheat - Baseline Design - Hourly Results.csv | 8 | 25 | 16 | 2 | 3.5186 | 5.5008
| SFM-wCZ15-v2015-rDXHP-t2-S16-MSRheat - Baseline Design - Hourly Results.csv | 8 | 25 | 17 | 2 | 3.6364 | 5.7598
| SFM-wCZ15-v2015-rDXHP-t2-S16-MSRheat - Baseline Design - Hourly Results.csv | 8 | 26 | 15 | 3 | 3.3361 | 5.1392
| SFM-wCZ15-v2015-rDXHP-t2-S16-MSRheat - Baseline Design - Hourly Results.csv | 8 | 26 | 16 | 3 | 3.4794 | 5.4329
| SFM-wCZ15-v2015-rDXHP-t2-S16-MSRheat - Baseline Design - Hourly Results.csv | 8 | 26 | 17 | 3 | 3.724 | 5.8955
| SFM-wCZ15-v2015-rDXHP-t2-S16-MSRheat - Baseline Design - Hourly Results.csv | 8 | 27 | 15 | 4 | 2.7477 | 4.1326
| SFM-wCZ15-v2015-rDXHP-t2-S16-MSRheat - Baseline Design - Hourly Results.csv | 8 | 27 | 16 | 4 | 3.0013 | 4.6069
| SFM-wCZ15-v2015-rDXHP-t2-S16-MSRheat - Baseline Design - Hourly Results.csv | 8 | 27 | 17 | 4 | 3.1438 | 4.8984
| SFM-wCZ15-v2015-rDXHP-t2-S17-MSRboth - Baseline Design - Hourly Results.csv | 8 | 25 | 15 | 2 | 3.4209 | 5.2677
| SFM-wCZ15-v2015-rDXHP-t2-S17-MSRboth - Baseline Design - Hourly Results.csv | 8 | 25 | 16 | 2 | 3.651 | 5.7078
| SFM-wCZ15-v2015-rDXHP-t2-S17-MSRboth - Baseline Design - Hourly Results.csv | 8 | 25 | 17 | 2 | 3.7732 | 5.9766
| SFM-wCZ15-v2015-rDXHP-t2-S17-MSRboth - Baseline Design - Hourly Results.csv | 8 | 26 | 15 | 3 | 3.4617 | 5.3325
| SFM-wCZ15-v2015-rDXHP-t2-S17-MSRboth - Baseline Design - Hourly Results.csv | 8 | 26 | 16 | 3 | 3.6103 | 5.6373
| SFM-wCZ15-v2015-rDXHP-t2-S17-MSRboth - Baseline Design - Hourly Results.csv | 8 | 26 | 17 | 3 | 3.8641 | 6.1173
| SFM-wCZ15-v2015-rDXHP-t2-S17-MSRboth - Baseline Design - Hourly Results.csv | 8 | 27 | 15 | 4 | 2.8511 | 4.2881
| SFM-wCZ15-v2015-rDXHP-t2-S17-MSRboth - Baseline Design - Hourly Results.csv | 8 | 27 | 16 | 4 | 3.1143 | 4.7802
| SFM-wCZ15-v2015-rDXHP-t2-S17-MSRboth - Baseline Design - Hourly Results.csv | 8 | 27 | 17 | 4 | 3.262 | 5.0827
| SFM-wCZ15-v2015-rDXHP-t2-S17-MSRcool - Baseline Design - Hourly Results.csv | 8 | 25 | 15 | 2 | 3.4209 | 5.2677
| SFM-wCZ15-v2015-rDXHP-t2-S17-MSRcool - Baseline Design - Hourly Results.csv | 8 | 25 | 16 | 2 | 3.651 | 5.7078
| SFM-wCZ15-v2015-rDXHP-t2-S17-MSRcool - Baseline Design - Hourly Results.csv | 8 | 25 | 17 | 2 | 3.7732 | 5.9766
| SFM-wCZ15-v2015-rDXHP-t2-S17-MSRcool - Baseline Design - Hourly Results.csv | 8 | 26 | 15 | 3 | 3.4617 | 5.3325
| SFM-wCZ15-v2015-rDXHP-t2-S17-MSRcool - Baseline Design - Hourly Results.csv | 8 | 26 | 16 | 3 | 3.6103 | 5.6373
| SFM-wCZ15-v2015-rDXHP-t2-S17-MSRcool - Baseline Design - Hourly Results.csv | 8 | 26 | 17 | 3 | 3.8641 | 6.1173
| SFM-wCZ15-v2015-rDXHP-t2-S17-MSRcool - Baseline Design - Hourly Results.csv | 8 | 27 | 15 | 4 | 2.8511 | 4.2881
| SFM-wCZ15-v2015-rDXHP-t2-S17-MSRcool - Baseline Design - Hourly Results.csv | 8 | 27 | 16 | 4 | 3.1143 | 4.7802
| SFM-wCZ15-v2015-rDXHP-t2-S17-MSRcool - Baseline Design - Hourly Results.csv | 8 | 27 | 17 | 4 | 3.262 | 5.0827
| SFM-wCZ15-v2015-rDXHP-t2-S17-MSRheat - Baseline Design - Hourly Results.csv | 8 | 25 | 15 | 2 | 3.0803 | 4.7433
| SFM-wCZ15-v2015-rDXHP-t2-S17-MSRheat - Baseline Design - Hourly Results.csv | 8 | 25 | 16 | 2 | 3.2875 | 5.1396
| SFM-wCZ15-v2015-rDXHP-t2-S17-MSRheat - Baseline Design - Hourly Results.csv | 8 | 25 | 17 | 2 | 3.3976 | 5.3816
| SFM-wCZ15-v2015-rDXHP-t2-S17-MSRheat - Baseline Design - Hourly Results.csv | 8 | 26 | 15 | 3 | 3.117 | 4.8017
| SFM-wCZ15-v2015-rDXHP-t2-S17-MSRheat - Baseline Design - Hourly Results.csv | 8 | 26 | 16 | 3 | 3.2509 | 5.0761
| SFM-wCZ15-v2015-rDXHP-t2-S17-MSRheat - Baseline Design - Hourly Results.csv | 8 | 26 | 17 | 3 | 3.4794 | 5.5083
| SFM-wCZ15-v2015-rDXHP-t2-S17-MSRheat - Baseline Design - Hourly Results.csv | 8 | 27 | 15 | 4 | 2.5672 | 3.8612
| SFM-wCZ15-v2015-rDXHP-t2-S17-MSRheat - Baseline Design - Hourly Results.csv | 8 | 27 | 16 | 4 | 2.8042 | 4.3043
| SFM-wCZ15-v2015-rDXHP-t2-S17-MSRheat - Baseline Design - Hourly Results.csv | 8 | 27 | 17 | 4 | 2.9373 | 4.5767
| SFM-wCZ15-v2015-rDXHP-t3-S14-BSLboth - Baseline Design - Hourly Results.csv | 8 | 25 | 15 | 2 | 4.3516 | 6.9185
| SFM-wCZ15-v2015-rDXHP-t3-S14-BSLboth - Baseline Design - Hourly Results.csv | 8 | 25 | 16 | 2 | 4.5888 | 7.3423
| SFM-wCZ15-v2015-rDXHP-t3-S14-BSLboth - Baseline Design - Hourly Results.csv | 8 | 25 | 17 | 2 | 4.7109 | 7.5924
| SFM-wCZ15-v2015-rDXHP-t3-S14-BSLboth - Baseline Design - Hourly Results.csv | 8 | 26 | 15 | 3 | 4.4338 | 7.0446
| SFM-wCZ15-v2015-rDXHP-t3-S14-BSLboth - Baseline Design - Hourly Results.csv | 8 | 26 | 16 | 3 | 4.5689 | 7.2914
| SFM-wCZ15-v2015-rDXHP-t3-S14-BSLboth - Baseline Design - Hourly Results.csv | 8 | 26 | 17 | 3 | 4.8312 | 7.7697
| SFM-wCZ15-v2015-rDXHP-t3-S14-BSLboth - Baseline Design - Hourly Results.csv | 8 | 27 | 15 | 4 | 3.7514 | 5.8639
| SFM-wCZ15-v2015-rDXHP-t3-S14-BSLboth - Baseline Design - Hourly Results.csv | 8 | 27 | 16 | 4 | 4.0343 | 6.3568
| SFM-wCZ15-v2015-rDXHP-t3-S14-BSLboth - Baseline Design - Hourly Results.csv | 8 | 27 | 17 | 4 | 4.1524 | 6.6009
| SFM-wCZ15-v2015-rDXHP-t3-S14-BSLcool - Baseline Design - Hourly Results.csv | 8 | 25 | 15 | 2 | 4.3516 | 6.9185
| SFM-wCZ15-v2015-rDXHP-t3-S14-BSLcool - Baseline Design - Hourly Results.csv | 8 | 25 | 16 | 2 | 4.5888 | 7.3423
| SFM-wCZ15-v2015-rDXHP-t3-S14-BSLcool - Baseline Design - Hourly Results.csv | 8 | 25 | 17 | 2 | 4.7109 | 7.5924
| SFM-wCZ15-v2015-rDXHP-t3-S14-BSLcool - Baseline Design - Hourly Results.csv | 8 | 26 | 15 | 3 | 4.4338 | 7.0446
| SFM-wCZ15-v2015-rDXHP-t3-S14-BSLcool - Baseline Design - Hourly Results.csv | 8 | 26 | 16 | 3 | 4.5689 | 7.2914
| SFM-wCZ15-v2015-rDXHP-t3-S14-BSLcool - Baseline Design - Hourly Results.csv | 8 | 26 | 17 | 3 | 4.8312 | 7.7697
| SFM-wCZ15-v2015-rDXHP-t3-S14-BSLcool - Baseline Design - Hourly Results.csv | 8 | 27 | 15 | 4 | 3.7514 | 5.8639
| SFM-wCZ15-v2015-rDXHP-t3-S14-BSLcool - Baseline Design - Hourly Results.csv | 8 | 27 | 16 | 4 | 4.0343 | 6.3568
| SFM-wCZ15-v2015-rDXHP-t3-S14-BSLcool - Baseline Design - Hourly Results.csv | 8 | 27 | 17 | 4 | 4.1524 | 6.6009
| SFM-wCZ15-v2015-rDXHP-t3-S14-BSLheat - Baseline Design - Hourly Results.csv | 8 | 25 | 15 | 2 | 3.7971 | 6.0369
| SFM-wCZ15-v2015-rDXHP-t3-S14-BSLheat - Baseline Design - Hourly Results.csv | 8 | 25 | 16 | 2 | 4.0041 | 6.4067
| SFM-wCZ15-v2015-rDXHP-t3-S14-BSLheat - Baseline Design - Hourly Results.csv | 8 | 25 | 17 | 2 | 4.1106 | 6.6249
| SFM-wCZ15-v2015-rDXHP-t3-S14-BSLheat - Baseline Design - Hourly Results.csv | 8 | 26 | 15 | 3 | 3.8689 | 6.1469
| SFM-wCZ15-v2015-rDXHP-t3-S14-BSLheat - Baseline Design - Hourly Results.csv | 8 | 26 | 16 | 3 | 3.9867 | 6.3623
| SFM-wCZ15-v2015-rDXHP-t3-S14-BSLheat - Baseline Design - Hourly Results.csv | 8 | 26 | 17 | 3 | 4.2156 | 6.7797
| SFM-wCZ15-v2015-rDXHP-t3-S14-BSLheat - Baseline Design - Hourly Results.csv | 8 | 27 | 15 | 4 | 3.2734 | 5.1167
| SFM-wCZ15-v2015-rDXHP-t3-S14-BSLheat - Baseline Design - Hourly Results.csv | 8 | 27 | 16 | 4 | 3.5203 | 5.5468
| SFM-wCZ15-v2015-rDXHP-t3-S14-BSLheat - Baseline Design - Hourly Results.csv | 8 | 27 | 17 | 4 | 3.6233 | 5.7598
| SFM-wCZ15-v2015-rDXHP-t3-S15-MSRboth - Baseline Design - Hourly Results.csv | 8 | 25 | 15 | 2 | 3.6645 | 5.8675
| SFM-wCZ15-v2015-rDXHP-t3-S15-MSRboth - Baseline Design - Hourly Results.csv | 8 | 25 | 16 | 2 | 3.8653 | 6.2276
| SFM-wCZ15-v2015-rDXHP-t3-S15-MSRboth - Baseline Design - Hourly Results.csv | 8 | 25 | 17 | 2 | 3.967 | 6.435
| SFM-wCZ15-v2015-rDXHP-t3-S15-MSRboth - Baseline Design - Hourly Results.csv | 8 | 26 | 15 | 3 | 3.7327 | 5.9768
| SFM-wCZ15-v2015-rDXHP-t3-S15-MSRboth - Baseline Design - Hourly Results.csv | 8 | 26 | 16 | 3 | 3.8481 | 6.1866
| SFM-wCZ15-v2015-rDXHP-t3-S15-MSRboth - Baseline Design - Hourly Results.csv | 8 | 26 | 17 | 3 | 4.069 | 6.598
| SFM-wCZ15-v2015-rDXHP-t3-S15-MSRboth - Baseline Design - Hourly Results.csv | 8 | 27 | 15 | 4 | 3.1256 | 4.9057
| SFM-wCZ15-v2015-rDXHP-t3-S15-MSRboth - Baseline Design - Hourly Results.csv | 8 | 27 | 16 | 4 | 3.3966 | 5.3909
| SFM-wCZ15-v2015-rDXHP-t3-S15-MSRboth - Baseline Design - Hourly Results.csv | 8 | 27 | 17 | 4 | 3.4991 | 5.5972
| SFM-wCZ15-v2015-rDXHP-t3-S15-MSRcool - Baseline Design - Hourly Results.csv | 8 | 25 | 15 | 2 | 3.6645 | 5.8675
| SFM-wCZ15-v2015-rDXHP-t3-S15-MSRcool - Baseline Design - Hourly Results.csv | 8 | 25 | 16 | 2 | 3.8653 | 6.2276
| SFM-wCZ15-v2015-rDXHP-t3-S15-MSRcool - Baseline Design - Hourly Results.csv | 8 | 25 | 17 | 2 | 3.967 | 6.435
| SFM-wCZ15-v2015-rDXHP-t3-S15-MSRcool - Baseline Design - Hourly Results.csv | 8 | 26 | 15 | 3 | 3.7327 | 5.9768
| SFM-wCZ15-v2015-rDXHP-t3-S15-MSRcool - Baseline Design - Hourly Results.csv | 8 | 26 | 16 | 3 | 3.8481 | 6.1866
| SFM-wCZ15-v2015-rDXHP-t3-S15-MSRcool - Baseline Design - Hourly Results.csv | 8 | 26 | 17 | 3 | 4.069 | 6.598
| SFM-wCZ15-v2015-rDXHP-t3-S15-MSRcool - Baseline Design - Hourly Results.csv | 8 | 27 | 15 | 4 | 3.1256 | 4.9057
| SFM-wCZ15-v2015-rDXHP-t3-S15-MSRcool - Baseline Design - Hourly Results.csv | 8 | 27 | 16 | 4 | 3.3966 | 5.3909
| SFM-wCZ15-v2015-rDXHP-t3-S15-MSRcool - Baseline Design - Hourly Results.csv | 8 | 27 | 17 | 4 | 3.4991 | 5.5972
| SFM-wCZ15-v2015-rDXHP-t3-S15-MSRheat - Baseline Design - Hourly Results.csv | 8 | 25 | 15 | 2 | 3.321 | 5.3174
| SFM-wCZ15-v2015-rDXHP-t3-S15-MSRheat - Baseline Design - Hourly Results.csv | 8 | 25 | 16 | 2 | 3.5029 | 5.6437
| SFM-wCZ15-v2015-rDXHP-t3-S15-MSRheat - Baseline Design - Hourly Results.csv | 8 | 25 | 17 | 2 | 3.5951 | 5.8317
| SFM-wCZ15-v2015-rDXHP-t3-S15-MSRheat - Baseline Design - Hourly Results.csv | 8 | 26 | 15 | 3 | 3.3827 | 5.4164
| SFM-wCZ15-v2015-rDXHP-t3-S15-MSRheat - Baseline Design - Hourly Results.csv | 8 | 26 | 16 | 3 | 3.4874 | 5.6065
| SFM-wCZ15-v2015-rDXHP-t3-S15-MSRheat - Baseline Design - Hourly Results.csv | 8 | 26 | 17 | 3 | 3.6875 | 5.9794
| SFM-wCZ15-v2015-rDXHP-t3-S15-MSRheat - Baseline Design - Hourly Results.csv | 8 | 27 | 15 | 4 | 2.8326 | 4.4458
| SFM-wCZ15-v2015-rDXHP-t3-S15-MSRheat - Baseline Design - Hourly Results.csv | 8 | 27 | 16 | 4 | 3.0781 | 4.8854
| SFM-wCZ15-v2015-rDXHP-t3-S15-MSRheat - Baseline Design - Hourly Results.csv | 8 | 27 | 17 | 4 | 3.1711 | 5.0724
| SFM-wCZ15-v2015-rDXHP-t3-S16-MSRboth - Baseline Design - Hourly Results.csv | 8 | 25 | 15 | 2 | 3.7451 | 5.9347
| SFM-wCZ15-v2015-rDXHP-t3-S16-MSRboth - Baseline Design - Hourly Results.csv | 8 | 25 | 16 | 2 | 3.957 | 6.3111
| SFM-wCZ15-v2015-rDXHP-t3-S16-MSRboth - Baseline Design - Hourly Results.csv | 8 | 25 | 17 | 2 | 4.0592 | 6.5321
| SFM-wCZ15-v2015-rDXHP-t3-S16-MSRboth - Baseline Design - Hourly Results.csv | 8 | 26 | 15 | 3 | 3.7905 | 6.0075
| SFM-wCZ15-v2015-rDXHP-t3-S16-MSRboth - Baseline Design - Hourly Results.csv | 8 | 26 | 16 | 3 | 3.9207 | 6.2463
| SFM-wCZ15-v2015-rDXHP-t3-S16-MSRboth - Baseline Design - Hourly Results.csv | 8 | 26 | 17 | 3 | 4.1583 | 6.6762
| SFM-wCZ15-v2015-rDXHP-t3-S16-MSRboth - Baseline Design - Hourly Results.csv | 8 | 27 | 15 | 4 | 3.0897 | 4.7957
| SFM-wCZ15-v2015-rDXHP-t3-S16-MSRboth - Baseline Design - Hourly Results.csv | 8 | 27 | 16 | 4 | 3.3789 | 5.3123
| SFM-wCZ15-v2015-rDXHP-t3-S16-MSRboth - Baseline Design - Hourly Results.csv | 8 | 27 | 17 | 4 | 3.5167 | 5.5714
| SFM-wCZ15-v2015-rDXHP-t3-S16-MSRcool - Baseline Design - Hourly Results.csv | 8 | 25 | 15 | 2 | 3.7451 | 5.9347
| SFM-wCZ15-v2015-rDXHP-t3-S16-MSRcool - Baseline Design - Hourly Results.csv | 8 | 25 | 16 | 2 | 3.957 | 6.3111
| SFM-wCZ15-v2015-rDXHP-t3-S16-MSRcool - Baseline Design - Hourly Results.csv | 8 | 25 | 17 | 2 | 4.0592 | 6.5321
| SFM-wCZ15-v2015-rDXHP-t3-S16-MSRcool - Baseline Design - Hourly Results.csv | 8 | 26 | 15 | 3 | 3.7905 | 6.0075
| SFM-wCZ15-v2015-rDXHP-t3-S16-MSRcool - Baseline Design - Hourly Results.csv | 8 | 26 | 16 | 3 | 3.9207 | 6.2463
| SFM-wCZ15-v2015-rDXHP-t3-S16-MSRcool - Baseline Design - Hourly Results.csv | 8 | 26 | 17 | 3 | 4.1583 | 6.6762
| SFM-wCZ15-v2015-rDXHP-t3-S16-MSRcool - Baseline Design - Hourly Results.csv | 8 | 27 | 15 | 4 | 3.0897 | 4.7957
| SFM-wCZ15-v2015-rDXHP-t3-S16-MSRcool - Baseline Design - Hourly Results.csv | 8 | 27 | 16 | 4 | 3.3789 | 5.3123
| SFM-wCZ15-v2015-rDXHP-t3-S16-MSRcool - Baseline Design - Hourly Results.csv | 8 | 27 | 17 | 4 | 3.5167 | 5.5714
| SFM-wCZ15-v2015-rDXHP-t3-S16-MSRheat - Baseline Design - Hourly Results.csv | 8 | 25 | 15 | 2 | 3.3898 | 5.3717
| SFM-wCZ15-v2015-rDXHP-t3-S16-MSRheat - Baseline Design - Hourly Results.csv | 8 | 25 | 16 | 2 | 3.5816 | 5.7124
| SFM-wCZ15-v2015-rDXHP-t3-S16-MSRheat - Baseline Design - Hourly Results.csv | 8 | 25 | 17 | 2 | 3.6741 | 5.9124
| SFM-wCZ15-v2015-rDXHP-t3-S16-MSRheat - Baseline Design - Hourly Results.csv | 8 | 26 | 15 | 3 | 3.4309 | 5.4376
| SFM-wCZ15-v2015-rDXHP-t3-S16-MSRheat - Baseline Design - Hourly Results.csv | 8 | 26 | 16 | 3 | 3.5487 | 5.6537
| SFM-wCZ15-v2015-rDXHP-t3-S16-MSRheat - Baseline Design - Hourly Results.csv | 8 | 26 | 17 | 3 | 3.7638 | 6.0428
| SFM-wCZ15-v2015-rDXHP-t3-S16-MSRheat - Baseline Design - Hourly Results.csv | 8 | 27 | 15 | 4 | 2.7966 | 4.3407
| SFM-wCZ15-v2015-rDXHP-t3-S16-MSRheat - Baseline Design - Hourly Results.csv | 8 | 27 | 16 | 4 | 3.0584 | 4.8083
| SFM-wCZ15-v2015-rDXHP-t3-S16-MSRheat - Baseline Design - Hourly Results.csv | 8 | 27 | 17 | 4 | 3.1831 | 5.0429
| SFM-wCZ15-v2015-rDXHP-t3-S17-MSRboth - Baseline Design - Hourly Results.csv | 8 | 25 | 15 | 2 | 3.5173 | 5.5738
| SFM-wCZ15-v2015-rDXHP-t3-S17-MSRboth - Baseline Design - Hourly Results.csv | 8 | 25 | 16 | 2 | 3.7164 | 5.9273
| SFM-wCZ15-v2015-rDXHP-t3-S17-MSRboth - Baseline Design - Hourly Results.csv | 8 | 25 | 17 | 2 | 3.8123 | 6.1349
| SFM-wCZ15-v2015-rDXHP-t3-S17-MSRboth - Baseline Design - Hourly Results.csv | 8 | 26 | 15 | 3 | 3.56 | 5.6422
| SFM-wCZ15-v2015-rDXHP-t3-S17-MSRboth - Baseline Design - Hourly Results.csv | 8 | 26 | 16 | 3 | 3.6823 | 5.8665
| SFM-wCZ15-v2015-rDXHP-t3-S17-MSRboth - Baseline Design - Hourly Results.csv | 8 | 26 | 17 | 3 | 3.9054 | 6.2702
| SFM-wCZ15-v2015-rDXHP-t3-S17-MSRboth - Baseline Design - Hourly Results.csv | 8 | 27 | 15 | 4 | 2.9019 | 4.5041
| SFM-wCZ15-v2015-rDXHP-t3-S17-MSRboth - Baseline Design - Hourly Results.csv | 8 | 27 | 16 | 4 | 3.1734 | 4.9892
| SFM-wCZ15-v2015-rDXHP-t3-S17-MSRboth - Baseline Design - Hourly Results.csv | 8 | 27 | 17 | 4 | 3.3028 | 5.2326
| SFM-wCZ15-v2015-rDXHP-t3-S17-MSRcool - Baseline Design - Hourly Results.csv | 8 | 25 | 15 | 2 | 3.5173 | 5.5738
| SFM-wCZ15-v2015-rDXHP-t3-S17-MSRcool - Baseline Design - Hourly Results.csv | 8 | 25 | 16 | 2 | 3.7164 | 5.9273
| SFM-wCZ15-v2015-rDXHP-t3-S17-MSRcool - Baseline Design - Hourly Results.csv | 8 | 25 | 17 | 2 | 3.8123 | 6.1349
| SFM-wCZ15-v2015-rDXHP-t3-S17-MSRcool - Baseline Design - Hourly Results.csv | 8 | 26 | 15 | 3 | 3.56 | 5.6422
| SFM-wCZ15-v2015-rDXHP-t3-S17-MSRcool - Baseline Design - Hourly Results.csv | 8 | 26 | 16 | 3 | 3.6823 | 5.8665
| SFM-wCZ15-v2015-rDXHP-t3-S17-MSRcool - Baseline Design - Hourly Results.csv | 8 | 26 | 17 | 3 | 3.9054 | 6.2702
| SFM-wCZ15-v2015-rDXHP-t3-S17-MSRcool - Baseline Design - Hourly Results.csv | 8 | 27 | 15 | 4 | 2.9019 | 4.5041
| SFM-wCZ15-v2015-rDXHP-t3-S17-MSRcool - Baseline Design - Hourly Results.csv | 8 | 27 | 16 | 4 | 3.1734 | 4.9892
| SFM-wCZ15-v2015-rDXHP-t3-S17-MSRcool - Baseline Design - Hourly Results.csv | 8 | 27 | 17 | 4 | 3.3028 | 5.2326
| SFM-wCZ15-v2015-rDXHP-t3-S17-MSRheat - Baseline Design - Hourly Results.csv | 8 | 25 | 15 | 2 | 3.1672 | 5.0189
| SFM-wCZ15-v2015-rDXHP-t3-S17-MSRheat - Baseline Design - Hourly Results.csv | 8 | 25 | 16 | 2 | 3.3464 | 5.3372
| SFM-wCZ15-v2015-rDXHP-t3-S17-MSRheat - Baseline Design - Hourly Results.csv | 8 | 25 | 17 | 2 | 3.4328 | 5.5241
| SFM-wCZ15-v2015-rDXHP-t3-S17-MSRheat - Baseline Design - Hourly Results.csv | 8 | 26 | 15 | 3 | 3.2056 | 5.0805
| SFM-wCZ15-v2015-rDXHP-t3-S17-MSRheat - Baseline Design - Hourly Results.csv | 8 | 26 | 16 | 3 | 3.3157 | 5.2824
| SFM-wCZ15-v2015-rDXHP-t3-S17-MSRheat - Baseline Design - Hourly Results.csv | 8 | 26 | 17 | 3 | 3.5166 | 5.646
| SFM-wCZ15-v2015-rDXHP-t3-S17-MSRheat - Baseline Design - Hourly Results.csv | 8 | 27 | 15 | 4 | 2.613 | 4.0557
| SFM-wCZ15-v2015-rDXHP-t3-S17-MSRheat - Baseline Design - Hourly Results.csv | 8 | 27 | 16 | 4 | 2.8575 | 4.4925
| SFM-wCZ15-v2015-rDXHP-t3-S17-MSRheat - Baseline Design - Hourly Results.csv | 8 | 27 | 17 | 4 | 2.974 | 4.7117
| SFM-wCZ15-v2015-rDXHP-t4-S14-BSLboth - Baseline Design - Hourly Results.csv | 8 | 25 | 15 | 2 | 3.0872 | 4.8084
| SFM-wCZ15-v2015-rDXHP-t4-S14-BSLboth - Baseline Design - Hourly Results.csv | 8 | 25 | 16 | 2 | 3.3033 | 5.2008
| SFM-wCZ15-v2015-rDXHP-t4-S14-BSLboth - Baseline Design - Hourly Results.csv | 8 | 25 | 17 | 2 | 3.4274 | 5.4621
| SFM-wCZ15-v2015-rDXHP-t4-S14-BSLboth - Baseline Design - Hourly Results.csv | 8 | 26 | 15 | 3 | 3.2125 | 5.0441
| SFM-wCZ15-v2015-rDXHP-t4-S14-BSLboth - Baseline Design - Hourly Results.csv | 8 | 26 | 16 | 3 | 3.3401 | 5.2829
| SFM-wCZ15-v2015-rDXHP-t4-S14-BSLboth - Baseline Design - Hourly Results.csv | 8 | 26 | 17 | 3 | 3.5787 | 5.7212
| SFM-wCZ15-v2015-rDXHP-t4-S14-BSLboth - Baseline Design - Hourly Results.csv | 8 | 27 | 15 | 4 | 2.6042 | 3.9375
| SFM-wCZ15-v2015-rDXHP-t4-S14-BSLboth - Baseline Design - Hourly Results.csv | 8 | 27 | 16 | 4 | 2.8889 | 4.4514
| SFM-wCZ15-v2015-rDXHP-t4-S14-BSLboth - Baseline Design - Hourly Results.csv | 8 | 27 | 17 | 4 | 2.9979 | 4.6827
| SFM-wCZ15-v2015-rDXHP-t4-S14-BSLcool - Baseline Design - Hourly Results.csv | 8 | 25 | 15 | 2 | 3.0872 | 4.8084
| SFM-wCZ15-v2015-rDXHP-t4-S14-BSLcool - Baseline Design - Hourly Results.csv | 8 | 25 | 16 | 2 | 3.3033 | 5.2008
| SFM-wCZ15-v2015-rDXHP-t4-S14-BSLcool - Baseline Design - Hourly Results.csv | 8 | 25 | 17 | 2 | 3.4274 | 5.4621
| SFM-wCZ15-v2015-rDXHP-t4-S14-BSLcool - Baseline Design - Hourly Results.csv | 8 | 26 | 15 | 3 | 3.2125 | 5.0441
| SFM-wCZ15-v2015-rDXHP-t4-S14-BSLcool - Baseline Design - Hourly Results.csv | 8 | 26 | 16 | 3 | 3.3401 | 5.2829
| SFM-wCZ15-v2015-rDXHP-t4-S14-BSLcool - Baseline Design - Hourly Results.csv | 8 | 26 | 17 | 3 | 3.5787 | 5.7212
| SFM-wCZ15-v2015-rDXHP-t4-S14-BSLcool - Baseline Design - Hourly Results.csv | 8 | 27 | 15 | 4 | 2.6042 | 3.9375
| SFM-wCZ15-v2015-rDXHP-t4-S14-BSLcool - Baseline Design - Hourly Results.csv | 8 | 27 | 16 | 4 | 2.8889 | 4.4514
| SFM-wCZ15-v2015-rDXHP-t4-S14-BSLcool - Baseline Design - Hourly Results.csv | 8 | 27 | 17 | 4 | 2.9979 | 4.6827
| SFM-wCZ15-v2015-rDXHP-t4-S14-BSLheat - Baseline Design - Hourly Results.csv | 8 | 25 | 15 | 2 | 2.6938 | 4.1957
| SFM-wCZ15-v2015-rDXHP-t4-S14-BSLheat - Baseline Design - Hourly Results.csv | 8 | 25 | 16 | 2 | 2.8823 | 4.5381
| SFM-wCZ15-v2015-rDXHP-t4-S14-BSLheat - Baseline Design - Hourly Results.csv | 8 | 25 | 17 | 2 | 2.9907 | 4.7661
| SFM-wCZ15-v2015-rDXHP-t4-S14-BSLheat - Baseline Design - Hourly Results.csv | 8 | 26 | 15 | 3 | 2.8032 | 4.4013
| SFM-wCZ15-v2015-rDXHP-t4-S14-BSLheat - Baseline Design - Hourly Results.csv | 8 | 26 | 16 | 3 | 2.9145 | 4.6097
| SFM-wCZ15-v2015-rDXHP-t4-S14-BSLheat - Baseline Design - Hourly Results.csv | 8 | 26 | 17 | 3 | 3.1227 | 4.9922
| SFM-wCZ15-v2015-rDXHP-t4-S14-BSLheat - Baseline Design - Hourly Results.csv | 8 | 27 | 15 | 4 | 2.2724 | 3.4357
| SFM-wCZ15-v2015-rDXHP-t4-S14-BSLheat - Baseline Design - Hourly Results.csv | 8 | 27 | 16 | 4 | 2.5208 | 3.8841
| SFM-wCZ15-v2015-rDXHP-t4-S14-BSLheat - Baseline Design - Hourly Results.csv | 8 | 27 | 17 | 4 | 2.6159 | 4.086
| SFM-wCZ15-v2015-rDXHP-t4-S15-MSRboth - Baseline Design - Hourly Results.csv | 8 | 25 | 15 | 2 | 2.5993 | 4.0836
| SFM-wCZ15-v2015-rDXHP-t4-S15-MSRboth - Baseline Design - Hourly Results.csv | 8 | 25 | 16 | 2 | 2.7818 | 4.4195
| SFM-wCZ15-v2015-rDXHP-t4-S15-MSRboth - Baseline Design - Hourly Results.csv | 8 | 25 | 17 | 2 | 2.8885 | 4.6438
| SFM-wCZ15-v2015-rDXHP-t4-S15-MSRboth - Baseline Design - Hourly Results.csv | 8 | 26 | 15 | 3 | 2.7064 | 4.2877
| SFM-wCZ15-v2015-rDXHP-t4-S15-MSRboth - Baseline Design - Hourly Results.csv | 8 | 26 | 16 | 3 | 2.8182 | 4.4903
| SFM-wCZ15-v2015-rDXHP-t4-S15-MSRboth - Baseline Design - Hourly Results.csv | 8 | 26 | 17 | 3 | 3.0153 | 4.864
| SFM-wCZ15-v2015-rDXHP-t4-S15-MSRboth - Baseline Design - Hourly Results.csv | 8 | 27 | 15 | 4 | 2.1968 | 3.3374
| SFM-wCZ15-v2015-rDXHP-t4-S15-MSRboth - Baseline Design - Hourly Results.csv | 8 | 27 | 16 | 4 | 2.4388 | 3.7812
| SFM-wCZ15-v2015-rDXHP-t4-S15-MSRboth - Baseline Design - Hourly Results.csv | 8 | 27 | 17 | 4 | 2.5314 | 3.9821
| SFM-wCZ15-v2015-rDXHP-t4-S15-MSRcool - Baseline Design - Hourly Results.csv | 8 | 25 | 15 | 2 | 2.5993 | 4.0836
| SFM-wCZ15-v2015-rDXHP-t4-S15-MSRcool - Baseline Design - Hourly Results.csv | 8 | 25 | 16 | 2 | 2.7818 | 4.4195
| SFM-wCZ15-v2015-rDXHP-t4-S15-MSRcool - Baseline Design - Hourly Results.csv | 8 | 25 | 17 | 2 | 2.8885 | 4.6438
| SFM-wCZ15-v2015-rDXHP-t4-S15-MSRcool - Baseline Design - Hourly Results.csv | 8 | 26 | 15 | 3 | 2.7064 | 4.2877
| SFM-wCZ15-v2015-rDXHP-t4-S15-MSRcool - Baseline Design - Hourly Results.csv | 8 | 26 | 16 | 3 | 2.8182 | 4.4903
| SFM-wCZ15-v2015-rDXHP-t4-S15-MSRcool - Baseline Design - Hourly Results.csv | 8 | 26 | 17 | 3 | 3.0153 | 4.864
| SFM-wCZ15-v2015-rDXHP-t4-S15-MSRcool - Baseline Design - Hourly Results.csv | 8 | 27 | 15 | 4 | 2.1968 | 3.3374
| SFM-wCZ15-v2015-rDXHP-t4-S15-MSRcool - Baseline Design - Hourly Results.csv | 8 | 27 | 16 | 4 | 2.4388 | 3.7812
| SFM-wCZ15-v2015-rDXHP-t4-S15-MSRcool - Baseline Design - Hourly Results.csv | 8 | 27 | 17 | 4 | 2.5314 | 3.9821
| SFM-wCZ15-v2015-rDXHP-t4-S15-MSRheat - Baseline Design - Hourly Results.csv | 8 | 25 | 15 | 2 | 2.3556 | 3.7007
| SFM-wCZ15-v2015-rDXHP-t4-S15-MSRheat - Baseline Design - Hourly Results.csv | 8 | 25 | 16 | 2 | 2.521 | 4.0052
| SFM-wCZ15-v2015-rDXHP-t4-S15-MSRheat - Baseline Design - Hourly Results.csv | 8 | 25 | 17 | 2 | 2.6177 | 4.2085
| SFM-wCZ15-v2015-rDXHP-t4-S15-MSRheat - Baseline Design - Hourly Results.csv | 8 | 26 | 15 | 3 | 2.4526 | 3.8857
| SFM-wCZ15-v2015-rDXHP-t4-S15-MSRheat - Baseline Design - Hourly Results.csv | 8 | 26 | 16 | 3 | 2.554 | 4.0693
| SFM-wCZ15-v2015-rDXHP-t4-S15-MSRheat - Baseline Design - Hourly Results.csv | 8 | 26 | 17 | 3 | 2.7326 | 4.4079
| SFM-wCZ15-v2015-rDXHP-t4-S15-MSRheat - Baseline Design - Hourly Results.csv | 8 | 27 | 15 | 4 | 1.9908 | 3.0245
| SFM-wCZ15-v2015-rDXHP-t4-S15-MSRheat - Baseline Design - Hourly Results.csv | 8 | 27 | 16 | 4 | 2.2101 | 3.4267
| SFM-wCZ15-v2015-rDXHP-t4-S15-MSRheat - Baseline Design - Hourly Results.csv | 8 | 27 | 17 | 4 | 2.2941 | 3.6088
| SFM-wCZ15-v2015-rDXHP-t4-S16-MSRboth - Baseline Design - Hourly Results.csv | 8 | 25 | 15 | 2 | 2.6475 | 4.1176
| SFM-wCZ15-v2015-rDXHP-t4-S16-MSRboth - Baseline Design - Hourly Results.csv | 8 | 25 | 16 | 2 | 2.8348 | 4.4603
| SFM-wCZ15-v2015-rDXHP-t4-S16-MSRboth - Baseline Design - Hourly Results.csv | 8 | 25 | 17 | 2 | 2.9426 | 4.6894
| SFM-wCZ15-v2015-rDXHP-t4-S16-MSRboth - Baseline Design - Hourly Results.csv | 8 | 26 | 15 | 3 | 2.7468 | 4.3087
| SFM-wCZ15-v2015-rDXHP-t4-S16-MSRboth - Baseline Design - Hourly Results.csv | 8 | 26 | 16 | 3 | 2.8623 | 4.519
| SFM-wCZ15-v2015-rDXHP-t4-S16-MSRboth - Baseline Design - Hourly Results.csv | 8 | 26 | 17 | 3 | 3.0673 | 4.8991
| SFM-wCZ15-v2015-rDXHP-t4-S16-MSRboth - Baseline Design - Hourly Results.csv | 8 | 27 | 15 | 4 | 2.1498 | 3.2527
| SFM-wCZ15-v2015-rDXHP-t4-S16-MSRboth - Baseline Design - Hourly Results.csv | 8 | 27 | 16 | 4 | 2.4454 | 3.7758
| SFM-wCZ15-v2015-rDXHP-t4-S16-MSRboth - Baseline Design - Hourly Results.csv | 8 | 27 | 17 | 4 | 2.56 | 3.9939
| SFM-wCZ15-v2015-rDXHP-t4-S16-MSRcool - Baseline Design - Hourly Results.csv | 8 | 25 | 15 | 2 | 2.6475 | 4.1176
| SFM-wCZ15-v2015-rDXHP-t4-S16-MSRcool - Baseline Design - Hourly Results.csv | 8 | 25 | 16 | 2 | 2.8348 | 4.4603
| SFM-wCZ15-v2015-rDXHP-t4-S16-MSRcool - Baseline Design - Hourly Results.csv | 8 | 25 | 17 | 2 | 2.9426 | 4.6894
| SFM-wCZ15-v2015-rDXHP-t4-S16-MSRcool - Baseline Design - Hourly Results.csv | 8 | 26 | 15 | 3 | 2.7468 | 4.3087
| SFM-wCZ15-v2015-rDXHP-t4-S16-MSRcool - Baseline Design - Hourly Results.csv | 8 | 26 | 16 | 3 | 2.8623 | 4.519
| SFM-wCZ15-v2015-rDXHP-t4-S16-MSRcool - Baseline Design - Hourly Results.csv | 8 | 26 | 17 | 3 | 3.0673 | 4.8991
| SFM-wCZ15-v2015-rDXHP-t4-S16-MSRcool - Baseline Design - Hourly Results.csv | 8 | 27 | 15 | 4 | 2.1498 | 3.2527
| SFM-wCZ15-v2015-rDXHP-t4-S16-MSRcool - Baseline Design - Hourly Results.csv | 8 | 27 | 16 | 4 | 2.4454 | 3.7758
| SFM-wCZ15-v2015-rDXHP-t4-S16-MSRcool - Baseline Design - Hourly Results.csv | 8 | 27 | 17 | 4 | 2.56 | 3.9939
| SFM-wCZ15-v2015-rDXHP-t4-S16-MSRheat - Baseline Design - Hourly Results.csv | 8 | 25 | 15 | 2 | 2.3963 | 3.727
| SFM-wCZ15-v2015-rDXHP-t4-S16-MSRheat - Baseline Design - Hourly Results.csv | 8 | 25 | 16 | 2 | 2.5659 | 4.0372
| SFM-wCZ15-v2015-rDXHP-t4-S16-MSRheat - Baseline Design - Hourly Results.csv | 8 | 25 | 17 | 2 | 2.6635 | 4.2445
| SFM-wCZ15-v2015-rDXHP-t4-S16-MSRheat - Baseline Design - Hourly Results.csv | 8 | 26 | 15 | 3 | 2.4862 | 3.9
| SFM-wCZ15-v2015-rDXHP-t4-S16-MSRheat - Baseline Design - Hourly Results.csv | 8 | 26 | 16 | 3 | 2.5907 | 4.0903
| SFM-wCZ15-v2015-rDXHP-t4-S16-MSRheat - Baseline Design - Hourly Results.csv | 8 | 26 | 17 | 3 | 2.7763 | 4.4343
| SFM-wCZ15-v2015-rDXHP-t4-S16-MSRheat - Baseline Design - Hourly Results.csv | 8 | 27 | 15 | 4 | 1.9458 | 2.9441
| SFM-wCZ15-v2015-rDXHP-t4-S16-MSRheat - Baseline Design - Hourly Results.csv | 8 | 27 | 16 | 4 | 2.2134 | 3.4176
| SFM-wCZ15-v2015-rDXHP-t4-S16-MSRheat - Baseline Design - Hourly Results.csv | 8 | 27 | 17 | 4 | 2.3171 | 3.615
| SFM-wCZ15-v2015-rDXHP-t4-S17-MSRboth - Baseline Design - Hourly Results.csv | 8 | 25 | 15 | 2 | 2.4865 | 3.8672
| SFM-wCZ15-v2015-rDXHP-t4-S17-MSRboth - Baseline Design - Hourly Results.csv | 8 | 25 | 16 | 2 | 2.6624 | 4.1891
| SFM-wCZ15-v2015-rDXHP-t4-S17-MSRboth - Baseline Design - Hourly Results.csv | 8 | 25 | 17 | 2 | 2.7637 | 4.4042
| SFM-wCZ15-v2015-rDXHP-t4-S17-MSRboth - Baseline Design - Hourly Results.csv | 8 | 26 | 15 | 3 | 2.5797 | 4.0467
| SFM-wCZ15-v2015-rDXHP-t4-S17-MSRboth - Baseline Design - Hourly Results.csv | 8 | 26 | 16 | 3 | 2.6882 | 4.2442
| SFM-wCZ15-v2015-rDXHP-t4-S17-MSRboth - Baseline Design - Hourly Results.csv | 8 | 26 | 17 | 3 | 2.8808 | 4.6012
| SFM-wCZ15-v2015-rDXHP-t4-S17-MSRboth - Baseline Design - Hourly Results.csv | 8 | 27 | 15 | 4 | 2.019 | 3.0549
| SFM-wCZ15-v2015-rDXHP-t4-S17-MSRboth - Baseline Design - Hourly Results.csv | 8 | 27 | 16 | 4 | 2.2967 | 3.5462
| SFM-wCZ15-v2015-rDXHP-t4-S17-MSRboth - Baseline Design - Hourly Results.csv | 8 | 27 | 17 | 4 | 2.4043 | 3.751
| SFM-wCZ15-v2015-rDXHP-t4-S17-MSRcool - Baseline Design - Hourly Results.csv | 8 | 25 | 15 | 2 | 2.4865 | 3.8672
| SFM-wCZ15-v2015-rDXHP-t4-S17-MSRcool - Baseline Design - Hourly Results.csv | 8 | 25 | 16 | 2 | 2.6624 | 4.1891
| SFM-wCZ15-v2015-rDXHP-t4-S17-MSRcool - Baseline Design - Hourly Results.csv | 8 | 25 | 17 | 2 | 2.7637 | 4.4042
| SFM-wCZ15-v2015-rDXHP-t4-S17-MSRcool - Baseline Design - Hourly Results.csv | 8 | 26 | 15 | 3 | 2.5797 | 4.0467
| SFM-wCZ15-v2015-rDXHP-t4-S17-MSRcool - Baseline Design - Hourly Results.csv | 8 | 26 | 16 | 3 | 2.6882 | 4.2442
| SFM-wCZ15-v2015-rDXHP-t4-S17-MSRcool - Baseline Design - Hourly Results.csv | 8 | 26 | 17 | 3 | 2.8808 | 4.6012
| SFM-wCZ15-v2015-rDXHP-t4-S17-MSRcool - Baseline Design - Hourly Results.csv | 8 | 27 | 15 | 4 | 2.019 | 3.0549
| SFM-wCZ15-v2015-rDXHP-t4-S17-MSRcool - Baseline Design - Hourly Results.csv | 8 | 27 | 16 | 4 | 2.2967 | 3.5462
| SFM-wCZ15-v2015-rDXHP-t4-S17-MSRcool - Baseline Design - Hourly Results.csv | 8 | 27 | 17 | 4 | 2.4043 | 3.751
| SFM-wCZ15-v2015-rDXHP-t4-S17-MSRheat - Baseline Design - Hourly Results.csv | 8 | 25 | 15 | 2 | 2.2389 | 3.4822
| SFM-wCZ15-v2015-rDXHP-t4-S17-MSRheat - Baseline Design - Hourly Results.csv | 8 | 25 | 16 | 2 | 2.3973 | 3.7721
| SFM-wCZ15-v2015-rDXHP-t4-S17-MSRheat - Baseline Design - Hourly Results.csv | 8 | 25 | 17 | 2 | 2.4886 | 3.9658
| SFM-wCZ15-v2015-rDXHP-t4-S17-MSRheat - Baseline Design - Hourly Results.csv | 8 | 26 | 15 | 3 | 2.3229 | 3.6438
| SFM-wCZ15-v2015-rDXHP-t4-S17-MSRheat - Baseline Design - Hourly Results.csv | 8 | 26 | 16 | 3 | 2.4206 | 3.8217
| SFM-wCZ15-v2015-rDXHP-t4-S17-MSRheat - Baseline Design - Hourly Results.csv | 8 | 26 | 17 | 3 | 2.594 | 4.1431
| SFM-wCZ15-v2015-rDXHP-t4-S17-MSRheat - Baseline Design - Hourly Results.csv | 8 | 27 | 15 | 4 | 1.818 | 2.7507
| SFM-wCZ15-v2015-rDXHP-t4-S17-MSRheat - Baseline Design - Hourly Results.csv | 8 | 27 | 16 | 4 | 2.068 | 3.1931
| SFM-wCZ15-v2015-rDXHP-t4-S17-MSRheat - Baseline Design - Hourly Results.csv | 8 | 27 | 17 | 4 | 2.1649 | 3.3775
| SFM-wCZ15-v2015-rDXHP-t5-S14-BSLboth - Baseline Design - Hourly Results.csv | 8 | 25 | 15 | 2 | 3.9911 | 6.325
| SFM-wCZ15-v2015-rDXHP-t5-S14-BSLboth - Baseline Design - Hourly Results.csv | 8 | 25 | 16 | 2 | 4.2218 | 6.7368
| SFM-wCZ15-v2015-rDXHP-t5-S14-BSLboth - Baseline Design - Hourly Results.csv | 8 | 25 | 17 | 2 | 4.341 | 6.9848
| SFM-wCZ15-v2015-rDXHP-t5-S14-BSLboth - Baseline Design - Hourly Results.csv | 8 | 26 | 15 | 3 | 4.0697 | 6.4512
| SFM-wCZ15-v2015-rDXHP-t5-S14-BSLboth - Baseline Design - Hourly Results.csv | 8 | 26 | 16 | 3 | 4.2045 | 6.6906
| SFM-wCZ15-v2015-rDXHP-t5-S14-BSLboth - Baseline Design - Hourly Results.csv | 8 | 26 | 17 | 3 | 4.4566 | 7.1621
| SFM-wCZ15-v2015-rDXHP-t5-S14-BSLboth - Baseline Design - Hourly Results.csv | 8 | 27 | 15 | 4 | 3.3971 | 5.2711
| SFM-wCZ15-v2015-rDXHP-t5-S14-BSLboth - Baseline Design - Hourly Results.csv | 8 | 27 | 16 | 4 | 3.6933 | 5.7994
| SFM-wCZ15-v2015-rDXHP-t5-S14-BSLboth - Baseline Design - Hourly Results.csv | 8 | 27 | 17 | 4 | 3.8116 | 6.0348
| SFM-wCZ15-v2015-rDXHP-t5-S14-BSLcool - Baseline Design - Hourly Results.csv | 8 | 25 | 15 | 2 | 3.9911 | 6.325
| SFM-wCZ15-v2015-rDXHP-t5-S14-BSLcool - Baseline Design - Hourly Results.csv | 8 | 25 | 16 | 2 | 4.2218 | 6.7368
| SFM-wCZ15-v2015-rDXHP-t5-S14-BSLcool - Baseline Design - Hourly Results.csv | 8 | 25 | 17 | 2 | 4.341 | 6.9848
| SFM-wCZ15-v2015-rDXHP-t5-S14-BSLcool - Baseline Design - Hourly Results.csv | 8 | 26 | 15 | 3 | 4.0697 | 6.4512
| SFM-wCZ15-v2015-rDXHP-t5-S14-BSLcool - Baseline Design - Hourly Results.csv | 8 | 26 | 16 | 3 | 4.2045 | 6.6906
| SFM-wCZ15-v2015-rDXHP-t5-S14-BSLcool - Baseline Design - Hourly Results.csv | 8 | 26 | 17 | 3 | 4.4566 | 7.1621
| SFM-wCZ15-v2015-rDXHP-t5-S14-BSLcool - Baseline Design - Hourly Results.csv | 8 | 27 | 15 | 4 | 3.3971 | 5.2711
| SFM-wCZ15-v2015-rDXHP-t5-S14-BSLcool - Baseline Design - Hourly Results.csv | 8 | 27 | 16 | 4 | 3.6933 | 5.7994
| SFM-wCZ15-v2015-rDXHP-t5-S14-BSLcool - Baseline Design - Hourly Results.csv | 8 | 27 | 17 | 4 | 3.8116 | 6.0348
| SFM-wCZ15-v2015-rDXHP-t5-S14-BSLheat - Baseline Design - Hourly Results.csv | 8 | 25 | 15 | 2 | 3.4825 | 5.5191
| SFM-wCZ15-v2015-rDXHP-t5-S14-BSLheat - Baseline Design - Hourly Results.csv | 8 | 25 | 16 | 2 | 3.6838 | 5.8784
| SFM-wCZ15-v2015-rDXHP-t5-S14-BSLheat - Baseline Design - Hourly Results.csv | 8 | 25 | 17 | 2 | 3.7879 | 6.0948
| SFM-wCZ15-v2015-rDXHP-t5-S14-BSLheat - Baseline Design - Hourly Results.csv | 8 | 26 | 15 | 3 | 3.5511 | 5.6292
| SFM-wCZ15-v2015-rDXHP-t5-S14-BSLheat - Baseline Design - Hourly Results.csv | 8 | 26 | 16 | 3 | 3.6687 | 5.838
| SFM-wCZ15-v2015-rDXHP-t5-S14-BSLheat - Baseline Design - Hourly Results.csv | 8 | 26 | 17 | 3 | 3.8887 | 6.2495
| SFM-wCZ15-v2015-rDXHP-t5-S14-BSLheat - Baseline Design - Hourly Results.csv | 8 | 27 | 15 | 4 | 2.9642 | 4.5994
| SFM-wCZ15-v2015-rDXHP-t5-S14-BSLheat - Baseline Design - Hourly Results.csv | 8 | 27 | 16 | 4 | 3.2226 | 5.0604
| SFM-wCZ15-v2015-rDXHP-t5-S14-BSLheat - Baseline Design - Hourly Results.csv | 8 | 27 | 17 | 4 | 3.3259 | 5.2658
| SFM-wCZ15-v2015-rDXHP-t5-S15-MSRboth - Baseline Design - Hourly Results.csv | 8 | 25 | 15 | 2 | 3.3615 | 5.3698
| SFM-wCZ15-v2015-rDXHP-t5-S15-MSRboth - Baseline Design - Hourly Results.csv | 8 | 25 | 16 | 2 | 3.5552 | 5.711
| SFM-wCZ15-v2015-rDXHP-t5-S15-MSRboth - Baseline Design - Hourly Results.csv | 8 | 25 | 17 | 2 | 3.654 | 5.9304
| SFM-wCZ15-v2015-rDXHP-t5-S15-MSRboth - Baseline Design - Hourly Results.csv | 8 | 26 | 15 | 3 | 3.4302 | 5.4784
| SFM-wCZ15-v2015-rDXHP-t5-S15-MSRboth - Baseline Design - Hourly Results.csv | 8 | 26 | 16 | 3 | 3.5408 | 5.6838
| SFM-wCZ15-v2015-rDXHP-t5-S15-MSRboth - Baseline Design - Hourly Results.csv | 8 | 26 | 17 | 3 | 3.7544 | 6.0797
| SFM-wCZ15-v2015-rDXHP-t5-S15-MSRboth - Baseline Design - Hourly Results.csv | 8 | 27 | 15 | 4 | 2.853 | 4.4496
| SFM-wCZ15-v2015-rDXHP-t5-S15-MSRboth - Baseline Design - Hourly Results.csv | 8 | 27 | 16 | 4 | 3.1149 | 4.9169
| SFM-wCZ15-v2015-rDXHP-t5-S15-MSRboth - Baseline Design - Hourly Results.csv | 8 | 27 | 17 | 4 | 3.2122 | 5.1181
| SFM-wCZ15-v2015-rDXHP-t5-S15-MSRcool - Baseline Design - Hourly Results.csv | 8 | 25 | 15 | 2 | 3.3615 | 5.3698
| SFM-wCZ15-v2015-rDXHP-t5-S15-MSRcool - Baseline Design - Hourly Results.csv | 8 | 25 | 16 | 2 | 3.5552 | 5.711
| SFM-wCZ15-v2015-rDXHP-t5-S15-MSRcool - Baseline Design - Hourly Results.csv | 8 | 25 | 17 | 2 | 3.654 | 5.9304
| SFM-wCZ15-v2015-rDXHP-t5-S15-MSRcool - Baseline Design - Hourly Results.csv | 8 | 26 | 15 | 3 | 3.4302 | 5.4784
| SFM-wCZ15-v2015-rDXHP-t5-S15-MSRcool - Baseline Design - Hourly Results.csv | 8 | 26 | 16 | 3 | 3.5408 | 5.6838
| SFM-wCZ15-v2015-rDXHP-t5-S15-MSRcool - Baseline Design - Hourly Results.csv | 8 | 26 | 17 | 3 | 3.7544 | 6.0797
| SFM-wCZ15-v2015-rDXHP-t5-S15-MSRcool - Baseline Design - Hourly Results.csv | 8 | 27 | 15 | 4 | 2.853 | 4.4496
| SFM-wCZ15-v2015-rDXHP-t5-S15-MSRcool - Baseline Design - Hourly Results.csv | 8 | 27 | 16 | 4 | 3.1149 | 4.9169
| SFM-wCZ15-v2015-rDXHP-t5-S15-MSRcool - Baseline Design - Hourly Results.csv | 8 | 27 | 17 | 4 | 3.2122 | 5.1181
| SFM-wCZ15-v2015-rDXHP-t5-S15-MSRheat - Baseline Design - Hourly Results.csv | 8 | 25 | 15 | 2 | 3.0463 | 4.8664
| SFM-wCZ15-v2015-rDXHP-t5-S15-MSRheat - Baseline Design - Hourly Results.csv | 8 | 25 | 16 | 2 | 3.2218 | 5.1756
| SFM-wCZ15-v2015-rDXHP-t5-S15-MSRheat - Baseline Design - Hourly Results.csv | 8 | 25 | 17 | 2 | 3.3115 | 5.3744
| SFM-wCZ15-v2015-rDXHP-t5-S15-MSRheat - Baseline Design - Hourly Results.csv | 8 | 26 | 15 | 3 | 3.1086 | 4.9648
| SFM-wCZ15-v2015-rDXHP-t5-S15-MSRheat - Baseline Design - Hourly Results.csv | 8 | 26 | 16 | 3 | 3.2088 | 5.1509
| SFM-wCZ15-v2015-rDXHP-t5-S15-MSRheat - Baseline Design - Hourly Results.csv | 8 | 26 | 17 | 3 | 3.4024 | 5.5097
| SFM-wCZ15-v2015-rDXHP-t5-S15-MSRheat - Baseline Design - Hourly Results.csv | 8 | 27 | 15 | 4 | 2.5855 | 4.0324
| SFM-wCZ15-v2015-rDXHP-t5-S15-MSRheat - Baseline Design - Hourly Results.csv | 8 | 27 | 16 | 4 | 2.8229 | 4.4559
| SFM-wCZ15-v2015-rDXHP-t5-S15-MSRheat - Baseline Design - Hourly Results.csv | 8 | 27 | 17 | 4 | 2.911 | 4.6383
| SFM-wCZ15-v2015-rDXHP-t5-S16-MSRboth - Baseline Design - Hourly Results.csv | 8 | 25 | 15 | 2 | 3.4405 | 5.4427
| SFM-wCZ15-v2015-rDXHP-t5-S16-MSRboth - Baseline Design - Hourly Results.csv | 8 | 25 | 16 | 2 | 3.6427 | 5.8051
| SFM-wCZ15-v2015-rDXHP-t5-S16-MSRboth - Baseline Design - Hourly Results.csv | 8 | 25 | 17 | 2 | 3.7433 | 6.0226
| SFM-wCZ15-v2015-rDXHP-t5-S16-MSRboth - Baseline Design - Hourly Results.csv | 8 | 26 | 15 | 3 | 3.4978 | 5.5361
| SFM-wCZ15-v2015-rDXHP-t5-S16-MSRboth - Baseline Design - Hourly Results.csv | 8 | 26 | 16 | 3 | 3.617 | 5.7548
| SFM-wCZ15-v2015-rDXHP-t5-S16-MSRboth - Baseline Design - Hourly Results.csv | 8 | 26 | 17 | 3 | 3.8372 | 6.1655
| SFM-wCZ15-v2015-rDXHP-t5-S16-MSRboth - Baseline Design - Hourly Results.csv | 8 | 27 | 15 | 4 | 2.786 | 4.3156
| SFM-wCZ15-v2015-rDXHP-t5-S16-MSRboth - Baseline Design - Hourly Results.csv | 8 | 27 | 16 | 4 | 3.1004 | 4.8579
| SFM-wCZ15-v2015-rDXHP-t5-S16-MSRboth - Baseline Design - Hourly Results.csv | 8 | 27 | 17 | 4 | 3.2414 | 5.1246
| SFM-wCZ15-v2015-rDXHP-t5-S16-MSRcool - Baseline Design - Hourly Results.csv | 8 | 25 | 15 | 2 | 3.4405 | 5.4427
| SFM-wCZ15-v2015-rDXHP-t5-S16-MSRcool - Baseline Design - Hourly Results.csv | 8 | 25 | 16 | 2 | 3.6427 | 5.8051
| SFM-wCZ15-v2015-rDXHP-t5-S16-MSRcool - Baseline Design - Hourly Results.csv | 8 | 25 | 17 | 2 | 3.7433 | 6.0226
| SFM-wCZ15-v2015-rDXHP-t5-S16-MSRcool - Baseline Design - Hourly Results.csv | 8 | 26 | 15 | 3 | 3.4978 | 5.5361
| SFM-wCZ15-v2015-rDXHP-t5-S16-MSRcool - Baseline Design - Hourly Results.csv | 8 | 26 | 16 | 3 | 3.617 | 5.7548
| SFM-wCZ15-v2015-rDXHP-t5-S16-MSRcool - Baseline Design - Hourly Results.csv | 8 | 26 | 17 | 3 | 3.8372 | 6.1655
| SFM-wCZ15-v2015-rDXHP-t5-S16-MSRcool - Baseline Design - Hourly Results.csv | 8 | 27 | 15 | 4 | 2.786 | 4.3156
| SFM-wCZ15-v2015-rDXHP-t5-S16-MSRcool - Baseline Design - Hourly Results.csv | 8 | 27 | 16 | 4 | 3.1004 | 4.8579
| SFM-wCZ15-v2015-rDXHP-t5-S16-MSRcool - Baseline Design - Hourly Results.csv | 8 | 27 | 17 | 4 | 3.2414 | 5.1246
| SFM-wCZ15-v2015-rDXHP-t5-S16-MSRheat - Baseline Design - Hourly Results.csv | 8 | 25 | 15 | 2 | 3.1141 | 4.9264
| SFM-wCZ15-v2015-rDXHP-t5-S16-MSRheat - Baseline Design - Hourly Results.csv | 8 | 25 | 16 | 2 | 3.2971 | 5.2544
| SFM-wCZ15-v2015-rDXHP-t5-S16-MSRheat - Baseline Design - Hourly Results.csv | 8 | 25 | 17 | 2 | 3.3882 | 5.4513
| SFM-wCZ15-v2015-rDXHP-t5-S16-MSRheat - Baseline Design - Hourly Results.csv | 8 | 26 | 15 | 3 | 3.166 | 5.0109
| SFM-wCZ15-v2015-rDXHP-t5-S16-MSRheat - Baseline Design - Hourly Results.csv | 8 | 26 | 16 | 3 | 3.2739 | 5.2088
| SFM-wCZ15-v2015-rDXHP-t5-S16-MSRheat - Baseline Design - Hourly Results.csv | 8 | 26 | 17 | 3 | 3.4731 | 5.5806
| SFM-wCZ15-v2015-rDXHP-t5-S16-MSRheat - Baseline Design - Hourly Results.csv | 8 | 27 | 15 | 4 | 2.5217 | 3.9061
| SFM-wCZ15-v2015-rDXHP-t5-S16-MSRheat - Baseline Design - Hourly Results.csv | 8 | 27 | 16 | 4 | 2.8062 | 4.397
| SFM-wCZ15-v2015-rDXHP-t5-S16-MSRheat - Baseline Design - Hourly Results.csv | 8 | 27 | 17 | 4 | 2.9339 | 4.6385
| SFM-wCZ15-v2015-rDXHP-t5-S17-MSRboth - Baseline Design - Hourly Results.csv | 8 | 25 | 15 | 2 | 3.2313 | 5.1117
| SFM-wCZ15-v2015-rDXHP-t5-S17-MSRboth - Baseline Design - Hourly Results.csv | 8 | 25 | 16 | 2 | 3.4212 | 5.4521
| SFM-wCZ15-v2015-rDXHP-t5-S17-MSRboth - Baseline Design - Hourly Results.csv | 8 | 25 | 17 | 2 | 3.5157 | 5.6564
| SFM-wCZ15-v2015-rDXHP-t5-S17-MSRboth - Baseline Design - Hourly Results.csv | 8 | 26 | 15 | 3 | 3.2851 | 5.1994
| SFM-wCZ15-v2015-rDXHP-t5-S17-MSRboth - Baseline Design - Hourly Results.csv | 8 | 26 | 16 | 3 | 3.397 | 5.4048
| SFM-wCZ15-v2015-rDXHP-t5-S17-MSRboth - Baseline Design - Hourly Results.csv | 8 | 26 | 17 | 3 | 3.6038 | 5.7906
| SFM-wCZ15-v2015-rDXHP-t5-S17-MSRboth - Baseline Design - Hourly Results.csv | 8 | 27 | 15 | 4 | 2.6166 | 4.0531
| SFM-wCZ15-v2015-rDXHP-t5-S17-MSRboth - Baseline Design - Hourly Results.csv | 8 | 27 | 16 | 4 | 2.9118 | 4.5625
| SFM-wCZ15-v2015-rDXHP-t5-S17-MSRboth - Baseline Design - Hourly Results.csv | 8 | 27 | 17 | 4 | 3.0443 | 4.813
| SFM-wCZ15-v2015-rDXHP-t5-S17-MSRcool - Baseline Design - Hourly Results.csv | 8 | 25 | 15 | 2 | 3.2313 | 5.1117
| SFM-wCZ15-v2015-rDXHP-t5-S17-MSRcool - Baseline Design - Hourly Results.csv | 8 | 25 | 16 | 2 | 3.4212 | 5.4521
| SFM-wCZ15-v2015-rDXHP-t5-S17-MSRcool - Baseline Design - Hourly Results.csv | 8 | 25 | 17 | 2 | 3.5157 | 5.6564
| SFM-wCZ15-v2015-rDXHP-t5-S17-MSRcool - Baseline Design - Hourly Results.csv | 8 | 26 | 15 | 3 | 3.2851 | 5.1994
| SFM-wCZ15-v2015-rDXHP-t5-S17-MSRcool - Baseline Design - Hourly Results.csv | 8 | 26 | 16 | 3 | 3.397 | 5.4048
| SFM-wCZ15-v2015-rDXHP-t5-S17-MSRcool - Baseline Design - Hourly Results.csv | 8 | 26 | 17 | 3 | 3.6038 | 5.7906
| SFM-wCZ15-v2015-rDXHP-t5-S17-MSRcool - Baseline Design - Hourly Results.csv | 8 | 27 | 15 | 4 | 2.6166 | 4.0531
| SFM-wCZ15-v2015-rDXHP-t5-S17-MSRcool - Baseline Design - Hourly Results.csv | 8 | 27 | 16 | 4 | 2.9118 | 4.5625
| SFM-wCZ15-v2015-rDXHP-t5-S17-MSRcool - Baseline Design - Hourly Results.csv | 8 | 27 | 17 | 4 | 3.0443 | 4.813
| SFM-wCZ15-v2015-rDXHP-t5-S17-MSRheat - Baseline Design - Hourly Results.csv | 8 | 25 | 15 | 2 | 2.9096 | 4.6028
| SFM-wCZ15-v2015-rDXHP-t5-S17-MSRheat - Baseline Design - Hourly Results.csv | 8 | 25 | 16 | 2 | 3.0806 | 4.9093
| SFM-wCZ15-v2015-rDXHP-t5-S17-MSRheat - Baseline Design - Hourly Results.csv | 8 | 25 | 17 | 2 | 3.1657 | 5.0932
| SFM-wCZ15-v2015-rDXHP-t5-S17-MSRheat - Baseline Design - Hourly Results.csv | 8 | 26 | 15 | 3 | 2.958 | 4.6818
| SFM-wCZ15-v2015-rDXHP-t5-S17-MSRheat - Baseline Design - Hourly Results.csv | 8 | 26 | 16 | 3 | 3.0589 | 4.8667
| SFM-wCZ15-v2015-rDXHP-t5-S17-MSRheat - Baseline Design - Hourly Results.csv | 8 | 26 | 17 | 3 | 3.245 | 5.2141
| SFM-wCZ15-v2015-rDXHP-t5-S17-MSRheat - Baseline Design - Hourly Results.csv | 8 | 27 | 15 | 4 | 2.3561 | 3.6496
| SFM-wCZ15-v2015-rDXHP-t5-S17-MSRheat - Baseline Design - Hourly Results.csv | 8 | 27 | 16 | 4 | 2.6219 | 4.1082
| SFM-wCZ15-v2015-rDXHP-t5-S17-MSRheat - Baseline Design - Hourly Results.csv | 8 | 27 | 17 | 4 | 2.7412 | 4.3338
| SFM-wCZ16-v2015-rDXGF-t1-S14-BSLcool - Baseline Design - Hourly Results.csv | 7 | 8 | 15 | 3 | 0 | 0
| SFM-wCZ16-v2015-rDXGF-t1-S14-BSLcool - Baseline Design - Hourly Results.csv | 7 | 8 | 16 | 3 | 0 | 0
| SFM-wCZ16-v2015-rDXGF-t1-S14-BSLcool - Baseline Design - Hourly Results.csv | 7 | 8 | 17 | 3 | 0 | 0
| SFM-wCZ16-v2015-rDXGF-t1-S14-BSLcool - Baseline Design - Hourly Results.csv | 7 | 9 | 15 | 4 | 0.076792 | 0.16119
| SFM-wCZ16-v2015-rDXGF-t1-S14-BSLcool - Baseline Design - Hourly Results.csv | 7 | 9 | 16 | 4 | 0.36349 | 0.33373
| SFM-wCZ16-v2015-rDXGF-t1-S14-BSLcool - Baseline Design - Hourly Results.csv | 7 | 9 | 17 | 4 | 0.64673 | 0.61529
| SFM-wCZ16-v2015-rDXGF-t1-S14-BSLcool - Baseline Design - Hourly Results.csv | 7 | 10 | 15 | 5 | 1.1021 | 2.0033
| SFM-wCZ16-v2015-rDXGF-t1-S14-BSLcool - Baseline Design - Hourly Results.csv | 7 | 10 | 16 | 5 | 1.2312 | 2.0905
| SFM-wCZ16-v2015-rDXGF-t1-S14-BSLcool - Baseline Design - Hourly Results.csv | 7 | 10 | 17 | 5 | 1.3751 | 2.2626
| SFM-wCZ16-v2015-rDXGF-t1-S14-BSLheat - Baseline Design - Hourly Results.csv | 7 | 8 | 15 | 3 | 0 | 0
| SFM-wCZ16-v2015-rDXGF-t1-S14-BSLheat - Baseline Design - Hourly Results.csv | 7 | 8 | 16 | 3 | 0 | 0
| SFM-wCZ16-v2015-rDXGF-t1-S14-BSLheat - Baseline Design - Hourly Results.csv | 7 | 8 | 17 | 3 | 0 | 0
| SFM-wCZ16-v2015-rDXGF-t1-S14-BSLheat - Baseline Design - Hourly Results.csv | 7 | 9 | 15 | 4 | 0.068711 | 0.14472
| SFM-wCZ16-v2015-rDXGF-t1-S14-BSLheat - Baseline Design - Hourly Results.csv | 7 | 9 | 16 | 4 | 0.32585 | 0.30002
| SFM-wCZ16-v2015-rDXGF-t1-S14-BSLheat - Baseline Design - Hourly Results.csv | 7 | 9 | 17 | 4 | 0.58025 | 0.55292
| SFM-wCZ16-v2015-rDXGF-t1-S14-BSLheat - Baseline Design - Hourly Results.csv | 7 | 10 | 15 | 5 | 0.99555 | 1.8098
| SFM-wCZ16-v2015-rDXGF-t1-S14-BSLheat - Baseline Design - Hourly Results.csv | 7 | 10 | 16 | 5 | 1.111 | 1.8893
| SFM-wCZ16-v2015-rDXGF-t1-S14-BSLheat - Baseline Design - Hourly Results.csv | 7 | 10 | 17 | 5 | 1.2388 | 2.0446
| SFM-wCZ16-v2015-rDXGF-t1-S15-MSRcool - Baseline Design - Hourly Results.csv | 7 | 8 | 15 | 3 | 0 | 0
| SFM-wCZ16-v2015-rDXGF-t1-S15-MSRcool - Baseline Design - Hourly Results.csv | 7 | 8 | 16 | 3 | 0 | 0
| SFM-wCZ16-v2015-rDXGF-t1-S15-MSRcool - Baseline Design - Hourly Results.csv | 7 | 8 | 17 | 3 | 0 | 0
| SFM-wCZ16-v2015-rDXGF-t1-S15-MSRcool - Baseline Design - Hourly Results.csv | 7 | 9 | 15 | 4 | 0.06631 | 0.1423
| SFM-wCZ16-v2015-rDXGF-t1-S15-MSRcool - Baseline Design - Hourly Results.csv | 7 | 9 | 16 | 4 | 0.31339 | 0.29386
| SFM-wCZ16-v2015-rDXGF-t1-S15-MSRcool - Baseline Design - Hourly Results.csv | 7 | 9 | 17 | 4 | 0.55594 | 0.54088
| SFM-wCZ16-v2015-rDXGF-t1-S15-MSRcool - Baseline Design - Hourly Results.csv | 7 | 10 | 15 | 5 | 0.92946 | 1.7193
| SFM-wCZ16-v2015-rDXGF-t1-S15-MSRcool - Baseline Design - Hourly Results.csv | 7 | 10 | 16 | 5 | 1.0411 | 1.801
| SFM-wCZ16-v2015-rDXGF-t1-S15-MSRcool - Baseline Design - Hourly Results.csv | 7 | 10 | 17 | 5 | 1.1642 | 1.9574
| SFM-wCZ16-v2015-rDXGF-t1-S15-MSRheat - Baseline Design - Hourly Results.csv | 7 | 8 | 15 | 3 | 0 | 0
| SFM-wCZ16-v2015-rDXGF-t1-S15-MSRheat - Baseline Design - Hourly Results.csv | 7 | 8 | 16 | 3 | 0 | 0
| SFM-wCZ16-v2015-rDXGF-t1-S15-MSRheat - Baseline Design - Hourly Results.csv | 7 | 8 | 17 | 3 | 0 | 0
| SFM-wCZ16-v2015-rDXGF-t1-S15-MSRheat - Baseline Design - Hourly Results.csv | 7 | 9 | 15 | 4 | 0.063082 | 0.13587
| SFM-wCZ16-v2015-rDXGF-t1-S15-MSRheat - Baseline Design - Hourly Results.csv | 7 | 9 | 16 | 4 | 0.29812 | 0.28075
| SFM-wCZ16-v2015-rDXGF-t1-S15-MSRheat - Baseline Design - Hourly Results.csv | 7 | 9 | 17 | 4 | 0.52854 | 0.51663
| SFM-wCZ16-v2015-rDXGF-t1-S15-MSRheat - Baseline Design - Hourly Results.csv | 7 | 10 | 15 | 5 | 0.88956 | 1.6503
| SFM-wCZ16-v2015-rDXGF-t1-S15-MSRheat - Baseline Design - Hourly Results.csv | 7 | 10 | 16 | 5 | 0.99498 | 1.7277
| SFM-wCZ16-v2015-rDXGF-t1-S15-MSRheat - Baseline Design - Hourly Results.csv | 7 | 10 | 17 | 5 | 1.1141 | 1.8773
| SFM-wCZ16-v2015-rDXGF-t1-S16-MSRcool - Baseline Design - Hourly Results.csv | 7 | 8 | 15 | 3 | 0 | 0
| SFM-wCZ16-v2015-rDXGF-t1-S16-MSRcool - Baseline Design - Hourly Results.csv | 7 | 8 | 16 | 3 | 0 | 0
| SFM-wCZ16-v2015-rDXGF-t1-S16-MSRcool - Baseline Design - Hourly Results.csv | 7 | 8 | 17 | 3 | 0 | 0
| SFM-wCZ16-v2015-rDXGF-t1-S16-MSRcool - Baseline Design - Hourly Results.csv | 7 | 9 | 15 | 4 | 0.06659 | 0.1467
| SFM-wCZ16-v2015-rDXGF-t1-S16-MSRcool - Baseline Design - Hourly Results.csv | 7 | 9 | 16 | 4 | 0.31405 | 0.30298
| SFM-wCZ16-v2015-rDXGF-t1-S16-MSRcool - Baseline Design - Hourly Results.csv | 7 | 9 | 17 | 4 | 0.55678 | 0.55753
| SFM-wCZ16-v2015-rDXGF-t1-S16-MSRcool - Baseline Design - Hourly Results.csv | 7 | 10 | 15 | 5 | 0.94296 | 1.7775
| SFM-wCZ16-v2015-rDXGF-t1-S16-MSRcool - Baseline Design - Hourly Results.csv | 7 | 10 | 16 | 5 | 1.0562 | 1.8614
| SFM-wCZ16-v2015-rDXGF-t1-S16-MSRcool - Baseline Design - Hourly Results.csv | 7 | 10 | 17 | 5 | 1.1796 | 2.0183
| SFM-wCZ16-v2015-rDXGF-t1-S16-MSRheat - Baseline Design - Hourly Results.csv | 7 | 8 | 15 | 3 | 0 | 0
| SFM-wCZ16-v2015-rDXGF-t1-S16-MSRheat - Baseline Design - Hourly Results.csv | 7 | 8 | 16 | 3 | 0 | 0
| SFM-wCZ16-v2015-rDXGF-t1-S16-MSRheat - Baseline Design - Hourly Results.csv | 7 | 8 | 17 | 3 | 0 | 0
| SFM-wCZ16-v2015-rDXGF-t1-S16-MSRheat - Baseline Design - Hourly Results.csv | 7 | 9 | 15 | 4 | 0.063421 | 0.13986
| SFM-wCZ16-v2015-rDXGF-t1-S16-MSRheat - Baseline Design - Hourly Results.csv | 7 | 9 | 16 | 4 | 0.29966 | 0.28912
| SFM-wCZ16-v2015-rDXGF-t1-S16-MSRheat - Baseline Design - Hourly Results.csv | 7 | 9 | 17 | 4 | 0.53138 | 0.53193
| SFM-wCZ16-v2015-rDXGF-t1-S16-MSRheat - Baseline Design - Hourly Results.csv | 7 | 10 | 15 | 5 | 0.90672 | 1.7034
| SFM-wCZ16-v2015-rDXGF-t1-S16-MSRheat - Baseline Design - Hourly Results.csv | 7 | 10 | 16 | 5 | 1.0143 | 1.7822
| SFM-wCZ16-v2015-rDXGF-t1-S16-MSRheat - Baseline Design - Hourly Results.csv | 7 | 10 | 17 | 5 | 1.1304 | 1.9312
| SFM-wCZ16-v2015-rDXGF-t1-S17-MSRcool - Baseline Design - Hourly Results.csv | 7 | 8 | 15 | 3 | 0 | 0
| SFM-wCZ16-v2015-rDXGF-t1-S17-MSRcool - Baseline Design - Hourly Results.csv | 7 | 8 | 16 | 3 | 0 | 0
| SFM-wCZ16-v2015-rDXGF-t1-S17-MSRcool - Baseline Design - Hourly Results.csv | 7 | 8 | 17 | 3 | 0 | 0
| SFM-wCZ16-v2015-rDXGF-t1-S17-MSRcool - Baseline Design - Hourly Results.csv | 7 | 9 | 15 | 4 | 0.06254 | 0.13778
| SFM-wCZ16-v2015-rDXGF-t1-S17-MSRcool - Baseline Design - Hourly Results.csv | 7 | 9 | 16 | 4 | 0.29495 | 0.28456
| SFM-wCZ16-v2015-rDXGF-t1-S17-MSRcool - Baseline Design - Hourly Results.csv | 7 | 9 | 17 | 4 | 0.52292 | 0.52363
| SFM-wCZ16-v2015-rDXGF-t1-S17-MSRcool - Baseline Design - Hourly Results.csv | 7 | 10 | 15 | 5 | 0.88562 | 1.6694
| SFM-wCZ16-v2015-rDXGF-t1-S17-MSRcool - Baseline Design - Hourly Results.csv | 7 | 10 | 16 | 5 | 0.99199 | 1.7482
| SFM-wCZ16-v2015-rDXGF-t1-S17-MSRcool - Baseline Design - Hourly Results.csv | 7 | 10 | 17 | 5 | 1.1079 | 1.8955
| SFM-wCZ16-v2015-rDXGF-t1-S17-MSRheat - Baseline Design - Hourly Results.csv | 7 | 8 | 15 | 3 | 0 | 0
| SFM-wCZ16-v2015-rDXGF-t1-S17-MSRheat - Baseline Design - Hourly Results.csv | 7 | 8 | 16 | 3 | 0 | 0
| SFM-wCZ16-v2015-rDXGF-t1-S17-MSRheat - Baseline Design - Hourly Results.csv | 7 | 8 | 17 | 3 | 0 | 0
| SFM-wCZ16-v2015-rDXGF-t1-S17-MSRheat - Baseline Design - Hourly Results.csv | 7 | 9 | 15 | 4 | 0.059256 | 0.13068
| SFM-wCZ16-v2015-rDXGF-t1-S17-MSRheat - Baseline Design - Hourly Results.csv | 7 | 9 | 16 | 4 | 0.27998 | 0.27013
| SFM-wCZ16-v2015-rDXGF-t1-S17-MSRheat - Baseline Design - Hourly Results.csv | 7 | 9 | 17 | 4 | 0.49648 | 0.49699
| SFM-wCZ16-v2015-rDXGF-t1-S17-MSRheat - Baseline Design - Hourly Results.csv | 7 | 10 | 15 | 5 | 0.84717 | 1.5915
| SFM-wCZ16-v2015-rDXGF-t1-S17-MSRheat - Baseline Design - Hourly Results.csv | 7 | 10 | 16 | 5 | 0.9477 | 1.6651
| SFM-wCZ16-v2015-rDXGF-t1-S17-MSRheat - Baseline Design - Hourly Results.csv | 7 | 10 | 17 | 5 | 1.0561 | 1.8043
| SFM-wCZ16-v2015-rDXGF-t2-S14-BSLcool - Baseline Design - Hourly Results.csv | 7 | 8 | 15 | 3 | 0 | 0
| SFM-wCZ16-v2015-rDXGF-t2-S14-BSLcool - Baseline Design - Hourly Results.csv | 7 | 8 | 16 | 3 | 0 | 0
| SFM-wCZ16-v2015-rDXGF-t2-S14-BSLcool - Baseline Design - Hourly Results.csv | 7 | 8 | 17 | 3 | 0 | 0
| SFM-wCZ16-v2015-rDXGF-t2-S14-BSLcool - Baseline Design - Hourly Results.csv | 7 | 9 | 15 | 4 | 0.81407 | 1.303
| SFM-wCZ16-v2015-rDXGF-t2-S14-BSLcool - Baseline Design - Hourly Results.csv | 7 | 9 | 16 | 4 | 0.97537 | 1.4516
| SFM-wCZ16-v2015-rDXGF-t2-S14-BSLcool - Baseline Design - Hourly Results.csv | 7 | 9 | 17 | 4 | 1.1574 | 1.7358
| SFM-wCZ16-v2015-rDXGF-t2-S14-BSLcool - Baseline Design - Hourly Results.csv | 7 | 10 | 15 | 5 | 1.4601 | 2.6867
| SFM-wCZ16-v2015-rDXGF-t2-S14-BSLcool - Baseline Design - Hourly Results.csv | 7 | 10 | 16 | 5 | 1.5693 | 2.7164
| SFM-wCZ16-v2015-rDXGF-t2-S14-BSLcool - Baseline Design - Hourly Results.csv | 7 | 10 | 17 | 5 | 1.6937 | 2.8403
| SFM-wCZ16-v2015-rDXGF-t2-S14-BSLheat - Baseline Design - Hourly Results.csv | 7 | 8 | 15 | 3 | 0 | 0
| SFM-wCZ16-v2015-rDXGF-t2-S14-BSLheat - Baseline Design - Hourly Results.csv | 7 | 8 | 16 | 3 | 0 | 0
| SFM-wCZ16-v2015-rDXGF-t2-S14-BSLheat - Baseline Design - Hourly Results.csv | 7 | 8 | 17 | 3 | 0 | 0
| SFM-wCZ16-v2015-rDXGF-t2-S14-BSLheat - Baseline Design - Hourly Results.csv | 7 | 9 | 15 | 4 | 0.73408 | 1.1759
| SFM-wCZ16-v2015-rDXGF-t2-S14-BSLheat - Baseline Design - Hourly Results.csv | 7 | 9 | 16 | 4 | 0.88064 | 1.3122
| SFM-wCZ16-v2015-rDXGF-t2-S14-BSLheat - Baseline Design - Hourly Results.csv | 7 | 9 | 17 | 4 | 1.0452 | 1.5689
| SFM-wCZ16-v2015-rDXGF-t2-S14-BSLheat - Baseline Design - Hourly Results.csv | 7 | 10 | 15 | 5 | 1.3291 | 2.4439
| SFM-wCZ16-v2015-rDXGF-t2-S14-BSLheat - Baseline Design - Hourly Results.csv | 7 | 10 | 16 | 5 | 1.4244 | 2.4666
| SFM-wCZ16-v2015-rDXGF-t2-S14-BSLheat - Baseline Design - Hourly Results.csv | 7 | 10 | 17 | 5 | 1.5352 | 2.5743
| SFM-wCZ16-v2015-rDXGF-t2-S15-MSRcool - Baseline Design - Hourly Results.csv | 7 | 8 | 15 | 3 | 0 | 0
| SFM-wCZ16-v2015-rDXGF-t2-S15-MSRcool - Baseline Design - Hourly Results.csv | 7 | 8 | 16 | 3 | 0 | 0
| SFM-wCZ16-v2015-rDXGF-t2-S15-MSRcool - Baseline Design - Hourly Results.csv | 7 | 8 | 17 | 3 | 0 | 0
| SFM-wCZ16-v2015-rDXGF-t2-S15-MSRcool - Baseline Design - Hourly Results.csv | 7 | 9 | 15 | 4 | 0.69738 | 1.1363
| SFM-wCZ16-v2015-rDXGF-t2-S15-MSRcool - Baseline Design - Hourly Results.csv | 7 | 9 | 16 | 4 | 0.83217 | 1.2611
| SFM-wCZ16-v2015-rDXGF-t2-S15-MSRcool - Baseline Design - Hourly Results.csv | 7 | 9 | 17 | 4 | 0.98655 | 1.5071
| SFM-wCZ16-v2015-rDXGF-t2-S15-MSRcool - Baseline Design - Hourly Results.csv | 7 | 10 | 15 | 5 | 1.2265 | 2.2873
| SFM-wCZ16-v2015-rDXGF-t2-S15-MSRcool - Baseline Design - Hourly Results.csv | 7 | 10 | 16 | 5 | 1.3214 | 2.3212
| SFM-wCZ16-v2015-rDXGF-t2-S15-MSRcool - Baseline Design - Hourly Results.csv | 7 | 10 | 17 | 5 | 1.4312 | 2.4381
| SFM-wCZ16-v2015-rDXGF-t2-S15-MSRheat - Baseline Design - Hourly Results.csv | 7 | 8 | 15 | 3 | 0 | 0
| SFM-wCZ16-v2015-rDXGF-t2-S15-MSRheat - Baseline Design - Hourly Results.csv | 7 | 8 | 16 | 3 | 0 | 0
| SFM-wCZ16-v2015-rDXGF-t2-S15-MSRheat - Baseline Design - Hourly Results.csv | 7 | 8 | 17 | 3 | 0 | 0
| SFM-wCZ16-v2015-rDXGF-t2-S15-MSRheat - Baseline Design - Hourly Results.csv | 7 | 9 | 15 | 4 | 0.66533 | 1.0877
| SFM-wCZ16-v2015-rDXGF-t2-S15-MSRheat - Baseline Design - Hourly Results.csv | 7 | 9 | 16 | 4 | 0.79378 | 1.2092
| SFM-wCZ16-v2015-rDXGF-t2-S15-MSRheat - Baseline Design - Hourly Results.csv | 7 | 9 | 17 | 4 | 0.94137 | 1.4445
| SFM-wCZ16-v2015-rDXGF-t2-S15-MSRheat - Baseline Design - Hourly Results.csv | 7 | 10 | 15 | 5 | 1.1778 | 2.2019
| SFM-wCZ16-v2015-rDXGF-t2-S15-MSRheat - Baseline Design - Hourly Results.csv | 7 | 10 | 16 | 5 | 1.2678 | 2.2351
| SFM-wCZ16-v2015-rDXGF-t2-S15-MSRheat - Baseline Design - Hourly Results.csv | 7 | 10 | 17 | 5 | 1.3708 | 2.3443
| SFM-wCZ16-v2015-rDXGF-t2-S16-MSRcool - Baseline Design - Hourly Results.csv | 7 | 8 | 15 | 3 | 0 | 0
| SFM-wCZ16-v2015-rDXGF-t2-S16-MSRcool - Baseline Design - Hourly Results.csv | 7 | 8 | 16 | 3 | 0 | 0
| SFM-wCZ16-v2015-rDXGF-t2-S16-MSRcool - Baseline Design - Hourly Results.csv | 7 | 8 | 17 | 3 | 0 | 0
| SFM-wCZ16-v2015-rDXGF-t2-S16-MSRcool - Baseline Design - Hourly Results.csv | 7 | 9 | 15 | 4 | 0.69644 | 1.1594
| SFM-wCZ16-v2015-rDXGF-t2-S16-MSRcool - Baseline Design - Hourly Results.csv | 7 | 9 | 16 | 4 | 0.82847 | 1.2853
| SFM-wCZ16-v2015-rDXGF-t2-S16-MSRcool - Baseline Design - Hourly Results.csv | 7 | 9 | 17 | 4 | 0.98124 | 1.5335
| SFM-wCZ16-v2015-rDXGF-t2-S16-MSRcool - Baseline Design - Hourly Results.csv | 7 | 10 | 15 | 5 | 1.2351 | 2.34
| SFM-wCZ16-v2015-rDXGF-t2-S16-MSRcool - Baseline Design - Hourly Results.csv | 7 | 10 | 16 | 5 | 1.3284 | 2.3764
| SFM-wCZ16-v2015-rDXGF-t2-S16-MSRcool - Baseline Design - Hourly Results.csv | 7 | 10 | 17 | 5 | 1.4347 | 2.4881
| SFM-wCZ16-v2015-rDXGF-t2-S16-MSRheat - Baseline Design - Hourly Results.csv | 7 | 8 | 15 | 3 | 0 | 0
| SFM-wCZ16-v2015-rDXGF-t2-S16-MSRheat - Baseline Design - Hourly Results.csv | 7 | 8 | 16 | 3 | 0 | 0
| SFM-wCZ16-v2015-rDXGF-t2-S16-MSRheat - Baseline Design - Hourly Results.csv | 7 | 8 | 17 | 3 | 0 | 0
| SFM-wCZ16-v2015-rDXGF-t2-S16-MSRheat - Baseline Design - Hourly Results.csv | 7 | 9 | 15 | 4 | 0.667 | 1.1135
| SFM-wCZ16-v2015-rDXGF-t2-S16-MSRheat - Baseline Design - Hourly Results.csv | 7 | 9 | 16 | 4 | 0.79479 | 1.2352
| SFM-wCZ16-v2015-rDXGF-t2-S16-MSRheat - Baseline Design - Hourly Results.csv | 7 | 9 | 17 | 4 | 0.94019 | 1.4741
| SFM-wCZ16-v2015-rDXGF-t2-S16-MSRheat - Baseline Design - Hourly Results.csv | 7 | 10 | 15 | 5 | 1.1896 | 2.2559
| SFM-wCZ16-v2015-rDXGF-t2-S16-MSRheat - Baseline Design - Hourly Results.csv | 7 | 10 | 16 | 5 | 1.2797 | 2.2888
| SFM-wCZ16-v2015-rDXGF-t2-S16-MSRheat - Baseline Design - Hourly Results.csv | 7 | 10 | 17 | 5 | 1.3795 | 2.3934
| SFM-wCZ16-v2015-rDXGF-t2-S17-MSRcool - Baseline Design - Hourly Results.csv | 7 | 8 | 15 | 3 | 0 | 0
| SFM-wCZ16-v2015-rDXGF-t2-S17-MSRcool - Baseline Design - Hourly Results.csv | 7 | 8 | 16 | 3 | 0 | 0
| SFM-wCZ16-v2015-rDXGF-t2-S17-MSRcool - Baseline Design - Hourly Results.csv | 7 | 8 | 17 | 3 | 0 | 0
| SFM-wCZ16-v2015-rDXGF-t2-S17-MSRcool - Baseline Design - Hourly Results.csv | 7 | 9 | 15 | 4 | 0.65409 | 1.0889
| SFM-wCZ16-v2015-rDXGF-t2-S17-MSRcool - Baseline Design - Hourly Results.csv | 7 | 9 | 16 | 4 | 0.77809 | 1.2072
| SFM-wCZ16-v2015-rDXGF-t2-S17-MSRcool - Baseline Design - Hourly Results.csv | 7 | 9 | 17 | 4 | 0.92157 | 1.4403
| SFM-wCZ16-v2015-rDXGF-t2-S17-MSRcool - Baseline Design - Hourly Results.csv | 7 | 10 | 15 | 5 | 1.16 | 2.1977
| SFM-wCZ16-v2015-rDXGF-t2-S17-MSRcool - Baseline Design - Hourly Results.csv | 7 | 10 | 16 | 5 | 1.2477 | 2.2318
| SFM-wCZ16-v2015-rDXGF-t2-S17-MSRcool - Baseline Design - Hourly Results.csv | 7 | 10 | 17 | 5 | 1.3475 | 2.3368
| SFM-wCZ16-v2015-rDXGF-t2-S17-MSRheat - Baseline Design - Hourly Results.csv | 7 | 8 | 15 | 3 | 0 | 0
| SFM-wCZ16-v2015-rDXGF-t2-S17-MSRheat - Baseline Design - Hourly Results.csv | 7 | 8 | 16 | 3 | 0 | 0
| SFM-wCZ16-v2015-rDXGF-t2-S17-MSRheat - Baseline Design - Hourly Results.csv | 7 | 8 | 17 | 3 | 0 | 0
| SFM-wCZ16-v2015-rDXGF-t2-S17-MSRheat - Baseline Design - Hourly Results.csv | 7 | 9 | 15 | 4 | 0.62319 | 1.0404
| SFM-wCZ16-v2015-rDXGF-t2-S17-MSRheat - Baseline Design - Hourly Results.csv | 7 | 9 | 16 | 4 | 0.74259 | 1.1541
| SFM-wCZ16-v2015-rDXGF-t2-S17-MSRheat - Baseline Design - Hourly Results.csv | 7 | 9 | 17 | 4 | 0.87844 | 1.3773
| SFM-wCZ16-v2015-rDXGF-t2-S17-MSRheat - Baseline Design - Hourly Results.csv | 7 | 10 | 15 | 5 | 1.1115 | 2.1077
| SFM-wCZ16-v2015-rDXGF-t2-S17-MSRheat - Baseline Design - Hourly Results.csv | 7 | 10 | 16 | 5 | 1.1956 | 2.1385
| SFM-wCZ16-v2015-rDXGF-t2-S17-MSRheat - Baseline Design - Hourly Results.csv | 7 | 10 | 17 | 5 | 1.2889 | 2.2362
| SFM-wCZ16-v2015-rDXGF-t3-S14-BSLcool - Baseline Design - Hourly Results.csv | 7 | 8 | 15 | 3 | 0 | 0
| SFM-wCZ16-v2015-rDXGF-t3-S14-BSLcool - Baseline Design - Hourly Results.csv | 7 | 8 | 16 | 3 | 0 | 0
| SFM-wCZ16-v2015-rDXGF-t3-S14-BSLcool - Baseline Design - Hourly Results.csv | 7 | 8 | 17 | 3 | 0 | 0
| SFM-wCZ16-v2015-rDXGF-t3-S14-BSLcool - Baseline Design - Hourly Results.csv | 7 | 9 | 15 | 4 | 0.81382 | 1.3031
| SFM-wCZ16-v2015-rDXGF-t3-S14-BSLcool - Baseline Design - Hourly Results.csv | 7 | 9 | 16 | 4 | 0.97544 | 1.4516
| SFM-wCZ16-v2015-rDXGF-t3-S14-BSLcool - Baseline Design - Hourly Results.csv | 7 | 9 | 17 | 4 | 0.68733 | 0.77663
| SFM-wCZ16-v2015-rDXGF-t3-S14-BSLcool - Baseline Design - Hourly Results.csv | 7 | 10 | 15 | 5 | 1.4043 | 2.478
| SFM-wCZ16-v2015-rDXGF-t3-S14-BSLcool - Baseline Design - Hourly Results.csv | 7 | 10 | 16 | 5 | 1.5248 | 2.5437
| SFM-wCZ16-v2015-rDXGF-t3-S14-BSLcool - Baseline Design - Hourly Results.csv | 7 | 10 | 17 | 5 | 1.1695 | 1.7168
| SFM-wCZ16-v2015-rDXGF-t3-S14-BSLheat - Baseline Design - Hourly Results.csv | 7 | 8 | 15 | 3 | 0 | 0
| SFM-wCZ16-v2015-rDXGF-t3-S14-BSLheat - Baseline Design - Hourly Results.csv | 7 | 8 | 16 | 3 | 0 | 0
| SFM-wCZ16-v2015-rDXGF-t3-S14-BSLheat - Baseline Design - Hourly Results.csv | 7 | 8 | 17 | 3 | 0 | 0
| SFM-wCZ16-v2015-rDXGF-t3-S14-BSLheat - Baseline Design - Hourly Results.csv | 7 | 9 | 15 | 4 | 0.7342 | 1.1762
| SFM-wCZ16-v2015-rDXGF-t3-S14-BSLheat - Baseline Design - Hourly Results.csv | 7 | 9 | 16 | 4 | 0.88072 | 1.3123
| SFM-wCZ16-v2015-rDXGF-t3-S14-BSLheat - Baseline Design - Hourly Results.csv | 7 | 9 | 17 | 4 | 0.62306 | 0.70769
| SFM-wCZ16-v2015-rDXGF-t3-S14-BSLheat - Baseline Design - Hourly Results.csv | 7 | 10 | 15 | 5 | 1.2782 | 2.253
| SFM-wCZ16-v2015-rDXGF-t3-S14-BSLheat - Baseline Design - Hourly Results.csv | 7 | 10 | 16 | 5 | 1.3825 | 2.3104
| SFM-wCZ16-v2015-rDXGF-t3-S14-BSLheat - Baseline Design - Hourly Results.csv | 7 | 10 | 17 | 5 | 1.0634 | 1.565
| SFM-wCZ16-v2015-rDXGF-t3-S15-MSRcool - Baseline Design - Hourly Results.csv | 7 | 8 | 15 | 3 | 0 | 0
| SFM-wCZ16-v2015-rDXGF-t3-S15-MSRcool - Baseline Design - Hourly Results.csv | 7 | 8 | 16 | 3 | 0 | 0
| SFM-wCZ16-v2015-rDXGF-t3-S15-MSRcool - Baseline Design - Hourly Results.csv | 7 | 8 | 17 | 3 | 0 | 0
| SFM-wCZ16-v2015-rDXGF-t3-S15-MSRcool - Baseline Design - Hourly Results.csv | 7 | 9 | 15 | 4 | 0.6976 | 1.1365
| SFM-wCZ16-v2015-rDXGF-t3-S15-MSRcool - Baseline Design - Hourly Results.csv | 7 | 9 | 16 | 4 | 0.83231 | 1.2613
| SFM-wCZ16-v2015-rDXGF-t3-S15-MSRcool - Baseline Design - Hourly Results.csv | 7 | 9 | 17 | 4 | 0.58384 | 0.66933
| SFM-wCZ16-v2015-rDXGF-t3-S15-MSRcool - Baseline Design - Hourly Results.csv | 7 | 10 | 15 | 5 | 1.182 | 2.1148
| SFM-wCZ16-v2015-rDXGF-t3-S15-MSRcool - Baseline Design - Hourly Results.csv | 7 | 10 | 16 | 5 | 1.2847 | 2.1801
| SFM-wCZ16-v2015-rDXGF-t3-S15-MSRcool - Baseline Design - Hourly Results.csv | 7 | 10 | 17 | 5 | 0.98423 | 1.4687
| SFM-wCZ16-v2015-rDXGF-t3-S15-MSRheat - Baseline Design - Hourly Results.csv | 7 | 8 | 15 | 3 | 0 | 0
| SFM-wCZ16-v2015-rDXGF-t3-S15-MSRheat - Baseline Design - Hourly Results.csv | 7 | 8 | 16 | 3 | 0 | 0
| SFM-wCZ16-v2015-rDXGF-t3-S15-MSRheat - Baseline Design - Hourly Results.csv | 7 | 8 | 17 | 3 | 0 | 0
| SFM-wCZ16-v2015-rDXGF-t3-S15-MSRheat - Baseline Design - Hourly Results.csv | 7 | 9 | 15 | 4 | 0.66552 | 1.0886
| SFM-wCZ16-v2015-rDXGF-t3-S15-MSRheat - Baseline Design - Hourly Results.csv | 7 | 9 | 16 | 4 | 0.79438 | 1.2093
| SFM-wCZ16-v2015-rDXGF-t3-S15-MSRheat - Baseline Design - Hourly Results.csv | 7 | 9 | 17 | 4 | 0.5595 | 0.6468
| SFM-wCZ16-v2015-rDXGF-t3-S15-MSRheat - Baseline Design - Hourly Results.csv | 7 | 10 | 15 | 5 | 1.1346 | 2.0353
| SFM-wCZ16-v2015-rDXGF-t3-S15-MSRheat - Baseline Design - Hourly Results.csv | 7 | 10 | 16 | 5 | 1.2321 | 2.0972
| SFM-wCZ16-v2015-rDXGF-t3-S15-MSRheat - Baseline Design - Hourly Results.csv | 7 | 10 | 17 | 5 | 0.94683 | 1.4202
| SFM-wCZ16-v2015-rDXGF-t3-S16-MSRcool - Baseline Design - Hourly Results.csv | 7 | 8 | 15 | 3 | 0 | 0
| SFM-wCZ16-v2015-rDXGF-t3-S16-MSRcool - Baseline Design - Hourly Results.csv | 7 | 8 | 16 | 3 | 0 | 0
| SFM-wCZ16-v2015-rDXGF-t3-S16-MSRcool - Baseline Design - Hourly Results.csv | 7 | 8 | 17 | 3 | 0 | 0
| SFM-wCZ16-v2015-rDXGF-t3-S16-MSRcool - Baseline Design - Hourly Results.csv | 7 | 9 | 15 | 4 | 0.69666 | 1.1596
| SFM-wCZ16-v2015-rDXGF-t3-S16-MSRcool - Baseline Design - Hourly Results.csv | 7 | 9 | 16 | 4 | 0.82942 | 1.2854
| SFM-wCZ16-v2015-rDXGF-t3-S16-MSRcool - Baseline Design - Hourly Results.csv | 7 | 9 | 17 | 4 | 0.58173 | 0.68472
| SFM-wCZ16-v2015-rDXGF-t3-S16-MSRcool - Baseline Design - Hourly Results.csv | 7 | 10 | 15 | 5 | 1.1886 | 2.1613
| SFM-wCZ16-v2015-rDXGF-t3-S16-MSRcool - Baseline Design - Hourly Results.csv | 7 | 10 | 16 | 5 | 1.2915 | 2.2286
| SFM-wCZ16-v2015-rDXGF-t3-S16-MSRcool - Baseline Design - Hourly Results.csv | 7 | 10 | 17 | 5 | 0.99007 | 1.5033
| SFM-wCZ16-v2015-rDXGF-t3-S16-MSRheat - Baseline Design - Hourly Results.csv | 7 | 8 | 15 | 3 | 0 | 0
| SFM-wCZ16-v2015-rDXGF-t3-S16-MSRheat - Baseline Design - Hourly Results.csv | 7 | 8 | 16 | 3 | 0 | 0
| SFM-wCZ16-v2015-rDXGF-t3-S16-MSRheat - Baseline Design - Hourly Results.csv | 7 | 8 | 17 | 3 | 0 | 0
| SFM-wCZ16-v2015-rDXGF-t3-S16-MSRheat - Baseline Design - Hourly Results.csv | 7 | 9 | 15 | 4 | 0.66688 | 1.1134
| SFM-wCZ16-v2015-rDXGF-t3-S16-MSRheat - Baseline Design - Hourly Results.csv | 7 | 9 | 16 | 4 | 0.79492 | 1.2353
| SFM-wCZ16-v2015-rDXGF-t3-S16-MSRheat - Baseline Design - Hourly Results.csv | 7 | 9 | 17 | 4 | 0.55894 | 0.66012
| SFM-wCZ16-v2015-rDXGF-t3-S16-MSRheat - Baseline Design - Hourly Results.csv | 7 | 10 | 15 | 5 | 1.1459 | 2.082
| SFM-wCZ16-v2015-rDXGF-t3-S16-MSRheat - Baseline Design - Hourly Results.csv | 7 | 10 | 16 | 5 | 1.2429 | 2.1462
| SFM-wCZ16-v2015-rDXGF-t3-S16-MSRheat - Baseline Design - Hourly Results.csv | 7 | 10 | 17 | 5 | 0.95415 | 1.4504
| SFM-wCZ16-v2015-rDXGF-t3-S17-MSRcool - Baseline Design - Hourly Results.csv | 7 | 8 | 15 | 3 | 0 | 0
| SFM-wCZ16-v2015-rDXGF-t3-S17-MSRcool - Baseline Design - Hourly Results.csv | 7 | 8 | 16 | 3 | 0 | 0
| SFM-wCZ16-v2015-rDXGF-t3-S17-MSRcool - Baseline Design - Hourly Results.csv | 7 | 8 | 17 | 3 | 0 | 0
| SFM-wCZ16-v2015-rDXGF-t3-S17-MSRcool - Baseline Design - Hourly Results.csv | 7 | 9 | 15 | 4 | 0.65429 | 1.0891
| SFM-wCZ16-v2015-rDXGF-t3-S17-MSRcool - Baseline Design - Hourly Results.csv | 7 | 9 | 16 | 4 | 0.77898 | 1.2073
| SFM-wCZ16-v2015-rDXGF-t3-S17-MSRcool - Baseline Design - Hourly Results.csv | 7 | 9 | 17 | 4 | 0.54636 | 0.64308
| SFM-wCZ16-v2015-rDXGF-t3-S17-MSRcool - Baseline Design - Hourly Results.csv | 7 | 10 | 15 | 5 | 1.1163 | 2.0299
| SFM-wCZ16-v2015-rDXGF-t3-S17-MSRcool - Baseline Design - Hourly Results.csv | 7 | 10 | 16 | 5 | 1.213 | 2.0931
| SFM-wCZ16-v2015-rDXGF-t3-S17-MSRcool - Baseline Design - Hourly Results.csv | 7 | 10 | 17 | 5 | 0.92986 | 1.4119
| SFM-wCZ16-v2015-rDXGF-t3-S17-MSRheat - Baseline Design - Hourly Results.csv | 7 | 8 | 15 | 3 | 0 | 0
| SFM-wCZ16-v2015-rDXGF-t3-S17-MSRheat - Baseline Design - Hourly Results.csv | 7 | 8 | 16 | 3 | 0 | 0
| SFM-wCZ16-v2015-rDXGF-t3-S17-MSRheat - Baseline Design - Hourly Results.csv | 7 | 8 | 17 | 3 | 0 | 0
| SFM-wCZ16-v2015-rDXGF-t3-S17-MSRheat - Baseline Design - Hourly Results.csv | 7 | 9 | 15 | 4 | 0.62308 | 1.0402
| SFM-wCZ16-v2015-rDXGF-t3-S17-MSRheat - Baseline Design - Hourly Results.csv | 7 | 9 | 16 | 4 | 0.74271 | 1.1541
| SFM-wCZ16-v2015-rDXGF-t3-S17-MSRheat - Baseline Design - Hourly Results.csv | 7 | 9 | 17 | 4 | 0.52223 | 0.61677
| SFM-wCZ16-v2015-rDXGF-t3-S17-MSRheat - Baseline Design - Hourly Results.csv | 7 | 10 | 15 | 5 | 1.0707 | 1.9453
| SFM-wCZ16-v2015-rDXGF-t3-S17-MSRheat - Baseline Design - Hourly Results.csv | 7 | 10 | 16 | 5 | 1.1613 | 2.0053
| SFM-wCZ16-v2015-rDXGF-t3-S17-MSRheat - Baseline Design - Hourly Results.csv | 7 | 10 | 17 | 5 | 0.89148 | 1.3552
| SFM-wCZ16-v2015-rDXGF-t4-S14-BSLcool - Baseline Design - Hourly Results.csv | 7 | 8 | 15 | 3 | 0 | 0
| SFM-wCZ16-v2015-rDXGF-t4-S14-BSLcool - Baseline Design - Hourly Results.csv | 7 | 8 | 16 | 3 | 0 | 0
| SFM-wCZ16-v2015-rDXGF-t4-S14-BSLcool - Baseline Design - Hourly Results.csv | 7 | 8 | 17 | 3 | 0 | 0
| SFM-wCZ16-v2015-rDXGF-t4-S14-BSLcool - Baseline Design - Hourly Results.csv | 7 | 9 | 15 | 4 | 0 | 0
| SFM-wCZ16-v2015-rDXGF-t4-S14-BSLcool - Baseline Design - Hourly Results.csv | 7 | 9 | 16 | 4 | 0 | 0
| SFM-wCZ16-v2015-rDXGF-t4-S14-BSLcool - Baseline Design - Hourly Results.csv | 7 | 9 | 17 | 4 | 0.27449 | 0.18317
| SFM-wCZ16-v2015-rDXGF-t4-S14-BSLcool - Baseline Design - Hourly Results.csv | 7 | 10 | 15 | 5 | 0.73166 | 1.1766
| SFM-wCZ16-v2015-rDXGF-t4-S14-BSLcool - Baseline Design - Hourly Results.csv | 7 | 10 | 16 | 5 | 0.90733 | 1.3819
| SFM-wCZ16-v2015-rDXGF-t4-S14-BSLcool - Baseline Design - Hourly Results.csv | 7 | 10 | 17 | 5 | 1.0876 | 1.6476
| SFM-wCZ16-v2015-rDXGF-t4-S14-BSLheat - Baseline Design - Hourly Results.csv | 7 | 8 | 15 | 3 | 0 | 0
| SFM-wCZ16-v2015-rDXGF-t4-S14-BSLheat - Baseline Design - Hourly Results.csv | 7 | 8 | 16 | 3 | 0 | 0
| SFM-wCZ16-v2015-rDXGF-t4-S14-BSLheat - Baseline Design - Hourly Results.csv | 7 | 8 | 17 | 3 | 0 | 0
| SFM-wCZ16-v2015-rDXGF-t4-S14-BSLheat - Baseline Design - Hourly Results.csv | 7 | 9 | 15 | 4 | 0 | 0
| SFM-wCZ16-v2015-rDXGF-t4-S14-BSLheat - Baseline Design - Hourly Results.csv | 7 | 9 | 16 | 4 | 0 | 0
| SFM-wCZ16-v2015-rDXGF-t4-S14-BSLheat - Baseline Design - Hourly Results.csv | 7 | 9 | 17 | 4 | 0.24552 | 0.16398
| SFM-wCZ16-v2015-rDXGF-t4-S14-BSLheat - Baseline Design - Hourly Results.csv | 7 | 10 | 15 | 5 | 0.65983 | 1.0611
| SFM-wCZ16-v2015-rDXGF-t4-S14-BSLheat - Baseline Design - Hourly Results.csv | 7 | 10 | 16 | 5 | 0.81702 | 1.2448
| SFM-wCZ16-v2015-rDXGF-t4-S14-BSLheat - Baseline Design - Hourly Results.csv | 7 | 10 | 17 | 5 | 0.97808 | 1.4838
| SFM-wCZ16-v2015-rDXGF-t4-S15-MSRcool - Baseline Design - Hourly Results.csv | 7 | 8 | 15 | 3 | 0 | 0
| SFM-wCZ16-v2015-rDXGF-t4-S15-MSRcool - Baseline Design - Hourly Results.csv | 7 | 8 | 16 | 3 | 0 | 0
| SFM-wCZ16-v2015-rDXGF-t4-S15-MSRcool - Baseline Design - Hourly Results.csv | 7 | 8 | 17 | 3 | 0 | 0
| SFM-wCZ16-v2015-rDXGF-t4-S15-MSRcool - Baseline Design - Hourly Results.csv | 7 | 9 | 15 | 4 | 0 | 0
| SFM-wCZ16-v2015-rDXGF-t4-S15-MSRcool - Baseline Design - Hourly Results.csv | 7 | 9 | 16 | 4 | 0 | 0
| SFM-wCZ16-v2015-rDXGF-t4-S15-MSRcool - Baseline Design - Hourly Results.csv | 7 | 9 | 17 | 4 | 0.23776 | 0.16258
| SFM-wCZ16-v2015-rDXGF-t4-S15-MSRcool - Baseline Design - Hourly Results.csv | 7 | 10 | 15 | 5 | 0.62112 | 1.0176
| SFM-wCZ16-v2015-rDXGF-t4-S15-MSRcool - Baseline Design - Hourly Results.csv | 7 | 10 | 16 | 5 | 0.77191 | 1.1996
| SFM-wCZ16-v2015-rDXGF-t4-S15-MSRcool - Baseline Design - Hourly Results.csv | 7 | 10 | 17 | 5 | 0.92619 | 1.4365
| SFM-wCZ16-v2015-rDXGF-t4-S15-MSRheat - Baseline Design - Hourly Results.csv | 7 | 8 | 15 | 3 | 0 | 0
| SFM-wCZ16-v2015-rDXGF-t4-S15-MSRheat - Baseline Design - Hourly Results.csv | 7 | 8 | 16 | 3 | 0 | 0
| SFM-wCZ16-v2015-rDXGF-t4-S15-MSRheat - Baseline Design - Hourly Results.csv | 7 | 8 | 17 | 3 | 0 | 0
| SFM-wCZ16-v2015-rDXGF-t4-S15-MSRheat - Baseline Design - Hourly Results.csv | 7 | 9 | 15 | 4 | 0 | 0
| SFM-wCZ16-v2015-rDXGF-t4-S15-MSRheat - Baseline Design - Hourly Results.csv | 7 | 9 | 16 | 4 | 0 | 0
| SFM-wCZ16-v2015-rDXGF-t4-S15-MSRheat - Baseline Design - Hourly Results.csv | 7 | 9 | 17 | 4 | 0.22579 | 0.15503
| SFM-wCZ16-v2015-rDXGF-t4-S15-MSRheat - Baseline Design - Hourly Results.csv | 7 | 10 | 15 | 5 | 0.59344 | 0.97602
| SFM-wCZ16-v2015-rDXGF-t4-S15-MSRheat - Baseline Design - Hourly Results.csv | 7 | 10 | 16 | 5 | 0.7372 | 1.1502
| SFM-wCZ16-v2015-rDXGF-t4-S15-MSRheat - Baseline Design - Hourly Results.csv | 7 | 10 | 17 | 5 | 0.88428 | 1.376
| SFM-wCZ16-v2015-rDXGF-t4-S16-MSRcool - Baseline Design - Hourly Results.csv | 7 | 8 | 15 | 3 | 0 | 0
| SFM-wCZ16-v2015-rDXGF-t4-S16-MSRcool - Baseline Design - Hourly Results.csv | 7 | 8 | 16 | 3 | 0 | 0
| SFM-wCZ16-v2015-rDXGF-t4-S16-MSRcool - Baseline Design - Hourly Results.csv | 7 | 8 | 17 | 3 | 0 | 0
| SFM-wCZ16-v2015-rDXGF-t4-S16-MSRcool - Baseline Design - Hourly Results.csv | 7 | 9 | 15 | 4 | 0 | 0
| SFM-wCZ16-v2015-rDXGF-t4-S16-MSRcool - Baseline Design - Hourly Results.csv | 7 | 9 | 16 | 4 | 0 | 0
| SFM-wCZ16-v2015-rDXGF-t4-S16-MSRcool - Baseline Design - Hourly Results.csv | 7 | 9 | 17 | 4 | 0.23836 | 0.16789
| SFM-wCZ16-v2015-rDXGF-t4-S16-MSRcool - Baseline Design - Hourly Results.csv | 7 | 10 | 15 | 5 | 0.6316 | 1.0527
| SFM-wCZ16-v2015-rDXGF-t4-S16-MSRcool - Baseline Design - Hourly Results.csv | 7 | 10 | 16 | 5 | 0.78533 | 1.2412
| SFM-wCZ16-v2015-rDXGF-t4-S16-MSRcool - Baseline Design - Hourly Results.csv | 7 | 10 | 17 | 5 | 0.93922 | 1.4844
| SFM-wCZ16-v2015-rDXGF-t4-S16-MSRheat - Baseline Design - Hourly Results.csv | 7 | 8 | 15 | 3 | 0 | 0
| SFM-wCZ16-v2015-rDXGF-t4-S16-MSRheat - Baseline Design - Hourly Results.csv | 7 | 8 | 16 | 3 | 0 | 0
| SFM-wCZ16-v2015-rDXGF-t4-S16-MSRheat - Baseline Design - Hourly Results.csv | 7 | 8 | 17 | 3 | 0 | 0
| SFM-wCZ16-v2015-rDXGF-t4-S16-MSRheat - Baseline Design - Hourly Results.csv | 7 | 9 | 15 | 4 | 0 | 0
| SFM-wCZ16-v2015-rDXGF-t4-S16-MSRheat - Baseline Design - Hourly Results.csv | 7 | 9 | 16 | 4 | 0 | 0
| SFM-wCZ16-v2015-rDXGF-t4-S16-MSRheat - Baseline Design - Hourly Results.csv | 7 | 9 | 17 | 4 | 0.227 | 0.15968
| SFM-wCZ16-v2015-rDXGF-t4-S16-MSRheat - Baseline Design - Hourly Results.csv | 7 | 10 | 15 | 5 | 0.60557 | 1.0066
| SFM-wCZ16-v2015-rDXGF-t4-S16-MSRheat - Baseline Design - Hourly Results.csv | 7 | 10 | 16 | 5 | 0.75237 | 1.185
| SFM-wCZ16-v2015-rDXGF-t4-S16-MSRheat - Baseline Design - Hourly Results.csv | 7 | 10 | 17 | 5 | 0.89854 | 1.4157
| SFM-wCZ16-v2015-rDXGF-t4-S17-MSRcool - Baseline Design - Hourly Results.csv | 7 | 8 | 15 | 3 | 0 | 0
| SFM-wCZ16-v2015-rDXGF-t4-S17-MSRcool - Baseline Design - Hourly Results.csv | 7 | 8 | 16 | 3 | 0 | 0
| SFM-wCZ16-v2015-rDXGF-t4-S17-MSRcool - Baseline Design - Hourly Results.csv | 7 | 8 | 17 | 3 | 0 | 0
| SFM-wCZ16-v2015-rDXGF-t4-S17-MSRcool - Baseline Design - Hourly Results.csv | 7 | 9 | 15 | 4 | 0 | 0
| SFM-wCZ16-v2015-rDXGF-t4-S17-MSRcool - Baseline Design - Hourly Results.csv | 7 | 9 | 16 | 4 | 0 | 0
| SFM-wCZ16-v2015-rDXGF-t4-S17-MSRcool - Baseline Design - Hourly Results.csv | 7 | 9 | 17 | 4 | 0.22386 | 0.15768
| SFM-wCZ16-v2015-rDXGF-t4-S17-MSRcool - Baseline Design - Hourly Results.csv | 7 | 10 | 15 | 5 | 0.59319 | 0.98869
| SFM-wCZ16-v2015-rDXGF-t4-S17-MSRcool - Baseline Design - Hourly Results.csv | 7 | 10 | 16 | 5 | 0.73757 | 1.1657
| SFM-wCZ16-v2015-rDXGF-t4-S17-MSRcool - Baseline Design - Hourly Results.csv | 7 | 10 | 17 | 5 | 0.88211 | 1.3941
| SFM-wCZ16-v2015-rDXGF-t4-S17-MSRheat - Baseline Design - Hourly Results.csv | 7 | 8 | 15 | 3 | 0 | 0
| SFM-wCZ16-v2015-rDXGF-t4-S17-MSRheat - Baseline Design - Hourly Results.csv | 7 | 8 | 16 | 3 | 0 | 0
| SFM-wCZ16-v2015-rDXGF-t4-S17-MSRheat - Baseline Design - Hourly Results.csv | 7 | 8 | 17 | 3 | 0 | 0
| SFM-wCZ16-v2015-rDXGF-t4-S17-MSRheat - Baseline Design - Hourly Results.csv | 7 | 9 | 15 | 4 | 0 | 0
| SFM-wCZ16-v2015-rDXGF-t4-S17-MSRheat - Baseline Design - Hourly Results.csv | 7 | 9 | 16 | 4 | 0 | 0
| SFM-wCZ16-v2015-rDXGF-t4-S17-MSRheat - Baseline Design - Hourly Results.csv | 7 | 9 | 17 | 4 | 0.21209 | 0.1492
| SFM-wCZ16-v2015-rDXGF-t4-S17-MSRheat - Baseline Design - Hourly Results.csv | 7 | 10 | 15 | 5 | 0.5658 | 0.94048
| SFM-wCZ16-v2015-rDXGF-t4-S17-MSRheat - Baseline Design - Hourly Results.csv | 7 | 10 | 16 | 5 | 0.70296 | 1.1072
| SFM-wCZ16-v2015-rDXGF-t4-S17-MSRheat - Baseline Design - Hourly Results.csv | 7 | 10 | 17 | 5 | 0.83953 | 1.3227
| SFM-wCZ16-v2015-rDXGF-t5-S14-BSLcool - Baseline Design - Hourly Results.csv | 7 | 8 | 15 | 3 | 0 | 0
| SFM-wCZ16-v2015-rDXGF-t5-S14-BSLcool - Baseline Design - Hourly Results.csv | 7 | 8 | 16 | 3 | 0 | 0
| SFM-wCZ16-v2015-rDXGF-t5-S14-BSLcool - Baseline Design - Hourly Results.csv | 7 | 8 | 17 | 3 | 0 | 0
| SFM-wCZ16-v2015-rDXGF-t5-S14-BSLcool - Baseline Design - Hourly Results.csv | 7 | 9 | 15 | 4 | 0 | 0
| SFM-wCZ16-v2015-rDXGF-t5-S14-BSLcool - Baseline Design - Hourly Results.csv | 7 | 9 | 16 | 4 | 0 | 0
| SFM-wCZ16-v2015-rDXGF-t5-S14-BSLcool - Baseline Design - Hourly Results.csv | 7 | 9 | 17 | 4 | 0 | 0
| SFM-wCZ16-v2015-rDXGF-t5-S14-BSLcool - Baseline Design - Hourly Results.csv | 7 | 10 | 15 | 5 | 0.51181 | 1.0008
| SFM-wCZ16-v2015-rDXGF-t5-S14-BSLcool - Baseline Design - Hourly Results.csv | 7 | 10 | 16 | 5 | 0.69522 | 1.1838
| SFM-wCZ16-v2015-rDXGF-t5-S14-BSLcool - Baseline Design - Hourly Results.csv | 7 | 10 | 17 | 5 | 0.88055 | 1.4331
| SFM-wCZ16-v2015-rDXGF-t5-S14-BSLheat - Baseline Design - Hourly Results.csv | 7 | 8 | 15 | 3 | 0 | 0
| SFM-wCZ16-v2015-rDXGF-t5-S14-BSLheat - Baseline Design - Hourly Results.csv | 7 | 8 | 16 | 3 | 0 | 0
| SFM-wCZ16-v2015-rDXGF-t5-S14-BSLheat - Baseline Design - Hourly Results.csv | 7 | 8 | 17 | 3 | 0 | 0
| SFM-wCZ16-v2015-rDXGF-t5-S14-BSLheat - Baseline Design - Hourly Results.csv | 7 | 9 | 15 | 4 | 0 | 0
| SFM-wCZ16-v2015-rDXGF-t5-S14-BSLheat - Baseline Design - Hourly Results.csv | 7 | 9 | 16 | 4 | 0 | 0
| SFM-wCZ16-v2015-rDXGF-t5-S14-BSLheat - Baseline Design - Hourly Results.csv | 7 | 9 | 17 | 4 | 0 | 0
| SFM-wCZ16-v2015-rDXGF-t5-S14-BSLheat - Baseline Design - Hourly Results.csv | 7 | 10 | 15 | 5 | 0.45838 | 0.89604
| SFM-wCZ16-v2015-rDXGF-t5-S14-BSLheat - Baseline Design - Hourly Results.csv | 7 | 10 | 16 | 5 | 0.62251 | 1.0602
| SFM-wCZ16-v2015-rDXGF-t5-S14-BSLheat - Baseline Design - Hourly Results.csv | 7 | 10 | 17 | 5 | 0.78765 | 1.2831
| SFM-wCZ16-v2015-rDXGF-t5-S15-MSRcool - Baseline Design - Hourly Results.csv | 7 | 8 | 15 | 3 | 0 | 0
| SFM-wCZ16-v2015-rDXGF-t5-S15-MSRcool - Baseline Design - Hourly Results.csv | 7 | 8 | 16 | 3 | 0 | 0
| SFM-wCZ16-v2015-rDXGF-t5-S15-MSRcool - Baseline Design - Hourly Results.csv | 7 | 8 | 17 | 3 | 0 | 0
| SFM-wCZ16-v2015-rDXGF-t5-S15-MSRcool - Baseline Design - Hourly Results.csv | 7 | 9 | 15 | 4 | 0 | 0
| SFM-wCZ16-v2015-rDXGF-t5-S15-MSRcool - Baseline Design - Hourly Results.csv | 7 | 9 | 16 | 4 | 0 | 0
| SFM-wCZ16-v2015-rDXGF-t5-S15-MSRcool - Baseline Design - Hourly Results.csv | 7 | 9 | 17 | 4 | 0 | 0
| SFM-wCZ16-v2015-rDXGF-t5-S15-MSRcool - Baseline Design - Hourly Results.csv | 7 | 10 | 15 | 5 | 0.43802 | 0.87435
| SFM-wCZ16-v2015-rDXGF-t5-S15-MSRcool - Baseline Design - Hourly Results.csv | 7 | 10 | 16 | 5 | 0.59544 | 1.0375
| SFM-wCZ16-v2015-rDXGF-t5-S15-MSRcool - Baseline Design - Hourly Results.csv | 7 | 10 | 17 | 5 | 0.75483 | 1.2602
| SFM-wCZ16-v2015-rDXGF-t5-S15-MSRheat - Baseline Design - Hourly Results.csv | 7 | 8 | 15 | 3 | 0 | 0
| SFM-wCZ16-v2015-rDXGF-t5-S15-MSRheat - Baseline Design - Hourly Results.csv | 7 | 8 | 16 | 3 | 0 | 0
| SFM-wCZ16-v2015-rDXGF-t5-S15-MSRheat - Baseline Design - Hourly Results.csv | 7 | 8 | 17 | 3 | 0 | 0
| SFM-wCZ16-v2015-rDXGF-t5-S15-MSRheat - Baseline Design - Hourly Results.csv | 7 | 9 | 15 | 4 | 0 | 0
| SFM-wCZ16-v2015-rDXGF-t5-S15-MSRheat - Baseline Design - Hourly Results.csv | 7 | 9 | 16 | 4 | 0 | 0
| SFM-wCZ16-v2015-rDXGF-t5-S15-MSRheat - Baseline Design - Hourly Results.csv | 7 | 9 | 17 | 4 | 0 | 0
| SFM-wCZ16-v2015-rDXGF-t5-S15-MSRheat - Baseline Design - Hourly Results.csv | 7 | 10 | 15 | 5 | 0.41668 | 0.83573
| SFM-wCZ16-v2015-rDXGF-t5-S15-MSRheat - Baseline Design - Hourly Results.csv | 7 | 10 | 16 | 5 | 0.56647 | 0.99199
| SFM-wCZ16-v2015-rDXGF-t5-S15-MSRheat - Baseline Design - Hourly Results.csv | 7 | 10 | 17 | 5 | 0.71796 | 1.2039
| SFM-wCZ16-v2015-rDXGF-t5-S16-MSRcool - Baseline Design - Hourly Results.csv | 7 | 8 | 15 | 3 | 0 | 0
| SFM-wCZ16-v2015-rDXGF-t5-S16-MSRcool - Baseline Design - Hourly Results.csv | 7 | 8 | 16 | 3 | 0 | 0
| SFM-wCZ16-v2015-rDXGF-t5-S16-MSRcool - Baseline Design - Hourly Results.csv | 7 | 8 | 17 | 3 | 0 | 0
| SFM-wCZ16-v2015-rDXGF-t5-S16-MSRcool - Baseline Design - Hourly Results.csv | 7 | 9 | 15 | 4 | 0 | 0
| SFM-wCZ16-v2015-rDXGF-t5-S16-MSRcool - Baseline Design - Hourly Results.csv | 7 | 9 | 16 | 4 | 0 | 0
| SFM-wCZ16-v2015-rDXGF-t5-S16-MSRcool - Baseline Design - Hourly Results.csv | 7 | 9 | 17 | 4 | 0 | 0
| SFM-wCZ16-v2015-rDXGF-t5-S16-MSRcool - Baseline Design - Hourly Results.csv | 7 | 10 | 15 | 5 | 0.44892 | 0.9107
| SFM-wCZ16-v2015-rDXGF-t5-S16-MSRcool - Baseline Design - Hourly Results.csv | 7 | 10 | 16 | 5 | 0.6106 | 1.0793
| SFM-wCZ16-v2015-rDXGF-t5-S16-MSRcool - Baseline Design - Hourly Results.csv | 7 | 10 | 17 | 5 | 0.77197 | 1.3076
| SFM-wCZ16-v2015-rDXGF-t5-S16-MSRheat - Baseline Design - Hourly Results.csv | 7 | 8 | 15 | 3 | 0 | 0
| SFM-wCZ16-v2015-rDXGF-t5-S16-MSRheat - Baseline Design - Hourly Results.csv | 7 | 8 | 16 | 3 | 0 | 0
| SFM-wCZ16-v2015-rDXGF-t5-S16-MSRheat - Baseline Design - Hourly Results.csv | 7 | 8 | 17 | 3 | 0 | 0
| SFM-wCZ16-v2015-rDXGF-t5-S16-MSRheat - Baseline Design - Hourly Results.csv | 7 | 9 | 15 | 4 | 0 | 0
| SFM-wCZ16-v2015-rDXGF-t5-S16-MSRheat - Baseline Design - Hourly Results.csv | 7 | 9 | 16 | 4 | 0 | 0
| SFM-wCZ16-v2015-rDXGF-t5-S16-MSRheat - Baseline Design - Hourly Results.csv | 7 | 9 | 17 | 4 | 0 | 0
| SFM-wCZ16-v2015-rDXGF-t5-S16-MSRheat - Baseline Design - Hourly Results.csv | 7 | 10 | 15 | 5 | 0.42706 | 0.86458
| SFM-wCZ16-v2015-rDXGF-t5-S16-MSRheat - Baseline Design - Hourly Results.csv | 7 | 10 | 16 | 5 | 0.58064 | 1.0239
| SFM-wCZ16-v2015-rDXGF-t5-S16-MSRheat - Baseline Design - Hourly Results.csv | 7 | 10 | 17 | 5 | 0.73446 | 1.2397
| SFM-wCZ16-v2015-rDXGF-t5-S17-MSRcool - Baseline Design - Hourly Results.csv | 7 | 8 | 15 | 3 | 0 | 0
| SFM-wCZ16-v2015-rDXGF-t5-S17-MSRcool - Baseline Design - Hourly Results.csv | 7 | 8 | 16 | 3 | 0 | 0
| SFM-wCZ16-v2015-rDXGF-t5-S17-MSRcool - Baseline Design - Hourly Results.csv | 7 | 8 | 17 | 3 | 0 | 0
| SFM-wCZ16-v2015-rDXGF-t5-S17-MSRcool - Baseline Design - Hourly Results.csv | 7 | 9 | 15 | 4 | 0 | 0
| SFM-wCZ16-v2015-rDXGF-t5-S17-MSRcool - Baseline Design - Hourly Results.csv | 7 | 9 | 16 | 4 | 0 | 0
| SFM-wCZ16-v2015-rDXGF-t5-S17-MSRcool - Baseline Design - Hourly Results.csv | 7 | 9 | 17 | 4 | 0 | 0
| SFM-wCZ16-v2015-rDXGF-t5-S17-MSRcool - Baseline Design - Hourly Results.csv | 7 | 10 | 15 | 5 | 0.42162 | 0.85531
| SFM-wCZ16-v2015-rDXGF-t5-S17-MSRcool - Baseline Design - Hourly Results.csv | 7 | 10 | 16 | 5 | 0.57347 | 1.0136
| SFM-wCZ16-v2015-rDXGF-t5-S17-MSRcool - Baseline Design - Hourly Results.csv | 7 | 10 | 17 | 5 | 0.72502 | 1.2281
| SFM-wCZ16-v2015-rDXGF-t5-S17-MSRheat - Baseline Design - Hourly Results.csv | 7 | 8 | 15 | 3 | 0 | 0
| SFM-wCZ16-v2015-rDXGF-t5-S17-MSRheat - Baseline Design - Hourly Results.csv | 7 | 8 | 16 | 3 | 0 | 0
| SFM-wCZ16-v2015-rDXGF-t5-S17-MSRheat - Baseline Design - Hourly Results.csv | 7 | 8 | 17 | 3 | 0 | 0
| SFM-wCZ16-v2015-rDXGF-t5-S17-MSRheat - Baseline Design - Hourly Results.csv | 7 | 9 | 15 | 4 | 0 | 0
| SFM-wCZ16-v2015-rDXGF-t5-S17-MSRheat - Baseline Design - Hourly Results.csv | 7 | 9 | 16 | 4 | 0 | 0
| SFM-wCZ16-v2015-rDXGF-t5-S17-MSRheat - Baseline Design - Hourly Results.csv | 7 | 9 | 17 | 4 | 0 | 0
| SFM-wCZ16-v2015-rDXGF-t5-S17-MSRheat - Baseline Design - Hourly Results.csv | 7 | 10 | 15 | 5 | 0.39901 | 0.8078
| SFM-wCZ16-v2015-rDXGF-t5-S17-MSRheat - Baseline Design - Hourly Results.csv | 7 | 10 | 16 | 5 | 0.5425 | 0.9567
| SFM-wCZ16-v2015-rDXGF-t5-S17-MSRheat - Baseline Design - Hourly Results.csv | 7 | 10 | 17 | 5 | 0.68622 | 1.1583
| SFM-wCZ16-v2015-rDXHP-t1-S14-BSLboth - Baseline Design - Hourly Results.csv | 7 | 8 | 15 | 3 | 0 | 0
| SFM-wCZ16-v2015-rDXHP-t1-S14-BSLboth - Baseline Design - Hourly Results.csv | 7 | 8 | 16 | 3 | 0 | 0
| SFM-wCZ16-v2015-rDXHP-t1-S14-BSLboth - Baseline Design - Hourly Results.csv | 7 | 8 | 17 | 3 | 0 | 0
| SFM-wCZ16-v2015-rDXHP-t1-S14-BSLboth - Baseline Design - Hourly Results.csv | 7 | 9 | 15 | 4 | 0 | 0.0077536
| SFM-wCZ16-v2015-rDXHP-t1-S14-BSLboth - Baseline Design - Hourly Results.csv | 7 | 9 | 16 | 4 | 0.072758 | 0.20472
| SFM-wCZ16-v2015-rDXHP-t1-S14-BSLboth - Baseline Design - Hourly Results.csv | 7 | 9 | 17 | 4 | 0.38472 | 0.43237
| SFM-wCZ16-v2015-rDXHP-t1-S14-BSLboth - Baseline Design - Hourly Results.csv | 7 | 10 | 15 | 5 | 1.0296 | 1.9439
| SFM-wCZ16-v2015-rDXHP-t1-S14-BSLboth - Baseline Design - Hourly Results.csv | 7 | 10 | 16 | 5 | 1.1432 | 2.0179
| SFM-wCZ16-v2015-rDXHP-t1-S14-BSLboth - Baseline Design - Hourly Results.csv | 7 | 10 | 17 | 5 | 1.2498 | 2.1572
| SFM-wCZ16-v2015-rDXHP-t1-S14-BSLcool - Baseline Design - Hourly Results.csv | 7 | 8 | 15 | 3 | 0 | 0
| SFM-wCZ16-v2015-rDXHP-t1-S14-BSLcool - Baseline Design - Hourly Results.csv | 7 | 8 | 16 | 3 | 0 | 0
| SFM-wCZ16-v2015-rDXHP-t1-S14-BSLcool - Baseline Design - Hourly Results.csv | 7 | 8 | 17 | 3 | 0 | 0
| SFM-wCZ16-v2015-rDXHP-t1-S14-BSLcool - Baseline Design - Hourly Results.csv | 7 | 9 | 15 | 4 | 0 | 0.0077536
| SFM-wCZ16-v2015-rDXHP-t1-S14-BSLcool - Baseline Design - Hourly Results.csv | 7 | 9 | 16 | 4 | 0.072758 | 0.20472
| SFM-wCZ16-v2015-rDXHP-t1-S14-BSLcool - Baseline Design - Hourly Results.csv | 7 | 9 | 17 | 4 | 0.38472 | 0.43237
| SFM-wCZ16-v2015-rDXHP-t1-S14-BSLcool - Baseline Design - Hourly Results.csv | 7 | 10 | 15 | 5 | 1.0296 | 1.9439
| SFM-wCZ16-v2015-rDXHP-t1-S14-BSLcool - Baseline Design - Hourly Results.csv | 7 | 10 | 16 | 5 | 1.1432 | 2.0179
| SFM-wCZ16-v2015-rDXHP-t1-S14-BSLcool - Baseline Design - Hourly Results.csv | 7 | 10 | 17 | 5 | 1.2498 | 2.1572
| SFM-wCZ16-v2015-rDXHP-t1-S14-BSLheat - Baseline Design - Hourly Results.csv | 7 | 8 | 15 | 3 | 0 | 0
| SFM-wCZ16-v2015-rDXHP-t1-S14-BSLheat - Baseline Design - Hourly Results.csv | 7 | 8 | 16 | 3 | 0 | 0
| SFM-wCZ16-v2015-rDXHP-t1-S14-BSLheat - Baseline Design - Hourly Results.csv | 7 | 8 | 17 | 3 | 0 | 0
| SFM-wCZ16-v2015-rDXHP-t1-S14-BSLheat - Baseline Design - Hourly Results.csv | 7 | 9 | 15 | 4 | 0 | 0.0067656
| SFM-wCZ16-v2015-rDXHP-t1-S14-BSLheat - Baseline Design - Hourly Results.csv | 7 | 9 | 16 | 4 | 0.063487 | 0.17864
| SFM-wCZ16-v2015-rDXHP-t1-S14-BSLheat - Baseline Design - Hourly Results.csv | 7 | 9 | 17 | 4 | 0.33569 | 0.37728
| SFM-wCZ16-v2015-rDXHP-t1-S14-BSLheat - Baseline Design - Hourly Results.csv | 7 | 10 | 15 | 5 | 0.89842 | 1.6962
| SFM-wCZ16-v2015-rDXHP-t1-S14-BSLheat - Baseline Design - Hourly Results.csv | 7 | 10 | 16 | 5 | 0.9975 | 1.7607
| SFM-wCZ16-v2015-rDXHP-t1-S14-BSLheat - Baseline Design - Hourly Results.csv | 7 | 10 | 17 | 5 | 1.0905 | 1.8824
| SFM-wCZ16-v2015-rDXHP-t1-S15-MSRboth - Baseline Design - Hourly Results.csv | 7 | 8 | 15 | 3 | 0 | 0
| SFM-wCZ16-v2015-rDXHP-t1-S15-MSRboth - Baseline Design - Hourly Results.csv | 7 | 8 | 16 | 3 | 0 | 0
| SFM-wCZ16-v2015-rDXHP-t1-S15-MSRboth - Baseline Design - Hourly Results.csv | 7 | 8 | 17 | 3 | 0 | 0
| SFM-wCZ16-v2015-rDXHP-t1-S15-MSRboth - Baseline Design - Hourly Results.csv | 7 | 9 | 15 | 4 | 0 | 0.0064046
| SFM-wCZ16-v2015-rDXHP-t1-S15-MSRboth - Baseline Design - Hourly Results.csv | 7 | 9 | 16 | 4 | 0.060697 | 0.17519
| SFM-wCZ16-v2015-rDXHP-t1-S15-MSRboth - Baseline Design - Hourly Results.csv | 7 | 9 | 17 | 4 | 0.32168 | 0.37045
| SFM-wCZ16-v2015-rDXHP-t1-S15-MSRboth - Baseline Design - Hourly Results.csv | 7 | 10 | 15 | 5 | 0.85424 | 1.6453
| SFM-wCZ16-v2015-rDXHP-t1-S15-MSRboth - Baseline Design - Hourly Results.csv | 7 | 10 | 16 | 5 | 0.94923 | 1.7097
| SFM-wCZ16-v2015-rDXHP-t1-S15-MSRboth - Baseline Design - Hourly Results.csv | 7 | 10 | 17 | 5 | 1.0403 | 1.8295
| SFM-wCZ16-v2015-rDXHP-t1-S15-MSRcool - Baseline Design - Hourly Results.csv | 7 | 8 | 15 | 3 | 0 | 0
| SFM-wCZ16-v2015-rDXHP-t1-S15-MSRcool - Baseline Design - Hourly Results.csv | 7 | 8 | 16 | 3 | 0 | 0
| SFM-wCZ16-v2015-rDXHP-t1-S15-MSRcool - Baseline Design - Hourly Results.csv | 7 | 8 | 17 | 3 | 0 | 0
| SFM-wCZ16-v2015-rDXHP-t1-S15-MSRcool - Baseline Design - Hourly Results.csv | 7 | 9 | 15 | 4 | 0 | 0.0064046
| SFM-wCZ16-v2015-rDXHP-t1-S15-MSRcool - Baseline Design - Hourly Results.csv | 7 | 9 | 16 | 4 | 0.060697 | 0.17519
| SFM-wCZ16-v2015-rDXHP-t1-S15-MSRcool - Baseline Design - Hourly Results.csv | 7 | 9 | 17 | 4 | 0.32168 | 0.37045
| SFM-wCZ16-v2015-rDXHP-t1-S15-MSRcool - Baseline Design - Hourly Results.csv | 7 | 10 | 15 | 5 | 0.85424 | 1.6453
| SFM-wCZ16-v2015-rDXHP-t1-S15-MSRcool - Baseline Design - Hourly Results.csv | 7 | 10 | 16 | 5 | 0.94923 | 1.7097
| SFM-wCZ16-v2015-rDXHP-t1-S15-MSRcool - Baseline Design - Hourly Results.csv | 7 | 10 | 17 | 5 | 1.0403 | 1.8295
| SFM-wCZ16-v2015-rDXHP-t1-S15-MSRheat - Baseline Design - Hourly Results.csv | 7 | 8 | 15 | 3 | 0 | 0
| SFM-wCZ16-v2015-rDXHP-t1-S15-MSRheat - Baseline Design - Hourly Results.csv | 7 | 8 | 16 | 3 | 0 | 0
| SFM-wCZ16-v2015-rDXHP-t1-S15-MSRheat - Baseline Design - Hourly Results.csv | 7 | 8 | 17 | 3 | 0 | 0
| SFM-wCZ16-v2015-rDXHP-t1-S15-MSRheat - Baseline Design - Hourly Results.csv | 7 | 9 | 15 | 4 | 0 | 0.0058042
| SFM-wCZ16-v2015-rDXHP-t1-S15-MSRheat - Baseline Design - Hourly Results.csv | 7 | 9 | 16 | 4 | 0.055006 | 0.15876
| SFM-wCZ16-v2015-rDXHP-t1-S15-MSRheat - Baseline Design - Hourly Results.csv | 7 | 9 | 17 | 4 | 0.29152 | 0.33571
| SFM-wCZ16-v2015-rDXHP-t1-S15-MSRheat - Baseline Design - Hourly Results.csv | 7 | 10 | 15 | 5 | 0.77415 | 1.4911
| SFM-wCZ16-v2015-rDXHP-t1-S15-MSRheat - Baseline Design - Hourly Results.csv | 7 | 10 | 16 | 5 | 0.86023 | 1.5494
| SFM-wCZ16-v2015-rDXHP-t1-S15-MSRheat - Baseline Design - Hourly Results.csv | 7 | 10 | 17 | 5 | 0.94278 | 1.658
| SFM-wCZ16-v2015-rDXHP-t1-S16-MSRboth - Baseline Design - Hourly Results.csv | 7 | 8 | 15 | 3 | 0 | 0
| SFM-wCZ16-v2015-rDXHP-t1-S16-MSRboth - Baseline Design - Hourly Results.csv | 7 | 8 | 16 | 3 | 0 | 0
| SFM-wCZ16-v2015-rDXHP-t1-S16-MSRboth - Baseline Design - Hourly Results.csv | 7 | 8 | 17 | 3 | 0 | 0
| SFM-wCZ16-v2015-rDXHP-t1-S16-MSRboth - Baseline Design - Hourly Results.csv | 7 | 9 | 15 | 4 | 0 | 0.0066359
| SFM-wCZ16-v2015-rDXHP-t1-S16-MSRboth - Baseline Design - Hourly Results.csv | 7 | 9 | 16 | 4 | 0.060753 | 0.18045
| SFM-wCZ16-v2015-rDXHP-t1-S16-MSRboth - Baseline Design - Hourly Results.csv | 7 | 9 | 17 | 4 | 0.32149 | 0.38232
| SFM-wCZ16-v2015-rDXHP-t1-S16-MSRboth - Baseline Design - Hourly Results.csv | 7 | 10 | 15 | 5 | 0.8683 | 1.7033
| SFM-wCZ16-v2015-rDXHP-t1-S16-MSRboth - Baseline Design - Hourly Results.csv | 7 | 10 | 16 | 5 | 0.9643 | 1.7683
| SFM-wCZ16-v2015-rDXHP-t1-S16-MSRboth - Baseline Design - Hourly Results.csv | 7 | 10 | 17 | 5 | 1.0549 | 1.8891
| SFM-wCZ16-v2015-rDXHP-t1-S16-MSRcool - Baseline Design - Hourly Results.csv | 7 | 8 | 15 | 3 | 0 | 0
| SFM-wCZ16-v2015-rDXHP-t1-S16-MSRcool - Baseline Design - Hourly Results.csv | 7 | 8 | 16 | 3 | 0 | 0
| SFM-wCZ16-v2015-rDXHP-t1-S16-MSRcool - Baseline Design - Hourly Results.csv | 7 | 8 | 17 | 3 | 0 | 0
| SFM-wCZ16-v2015-rDXHP-t1-S16-MSRcool - Baseline Design - Hourly Results.csv | 7 | 9 | 15 | 4 | 0 | 0.0066359
| SFM-wCZ16-v2015-rDXHP-t1-S16-MSRcool - Baseline Design - Hourly Results.csv | 7 | 9 | 16 | 4 | 0.060753 | 0.18045
| SFM-wCZ16-v2015-rDXHP-t1-S16-MSRcool - Baseline Design - Hourly Results.csv | 7 | 9 | 17 | 4 | 0.32149 | 0.38232
| SFM-wCZ16-v2015-rDXHP-t1-S16-MSRcool - Baseline Design - Hourly Results.csv | 7 | 10 | 15 | 5 | 0.8683 | 1.7033
| SFM-wCZ16-v2015-rDXHP-t1-S16-MSRcool - Baseline Design - Hourly Results.csv | 7 | 10 | 16 | 5 | 0.9643 | 1.7683
| SFM-wCZ16-v2015-rDXHP-t1-S16-MSRcool - Baseline Design - Hourly Results.csv | 7 | 10 | 17 | 5 | 1.0549 | 1.8891
| SFM-wCZ16-v2015-rDXHP-t1-S16-MSRheat - Baseline Design - Hourly Results.csv | 7 | 8 | 15 | 3 | 0 | 0
| SFM-wCZ16-v2015-rDXHP-t1-S16-MSRheat - Baseline Design - Hourly Results.csv | 7 | 8 | 16 | 3 | 0 | 0
| SFM-wCZ16-v2015-rDXHP-t1-S16-MSRheat - Baseline Design - Hourly Results.csv | 7 | 8 | 17 | 3 | 0 | 0
| SFM-wCZ16-v2015-rDXHP-t1-S16-MSRheat - Baseline Design - Hourly Results.csv | 7 | 9 | 15 | 4 | 0 | 0.0060063
| SFM-wCZ16-v2015-rDXHP-t1-S16-MSRheat - Baseline Design - Hourly Results.csv | 7 | 9 | 16 | 4 | 0.054989 | 0.16334
| SFM-wCZ16-v2015-rDXHP-t1-S16-MSRheat - Baseline Design - Hourly Results.csv | 7 | 9 | 17 | 4 | 0.29099 | 0.34605
| SFM-wCZ16-v2015-rDXHP-t1-S16-MSRheat - Baseline Design - Hourly Results.csv | 7 | 10 | 15 | 5 | 0.78592 | 1.5417
| SFM-wCZ16-v2015-rDXHP-t1-S16-MSRheat - Baseline Design - Hourly Results.csv | 7 | 10 | 16 | 5 | 0.87282 | 1.6005
| SFM-wCZ16-v2015-rDXHP-t1-S16-MSRheat - Baseline Design - Hourly Results.csv | 7 | 10 | 17 | 5 | 0.9548 | 1.7099
| SFM-wCZ16-v2015-rDXHP-t1-S17-MSRboth - Baseline Design - Hourly Results.csv | 7 | 8 | 15 | 3 | 0 | 0
| SFM-wCZ16-v2015-rDXHP-t1-S17-MSRboth - Baseline Design - Hourly Results.csv | 7 | 8 | 16 | 3 | 0 | 0
| SFM-wCZ16-v2015-rDXHP-t1-S17-MSRboth - Baseline Design - Hourly Results.csv | 7 | 8 | 17 | 3 | 0 | 0
| SFM-wCZ16-v2015-rDXHP-t1-S17-MSRboth - Baseline Design - Hourly Results.csv | 7 | 9 | 15 | 4 | 0 | 0.0062323
| SFM-wCZ16-v2015-rDXHP-t1-S17-MSRboth - Baseline Design - Hourly Results.csv | 7 | 9 | 16 | 4 | 0.057058 | 0.16948
| SFM-wCZ16-v2015-rDXHP-t1-S17-MSRboth - Baseline Design - Hourly Results.csv | 7 | 9 | 17 | 4 | 0.30194 | 0.35907
| SFM-wCZ16-v2015-rDXHP-t1-S17-MSRboth - Baseline Design - Hourly Results.csv | 7 | 10 | 15 | 5 | 0.81549 | 1.5998
| SFM-wCZ16-v2015-rDXHP-t1-S17-MSRboth - Baseline Design - Hourly Results.csv | 7 | 10 | 16 | 5 | 0.90566 | 1.6608
| SFM-wCZ16-v2015-rDXHP-t1-S17-MSRboth - Baseline Design - Hourly Results.csv | 7 | 10 | 17 | 5 | 0.99072 | 1.7742
| SFM-wCZ16-v2015-rDXHP-t1-S17-MSRcool - Baseline Design - Hourly Results.csv | 7 | 8 | 15 | 3 | 0 | 0
| SFM-wCZ16-v2015-rDXHP-t1-S17-MSRcool - Baseline Design - Hourly Results.csv | 7 | 8 | 16 | 3 | 0 | 0
| SFM-wCZ16-v2015-rDXHP-t1-S17-MSRcool - Baseline Design - Hourly Results.csv | 7 | 8 | 17 | 3 | 0 | 0
| SFM-wCZ16-v2015-rDXHP-t1-S17-MSRcool - Baseline Design - Hourly Results.csv | 7 | 9 | 15 | 4 | 0 | 0.0062323
| SFM-wCZ16-v2015-rDXHP-t1-S17-MSRcool - Baseline Design - Hourly Results.csv | 7 | 9 | 16 | 4 | 0.057058 | 0.16948
| SFM-wCZ16-v2015-rDXHP-t1-S17-MSRcool - Baseline Design - Hourly Results.csv | 7 | 9 | 17 | 4 | 0.30194 | 0.35907
| SFM-wCZ16-v2015-rDXHP-t1-S17-MSRcool - Baseline Design - Hourly Results.csv | 7 | 10 | 15 | 5 | 0.81549 | 1.5998
| SFM-wCZ16-v2015-rDXHP-t1-S17-MSRcool - Baseline Design - Hourly Results.csv | 7 | 10 | 16 | 5 | 0.90566 | 1.6608
| SFM-wCZ16-v2015-rDXHP-t1-S17-MSRcool - Baseline Design - Hourly Results.csv | 7 | 10 | 17 | 5 | 0.99072 | 1.7742
| SFM-wCZ16-v2015-rDXHP-t1-S17-MSRheat - Baseline Design - Hourly Results.csv | 7 | 8 | 15 | 3 | 0 | 0
| SFM-wCZ16-v2015-rDXHP-t1-S17-MSRheat - Baseline Design - Hourly Results.csv | 7 | 8 | 16 | 3 | 0 | 0
| SFM-wCZ16-v2015-rDXHP-t1-S17-MSRheat - Baseline Design - Hourly Results.csv | 7 | 8 | 17 | 3 | 0 | 0
| SFM-wCZ16-v2015-rDXHP-t1-S17-MSRheat - Baseline Design - Hourly Results.csv | 7 | 9 | 15 | 4 | 0 | 0.0056119
| SFM-wCZ16-v2015-rDXHP-t1-S17-MSRheat - Baseline Design - Hourly Results.csv | 7 | 9 | 16 | 4 | 0.051378 | 0.15261
| SFM-wCZ16-v2015-rDXHP-t1-S17-MSRheat - Baseline Design - Hourly Results.csv | 7 | 9 | 17 | 4 | 0.27188 | 0.32332
| SFM-wCZ16-v2015-rDXHP-t1-S17-MSRheat - Baseline Design - Hourly Results.csv | 7 | 10 | 15 | 5 | 0.7343 | 1.4405
| SFM-wCZ16-v2015-rDXHP-t1-S17-MSRheat - Baseline Design - Hourly Results.csv | 7 | 10 | 16 | 5 | 0.8155 | 1.4954
| SFM-wCZ16-v2015-rDXHP-t1-S17-MSRheat - Baseline Design - Hourly Results.csv | 7 | 10 | 17 | 5 | 0.89209 | 1.5976
| SFM-wCZ16-v2015-rDXHP-t2-S14-BSLboth - Baseline Design - Hourly Results.csv | 7 | 8 | 15 | 3 | 0 | 0
| SFM-wCZ16-v2015-rDXHP-t2-S14-BSLboth - Baseline Design - Hourly Results.csv | 7 | 8 | 16 | 3 | 0 | 0
| SFM-wCZ16-v2015-rDXHP-t2-S14-BSLboth - Baseline Design - Hourly Results.csv | 7 | 8 | 17 | 3 | 0 | 0
| SFM-wCZ16-v2015-rDXHP-t2-S14-BSLboth - Baseline Design - Hourly Results.csv | 7 | 9 | 15 | 4 | 0.66831 | 1.1413
| SFM-wCZ16-v2015-rDXHP-t2-S14-BSLboth - Baseline Design - Hourly Results.csv | 7 | 9 | 16 | 4 | 0.82987 | 1.292
| SFM-wCZ16-v2015-rDXHP-t2-S14-BSLboth - Baseline Design - Hourly Results.csv | 7 | 9 | 17 | 4 | 0.98711 | 1.5545
| SFM-wCZ16-v2015-rDXHP-t2-S14-BSLboth - Baseline Design - Hourly Results.csv | 7 | 10 | 15 | 5 | 1.384 | 2.6093
| SFM-wCZ16-v2015-rDXHP-t2-S14-BSLboth - Baseline Design - Hourly Results.csv | 7 | 10 | 16 | 5 | 1.4775 | 2.627
| SFM-wCZ16-v2015-rDXHP-t2-S14-BSLboth - Baseline Design - Hourly Results.csv | 7 | 10 | 17 | 5 | 1.5673 | 2.7188
| SFM-wCZ16-v2015-rDXHP-t2-S14-BSLcool - Baseline Design - Hourly Results.csv | 7 | 8 | 15 | 3 | 0 | 0
| SFM-wCZ16-v2015-rDXHP-t2-S14-BSLcool - Baseline Design - Hourly Results.csv | 7 | 8 | 16 | 3 | 0 | 0
| SFM-wCZ16-v2015-rDXHP-t2-S14-BSLcool - Baseline Design - Hourly Results.csv | 7 | 8 | 17 | 3 | 0 | 0
| SFM-wCZ16-v2015-rDXHP-t2-S14-BSLcool - Baseline Design - Hourly Results.csv | 7 | 9 | 15 | 4 | 0.66831 | 1.1413
| SFM-wCZ16-v2015-rDXHP-t2-S14-BSLcool - Baseline Design - Hourly Results.csv | 7 | 9 | 16 | 4 | 0.82987 | 1.292
| SFM-wCZ16-v2015-rDXHP-t2-S14-BSLcool - Baseline Design - Hourly Results.csv | 7 | 9 | 17 | 4 | 0.98711 | 1.5545
| SFM-wCZ16-v2015-rDXHP-t2-S14-BSLcool - Baseline Design - Hourly Results.csv | 7 | 10 | 15 | 5 | 1.384 | 2.6093
| SFM-wCZ16-v2015-rDXHP-t2-S14-BSLcool - Baseline Design - Hourly Results.csv | 7 | 10 | 16 | 5 | 1.4775 | 2.627
| SFM-wCZ16-v2015-rDXHP-t2-S14-BSLcool - Baseline Design - Hourly Results.csv | 7 | 10 | 17 | 5 | 1.5673 | 2.7188
| SFM-wCZ16-v2015-rDXHP-t2-S14-BSLheat - Baseline Design - Hourly Results.csv | 7 | 8 | 15 | 3 | 0 | 0
| SFM-wCZ16-v2015-rDXHP-t2-S14-BSLheat - Baseline Design - Hourly Results.csv | 7 | 8 | 16 | 3 | 0 | 0
| SFM-wCZ16-v2015-rDXHP-t2-S14-BSLheat - Baseline Design - Hourly Results.csv | 7 | 8 | 17 | 3 | 0 | 0
| SFM-wCZ16-v2015-rDXHP-t2-S14-BSLheat - Baseline Design - Hourly Results.csv | 7 | 9 | 15 | 4 | 0.58315 | 0.99587
| SFM-wCZ16-v2015-rDXHP-t2-S14-BSLheat - Baseline Design - Hourly Results.csv | 7 | 9 | 16 | 4 | 0.72413 | 1.1273
| SFM-wCZ16-v2015-rDXHP-t2-S14-BSLheat - Baseline Design - Hourly Results.csv | 7 | 9 | 17 | 4 | 0.86133 | 1.3564
| SFM-wCZ16-v2015-rDXHP-t2-S14-BSLheat - Baseline Design - Hourly Results.csv | 7 | 10 | 15 | 5 | 1.2077 | 2.2769
| SFM-wCZ16-v2015-rDXHP-t2-S14-BSLheat - Baseline Design - Hourly Results.csv | 7 | 10 | 16 | 5 | 1.2892 | 2.2923
| SFM-wCZ16-v2015-rDXHP-t2-S14-BSLheat - Baseline Design - Hourly Results.csv | 7 | 10 | 17 | 5 | 1.3676 | 2.3724
| SFM-wCZ16-v2015-rDXHP-t2-S15-MSRboth - Baseline Design - Hourly Results.csv | 7 | 8 | 15 | 3 | 0 | 0
| SFM-wCZ16-v2015-rDXHP-t2-S15-MSRboth - Baseline Design - Hourly Results.csv | 7 | 8 | 16 | 3 | 0 | 0
| SFM-wCZ16-v2015-rDXHP-t2-S15-MSRboth - Baseline Design - Hourly Results.csv | 7 | 8 | 17 | 3 | 0 | 0
| SFM-wCZ16-v2015-rDXHP-t2-S15-MSRboth - Baseline Design - Hourly Results.csv | 7 | 9 | 15 | 4 | 0.5568 | 0.97252
| SFM-wCZ16-v2015-rDXHP-t2-S15-MSRboth - Baseline Design - Hourly Results.csv | 7 | 9 | 16 | 4 | 0.69072 | 1.099
| SFM-wCZ16-v2015-rDXHP-t2-S15-MSRboth - Baseline Design - Hourly Results.csv | 7 | 9 | 17 | 4 | 0.82215 | 1.324
| SFM-wCZ16-v2015-rDXHP-t2-S15-MSRboth - Baseline Design - Hourly Results.csv | 7 | 10 | 15 | 5 | 1.1466 | 2.2043
| SFM-wCZ16-v2015-rDXHP-t2-S15-MSRboth - Baseline Design - Hourly Results.csv | 7 | 10 | 16 | 5 | 1.2253 | 2.2226
| SFM-wCZ16-v2015-rDXHP-t2-S15-MSRboth - Baseline Design - Hourly Results.csv | 7 | 10 | 17 | 5 | 1.3032 | 2.3046
| SFM-wCZ16-v2015-rDXHP-t2-S15-MSRcool - Baseline Design - Hourly Results.csv | 7 | 8 | 15 | 3 | 0 | 0
| SFM-wCZ16-v2015-rDXHP-t2-S15-MSRcool - Baseline Design - Hourly Results.csv | 7 | 8 | 16 | 3 | 0 | 0
| SFM-wCZ16-v2015-rDXHP-t2-S15-MSRcool - Baseline Design - Hourly Results.csv | 7 | 8 | 17 | 3 | 0 | 0
| SFM-wCZ16-v2015-rDXHP-t2-S15-MSRcool - Baseline Design - Hourly Results.csv | 7 | 9 | 15 | 4 | 0.5568 | 0.97252
| SFM-wCZ16-v2015-rDXHP-t2-S15-MSRcool - Baseline Design - Hourly Results.csv | 7 | 9 | 16 | 4 | 0.69072 | 1.099
| SFM-wCZ16-v2015-rDXHP-t2-S15-MSRcool - Baseline Design - Hourly Results.csv | 7 | 9 | 17 | 4 | 0.82215 | 1.324
| SFM-wCZ16-v2015-rDXHP-t2-S15-MSRcool - Baseline Design - Hourly Results.csv | 7 | 10 | 15 | 5 | 1.1466 | 2.2043
| SFM-wCZ16-v2015-rDXHP-t2-S15-MSRcool - Baseline Design - Hourly Results.csv | 7 | 10 | 16 | 5 | 1.2253 | 2.2226
| SFM-wCZ16-v2015-rDXHP-t2-S15-MSRcool - Baseline Design - Hourly Results.csv | 7 | 10 | 17 | 5 | 1.3032 | 2.3046
| SFM-wCZ16-v2015-rDXHP-t2-S15-MSRheat - Baseline Design - Hourly Results.csv | 7 | 8 | 15 | 3 | 0 | 0
| SFM-wCZ16-v2015-rDXHP-t2-S15-MSRheat - Baseline Design - Hourly Results.csv | 7 | 8 | 16 | 3 | 0 | 0
| SFM-wCZ16-v2015-rDXHP-t2-S15-MSRheat - Baseline Design - Hourly Results.csv | 7 | 8 | 17 | 3 | 0 | 0
| SFM-wCZ16-v2015-rDXHP-t2-S15-MSRheat - Baseline Design - Hourly Results.csv | 7 | 9 | 15 | 4 | 0.5046 | 0.88135
| SFM-wCZ16-v2015-rDXHP-t2-S15-MSRheat - Baseline Design - Hourly Results.csv | 7 | 9 | 16 | 4 | 0.62596 | 0.99595
| SFM-wCZ16-v2015-rDXHP-t2-S15-MSRheat - Baseline Design - Hourly Results.csv | 7 | 9 | 17 | 4 | 0.74507 | 1.1999
| SFM-wCZ16-v2015-rDXHP-t2-S15-MSRheat - Baseline Design - Hourly Results.csv | 7 | 10 | 15 | 5 | 1.0391 | 1.9976
| SFM-wCZ16-v2015-rDXHP-t2-S15-MSRheat - Baseline Design - Hourly Results.csv | 7 | 10 | 16 | 5 | 1.1104 | 2.0142
| SFM-wCZ16-v2015-rDXHP-t2-S15-MSRheat - Baseline Design - Hourly Results.csv | 7 | 10 | 17 | 5 | 1.181 | 2.0885
| SFM-wCZ16-v2015-rDXHP-t2-S16-MSRboth - Baseline Design - Hourly Results.csv | 7 | 8 | 15 | 3 | 0 | 0
| SFM-wCZ16-v2015-rDXHP-t2-S16-MSRboth - Baseline Design - Hourly Results.csv | 7 | 8 | 16 | 3 | 0 | 0
| SFM-wCZ16-v2015-rDXHP-t2-S16-MSRboth - Baseline Design - Hourly Results.csv | 7 | 8 | 17 | 3 | 0 | 0
| SFM-wCZ16-v2015-rDXHP-t2-S16-MSRboth - Baseline Design - Hourly Results.csv | 7 | 9 | 15 | 4 | 0.55614 | 0.99228
| SFM-wCZ16-v2015-rDXHP-t2-S16-MSRboth - Baseline Design - Hourly Results.csv | 7 | 9 | 16 | 4 | 0.68839 | 1.1205
| SFM-wCZ16-v2015-rDXHP-t2-S16-MSRboth - Baseline Design - Hourly Results.csv | 7 | 9 | 17 | 4 | 0.81792 | 1.3478
| SFM-wCZ16-v2015-rDXHP-t2-S16-MSRboth - Baseline Design - Hourly Results.csv | 7 | 10 | 15 | 5 | 1.1557 | 2.2562
| SFM-wCZ16-v2015-rDXHP-t2-S16-MSRboth - Baseline Design - Hourly Results.csv | 7 | 10 | 16 | 5 | 1.2344 | 2.2741
| SFM-wCZ16-v2015-rDXHP-t2-S16-MSRboth - Baseline Design - Hourly Results.csv | 7 | 10 | 17 | 5 | 1.3087 | 2.3537
| SFM-wCZ16-v2015-rDXHP-t2-S16-MSRcool - Baseline Design - Hourly Results.csv | 7 | 8 | 15 | 3 | 0 | 0
| SFM-wCZ16-v2015-rDXHP-t2-S16-MSRcool - Baseline Design - Hourly Results.csv | 7 | 8 | 16 | 3 | 0 | 0
| SFM-wCZ16-v2015-rDXHP-t2-S16-MSRcool - Baseline Design - Hourly Results.csv | 7 | 8 | 17 | 3 | 0 | 0
| SFM-wCZ16-v2015-rDXHP-t2-S16-MSRcool - Baseline Design - Hourly Results.csv | 7 | 9 | 15 | 4 | 0.55614 | 0.99228
| SFM-wCZ16-v2015-rDXHP-t2-S16-MSRcool - Baseline Design - Hourly Results.csv | 7 | 9 | 16 | 4 | 0.68839 | 1.1205
| SFM-wCZ16-v2015-rDXHP-t2-S16-MSRcool - Baseline Design - Hourly Results.csv | 7 | 9 | 17 | 4 | 0.81792 | 1.3478
| SFM-wCZ16-v2015-rDXHP-t2-S16-MSRcool - Baseline Design - Hourly Results.csv | 7 | 10 | 15 | 5 | 1.1557 | 2.2562
| SFM-wCZ16-v2015-rDXHP-t2-S16-MSRcool - Baseline Design - Hourly Results.csv | 7 | 10 | 16 | 5 | 1.2344 | 2.2741
| SFM-wCZ16-v2015-rDXHP-t2-S16-MSRcool - Baseline Design - Hourly Results.csv | 7 | 10 | 17 | 5 | 1.3087 | 2.3537
| SFM-wCZ16-v2015-rDXHP-t2-S16-MSRheat - Baseline Design - Hourly Results.csv | 7 | 8 | 15 | 3 | 0 | 0
| SFM-wCZ16-v2015-rDXHP-t2-S16-MSRheat - Baseline Design - Hourly Results.csv | 7 | 8 | 16 | 3 | 0 | 0
| SFM-wCZ16-v2015-rDXHP-t2-S16-MSRheat - Baseline Design - Hourly Results.csv | 7 | 8 | 17 | 3 | 0 | 0
| SFM-wCZ16-v2015-rDXHP-t2-S16-MSRheat - Baseline Design - Hourly Results.csv | 7 | 9 | 15 | 4 | 0.50338 | 0.89815
| SFM-wCZ16-v2015-rDXHP-t2-S16-MSRheat - Baseline Design - Hourly Results.csv | 7 | 9 | 16 | 4 | 0.62308 | 1.0142
| SFM-wCZ16-v2015-rDXHP-t2-S16-MSRheat - Baseline Design - Hourly Results.csv | 7 | 9 | 17 | 4 | 0.74032 | 1.22
| SFM-wCZ16-v2015-rDXHP-t2-S16-MSRheat - Baseline Design - Hourly Results.csv | 7 | 10 | 15 | 5 | 1.0461 | 2.0422
| SFM-wCZ16-v2015-rDXHP-t2-S16-MSRheat - Baseline Design - Hourly Results.csv | 7 | 10 | 16 | 5 | 1.1173 | 2.0584
| SFM-wCZ16-v2015-rDXHP-t2-S16-MSRheat - Baseline Design - Hourly Results.csv | 7 | 10 | 17 | 5 | 1.1845 | 2.1304
| SFM-wCZ16-v2015-rDXHP-t2-S17-MSRboth - Baseline Design - Hourly Results.csv | 7 | 8 | 15 | 3 | 0 | 0
| SFM-wCZ16-v2015-rDXHP-t2-S17-MSRboth - Baseline Design - Hourly Results.csv | 7 | 8 | 16 | 3 | 0 | 0
| SFM-wCZ16-v2015-rDXHP-t2-S17-MSRboth - Baseline Design - Hourly Results.csv | 7 | 8 | 17 | 3 | 0 | 0
| SFM-wCZ16-v2015-rDXHP-t2-S17-MSRboth - Baseline Design - Hourly Results.csv | 7 | 9 | 15 | 4 | 0.52231 | 0.93194
| SFM-wCZ16-v2015-rDXHP-t2-S17-MSRboth - Baseline Design - Hourly Results.csv | 7 | 9 | 16 | 4 | 0.64653 | 1.0524
| SFM-wCZ16-v2015-rDXHP-t2-S17-MSRboth - Baseline Design - Hourly Results.csv | 7 | 9 | 17 | 4 | 0.76818 | 1.2659
| SFM-wCZ16-v2015-rDXHP-t2-S17-MSRboth - Baseline Design - Hourly Results.csv | 7 | 10 | 15 | 5 | 1.0854 | 2.119
| SFM-wCZ16-v2015-rDXHP-t2-S17-MSRboth - Baseline Design - Hourly Results.csv | 7 | 10 | 16 | 5 | 1.1593 | 2.1358
| SFM-wCZ16-v2015-rDXHP-t2-S17-MSRboth - Baseline Design - Hourly Results.csv | 7 | 10 | 17 | 5 | 1.2291 | 2.2106
| SFM-wCZ16-v2015-rDXHP-t2-S17-MSRcool - Baseline Design - Hourly Results.csv | 7 | 8 | 15 | 3 | 0 | 0
| SFM-wCZ16-v2015-rDXHP-t2-S17-MSRcool - Baseline Design - Hourly Results.csv | 7 | 8 | 16 | 3 | 0 | 0
| SFM-wCZ16-v2015-rDXHP-t2-S17-MSRcool - Baseline Design - Hourly Results.csv | 7 | 8 | 17 | 3 | 0 | 0
| SFM-wCZ16-v2015-rDXHP-t2-S17-MSRcool - Baseline Design - Hourly Results.csv | 7 | 9 | 15 | 4 | 0.52231 | 0.93194
| SFM-wCZ16-v2015-rDXHP-t2-S17-MSRcool - Baseline Design - Hourly Results.csv | 7 | 9 | 16 | 4 | 0.64653 | 1.0524
| SFM-wCZ16-v2015-rDXHP-t2-S17-MSRcool - Baseline Design - Hourly Results.csv | 7 | 9 | 17 | 4 | 0.76818 | 1.2659
| SFM-wCZ16-v2015-rDXHP-t2-S17-MSRcool - Baseline Design - Hourly Results.csv | 7 | 10 | 15 | 5 | 1.0854 | 2.119
| SFM-wCZ16-v2015-rDXHP-t2-S17-MSRcool - Baseline Design - Hourly Results.csv | 7 | 10 | 16 | 5 | 1.1593 | 2.1358
| SFM-wCZ16-v2015-rDXHP-t2-S17-MSRcool - Baseline Design - Hourly Results.csv | 7 | 10 | 17 | 5 | 1.2291 | 2.2106
| SFM-wCZ16-v2015-rDXHP-t2-S17-MSRheat - Baseline Design - Hourly Results.csv | 7 | 8 | 15 | 3 | 0 | 0
| SFM-wCZ16-v2015-rDXHP-t2-S17-MSRheat - Baseline Design - Hourly Results.csv | 7 | 8 | 16 | 3 | 0 | 0
| SFM-wCZ16-v2015-rDXHP-t2-S17-MSRheat - Baseline Design - Hourly Results.csv | 7 | 8 | 17 | 3 | 0 | 0
| SFM-wCZ16-v2015-rDXHP-t2-S17-MSRheat - Baseline Design - Hourly Results.csv | 7 | 9 | 15 | 4 | 0.47032 | 0.83916
| SFM-wCZ16-v2015-rDXHP-t2-S17-MSRheat - Baseline Design - Hourly Results.csv | 7 | 9 | 16 | 4 | 0.58216 | 0.94761
| SFM-wCZ16-v2015-rDXHP-t2-S17-MSRheat - Baseline Design - Hourly Results.csv | 7 | 9 | 17 | 4 | 0.6917 | 1.1399
| SFM-wCZ16-v2015-rDXHP-t2-S17-MSRheat - Baseline Design - Hourly Results.csv | 7 | 10 | 15 | 5 | 0.97738 | 1.908
| SFM-wCZ16-v2015-rDXHP-t2-S17-MSRheat - Baseline Design - Hourly Results.csv | 7 | 10 | 16 | 5 | 1.0439 | 1.9232
| SFM-wCZ16-v2015-rDXHP-t2-S17-MSRheat - Baseline Design - Hourly Results.csv | 7 | 10 | 17 | 5 | 1.1067 | 1.9905
| SFM-wCZ16-v2015-rDXHP-t3-S14-BSLboth - Baseline Design - Hourly Results.csv | 7 | 8 | 15 | 3 | 0 | 0
| SFM-wCZ16-v2015-rDXHP-t3-S14-BSLboth - Baseline Design - Hourly Results.csv | 7 | 8 | 16 | 3 | 0 | 0
| SFM-wCZ16-v2015-rDXHP-t3-S14-BSLboth - Baseline Design - Hourly Results.csv | 7 | 8 | 17 | 3 | 0 | 0
| SFM-wCZ16-v2015-rDXHP-t3-S14-BSLboth - Baseline Design - Hourly Results.csv | 7 | 9 | 15 | 4 | 0.66782 | 1.1458
| SFM-wCZ16-v2015-rDXHP-t3-S14-BSLboth - Baseline Design - Hourly Results.csv | 7 | 9 | 16 | 4 | 0.82896 | 1.2941
| SFM-wCZ16-v2015-rDXHP-t3-S14-BSLboth - Baseline Design - Hourly Results.csv | 7 | 9 | 17 | 4 | 0.50065 | 0.5802
| SFM-wCZ16-v2015-rDXHP-t3-S14-BSLboth - Baseline Design - Hourly Results.csv | 7 | 10 | 15 | 5 | 1.3457 | 2.4227
| SFM-wCZ16-v2015-rDXHP-t3-S14-BSLboth - Baseline Design - Hourly Results.csv | 7 | 10 | 16 | 5 | 1.4461 | 2.4728
| SFM-wCZ16-v2015-rDXHP-t3-S14-BSLboth - Baseline Design - Hourly Results.csv | 7 | 10 | 17 | 5 | 1.0456 | 1.6078
| SFM-wCZ16-v2015-rDXHP-t3-S14-BSLcool - Baseline Design - Hourly Results.csv | 7 | 8 | 15 | 3 | 0 | 0
| SFM-wCZ16-v2015-rDXHP-t3-S14-BSLcool - Baseline Design - Hourly Results.csv | 7 | 8 | 16 | 3 | 0 | 0
| SFM-wCZ16-v2015-rDXHP-t3-S14-BSLcool - Baseline Design - Hourly Results.csv | 7 | 8 | 17 | 3 | 0 | 0
| SFM-wCZ16-v2015-rDXHP-t3-S14-BSLcool - Baseline Design - Hourly Results.csv | 7 | 9 | 15 | 4 | 0.66782 | 1.1458
| SFM-wCZ16-v2015-rDXHP-t3-S14-BSLcool - Baseline Design - Hourly Results.csv | 7 | 9 | 16 | 4 | 0.82896 | 1.2941
| SFM-wCZ16-v2015-rDXHP-t3-S14-BSLcool - Baseline Design - Hourly Results.csv | 7 | 9 | 17 | 4 | 0.50065 | 0.5802
| SFM-wCZ16-v2015-rDXHP-t3-S14-BSLcool - Baseline Design - Hourly Results.csv | 7 | 10 | 15 | 5 | 1.3457 | 2.4227
| SFM-wCZ16-v2015-rDXHP-t3-S14-BSLcool - Baseline Design - Hourly Results.csv | 7 | 10 | 16 | 5 | 1.4461 | 2.4728
| SFM-wCZ16-v2015-rDXHP-t3-S14-BSLcool - Baseline Design - Hourly Results.csv | 7 | 10 | 17 | 5 | 1.0456 | 1.6078
| SFM-wCZ16-v2015-rDXHP-t3-S14-BSLheat - Baseline Design - Hourly Results.csv | 7 | 8 | 15 | 3 | 0 | 0
| SFM-wCZ16-v2015-rDXHP-t3-S14-BSLheat - Baseline Design - Hourly Results.csv | 7 | 8 | 16 | 3 | 0 | 0
| SFM-wCZ16-v2015-rDXHP-t3-S14-BSLheat - Baseline Design - Hourly Results.csv | 7 | 8 | 17 | 3 | 0 | 0
| SFM-wCZ16-v2015-rDXHP-t3-S14-BSLheat - Baseline Design - Hourly Results.csv | 7 | 9 | 15 | 4 | 0.58272 | 0.99978
| SFM-wCZ16-v2015-rDXHP-t3-S14-BSLheat - Baseline Design - Hourly Results.csv | 7 | 9 | 16 | 4 | 0.72333 | 1.1292
| SFM-wCZ16-v2015-rDXHP-t3-S14-BSLheat - Baseline Design - Hourly Results.csv | 7 | 9 | 17 | 4 | 0.43685 | 0.50626
| SFM-wCZ16-v2015-rDXHP-t3-S14-BSLheat - Baseline Design - Hourly Results.csv | 7 | 10 | 15 | 5 | 1.1743 | 2.114
| SFM-wCZ16-v2015-rDXHP-t3-S14-BSLheat - Baseline Design - Hourly Results.csv | 7 | 10 | 16 | 5 | 1.2619 | 2.1577
| SFM-wCZ16-v2015-rDXHP-t3-S14-BSLheat - Baseline Design - Hourly Results.csv | 7 | 10 | 17 | 5 | 0.91237 | 1.403
| SFM-wCZ16-v2015-rDXHP-t3-S15-MSRboth - Baseline Design - Hourly Results.csv | 7 | 8 | 15 | 3 | 0 | 0
| SFM-wCZ16-v2015-rDXHP-t3-S15-MSRboth - Baseline Design - Hourly Results.csv | 7 | 8 | 16 | 3 | 0 | 0
| SFM-wCZ16-v2015-rDXHP-t3-S15-MSRboth - Baseline Design - Hourly Results.csv | 7 | 8 | 17 | 3 | 0 | 0
| SFM-wCZ16-v2015-rDXHP-t3-S15-MSRboth - Baseline Design - Hourly Results.csv | 7 | 9 | 15 | 4 | 0.55651 | 0.97391
| SFM-wCZ16-v2015-rDXHP-t3-S15-MSRboth - Baseline Design - Hourly Results.csv | 7 | 9 | 16 | 4 | 0.69027 | 1.0997
| SFM-wCZ16-v2015-rDXHP-t3-S15-MSRboth - Baseline Design - Hourly Results.csv | 7 | 9 | 17 | 4 | 0.41228 | 0.48601
| SFM-wCZ16-v2015-rDXHP-t3-S15-MSRboth - Baseline Design - Hourly Results.csv | 7 | 10 | 15 | 5 | 1.1162 | 2.0468
| SFM-wCZ16-v2015-rDXHP-t3-S15-MSRboth - Baseline Design - Hourly Results.csv | 7 | 10 | 16 | 5 | 1.2006 | 2.0938
| SFM-wCZ16-v2015-rDXHP-t3-S15-MSRboth - Baseline Design - Hourly Results.csv | 7 | 10 | 17 | 5 | 0.86127 | 1.3464
| SFM-wCZ16-v2015-rDXHP-t3-S15-MSRcool - Baseline Design - Hourly Results.csv | 7 | 8 | 15 | 3 | 0 | 0
| SFM-wCZ16-v2015-rDXHP-t3-S15-MSRcool - Baseline Design - Hourly Results.csv | 7 | 8 | 16 | 3 | 0 | 0
| SFM-wCZ16-v2015-rDXHP-t3-S15-MSRcool - Baseline Design - Hourly Results.csv | 7 | 8 | 17 | 3 | 0 | 0
| SFM-wCZ16-v2015-rDXHP-t3-S15-MSRcool - Baseline Design - Hourly Results.csv | 7 | 9 | 15 | 4 | 0.55651 | 0.97391
| SFM-wCZ16-v2015-rDXHP-t3-S15-MSRcool - Baseline Design - Hourly Results.csv | 7 | 9 | 16 | 4 | 0.69027 | 1.0997
| SFM-wCZ16-v2015-rDXHP-t3-S15-MSRcool - Baseline Design - Hourly Results.csv | 7 | 9 | 17 | 4 | 0.41228 | 0.48601
| SFM-wCZ16-v2015-rDXHP-t3-S15-MSRcool - Baseline Design - Hourly Results.csv | 7 | 10 | 15 | 5 | 1.1162 | 2.0468
| SFM-wCZ16-v2015-rDXHP-t3-S15-MSRcool - Baseline Design - Hourly Results.csv | 7 | 10 | 16 | 5 | 1.2006 | 2.0938
| SFM-wCZ16-v2015-rDXHP-t3-S15-MSRcool - Baseline Design - Hourly Results.csv | 7 | 10 | 17 | 5 | 0.86127 | 1.3464
| SFM-wCZ16-v2015-rDXHP-t3-S15-MSRheat - Baseline Design - Hourly Results.csv | 7 | 8 | 15 | 3 | 0 | 0
| SFM-wCZ16-v2015-rDXHP-t3-S15-MSRheat - Baseline Design - Hourly Results.csv | 7 | 8 | 16 | 3 | 0 | 0
| SFM-wCZ16-v2015-rDXHP-t3-S15-MSRheat - Baseline Design - Hourly Results.csv | 7 | 8 | 17 | 3 | 0 | 0
| SFM-wCZ16-v2015-rDXHP-t3-S15-MSRheat - Baseline Design - Hourly Results.csv | 7 | 9 | 15 | 4 | 0.50434 | 0.8826
| SFM-wCZ16-v2015-rDXHP-t3-S15-MSRheat - Baseline Design - Hourly Results.csv | 7 | 9 | 16 | 4 | 0.62555 | 0.99659
| SFM-wCZ16-v2015-rDXHP-t3-S15-MSRheat - Baseline Design - Hourly Results.csv | 7 | 9 | 17 | 4 | 0.37363 | 0.44044
| SFM-wCZ16-v2015-rDXHP-t3-S15-MSRheat - Baseline Design - Hourly Results.csv | 7 | 10 | 15 | 5 | 1.0115 | 1.8549
| SFM-wCZ16-v2015-rDXHP-t3-S15-MSRheat - Baseline Design - Hourly Results.csv | 7 | 10 | 16 | 5 | 1.088 | 1.8975
| SFM-wCZ16-v2015-rDXHP-t3-S15-MSRheat - Baseline Design - Hourly Results.csv | 7 | 10 | 17 | 5 | 0.78052 | 1.2202
| SFM-wCZ16-v2015-rDXHP-t3-S16-MSRboth - Baseline Design - Hourly Results.csv | 7 | 8 | 15 | 3 | 0 | 0
| SFM-wCZ16-v2015-rDXHP-t3-S16-MSRboth - Baseline Design - Hourly Results.csv | 7 | 8 | 16 | 3 | 0 | 0
| SFM-wCZ16-v2015-rDXHP-t3-S16-MSRboth - Baseline Design - Hourly Results.csv | 7 | 8 | 17 | 3 | 0 | 0
| SFM-wCZ16-v2015-rDXHP-t3-S16-MSRboth - Baseline Design - Hourly Results.csv | 7 | 9 | 15 | 4 | 0.55562 | 0.99493
| SFM-wCZ16-v2015-rDXHP-t3-S16-MSRboth - Baseline Design - Hourly Results.csv | 7 | 9 | 16 | 4 | 0.68796 | 1.122
| SFM-wCZ16-v2015-rDXHP-t3-S16-MSRboth - Baseline Design - Hourly Results.csv | 7 | 9 | 17 | 4 | 0.41102 | 0.49756
| SFM-wCZ16-v2015-rDXHP-t3-S16-MSRboth - Baseline Design - Hourly Results.csv | 7 | 10 | 15 | 5 | 1.1243 | 2.094
| SFM-wCZ16-v2015-rDXHP-t3-S16-MSRboth - Baseline Design - Hourly Results.csv | 7 | 10 | 16 | 5 | 1.2081 | 2.1421
| SFM-wCZ16-v2015-rDXHP-t3-S16-MSRboth - Baseline Design - Hourly Results.csv | 7 | 10 | 17 | 5 | 0.86661 | 1.3797
| SFM-wCZ16-v2015-rDXHP-t3-S16-MSRcool - Baseline Design - Hourly Results.csv | 7 | 8 | 15 | 3 | 0 | 0
| SFM-wCZ16-v2015-rDXHP-t3-S16-MSRcool - Baseline Design - Hourly Results.csv | 7 | 8 | 16 | 3 | 0 | 0
| SFM-wCZ16-v2015-rDXHP-t3-S16-MSRcool - Baseline Design - Hourly Results.csv | 7 | 8 | 17 | 3 | 0 | 0
| SFM-wCZ16-v2015-rDXHP-t3-S16-MSRcool - Baseline Design - Hourly Results.csv | 7 | 9 | 15 | 4 | 0.55562 | 0.99493
| SFM-wCZ16-v2015-rDXHP-t3-S16-MSRcool - Baseline Design - Hourly Results.csv | 7 | 9 | 16 | 4 | 0.68796 | 1.122
| SFM-wCZ16-v2015-rDXHP-t3-S16-MSRcool - Baseline Design - Hourly Results.csv | 7 | 9 | 17 | 4 | 0.41102 | 0.49756
| SFM-wCZ16-v2015-rDXHP-t3-S16-MSRcool - Baseline Design - Hourly Results.csv | 7 | 10 | 15 | 5 | 1.1243 | 2.094
| SFM-wCZ16-v2015-rDXHP-t3-S16-MSRcool - Baseline Design - Hourly Results.csv | 7 | 10 | 16 | 5 | 1.2081 | 2.1421
| SFM-wCZ16-v2015-rDXHP-t3-S16-MSRcool - Baseline Design - Hourly Results.csv | 7 | 10 | 17 | 5 | 0.86661 | 1.3797
| SFM-wCZ16-v2015-rDXHP-t3-S16-MSRheat - Baseline Design - Hourly Results.csv | 7 | 8 | 15 | 3 | 0 | 0
| SFM-wCZ16-v2015-rDXHP-t3-S16-MSRheat - Baseline Design - Hourly Results.csv | 7 | 8 | 16 | 3 | 0 | 0
| SFM-wCZ16-v2015-rDXHP-t3-S16-MSRheat - Baseline Design - Hourly Results.csv | 7 | 8 | 17 | 3 | 0 | 0
| SFM-wCZ16-v2015-rDXHP-t3-S16-MSRheat - Baseline Design - Hourly Results.csv | 7 | 9 | 15 | 4 | 0.50291 | 0.90055
| SFM-wCZ16-v2015-rDXHP-t3-S16-MSRheat - Baseline Design - Hourly Results.csv | 7 | 9 | 16 | 4 | 0.62269 | 1.0156
| SFM-wCZ16-v2015-rDXHP-t3-S16-MSRheat - Baseline Design - Hourly Results.csv | 7 | 9 | 17 | 4 | 0.37203 | 0.45036
| SFM-wCZ16-v2015-rDXHP-t3-S16-MSRheat - Baseline Design - Hourly Results.csv | 7 | 10 | 15 | 5 | 1.0176 | 1.8954
| SFM-wCZ16-v2015-rDXHP-t3-S16-MSRheat - Baseline Design - Hourly Results.csv | 7 | 10 | 16 | 5 | 1.0935 | 1.9389
| SFM-wCZ16-v2015-rDXHP-t3-S16-MSRheat - Baseline Design - Hourly Results.csv | 7 | 10 | 17 | 5 | 0.7844 | 1.2488
| SFM-wCZ16-v2015-rDXHP-t3-S17-MSRboth - Baseline Design - Hourly Results.csv | 7 | 8 | 15 | 3 | 0 | 0
| SFM-wCZ16-v2015-rDXHP-t3-S17-MSRboth - Baseline Design - Hourly Results.csv | 7 | 8 | 16 | 3 | 0 | 0
| SFM-wCZ16-v2015-rDXHP-t3-S17-MSRboth - Baseline Design - Hourly Results.csv | 7 | 8 | 17 | 3 | 0 | 0
| SFM-wCZ16-v2015-rDXHP-t3-S17-MSRboth - Baseline Design - Hourly Results.csv | 7 | 9 | 15 | 4 | 0.52183 | 0.93443
| SFM-wCZ16-v2015-rDXHP-t3-S17-MSRboth - Baseline Design - Hourly Results.csv | 7 | 9 | 16 | 4 | 0.64612 | 1.0538
| SFM-wCZ16-v2015-rDXHP-t3-S17-MSRboth - Baseline Design - Hourly Results.csv | 7 | 9 | 17 | 4 | 0.38602 | 0.4673
| SFM-wCZ16-v2015-rDXHP-t3-S17-MSRboth - Baseline Design - Hourly Results.csv | 7 | 10 | 15 | 5 | 1.0559 | 1.9667
| SFM-wCZ16-v2015-rDXHP-t3-S17-MSRboth - Baseline Design - Hourly Results.csv | 7 | 10 | 16 | 5 | 1.1346 | 2.0119
| SFM-wCZ16-v2015-rDXHP-t3-S17-MSRboth - Baseline Design - Hourly Results.csv | 7 | 10 | 17 | 5 | 0.81391 | 1.2958
| SFM-wCZ16-v2015-rDXHP-t3-S17-MSRcool - Baseline Design - Hourly Results.csv | 7 | 8 | 15 | 3 | 0 | 0
| SFM-wCZ16-v2015-rDXHP-t3-S17-MSRcool - Baseline Design - Hourly Results.csv | 7 | 8 | 16 | 3 | 0 | 0
| SFM-wCZ16-v2015-rDXHP-t3-S17-MSRcool - Baseline Design - Hourly Results.csv | 7 | 8 | 17 | 3 | 0 | 0
| SFM-wCZ16-v2015-rDXHP-t3-S17-MSRcool - Baseline Design - Hourly Results.csv | 7 | 9 | 15 | 4 | 0.52183 | 0.93443
| SFM-wCZ16-v2015-rDXHP-t3-S17-MSRcool - Baseline Design - Hourly Results.csv | 7 | 9 | 16 | 4 | 0.64612 | 1.0538
| SFM-wCZ16-v2015-rDXHP-t3-S17-MSRcool - Baseline Design - Hourly Results.csv | 7 | 9 | 17 | 4 | 0.38602 | 0.4673
| SFM-wCZ16-v2015-rDXHP-t3-S17-MSRcool - Baseline Design - Hourly Results.csv | 7 | 10 | 15 | 5 | 1.0559 | 1.9667
| SFM-wCZ16-v2015-rDXHP-t3-S17-MSRcool - Baseline Design - Hourly Results.csv | 7 | 10 | 16 | 5 | 1.1346 | 2.0119
| SFM-wCZ16-v2015-rDXHP-t3-S17-MSRcool - Baseline Design - Hourly Results.csv | 7 | 10 | 17 | 5 | 0.81391 | 1.2958
| SFM-wCZ16-v2015-rDXHP-t3-S17-MSRheat - Baseline Design - Hourly Results.csv | 7 | 8 | 15 | 3 | 0 | 0
| SFM-wCZ16-v2015-rDXHP-t3-S17-MSRheat - Baseline Design - Hourly Results.csv | 7 | 8 | 16 | 3 | 0 | 0
| SFM-wCZ16-v2015-rDXHP-t3-S17-MSRheat - Baseline Design - Hourly Results.csv | 7 | 8 | 17 | 3 | 0 | 0
| SFM-wCZ16-v2015-rDXHP-t3-S17-MSRheat - Baseline Design - Hourly Results.csv | 7 | 9 | 15 | 4 | 0.46988 | 0.8414
| SFM-wCZ16-v2015-rDXHP-t3-S17-MSRheat - Baseline Design - Hourly Results.csv | 7 | 9 | 16 | 4 | 0.58179 | 0.9489
| SFM-wCZ16-v2015-rDXHP-t3-S17-MSRheat - Baseline Design - Hourly Results.csv | 7 | 9 | 17 | 4 | 0.34759 | 0.42078
| SFM-wCZ16-v2015-rDXHP-t3-S17-MSRheat - Baseline Design - Hourly Results.csv | 7 | 10 | 15 | 5 | 0.95081 | 1.7709
| SFM-wCZ16-v2015-rDXHP-t3-S17-MSRheat - Baseline Design - Hourly Results.csv | 7 | 10 | 16 | 5 | 1.0217 | 1.8116
| SFM-wCZ16-v2015-rDXHP-t3-S17-MSRheat - Baseline Design - Hourly Results.csv | 7 | 10 | 17 | 5 | 0.73288 | 1.1668
| SFM-wCZ16-v2015-rDXHP-t4-S14-BSLboth - Baseline Design - Hourly Results.csv | 7 | 8 | 15 | 3 | 0 | 0
| SFM-wCZ16-v2015-rDXHP-t4-S14-BSLboth - Baseline Design - Hourly Results.csv | 7 | 8 | 16 | 3 | 0 | 0
| SFM-wCZ16-v2015-rDXHP-t4-S14-BSLboth - Baseline Design - Hourly Results.csv | 7 | 8 | 17 | 3 | 0 | 0
| SFM-wCZ16-v2015-rDXHP-t4-S14-BSLboth - Baseline Design - Hourly Results.csv | 7 | 9 | 15 | 4 | 0 | 0
| SFM-wCZ16-v2015-rDXHP-t4-S14-BSLboth - Baseline Design - Hourly Results.csv | 7 | 9 | 16 | 4 | 0 | 0
| SFM-wCZ16-v2015-rDXHP-t4-S14-BSLboth - Baseline Design - Hourly Results.csv | 7 | 9 | 17 | 4 | 0 | 0
| SFM-wCZ16-v2015-rDXHP-t4-S14-BSLboth - Baseline Design - Hourly Results.csv | 7 | 10 | 15 | 5 | 0.64775 | 1.1047
| SFM-wCZ16-v2015-rDXHP-t4-S14-BSLboth - Baseline Design - Hourly Results.csv | 7 | 10 | 16 | 5 | 0.8121 | 1.2987
| SFM-wCZ16-v2015-rDXHP-t4-S14-BSLboth - Baseline Design - Hourly Results.csv | 7 | 10 | 17 | 5 | 0.95759 | 1.5338
| SFM-wCZ16-v2015-rDXHP-t4-S14-BSLcool - Baseline Design - Hourly Results.csv | 7 | 8 | 15 | 3 | 0 | 0
| SFM-wCZ16-v2015-rDXHP-t4-S14-BSLcool - Baseline Design - Hourly Results.csv | 7 | 8 | 16 | 3 | 0 | 0
| SFM-wCZ16-v2015-rDXHP-t4-S14-BSLcool - Baseline Design - Hourly Results.csv | 7 | 8 | 17 | 3 | 0 | 0
| SFM-wCZ16-v2015-rDXHP-t4-S14-BSLcool - Baseline Design - Hourly Results.csv | 7 | 9 | 15 | 4 | 0 | 0
| SFM-wCZ16-v2015-rDXHP-t4-S14-BSLcool - Baseline Design - Hourly Results.csv | 7 | 9 | 16 | 4 | 0 | 0
| SFM-wCZ16-v2015-rDXHP-t4-S14-BSLcool - Baseline Design - Hourly Results.csv | 7 | 9 | 17 | 4 | 0 | 0
| SFM-wCZ16-v2015-rDXHP-t4-S14-BSLcool - Baseline Design - Hourly Results.csv | 7 | 10 | 15 | 5 | 0.64775 | 1.1047
| SFM-wCZ16-v2015-rDXHP-t4-S14-BSLcool - Baseline Design - Hourly Results.csv | 7 | 10 | 16 | 5 | 0.8121 | 1.2987
| SFM-wCZ16-v2015-rDXHP-t4-S14-BSLcool - Baseline Design - Hourly Results.csv | 7 | 10 | 17 | 5 | 0.95759 | 1.5338
| SFM-wCZ16-v2015-rDXHP-t4-S14-BSLheat - Baseline Design - Hourly Results.csv | 7 | 8 | 15 | 3 | 0 | 0
| SFM-wCZ16-v2015-rDXHP-t4-S14-BSLheat - Baseline Design - Hourly Results.csv | 7 | 8 | 16 | 3 | 0 | 0
| SFM-wCZ16-v2015-rDXHP-t4-S14-BSLheat - Baseline Design - Hourly Results.csv | 7 | 8 | 17 | 3 | 0 | 0
| SFM-wCZ16-v2015-rDXHP-t4-S14-BSLheat - Baseline Design - Hourly Results.csv | 7 | 9 | 15 | 4 | 0 | 0
| SFM-wCZ16-v2015-rDXHP-t4-S14-BSLheat - Baseline Design - Hourly Results.csv | 7 | 9 | 16 | 4 | 0 | 0
| SFM-wCZ16-v2015-rDXHP-t4-S14-BSLheat - Baseline Design - Hourly Results.csv | 7 | 9 | 17 | 4 | 0 | 0
| SFM-wCZ16-v2015-rDXHP-t4-S14-BSLheat - Baseline Design - Hourly Results.csv | 7 | 10 | 15 | 5 | 0.56521 | 0.96395
| SFM-wCZ16-v2015-rDXHP-t4-S14-BSLheat - Baseline Design - Hourly Results.csv | 7 | 10 | 16 | 5 | 0.70862 | 1.1332
| SFM-wCZ16-v2015-rDXHP-t4-S14-BSLheat - Baseline Design - Hourly Results.csv | 7 | 10 | 17 | 5 | 0.83557 | 1.3383
| SFM-wCZ16-v2015-rDXHP-t4-S15-MSRboth - Baseline Design - Hourly Results.csv | 7 | 8 | 15 | 3 | 0 | 0
| SFM-wCZ16-v2015-rDXHP-t4-S15-MSRboth - Baseline Design - Hourly Results.csv | 7 | 8 | 16 | 3 | 0 | 0
| SFM-wCZ16-v2015-rDXHP-t4-S15-MSRboth - Baseline Design - Hourly Results.csv | 7 | 8 | 17 | 3 | 0 | 0
| SFM-wCZ16-v2015-rDXHP-t4-S15-MSRboth - Baseline Design - Hourly Results.csv | 7 | 9 | 15 | 4 | 0 | 0
| SFM-wCZ16-v2015-rDXHP-t4-S15-MSRboth - Baseline Design - Hourly Results.csv | 7 | 9 | 16 | 4 | 0 | 0
| SFM-wCZ16-v2015-rDXHP-t4-S15-MSRboth - Baseline Design - Hourly Results.csv | 7 | 9 | 17 | 4 | 0 | 0
| SFM-wCZ16-v2015-rDXHP-t4-S15-MSRboth - Baseline Design - Hourly Results.csv | 7 | 10 | 15 | 5 | 0.53764 | 0.93514
| SFM-wCZ16-v2015-rDXHP-t4-S15-MSRboth - Baseline Design - Hourly Results.csv | 7 | 10 | 16 | 5 | 0.67498 | 1.101
| SFM-wCZ16-v2015-rDXHP-t4-S15-MSRboth - Baseline Design - Hourly Results.csv | 7 | 10 | 17 | 5 | 0.79737 | 1.3033
| SFM-wCZ16-v2015-rDXHP-t4-S15-MSRcool - Baseline Design - Hourly Results.csv | 7 | 8 | 15 | 3 | 0 | 0
| SFM-wCZ16-v2015-rDXHP-t4-S15-MSRcool - Baseline Design - Hourly Results.csv | 7 | 8 | 16 | 3 | 0 | 0
| SFM-wCZ16-v2015-rDXHP-t4-S15-MSRcool - Baseline Design - Hourly Results.csv | 7 | 8 | 17 | 3 | 0 | 0
| SFM-wCZ16-v2015-rDXHP-t4-S15-MSRcool - Baseline Design - Hourly Results.csv | 7 | 9 | 15 | 4 | 0 | 0
| SFM-wCZ16-v2015-rDXHP-t4-S15-MSRcool - Baseline Design - Hourly Results.csv | 7 | 9 | 16 | 4 | 0 | 0
| SFM-wCZ16-v2015-rDXHP-t4-S15-MSRcool - Baseline Design - Hourly Results.csv | 7 | 9 | 17 | 4 | 0 | 0
| SFM-wCZ16-v2015-rDXHP-t4-S15-MSRcool - Baseline Design - Hourly Results.csv | 7 | 10 | 15 | 5 | 0.53764 | 0.93514
| SFM-wCZ16-v2015-rDXHP-t4-S15-MSRcool - Baseline Design - Hourly Results.csv | 7 | 10 | 16 | 5 | 0.67498 | 1.101
| SFM-wCZ16-v2015-rDXHP-t4-S15-MSRcool - Baseline Design - Hourly Results.csv | 7 | 10 | 17 | 5 | 0.79737 | 1.3033
| SFM-wCZ16-v2015-rDXHP-t4-S15-MSRheat - Baseline Design - Hourly Results.csv | 7 | 8 | 15 | 3 | 0 | 0
| SFM-wCZ16-v2015-rDXHP-t4-S15-MSRheat - Baseline Design - Hourly Results.csv | 7 | 8 | 16 | 3 | 0 | 0
| SFM-wCZ16-v2015-rDXHP-t4-S15-MSRheat - Baseline Design - Hourly Results.csv | 7 | 8 | 17 | 3 | 0 | 0
| SFM-wCZ16-v2015-rDXHP-t4-S15-MSRheat - Baseline Design - Hourly Results.csv | 7 | 9 | 15 | 4 | 0 | 0
| SFM-wCZ16-v2015-rDXHP-t4-S15-MSRheat - Baseline Design - Hourly Results.csv | 7 | 9 | 16 | 4 | 0 | 0
| SFM-wCZ16-v2015-rDXHP-t4-S15-MSRheat - Baseline Design - Hourly Results.csv | 7 | 9 | 17 | 4 | 0 | 0
| SFM-wCZ16-v2015-rDXHP-t4-S15-MSRheat - Baseline Design - Hourly Results.csv | 7 | 10 | 15 | 5 | 0.48723 | 0.84747
| SFM-wCZ16-v2015-rDXHP-t4-S15-MSRheat - Baseline Design - Hourly Results.csv | 7 | 10 | 16 | 5 | 0.61169 | 0.99779
| SFM-wCZ16-v2015-rDXHP-t4-S15-MSRheat - Baseline Design - Hourly Results.csv | 7 | 10 | 17 | 5 | 0.72261 | 1.1811
| SFM-wCZ16-v2015-rDXHP-t4-S16-MSRboth - Baseline Design - Hourly Results.csv | 7 | 8 | 15 | 3 | 0 | 0
| SFM-wCZ16-v2015-rDXHP-t4-S16-MSRboth - Baseline Design - Hourly Results.csv | 7 | 8 | 16 | 3 | 0 | 0
| SFM-wCZ16-v2015-rDXHP-t4-S16-MSRboth - Baseline Design - Hourly Results.csv | 7 | 8 | 17 | 3 | 0 | 0
| SFM-wCZ16-v2015-rDXHP-t4-S16-MSRboth - Baseline Design - Hourly Results.csv | 7 | 9 | 15 | 4 | 0 | 0
| SFM-wCZ16-v2015-rDXHP-t4-S16-MSRboth - Baseline Design - Hourly Results.csv | 7 | 9 | 16 | 4 | 0 | 0
| SFM-wCZ16-v2015-rDXHP-t4-S16-MSRboth - Baseline Design - Hourly Results.csv | 7 | 9 | 17 | 4 | 0 | 0
| SFM-wCZ16-v2015-rDXHP-t4-S16-MSRboth - Baseline Design - Hourly Results.csv | 7 | 10 | 15 | 5 | 0.54729 | 0.96778
| SFM-wCZ16-v2015-rDXHP-t4-S16-MSRboth - Baseline Design - Hourly Results.csv | 7 | 10 | 16 | 5 | 0.68738 | 1.1399
| SFM-wCZ16-v2015-rDXHP-t4-S16-MSRboth - Baseline Design - Hourly Results.csv | 7 | 10 | 17 | 5 | 0.80995 | 1.3478
| SFM-wCZ16-v2015-rDXHP-t4-S16-MSRcool - Baseline Design - Hourly Results.csv | 7 | 8 | 15 | 3 | 0 | 0
| SFM-wCZ16-v2015-rDXHP-t4-S16-MSRcool - Baseline Design - Hourly Results.csv | 7 | 8 | 16 | 3 | 0 | 0
| SFM-wCZ16-v2015-rDXHP-t4-S16-MSRcool - Baseline Design - Hourly Results.csv | 7 | 8 | 17 | 3 | 0 | 0
| SFM-wCZ16-v2015-rDXHP-t4-S16-MSRcool - Baseline Design - Hourly Results.csv | 7 | 9 | 15 | 4 | 0 | 0
| SFM-wCZ16-v2015-rDXHP-t4-S16-MSRcool - Baseline Design - Hourly Results.csv | 7 | 9 | 16 | 4 | 0 | 0
| SFM-wCZ16-v2015-rDXHP-t4-S16-MSRcool - Baseline Design - Hourly Results.csv | 7 | 9 | 17 | 4 | 0 | 0
| SFM-wCZ16-v2015-rDXHP-t4-S16-MSRcool - Baseline Design - Hourly Results.csv | 7 | 10 | 15 | 5 | 0.54729 | 0.96778
| SFM-wCZ16-v2015-rDXHP-t4-S16-MSRcool - Baseline Design - Hourly Results.csv | 7 | 10 | 16 | 5 | 0.68738 | 1.1399
| SFM-wCZ16-v2015-rDXHP-t4-S16-MSRcool - Baseline Design - Hourly Results.csv | 7 | 10 | 17 | 5 | 0.80995 | 1.3478
| SFM-wCZ16-v2015-rDXHP-t4-S16-MSRheat - Baseline Design - Hourly Results.csv | 7 | 8 | 15 | 3 | 0 | 0
| SFM-wCZ16-v2015-rDXHP-t4-S16-MSRheat - Baseline Design - Hourly Results.csv | 7 | 8 | 16 | 3 | 0 | 0
| SFM-wCZ16-v2015-rDXHP-t4-S16-MSRheat - Baseline Design - Hourly Results.csv | 7 | 8 | 17 | 3 | 0 | 0
| SFM-wCZ16-v2015-rDXHP-t4-S16-MSRheat - Baseline Design - Hourly Results.csv | 7 | 9 | 15 | 4 | 0 | 0
| SFM-wCZ16-v2015-rDXHP-t4-S16-MSRheat - Baseline Design - Hourly Results.csv | 7 | 9 | 16 | 4 | 0 | 0
| SFM-wCZ16-v2015-rDXHP-t4-S16-MSRheat - Baseline Design - Hourly Results.csv | 7 | 9 | 17 | 4 | 0 | 0
| SFM-wCZ16-v2015-rDXHP-t4-S16-MSRheat - Baseline Design - Hourly Results.csv | 7 | 10 | 15 | 5 | 0.49537 | 0.87596
| SFM-wCZ16-v2015-rDXHP-t4-S16-MSRheat - Baseline Design - Hourly Results.csv | 7 | 10 | 16 | 5 | 0.62217 | 1.0318
| SFM-wCZ16-v2015-rDXHP-t4-S16-MSRheat - Baseline Design - Hourly Results.csv | 7 | 10 | 17 | 5 | 0.73311 | 1.22
| SFM-wCZ16-v2015-rDXHP-t4-S17-MSRboth - Baseline Design - Hourly Results.csv | 7 | 8 | 15 | 3 | 0 | 0
| SFM-wCZ16-v2015-rDXHP-t4-S17-MSRboth - Baseline Design - Hourly Results.csv | 7 | 8 | 16 | 3 | 0 | 0
| SFM-wCZ16-v2015-rDXHP-t4-S17-MSRboth - Baseline Design - Hourly Results.csv | 7 | 8 | 17 | 3 | 0 | 0
| SFM-wCZ16-v2015-rDXHP-t4-S17-MSRboth - Baseline Design - Hourly Results.csv | 7 | 9 | 15 | 4 | 0 | 0
| SFM-wCZ16-v2015-rDXHP-t4-S17-MSRboth - Baseline Design - Hourly Results.csv | 7 | 9 | 16 | 4 | 0 | 0
| SFM-wCZ16-v2015-rDXHP-t4-S17-MSRboth - Baseline Design - Hourly Results.csv | 7 | 9 | 17 | 4 | 0 | 0
| SFM-wCZ16-v2015-rDXHP-t4-S17-MSRboth - Baseline Design - Hourly Results.csv | 7 | 10 | 15 | 5 | 0.514 | 0.90892
| SFM-wCZ16-v2015-rDXHP-t4-S17-MSRboth - Baseline Design - Hourly Results.csv | 7 | 10 | 16 | 5 | 0.64558 | 1.0706
| SFM-wCZ16-v2015-rDXHP-t4-S17-MSRboth - Baseline Design - Hourly Results.csv | 7 | 10 | 17 | 5 | 0.76069 | 1.2659
| SFM-wCZ16-v2015-rDXHP-t4-S17-MSRcool - Baseline Design - Hourly Results.csv | 7 | 8 | 15 | 3 | 0 | 0
| SFM-wCZ16-v2015-rDXHP-t4-S17-MSRcool - Baseline Design - Hourly Results.csv | 7 | 8 | 16 | 3 | 0 | 0
| SFM-wCZ16-v2015-rDXHP-t4-S17-MSRcool - Baseline Design - Hourly Results.csv | 7 | 8 | 17 | 3 | 0 | 0
| SFM-wCZ16-v2015-rDXHP-t4-S17-MSRcool - Baseline Design - Hourly Results.csv | 7 | 9 | 15 | 4 | 0 | 0
| SFM-wCZ16-v2015-rDXHP-t4-S17-MSRcool - Baseline Design - Hourly Results.csv | 7 | 9 | 16 | 4 | 0 | 0
| SFM-wCZ16-v2015-rDXHP-t4-S17-MSRcool - Baseline Design - Hourly Results.csv | 7 | 9 | 17 | 4 | 0 | 0
| SFM-wCZ16-v2015-rDXHP-t4-S17-MSRcool - Baseline Design - Hourly Results.csv | 7 | 10 | 15 | 5 | 0.514 | 0.90892
| SFM-wCZ16-v2015-rDXHP-t4-S17-MSRcool - Baseline Design - Hourly Results.csv | 7 | 10 | 16 | 5 | 0.64558 | 1.0706
| SFM-wCZ16-v2015-rDXHP-t4-S17-MSRcool - Baseline Design - Hourly Results.csv | 7 | 10 | 17 | 5 | 0.76069 | 1.2659
| SFM-wCZ16-v2015-rDXHP-t4-S17-MSRheat - Baseline Design - Hourly Results.csv | 7 | 8 | 15 | 3 | 0 | 0
| SFM-wCZ16-v2015-rDXHP-t4-S17-MSRheat - Baseline Design - Hourly Results.csv | 7 | 8 | 16 | 3 | 0 | 0
| SFM-wCZ16-v2015-rDXHP-t4-S17-MSRheat - Baseline Design - Hourly Results.csv | 7 | 8 | 17 | 3 | 0 | 0
| SFM-wCZ16-v2015-rDXHP-t4-S17-MSRheat - Baseline Design - Hourly Results.csv | 7 | 9 | 15 | 4 | 0 | 0
| SFM-wCZ16-v2015-rDXHP-t4-S17-MSRheat - Baseline Design - Hourly Results.csv | 7 | 9 | 16 | 4 | 0 | 0
| SFM-wCZ16-v2015-rDXHP-t4-S17-MSRheat - Baseline Design - Hourly Results.csv | 7 | 9 | 17 | 4 | 0 | 0
| SFM-wCZ16-v2015-rDXHP-t4-S17-MSRheat - Baseline Design - Hourly Results.csv | 7 | 10 | 15 | 5 | 0.46283 | 0.81844
| SFM-wCZ16-v2015-rDXHP-t4-S17-MSRheat - Baseline Design - Hourly Results.csv | 7 | 10 | 16 | 5 | 0.58131 | 0.96401
| SFM-wCZ16-v2015-rDXHP-t4-S17-MSRheat - Baseline Design - Hourly Results.csv | 7 | 10 | 17 | 5 | 0.68496 | 1.1399
| SFM-wCZ16-v2015-rDXHP-t5-S14-BSLboth - Baseline Design - Hourly Results.csv | 7 | 8 | 15 | 3 | 0 | 0
| SFM-wCZ16-v2015-rDXHP-t5-S14-BSLboth - Baseline Design - Hourly Results.csv | 7 | 8 | 16 | 3 | 0 | 0
| SFM-wCZ16-v2015-rDXHP-t5-S14-BSLboth - Baseline Design - Hourly Results.csv | 7 | 8 | 17 | 3 | 0 | 0
| SFM-wCZ16-v2015-rDXHP-t5-S14-BSLboth - Baseline Design - Hourly Results.csv | 7 | 9 | 15 | 4 | 0 | 0
| SFM-wCZ16-v2015-rDXHP-t5-S14-BSLboth - Baseline Design - Hourly Results.csv | 7 | 9 | 16 | 4 | 0 | 0
| SFM-wCZ16-v2015-rDXHP-t5-S14-BSLboth - Baseline Design - Hourly Results.csv | 7 | 9 | 17 | 4 | 0 | 0
| SFM-wCZ16-v2015-rDXHP-t5-S14-BSLboth - Baseline Design - Hourly Results.csv | 7 | 10 | 15 | 5 | 0.30302 | 0.82577
| SFM-wCZ16-v2015-rDXHP-t5-S14-BSLboth - Baseline Design - Hourly Results.csv | 7 | 10 | 16 | 5 | 0.50733 | 1.0212
| SFM-wCZ16-v2015-rDXHP-t5-S14-BSLboth - Baseline Design - Hourly Results.csv | 7 | 10 | 17 | 5 | 0.6803 | 1.2579
| SFM-wCZ16-v2015-rDXHP-t5-S14-BSLcool - Baseline Design - Hourly Results.csv | 7 | 8 | 15 | 3 | 0 | 0
| SFM-wCZ16-v2015-rDXHP-t5-S14-BSLcool - Baseline Design - Hourly Results.csv | 7 | 8 | 16 | 3 | 0 | 0
| SFM-wCZ16-v2015-rDXHP-t5-S14-BSLcool - Baseline Design - Hourly Results.csv | 7 | 8 | 17 | 3 | 0 | 0
| SFM-wCZ16-v2015-rDXHP-t5-S14-BSLcool - Baseline Design - Hourly Results.csv | 7 | 9 | 15 | 4 | 0 | 0
| SFM-wCZ16-v2015-rDXHP-t5-S14-BSLcool - Baseline Design - Hourly Results.csv | 7 | 9 | 16 | 4 | 0 | 0
| SFM-wCZ16-v2015-rDXHP-t5-S14-BSLcool - Baseline Design - Hourly Results.csv | 7 | 9 | 17 | 4 | 0 | 0
| SFM-wCZ16-v2015-rDXHP-t5-S14-BSLcool - Baseline Design - Hourly Results.csv | 7 | 10 | 15 | 5 | 0.30302 | 0.82577
| SFM-wCZ16-v2015-rDXHP-t5-S14-BSLcool - Baseline Design - Hourly Results.csv | 7 | 10 | 16 | 5 | 0.50733 | 1.0212
| SFM-wCZ16-v2015-rDXHP-t5-S14-BSLcool - Baseline Design - Hourly Results.csv | 7 | 10 | 17 | 5 | 0.6803 | 1.2579
| SFM-wCZ16-v2015-rDXHP-t5-S14-BSLheat - Baseline Design - Hourly Results.csv | 7 | 8 | 15 | 3 | 0 | 0
| SFM-wCZ16-v2015-rDXHP-t5-S14-BSLheat - Baseline Design - Hourly Results.csv | 7 | 8 | 16 | 3 | 0 | 0
| SFM-wCZ16-v2015-rDXHP-t5-S14-BSLheat - Baseline Design - Hourly Results.csv | 7 | 8 | 17 | 3 | 0 | 0
| SFM-wCZ16-v2015-rDXHP-t5-S14-BSLheat - Baseline Design - Hourly Results.csv | 7 | 9 | 15 | 4 | 0 | 0
| SFM-wCZ16-v2015-rDXHP-t5-S14-BSLheat - Baseline Design - Hourly Results.csv | 7 | 9 | 16 | 4 | 0 | 0
| SFM-wCZ16-v2015-rDXHP-t5-S14-BSLheat - Baseline Design - Hourly Results.csv | 7 | 9 | 17 | 4 | 0 | 0
| SFM-wCZ16-v2015-rDXHP-t5-S14-BSLheat - Baseline Design - Hourly Results.csv | 7 | 10 | 15 | 5 | 0.2644 | 0.72055
| SFM-wCZ16-v2015-rDXHP-t5-S14-BSLheat - Baseline Design - Hourly Results.csv | 7 | 10 | 16 | 5 | 0.44268 | 0.89108
| SFM-wCZ16-v2015-rDXHP-t5-S14-BSLheat - Baseline Design - Hourly Results.csv | 7 | 10 | 17 | 5 | 0.59361 | 1.0976
| SFM-wCZ16-v2015-rDXHP-t5-S15-MSRboth - Baseline Design - Hourly Results.csv | 7 | 8 | 15 | 3 | 0 | 0
| SFM-wCZ16-v2015-rDXHP-t5-S15-MSRboth - Baseline Design - Hourly Results.csv | 7 | 8 | 16 | 3 | 0 | 0
| SFM-wCZ16-v2015-rDXHP-t5-S15-MSRboth - Baseline Design - Hourly Results.csv | 7 | 8 | 17 | 3 | 0 | 0
| SFM-wCZ16-v2015-rDXHP-t5-S15-MSRboth - Baseline Design - Hourly Results.csv | 7 | 9 | 15 | 4 | 0 | 0
| SFM-wCZ16-v2015-rDXHP-t5-S15-MSRboth - Baseline Design - Hourly Results.csv | 7 | 9 | 16 | 4 | 0 | 0
| SFM-wCZ16-v2015-rDXHP-t5-S15-MSRboth - Baseline Design - Hourly Results.csv | 7 | 9 | 17 | 4 | 0 | 0
| SFM-wCZ16-v2015-rDXHP-t5-S15-MSRboth - Baseline Design - Hourly Results.csv | 7 | 10 | 15 | 5 | 0.25275 | 0.704
| SFM-wCZ16-v2015-rDXHP-t5-S15-MSRboth - Baseline Design - Hourly Results.csv | 7 | 10 | 16 | 5 | 0.42308 | 0.8712
| SFM-wCZ16-v2015-rDXHP-t5-S15-MSRboth - Baseline Design - Hourly Results.csv | 7 | 10 | 17 | 5 | 0.56744 | 1.0737
| SFM-wCZ16-v2015-rDXHP-t5-S15-MSRcool - Baseline Design - Hourly Results.csv | 7 | 8 | 15 | 3 | 0 | 0
| SFM-wCZ16-v2015-rDXHP-t5-S15-MSRcool - Baseline Design - Hourly Results.csv | 7 | 8 | 16 | 3 | 0 | 0
| SFM-wCZ16-v2015-rDXHP-t5-S15-MSRcool - Baseline Design - Hourly Results.csv | 7 | 8 | 17 | 3 | 0 | 0
| SFM-wCZ16-v2015-rDXHP-t5-S15-MSRcool - Baseline Design - Hourly Results.csv | 7 | 9 | 15 | 4 | 0 | 0
| SFM-wCZ16-v2015-rDXHP-t5-S15-MSRcool - Baseline Design - Hourly Results.csv | 7 | 9 | 16 | 4 | 0 | 0
| SFM-wCZ16-v2015-rDXHP-t5-S15-MSRcool - Baseline Design - Hourly Results.csv | 7 | 9 | 17 | 4 | 0 | 0
| SFM-wCZ16-v2015-rDXHP-t5-S15-MSRcool - Baseline Design - Hourly Results.csv | 7 | 10 | 15 | 5 | 0.25275 | 0.704
| SFM-wCZ16-v2015-rDXHP-t5-S15-MSRcool - Baseline Design - Hourly Results.csv | 7 | 10 | 16 | 5 | 0.42308 | 0.8712
| SFM-wCZ16-v2015-rDXHP-t5-S15-MSRcool - Baseline Design - Hourly Results.csv | 7 | 10 | 17 | 5 | 0.56744 | 1.0737
| SFM-wCZ16-v2015-rDXHP-t5-S15-MSRheat - Baseline Design - Hourly Results.csv | 7 | 8 | 15 | 3 | 0 | 0
| SFM-wCZ16-v2015-rDXHP-t5-S15-MSRheat - Baseline Design - Hourly Results.csv | 7 | 8 | 16 | 3 | 0 | 0
| SFM-wCZ16-v2015-rDXHP-t5-S15-MSRheat - Baseline Design - Hourly Results.csv | 7 | 8 | 17 | 3 | 0 | 0
| SFM-wCZ16-v2015-rDXHP-t5-S15-MSRheat - Baseline Design - Hourly Results.csv | 7 | 9 | 15 | 4 | 0 | 0
| SFM-wCZ16-v2015-rDXHP-t5-S15-MSRheat - Baseline Design - Hourly Results.csv | 7 | 9 | 16 | 4 | 0 | 0
| SFM-wCZ16-v2015-rDXHP-t5-S15-MSRheat - Baseline Design - Hourly Results.csv | 7 | 9 | 17 | 4 | 0 | 0
| SFM-wCZ16-v2015-rDXHP-t5-S15-MSRheat - Baseline Design - Hourly Results.csv | 7 | 10 | 15 | 5 | 0.22905 | 0.63799
| SFM-wCZ16-v2015-rDXHP-t5-S15-MSRheat - Baseline Design - Hourly Results.csv | 7 | 10 | 16 | 5 | 0.38342 | 0.78952
| SFM-wCZ16-v2015-rDXHP-t5-S15-MSRheat - Baseline Design - Hourly Results.csv | 7 | 10 | 17 | 5 | 0.51424 | 0.97306
| SFM-wCZ16-v2015-rDXHP-t5-S16-MSRboth - Baseline Design - Hourly Results.csv | 7 | 8 | 15 | 3 | 0 | 0
| SFM-wCZ16-v2015-rDXHP-t5-S16-MSRboth - Baseline Design - Hourly Results.csv | 7 | 8 | 16 | 3 | 0 | 0
| SFM-wCZ16-v2015-rDXHP-t5-S16-MSRboth - Baseline Design - Hourly Results.csv | 7 | 8 | 17 | 3 | 0 | 0
| SFM-wCZ16-v2015-rDXHP-t5-S16-MSRboth - Baseline Design - Hourly Results.csv | 7 | 9 | 15 | 4 | 0 | 0
| SFM-wCZ16-v2015-rDXHP-t5-S16-MSRboth - Baseline Design - Hourly Results.csv | 7 | 9 | 16 | 4 | 0 | 0
| SFM-wCZ16-v2015-rDXHP-t5-S16-MSRboth - Baseline Design - Hourly Results.csv | 7 | 9 | 17 | 4 | 0 | 0
| SFM-wCZ16-v2015-rDXHP-t5-S16-MSRboth - Baseline Design - Hourly Results.csv | 7 | 10 | 15 | 5 | 0.25881 | 0.73303
| SFM-wCZ16-v2015-rDXHP-t5-S16-MSRboth - Baseline Design - Hourly Results.csv | 7 | 10 | 16 | 5 | 0.43358 | 0.90593
| SFM-wCZ16-v2015-rDXHP-t5-S16-MSRboth - Baseline Design - Hourly Results.csv | 7 | 10 | 17 | 5 | 0.58098 | 1.1142
| SFM-wCZ16-v2015-rDXHP-t5-S16-MSRcool - Baseline Design - Hourly Results.csv | 7 | 8 | 15 | 3 | 0 | 0
| SFM-wCZ16-v2015-rDXHP-t5-S16-MSRcool - Baseline Design - Hourly Results.csv | 7 | 8 | 16 | 3 | 0 | 0
| SFM-wCZ16-v2015-rDXHP-t5-S16-MSRcool - Baseline Design - Hourly Results.csv | 7 | 8 | 17 | 3 | 0 | 0
| SFM-wCZ16-v2015-rDXHP-t5-S16-MSRcool - Baseline Design - Hourly Results.csv | 7 | 9 | 15 | 4 | 0 | 0
| SFM-wCZ16-v2015-rDXHP-t5-S16-MSRcool - Baseline Design - Hourly Results.csv | 7 | 9 | 16 | 4 | 0 | 0
| SFM-wCZ16-v2015-rDXHP-t5-S16-MSRcool - Baseline Design - Hourly Results.csv | 7 | 9 | 17 | 4 | 0 | 0
| SFM-wCZ16-v2015-rDXHP-t5-S16-MSRcool - Baseline Design - Hourly Results.csv | 7 | 10 | 15 | 5 | 0.25881 | 0.73303
| SFM-wCZ16-v2015-rDXHP-t5-S16-MSRcool - Baseline Design - Hourly Results.csv | 7 | 10 | 16 | 5 | 0.43358 | 0.90593
| SFM-wCZ16-v2015-rDXHP-t5-S16-MSRcool - Baseline Design - Hourly Results.csv | 7 | 10 | 17 | 5 | 0.58098 | 1.1142
| SFM-wCZ16-v2015-rDXHP-t5-S16-MSRheat - Baseline Design - Hourly Results.csv | 7 | 8 | 15 | 3 | 0 | 0
| SFM-wCZ16-v2015-rDXHP-t5-S16-MSRheat - Baseline Design - Hourly Results.csv | 7 | 8 | 16 | 3 | 0 | 0
| SFM-wCZ16-v2015-rDXHP-t5-S16-MSRheat - Baseline Design - Hourly Results.csv | 7 | 8 | 17 | 3 | 0 | 0
| SFM-wCZ16-v2015-rDXHP-t5-S16-MSRheat - Baseline Design - Hourly Results.csv | 7 | 9 | 15 | 4 | 0 | 0
| SFM-wCZ16-v2015-rDXHP-t5-S16-MSRheat - Baseline Design - Hourly Results.csv | 7 | 9 | 16 | 4 | 0 | 0
| SFM-wCZ16-v2015-rDXHP-t5-S16-MSRheat - Baseline Design - Hourly Results.csv | 7 | 9 | 17 | 4 | 0 | 0
| SFM-wCZ16-v2015-rDXHP-t5-S16-MSRheat - Baseline Design - Hourly Results.csv | 7 | 10 | 15 | 5 | 0.23425 | 0.66349
| SFM-wCZ16-v2015-rDXHP-t5-S16-MSRheat - Baseline Design - Hourly Results.csv | 7 | 10 | 16 | 5 | 0.39244 | 0.81999
| SFM-wCZ16-v2015-rDXHP-t5-S16-MSRheat - Baseline Design - Hourly Results.csv | 7 | 10 | 17 | 5 | 0.52587 | 1.0085
| SFM-wCZ16-v2015-rDXHP-t5-S17-MSRboth - Baseline Design - Hourly Results.csv | 7 | 8 | 15 | 3 | 0 | 0
| SFM-wCZ16-v2015-rDXHP-t5-S17-MSRboth - Baseline Design - Hourly Results.csv | 7 | 8 | 16 | 3 | 0 | 0
| SFM-wCZ16-v2015-rDXHP-t5-S17-MSRboth - Baseline Design - Hourly Results.csv | 7 | 8 | 17 | 3 | 0 | 0
| SFM-wCZ16-v2015-rDXHP-t5-S17-MSRboth - Baseline Design - Hourly Results.csv | 7 | 9 | 15 | 4 | 0 | 0
| SFM-wCZ16-v2015-rDXHP-t5-S17-MSRboth - Baseline Design - Hourly Results.csv | 7 | 9 | 16 | 4 | 0 | 0
| SFM-wCZ16-v2015-rDXHP-t5-S17-MSRboth - Baseline Design - Hourly Results.csv | 7 | 9 | 17 | 4 | 0 | 0
| SFM-wCZ16-v2015-rDXHP-t5-S17-MSRboth - Baseline Design - Hourly Results.csv | 7 | 10 | 15 | 5 | 0.24307 | 0.68845
| SFM-wCZ16-v2015-rDXHP-t5-S17-MSRboth - Baseline Design - Hourly Results.csv | 7 | 10 | 16 | 5 | 0.40721 | 0.85084
| SFM-wCZ16-v2015-rDXHP-t5-S17-MSRboth - Baseline Design - Hourly Results.csv | 7 | 10 | 17 | 5 | 0.54565 | 1.0465
| SFM-wCZ16-v2015-rDXHP-t5-S17-MSRcool - Baseline Design - Hourly Results.csv | 7 | 8 | 15 | 3 | 0 | 0
| SFM-wCZ16-v2015-rDXHP-t5-S17-MSRcool - Baseline Design - Hourly Results.csv | 7 | 8 | 16 | 3 | 0 | 0
| SFM-wCZ16-v2015-rDXHP-t5-S17-MSRcool - Baseline Design - Hourly Results.csv | 7 | 8 | 17 | 3 | 0 | 0
| SFM-wCZ16-v2015-rDXHP-t5-S17-MSRcool - Baseline Design - Hourly Results.csv | 7 | 9 | 15 | 4 | 0 | 0
| SFM-wCZ16-v2015-rDXHP-t5-S17-MSRcool - Baseline Design - Hourly Results.csv | 7 | 9 | 16 | 4 | 0 | 0
| SFM-wCZ16-v2015-rDXHP-t5-S17-MSRcool - Baseline Design - Hourly Results.csv | 7 | 9 | 17 | 4 | 0 | 0
| SFM-wCZ16-v2015-rDXHP-t5-S17-MSRcool - Baseline Design - Hourly Results.csv | 7 | 10 | 15 | 5 | 0.24307 | 0.68845
| SFM-wCZ16-v2015-rDXHP-t5-S17-MSRcool - Baseline Design - Hourly Results.csv | 7 | 10 | 16 | 5 | 0.40721 | 0.85084
| SFM-wCZ16-v2015-rDXHP-t5-S17-MSRcool - Baseline Design - Hourly Results.csv | 7 | 10 | 17 | 5 | 0.54565 | 1.0465
| SFM-wCZ16-v2015-rDXHP-t5-S17-MSRheat - Baseline Design - Hourly Results.csv | 7 | 8 | 15 | 3 | 0 | 0
| SFM-wCZ16-v2015-rDXHP-t5-S17-MSRheat - Baseline Design - Hourly Results.csv | 7 | 8 | 16 | 3 | 0 | 0
| SFM-wCZ16-v2015-rDXHP-t5-S17-MSRheat - Baseline Design - Hourly Results.csv | 7 | 8 | 17 | 3 | 0 | 0
| SFM-wCZ16-v2015-rDXHP-t5-S17-MSRheat - Baseline Design - Hourly Results.csv | 7 | 9 | 15 | 4 | 0 | 0
| SFM-wCZ16-v2015-rDXHP-t5-S17-MSRheat - Baseline Design - Hourly Results.csv | 7 | 9 | 16 | 4 | 0 | 0
| SFM-wCZ16-v2015-rDXHP-t5-S17-MSRheat - Baseline Design - Hourly Results.csv | 7 | 9 | 17 | 4 | 0 | 0
| SFM-wCZ16-v2015-rDXHP-t5-S17-MSRheat - Baseline Design - Hourly Results.csv | 7 | 10 | 15 | 5 | 0.21887 | 0.61991
| SFM-wCZ16-v2015-rDXHP-t5-S17-MSRheat - Baseline Design - Hourly Results.csv | 7 | 10 | 16 | 5 | 0.36667 | 0.76614
| SFM-wCZ16-v2015-rDXHP-t5-S17-MSRheat - Baseline Design - Hourly Results.csv | 7 | 10 | 17 | 5 | 0.49133 | 0.94228
Note on A1: QC NOTES: -(pass) Check for Duplicates in Raw Data -Check formulas -Check all are represented

## Data QC
DEER Prototypes: | 640
Count
|  | BT | 1
|  | CZ | 16
|  | TStat | 5
|  | HVAC | 2
|  | Tech IDs | 4
Baseline Runs: | 400 |  | BSL | MSR
Measure Runs: | 1200
Total Runs: | 1600 | HVAC | Eff | Run
|  | DXGF | S14 | BSLcool
|  | DXGF | S14 | BSLheat
|  | DXGF | S15 | MSRcool
|  | DXGF | S15 | MSRheat
|  | DXGF | S16 | MSRcool
|  | DXGF | S16 | MSRheat
|  | DXGF | S17 | MSRcool
|  | DXGF | S17 | MSRheat
|  | DXHP | S14 | BSLcool
|  | DXHP | S14 | BSLheat
|  | DXHP | S15 | MSRcool
|  | DXHP | S15 | MSRheat
|  | DXHP | S16 | MSRcool
|  | DXHP | S16 | MSRheat
|  | DXHP | S17 | MSRcool
|  | DXHP | S17 | MSRheat
|  | DXHP | S14 | BSLboth | Testing only
|  | DXHP | S15 | MSRboth
|  | DXHP | S16 | MSRboth
|  | DXHP | S17 | MSRboth