## Savings Summary
Building Type | CZ | CWP |  |  | CHWP |  |  |  | CWP | CHWP
|  | kWh/year/HP | DEER Peak kW/HP with CZ2 | DEER14 Peak kW/HP | kWh/year/HP | DEER Peak kW/HP with CZ2 | DEER14 Peak kW/HP | CZ | % higher or lower of DEER14 peak w.r.t. to DEER CZ2 peak | % higher or lower of DEER14 peak w.r.t. to DEER CZ2 peak
ECC | CZ01 | 159.4 | 0.085773 | 0.09 | 828.5 | 0.42597 | 0.48 | CZ01 | 7.546% | 13.67%
ECC | CZ02 | 233.1 | 0.081808 | 0.1 | 1274.3 | 0.3594 | 0.27 | CZ02 | 17.62% | -23.68%
ECC | CZ03 | 248.4 | 0.078925 | 0.06 | 1362.1 | 0.43646 | 0.27 | CZ03 | -24.81% | -38.52%
ECC | CZ04 | 281.3 | 0.0837 | 0.08 | 1600.5 | 0.53028 | 0.35 | CZ04 | -6.602% | -33.52%
ECC | CZ05 | 251.1 | 0.07017 | 0.07 | 1479.3 | 0.48051 | 0.38 | CZ05 | 0.4401% | -20.32%
ECC | CZ06 | 350 | 0.073897 | 0.08 | 1643.5 | 0.3537 | 0.31 | CZ06 | 8.271% | -11.84%
ECC | CZ07 | 346.8 | 0.070519 | 0.07 | 1721.8 | 0.24938 | 0.23 | CZ07 | -1.595% | -6.728%
ECC | CZ08 | 321.8 | 0.070122 | 0.07 | 1672.3 | 0.17737 | 0.18 | CZ08 | 1.701% | -1.248%
ECC | CZ09 | 374.2 | 0.05 | 0.05 | 1973.9 | 0.14241 | 0.12 | CZ09 | 8.548% | -14.24%
ECC | CZ10 | 350.5 | 0.073274 | 0.08 | 1966.2 | 0.1756 | 0.17 | CZ10 | 3.022% | -3.346%
ECC | CZ11 | 319.9 | 0.081471 | 0.07 | 1740.5 | 0.44879 | 0.33 | CZ11 | -15.65% | -27.06%
ECC | CZ12 | 308.8 | 0.07 | 0.07 | 1573.7 | 0.1965 | 0.18 | CZ12 | 1.242% | -9.215%
ECC | CZ13 | 324.3 | 0.099007 | 0.09 | 1669.6 | 0.38985 | 0.28 | CZ13 | -7.31% | -27.45%
ECC | CZ14 | 360.5 | 0.079053 | 0.07 | 1766.4 | 0.42587 | 0.43 | CZ14 | -9.222% | 0.1951%
ECC | CZ15 | 452.5 | 0.070703 | 0.08 | 2474.3 | 0.32961 | 0.29 | CZ15 | 17.62% | -12.47%
ECC | CZ16 | 169.5 | 0.043769 | 0.05 | 1149.9 | 0.22517 | 0.21 | CZ16 | 5.348% | -6.148%
ESe | CZ01 | 216.5 | 0.10447 | 0.11 | 1273.3 | 0.57347 | 0.65
ESe | CZ02 | 326.6 | 0.0092672 | 0.01 | 1358.2 | 0.036396 | 0.03
ESe | CZ03 | 308.4 | 0 | 0 | 1449.1 | 0 | 0
ESe | CZ04 | 344.6 | 0.045139 | 0.04 | 1525.5 | 0.18028 | 0.12
ESe | CZ05 | 329.2 | 0.095636 | 0.1 | 1460.2 | 0.47052 | 0.37
ESe | CZ06 | 398 | 0.08561 | 0.09 | 1661.1 | 0.34686 | 0.31
ESe | CZ07 | 415 | 0.065437 | 0.06 | 1818.3 | 0.27391 | 0.26
ESe | CZ08 | 417.1 | 0.069684 | 0.07 | 1810.5 | 0.33405 | 0.33
ESe | CZ09 | 482.5 | 0.12617 | 0.14 | 2143.3 | 0.49502 | 0.42
ESe | CZ10 | 433.7 | 0.11594 | 0.12 | 1880.9 | 0.44421 | 0.43
ESe | CZ11 | 483.2 | 0.11953 | 0.1 | 1993.2 | 0.41 | 0.3
ESe | CZ12 | 415.6 | 0.14111 | 0.14 | 1737.4 | 0.54064 | 0.49
ESe | CZ13 | 464.3 | 0.11545 | 0.11 | 2056.8 | 0.4227 | 0.31
ESe | CZ14 | 484.1 | 0.12665 | 0.11 | 2050.2 | 0.42224 | 0.42
ESe | CZ15 | 645.1 | 0.12403 | 0.15 | 2554.1 | 0.39959 | 0.35
ESe | CZ16 | 324.1 | 0.11998 | 0.13 | 1657 | 0.61929 | 0.58
Hsp | CZ01 | 521.9 | 0.078617 | 0.08 | 3526.7 | 0.54561 | 0.62
Hsp | CZ02 | 551.8 | 0.075395 | 0.09 | 3795.6 | 0.36949 | 0.28
Hsp | CZ03 | 591.4 | 0.06 | 0.05 | 4246.8 | 0.5326 | 0.33
Hsp | CZ04 | 592.7 | 0.074743 | 0.07 | 3917.9 | 0.34337 | 0.23
Hsp | CZ05 | 548.7 | 0.07 | 0.07 | 3741.8 | 0.42827 | 0.34
Hsp | CZ06 | 585.2 | 0.073767 | 0.08 | 4262.8 | 0.37434 | 0.33
Hsp | CZ07 | 609.7 | 0.0746 | 0.07 | 4374.8 | 0.36146 | 0.34
Hsp | CZ08 | 597.5 | 0.073422 | 0.07 | 4249.6 | 0.29177 | 0.29
Hsp | CZ09 | 595.4 | 0.074627 | 0.08 | 4393.4 | 0.32973 | 0.28
Hsp | CZ10 | 597.4 | 0.078182 | 0.08 | 3909.8 | 0.26 | 0.25
Hsp | CZ11 | 540.1 | 0.072774 | 0.06 | 3825.8 | 0.35787 | 0.26
Hsp | CZ12 | 588.2 | 0.073052 | 0.07 | 3984.9 | 0.35241 | 0.32
Hsp | CZ13 | 581.5 | 0.076429 | 0.07 | 3797.4 | 0.34019 | 0.25
Hsp | CZ14 | 505 | 0.07 | 0.06 | 3619.4 | 0.31632 | 0.32
Hsp | CZ15 | 577.3 | 0.07068 | 0.08 | 4210.7 | 0.34787 | 0.3
Hsp | CZ16 | 452.7 | 0.071806 | 0.08 | 3343.4 | 0.38795 | 0.36
Htl | CZ01 | 842.1 | 0.1084 | 0.12 | 3530.2 | 0.48 | 0.55
Htl | CZ02 | 867.3 | 0.06 | 0.07 | 3750.5 | 0.45859 | 0.35
Htl | CZ03 | 815.8 | 0.066994 | 0.05 | 4071 | 0.49 | 0.3
Htl | CZ04 | 880.3 | 0.067527 | 0.06 | 4338.9 | 0.48991 | 0.33
Htl | CZ05 | 783.2 | 0.060611 | 0.06 | 4199.8 | 0.51986 | 0.41
Htl | CZ06 | 851.6 | 0.06057 | 0.07 | 4040.9 | 0.49649 | 0.44
Htl | CZ07 | 968.5 | 0.083159 | 0.08 | 4508 | 0.46359 | 0.43
Htl | CZ08 | 905.4 | 0.075659 | 0.08 | 4212.7 | 0.47268 | 0.47
Htl | CZ09 | 866.3 | 0.069258 | 0.08 | 4092.3 | 0.41548 | 0.36
Htl | CZ10 | 843.8 | 0.073964 | 0.08 | 4214.3 | 0.42033 | 0.41
Htl | CZ11 | 802.9 | 0.091588 | 0.08 | 4015.8 | 0.56163 | 0.41
Htl | CZ12 | 833.3 | 0.066555 | 0.07 | 3747.6 | 0.45746 | 0.42
Htl | CZ13 | 814.7 | 0.077168 | 0.07 | 4137.4 | 0.59326 | 0.43
Htl | CZ14 | 799.9 | 0.071817 | 0.07 | 3821.4 | 0.48051 | 0.48
Htl | CZ15 | 928.5 | 0.08 | 0.09 | 4230.2 | 0.63328 | 0.55
Htl | CZ16 | 733.6 | 0.08 | 0.08 | 3392.9 | 0.45431 | 0.43
MBT | CZ01 | 109.6 | 0.098932 | 0.11 | 435.6 | 0.38486 | 0.44
MBT | CZ02 | 200.4 | 0.06 | 0.07 | 753.6 | 0.22995 | 0.18
MBT | CZ03 | 214.7 | 0.03 | 0.02 | 877.7 | 0.1565 | 0.1
MBT | CZ04 | 236.6 | 0.029372 | 0.03 | 929.6 | 0.09 | 0.06
MBT | CZ05 | 223.3 | 0.04 | 0.04 | 917.2 | 0.22687 | 0.18
MBT | CZ06 | 285 | 0.054407 | 0.06 | 1150.2 | 0.13339 | 0.12
MBT | CZ07 | 318.6 | 0.07671 | 0.08 | 1284.6 | 0.21003 | 0.2
MBT | CZ08 | 276 | 0.074415 | 0.08 | 1073.2 | 0.16007 | 0.16
MBT | CZ09 | 250.4 | 0.049029 | 0.05 | 1042.9 | 0.047191 | 0.04
MBT | CZ10 | 279.9 | 0.079298 | 0.08 | 975.9 | 0.15069 | 0.15
MBT | CZ11 | 222.3 | 0.040378 | 0.03 | 755.9 | 0.1 | 0.07
MBT | CZ12 | 207.8 | 0.077511 | 0.08 | 738.5 | 0.16638 | 0.15
MBT | CZ13 | 222 | 0.045557 | 0.04 | 794.9 | 0.051299 | 0.04
MBT | CZ14 | 216.4 | 0.043736 | 0.04 | 779.3 | 0.095699 | 0.1
MBT | CZ15 | 274 | 0.043903 | 0.05 | 1062 | 0.0005218 | 0
MBT | CZ16 | 152.5 | 0.04389 | 0.05 | 605.4 | 0.15213 | 0.14
Nrs | CZ01 | 464.5 | 0.12093 | 0.13 | 2185 | 0.56 | 0.64
Nrs | CZ02 | 525.9 | 0.085966 | 0.1 | 2735.2 | 0.57 | 0.44
Nrs | CZ03 | 508.6 | 0.090636 | 0.07 | 2787.3 | 0.57 | 0.35
Nrs | CZ04 | 570.2 | 0.059874 | 0.06 | 3026.1 | 0.52 | 0.35
Nrs | CZ05 | 480.8 | 0.06656 | 0.07 | 2827.1 | 0.61 | 0.49
Nrs | CZ06 | 678.1 | 0.061114 | 0.07 | 3026 | 0.49 | 0.43
Nrs | CZ07 | 689.8 | 0.064089 | 0.06 | 3617.5 | 0.5591 | 0.52
Nrs | CZ08 | 640.4 | 0.0643 | 0.07 | 3492 | 0.52828 | 0.52
Nrs | CZ09 | 694.4 | 0.070798 | 0.08 | 3335.9 | 0.51918 | 0.45
Nrs | CZ10 | 647.7 | 0.074485 | 0.08 | 3480.1 | 0.52818 | 0.51
Nrs | CZ11 | 604.9 | 0.057226 | 0.05 | 2975.6 | 0.49 | 0.36
Nrs | CZ12 | 574.8 | 0.06 | 0.06 | 3148.6 | 0.55793 | 0.51
Nrs | CZ13 | 627.5 | 0.062308 | 0.06 | 3512.8 | 0.52 | 0.38
Nrs | CZ14 | 714.6 | 0.067958 | 0.06 | 3497.4 | 0.48316 | 0.48
Nrs | CZ15 | 784.5 | 0.06136 | 0.07 | 4232.3 | 0.49 | 0.43
Nrs | CZ16 | 434.2 | 0.06692 | 0.07 | 2661.5 | 0.54 | 0.51
OfL | CZ01 | 96 | 0.082223 | 0.09 | 469.3 | 0.37792 | 0.43
OfL | CZ02 | 236.5 | 0.060542 | 0.07 | 1104.4 | 0.34576 | 0.26
OfL | CZ03 | 222.5 | 0.094566 | 0.07 | 1025 | 0.42256 | 0.26
OfL | CZ04 | 261.8 | 0.075051 | 0.07 | 1237.1 | 0.34179 | 0.23
OfL | CZ05 | 231.3 | 0.065041 | 0.07 | 1167.1 | 0.4323 | 0.34
OfL | CZ06 | 292.3 | 0.067823 | 0.07 | 1481.5 | 0.28351 | 0.25
OfL | CZ07 | 333.4 | 0.07946 | 0.08 | 1567.1 | 0.27266 | 0.25
OfL | CZ08 | 310.1 | 0.07771 | 0.08 | 1446.2 | 0.26 | 0.26
OfL | CZ09 | 299.5 | 0.073996 | 0.08 | 1293.9 | 0.26096 | 0.22
OfL | CZ10 | 292.5 | 0.08 | 0.08 | 1279.8 | 0.23403 | 0.23
OfL | CZ11 | 262.6 | 0.086953 | 0.07 | 1203.8 | 0.33955 | 0.25
OfL | CZ12 | 232.2 | 0.070609 | 0.07 | 1077.8 | 0.26859 | 0.24
OfL | CZ13 | 246.1 | 0.080178 | 0.07 | 1050.3 | 0.31 | 0.22
OfL | CZ14 | 288.7 | 0.069171 | 0.06 | 1199.2 | 0.28466 | 0.29
OfL | CZ15 | 352.4 | 0.066055 | 0.08 | 1516.3 | 0.27441 | 0.24
OfL | CZ16 | 168.6 | 0.073843 | 0.08 | 893.1 | 0.33938 | 0.32
OfS | CZ01 | 87.4 | 0.094832 | 0.1 | 346.2 | 0.32715 | 0.37
OfS | CZ02 | 174 | 0.057444 | 0.07 | 930.5 | 0.35874 | 0.27
OfS | CZ03 | 267.4 | 0.11484 | 0.09 | 933.8 | 0.3596 | 0.22
OfS | CZ04 | 217.1 | 0.05972 | 0.06 | 1134.4 | 0.26 | 0.17
OfS | CZ05 | 269.6 | 0.10932 | 0.11 | 1106 | 0.55838 | 0.44
OfS | CZ06 | 238.6 | 0.076719 | 0.08 | 1448.2 | 0.41 | 0.36
OfS | CZ07 | 330.4 | 0.083677 | 0.08 | 1509 | 0.3 | 0.28
OfS | CZ08 | 256.3 | 0.077734 | 0.08 | 1367.2 | 0.28832 | 0.28
OfS | CZ09 | 286.7 | 0.096963 | 0.11 | 959 | 0.23134 | 0.2
OfS | CZ10 | 250.3 | 0.085489 | 0.09 | 1214.9 | 0.26698 | 0.26
OfS | CZ11 | 213.8 | 0.074568 | 0.06 | 975.8 | 0.27212 | 0.2
OfS | CZ12 | 190 | 0.079361 | 0.08 | 909.9 | 0.28667 | 0.26
OfS | CZ13 | 222.4 | 0.070478 | 0.07 | 957.6 | 0.26 | 0.19
OfS | CZ14 | 235.3 | 0.081644 | 0.07 | 942 | 0.24389 | 0.24
OfS | CZ15 | 349.8 | 0.066052 | 0.08 | 1367.2 | 0.31732 | 0.28
OfS | CZ16 | 127.7 | 0.059551 | 0.06 | 687.3 | 0.34465 | 0.32
Rt3 | CZ01 | 286 | 0.069524 | 0.07 | 1270.1 | 0.3337 | 0.38
Rt3 | CZ02 | 416.8 | 0.084982 | 0.1 | 1805.2 | 0.31742 | 0.24
Rt3 | CZ03 | 357.3 | 0.089774 | 0.07 | 1872.2 | 0.46 | 0.28
Rt3 | CZ04 | 389.9 | 0.065076 | 0.06 | 1825.1 | 0.14061 | 0.09
Rt3 | CZ05 | 422.2 | 0.056141 | 0.06 | 1892 | 0.3924 | 0.31
Rt3 | CZ06 | 421.5 | 0.068009 | 0.07 | 1971.4 | 0.23233 | 0.2
Rt3 | CZ07 | 428.8 | 0.06 | 0.06 | 2006 | 0.22676 | 0.21
Rt3 | CZ08 | 459.4 | 0.074574 | 0.08 | 2015.8 | 0.048448 | 0.05
Rt3 | CZ09 | 431.5 | 0.07799 | 0.08 | 1665.4 | 0.1133 | 0.1
Rt3 | CZ10 | 413.2 | 0.08092 | 0.08 | 1599.6 | 0.13452 | 0.13
Rt3 | CZ11 | 357.6 | 0.058044 | 0.05 | 1409.2 | -0.0025085 | 0
Rt3 | CZ12 | 344 | 0.055208 | 0.06 | 1499.2 | 0.15494 | 0.14
Rt3 | CZ13 | 339.4 | 0.06428 | 0.06 | 1352.1 | 0.18022 | 0.13
Rt3 | CZ14 | 373.4 | 0.061479 | 0.06 | 1531.4 | 0.1586 | 0.16
Rt3 | CZ15 | 435.8 | 0.059232 | 0.07 | 1423.3 | 0.14605 | 0.13
Rt3 | CZ16 | 292 | 0.051468 | 0.05 | 1603.1 | 0.27204 | 0.26
EUn | CZ01 | 826.2 | 0.13674 | 0.15 | 3965.8 | 0.60137 | 0.68
EUn | CZ02 | 852.4 | 0.099096 | 0.12 | 3734.5 | 0.36446 | 0.28
EUn | CZ03 | 864 | 0.12445 | 0.09 | 3894.3 | 0.53087 | 0.33
EUn | CZ04 | 893.7 | 0.096081 | 0.09 | 3898.5 | 0.45569 | 0.3
EUn | CZ05 | 827.7 | 0.06 | 0.06 | 4288 | 0.42899 | 0.34
EUn | CZ06 | 898.2 | 0.074943 | 0.08 | 3795.5 | 0.37217 | 0.33
EUn | CZ07 | 967.3 | 0.073932 | 0.07 | 4045.8 | 0.25938 | 0.24
EUn | CZ08 | 913.9 | 0.083899 | 0.09 | 3898 | 0.23475 | 0.23
EUn | CZ09 | 853.6 | 0.079435 | 0.09 | 4047.5 | 0.41684 | 0.36
EUn | CZ10 | 873.3 | 0.067997 | 0.07 | 4099.6 | 0.19171 | 0.19
EUn | CZ11 | 769.6 | 0.092579 | 0.08 | 3477 | 0.42919 | 0.31
EUn | CZ12 | 868.1 | 0.069329 | 0.07 | 3582.4 | 0.31559 | 0.29
EUn | CZ13 | 809.8 | 0.12516 | 0.12 | 3727.4 | 0.46029 | 0.33
EUn | CZ14 | 887.5 | 0.083247 | 0.08 | 3633.5 | 0.43605 | 0.44
EUn | CZ15 | 799 | 0.074124 | 0.09 | 4144.5 | 0.37155 | 0.33
EUn | CZ16 | 705.5 | 0.052407 | 0.06 | 3494.6 | 0.28483 | 0.27
Note on O2: Author: Refer to DEER kW analysis folder and CWP Summary file
Note on P2: Author: Refer to DEER kW analysis folder and CHWP Summary file

## Savings Analysis_CWP
| Baseline |  | Proposed_CWP |  | CWP Savings |  | CWP | CWP Savings |  |  | CWP Savings organized by vintages | [6 empty] | CWP Weighted
Bldg-CZ-Vintage | kWh/year | DEER Peak kW | kWh/year | DEER Peak kW | kWh/year | DEER Peak kW | HP | kWh/year/HP | DEER Peak kW/hp | Bldg-CZ-Vintage | kWh/year/HP | DEER Peak kW/hp |  | Bldg Type | CZ | Vintage | Vinatage Weights | kWh/year/HP | DEER Peak kW/hp | Bldg Type | CZ
ECC-w01-v96 | 3146600 | 898.67 | 3135280 | 893.11 | 11320 | 5.56 | 60 | 188.6667 | 0.09 | ECC-w01-v96 | 188.6667 | 0.09 | 01 | ECC | CZ01 | 96 | 0.119 | 159.3964 | 0.085773 | ECC | CZ01
ECC-w02-v96 | 3698750 | 868.67 | 3660900 | 854.56 | 37850 | 14.11 | 120 | 315.4167 | 0.12 | ECC-w01-v03 | 110.3333 | 0.07 | 01 | ECC | CZ01 | 03 | 0.04315
ECC-w03-v96 | 3463320 | 398.56 | 3439150 | 390.33 | 24170 | 8.23 | 80 | 302.125 | 0.1 | ECC-w01-v07 | 145.7778 | 0.09 | 01 | ECC | CZ01 | 07 | 0.0319
ECC-w04-v96 | 3766410 | 505.56 | 3729980 | 494.78 | 36430 | 10.78 | 100 | 364.3 | 0.11 | ECC-w01-v11 | 143.7778 | 0.09 | 01 | ECC | CZ01 | 11 | 0.0319
ECC-w05-v96 | 3466650 | 970.89 | 3441930 | 965.89 | 24720 | 5 | 80 | 309 | 0.06 | ECC-w01-v14 | 132.2222 | 0.08 | 01 | ECC | CZ01 | 14 | 0.01595
ECC-w06-v96 | 3901600 | 761.78 | 3858680 | 753.44 | 42920 | 8.34 | 100 | 429.2 | 0.08 | ECC-w02-v96 | 315.4167 | 0.12 | 02 | ECC | CZ02 | 96 | 0.3967 | 233.0885 | 0.081808 | ECC | CZ02
ECC-w07-v96 | 3848810 | 1293.56 | 3806000 | 1286.22 | 42810 | 7.34 | 100 | 428.1 | 0.07 | ECC-w02-v03 | 185.5833 | 0.06 | 02 | ECC | CZ02 | 03 | 0.3873
ECC-w08-v96 | 4036290 | 1488.11 | 3988410 | 1478.78 | 47880 | 9.33 | 120 | 399 | 0.08 | ECC-w02-v07 | 185.0833 | 0.06 | 02 | ECC | CZ02 | 07 | 0.1506
ECC-w09-v96 | 4206800 | 835.67 | 4144060 | 828.11 | 62740 | 7.56 | 150 | 418.2667 | 0.05 | ECC-w02-v11 | 183.6667 | 0.06 | 02 | ECC | CZ02 | 11 | 0.1506
ECC-w10-v96 | 4171310 | 1178.78 | 4114980 | 1169.67 | 56330 | 9.11 | 120 | 469.4167 | 0.08 | ECC-w02-v14 | 238.5556 | 0.08 | 02 | ECC | CZ02 | 14 | 0.0753
ECC-w11-v96 | 4065030 | 596.33 | 4014070 | 583.78 | 50960 | 12.55 | 120 | 424.6667 | 0.1 | ECC-w03-v96 | 302.125 | 0.1 | 03 | ECC | CZ03 | 96 | 2.0825 | 248.3674 | 0.078925 | ECC | CZ03
ECC-w12-v96 | 3868900 | 1007.33 | 3829550 | 1000.67 | 39350 | 6.66 | 100 | 393.5 | 0.07 | ECC-w03-v03 | 200.8 | 0.06 | 03 | ECC | CZ03 | 03 | 1.6429
ECC-w13-v96 | 4136690 | 325.56 | 4083790 | 309.89 | 52900 | 15.67 | 120 | 440.8333 | 0.13 | ECC-w03-v07 | 200.4 | 0.06 | 03 | ECC | CZ03 | 07 | 0.5735
ECC-w14-v96 | 4175530 | 916.78 | 4102230 | 902.44 | 73300 | 14.34 | 150 | 488.6667 | 0.1 | ECC-w03-v11 | 247.1667 | 0.08 | 03 | ECC | CZ03 | 11 | 0.5735
ECC-w15-v96 | 4950480 | 965.78 | 4865210 | 955 | 85270 | 10.78 | 150 | 568.4667 | 0.07 | ECC-w03-v14 | 228.8333 | 0.07 | 03 | ECC | CZ03 | 14 | 0.28675
ECC-w16-v96 | 3451630 | 574.89 | 3433870 | 572.11 | 17760 | 2.78 | 80 | 222 | 0.03 | ECC-w04-v96 | 364.3 | 0.11 | 04 | ECC | CZ04 | 96 | 0.50105 | 281.3046 | 0.0837 | ECC | CZ04
ECC-w01-v03 | 2779190 | 805.11 | 2772570 | 801.11 | 6620 | 4 | 60 | 110.3333 | 0.07 | ECC-w04-v03 | 240.1111 | 0.07 | 04 | ECC | CZ04 | 03 | 0.52948
ECC-w02-v03 | 3150520 | 699.67 | 3128250 | 692.56 | 22270 | 7.11 | 120 | 185.5833 | 0.06 | ECC-w04-v07 | 239.5556 | 0.07 | 04 | ECC | CZ04 | 07 | 0.20252
ECC-w03-v03 | 3010590 | 330.56 | 2995530 | 325.78 | 15060 | 4.78 | 75 | 200.8 | 0.06 | ECC-w04-v11 | 238.6667 | 0.07 | 04 | ECC | CZ04 | 11 | 0.20252
ECC-w04-v03 | 3229040 | 421.78 | 3207430 | 415.22 | 21610 | 6.56 | 90 | 240.1111 | 0.07 | ECC-w04-v14 | 254.8 | 0.08 | 04 | ECC | CZ04 | 14 | 0.10126
ECC-w05-v03 | 2989850 | 844.56 | 2976290 | 839.67 | 13560 | 4.89 | 60 | 226 | 0.08 | ECC-w05-v96 | 309 | 0.06 | 05 | ECC | CZ05 | 96 | 0.38266 | 251.1033 | 0.07017 | ECC | CZ05
ECC-w06-v03 | 3363080 | 659.11 | 3337080 | 652.78 | 26000 | 6.33 | 90 | 288.8889 | 0.07 | ECC-w05-v03 | 226 | 0.08 | 05 | ECC | CZ05 | 03 | 0.40255
ECC-w07-v03 | 3321100 | 1120.22 | 3294900 | 1113.89 | 26200 | 6.33 | 90 | 291.1111 | 0.07 | ECC-w05-v07 | 224.3333 | 0.07 | 05 | ECC | CZ05 | 07 | 0.15413
ECC-w08-v03 | 3453930 | 1235.89 | 3423460 | 1228.44 | 30470 | 7.45 | 120 | 253.9167 | 0.06 | ECC-w05-v11 | 221.6667 | 0.07 | 05 | ECC | CZ05 | 11 | 0.15413
ECC-w09-v03 | 3572050 | 700.33 | 3531010 | 694.11 | 41040 | 6.22 | 120 | 342 | 0.05 | ECC-w05-v14 | 207.1667 | 0.07 | 05 | ECC | CZ05 | 14 | 0.077065
ECC-w10-v03 | 3531010 | 977 | 3495480 | 968.67 | 35530 | 8.33 | 120 | 296.0833 | 0.07 | ECC-w06-v96 | 429.2 | 0.08 | 06 | ECC | CZ06 | 96 | 3.5061 | 349.9615 | 0.073897 | ECC | CZ06
ECC-w11-v03 | 3481840 | 500.11 | 3450140 | 491.22 | 31700 | 8.89 | 120 | 264.1667 | 0.07 | ECC-w06-v03 | 288.8889 | 0.07 | 06 | ECC | CZ06 | 03 | 2.0551
ECC-w12-v03 | 3337550 | 882.56 | 3312970 | 875.89 | 24580 | 6.67 | 90 | 273.1111 | 0.07 | ECC-w06-v07 | 288 | 0.07 | 06 | ECC | CZ06 | 07 | 0.9083
ECC-w13-v03 | 3541990 | 216.44 | 3509050 | 205.89 | 32940 | 10.55 | 120 | 274.5 | 0.09 | ECC-w06-v11 | 285.7778 | 0.07 | 06 | ECC | CZ06 | 11 | 0.9083
ECC-w14-v03 | 3553050 | 814.89 | 3507330 | 803.78 | 45720 | 11.11 | 150 | 304.8 | 0.07 | ECC-w06-v14 | 266.8889 | 0.06 | 06 | ECC | CZ06 | 14 | 0.45415
ECC-w15-v03 | 4235340 | 851 | 4176100 | 840.44 | 59240 | 10.56 | 150 | 394.9333 | 0.07 | ECC-w07-v96 | 428.1 | 0.07 | 07 | ECC | CZ07 | 96 | 1.792 | 346.788 | 0.070519 | ECC | CZ07
ECC-w16-v03 | 3014360 | 524.44 | 3003490 | 520.89 | 10870 | 3.55 | 75 | 144.9333 | 0.05 | ECC-w07-v03 | 291.1111 | 0.07 | 07 | ECC | CZ07 | 03 | 1.5836
ECC-w01-v07 | 2622940 | 753.56 | 2616380 | 749.56 | 6560 | 4 | 45 | 145.7778 | 0.09 | ECC-w07-v07 | 292.4444 | 0.07 | 07 | ECC | CZ07 | 07 | 0.47262
ECC-w02-v07 | 2984510 | 660.67 | 2962300 | 653.67 | 22210 | 7 | 120 | 185.0833 | 0.06 | ECC-w07-v11 | 289.4444 | 0.07 | 07 | ECC | CZ07 | 11 | 0.47262
ECC-w03-v07 | 2817430 | 291.56 | 2802400 | 286.78 | 15030 | 4.78 | 75 | 200.4 | 0.06 | ECC-w07-v14 | 326.6667 | 0.08 | 07 | ECC | CZ07 | 14 | 0.23631
ECC-w04-v07 | 3030900 | 379 | 3009340 | 372.33 | 21560 | 6.67 | 90 | 239.5556 | 0.07 | ECC-w08-v96 | 399 | 0.08 | 08 | ECC | CZ08 | 96 | 5.6162 | 321.814 | 0.070122 | ECC | CZ08
ECC-w05-v07 | 2802660 | 792.44 | 2789200 | 788.22 | 13460 | 4.22 | 60 | 224.3333 | 0.07 | ECC-w08-v03 | 253.9167 | 0.06 | 08 | ECC | CZ08 | 03 | 3.2798
ECC-w06-v07 | 3143260 | 615.78 | 3117340 | 609.56 | 25920 | 6.22 | 90 | 288 | 0.07 | ECC-w08-v07 | 253.5 | 0.06 | 08 | ECC | CZ08 | 07 | 1.456
ECC-w07-v07 | 3098710 | 1076.56 | 3072390 | 1070.22 | 26320 | 6.34 | 90 | 292.4444 | 0.07 | ECC-w08-v11 | 251.25 | 0.06 | 08 | ECC | CZ08 | 11 | 1.456
ECC-w08-v07 | 3240410 | 1198 | 3209990 | 1190.56 | 30420 | 7.44 | 120 | 253.5 | 0.06 | ECC-w08-v14 | 310 | 0.08 | 08 | ECC | CZ08 | 14 | 0.728
ECC-w09-v07 | 3349800 | 678.78 | 3308900 | 672.56 | 40900 | 6.22 | 120 | 340.8333 | 0.05 | ECC-w09-v96 | 418.2667 | 0.05 | 09 | ECC | CZ09 | 96 | 2.5991 | 374.1721 | 0.05 | ECC | CZ09
ECC-w10-v07 | 3326630 | 947.67 | 3291220 | 939.44 | 35410 | 8.23 | 120 | 295.0833 | 0.07 | ECC-w09-v03 | 342 | 0.05 | 09 | ECC | CZ09 | 03 | 1.5913
ECC-w11-v07 | 3284260 | 461.56 | 3252660 | 452.78 | 31600 | 8.78 | 120 | 263.3333 | 0.07 | ECC-w09-v07 | 340.8333 | 0.05 | 09 | ECC | CZ09 | 07 | 0.65055
ECC-w12-v07 | 3142050 | 846.44 | 3117690 | 839.89 | 24360 | 6.55 | 90 | 270.6667 | 0.07 | ECC-w09-v11 | 339.1667 | 0.05 | 09 | ECC | CZ09 | 11 | 0.65055
ECC-w13-v07 | 3334990 | 180.78 | 3302230 | 171.67 | 32760 | 9.11 | 120 | 273 | 0.08 | ECC-w09-v14 | 315.9167 | 0.05 | 09 | ECC | CZ09 | 14 | 0.32528
ECC-w14-v07 | 3376360 | 774.78 | 3330920 | 764.78 | 45440 | 10 | 150 | 302.9333 | 0.07 | ECC-w10-v96 | 469.4167 | 0.08 | 10 | ECC | CZ10 | 96 | 2.4329 | 350.4957 | 0.073274 | ECC | CZ10
ECC-w15-v07 | 3991150 | 814.67 | 3931960 | 804.11 | 59190 | 10.56 | 150 | 394.6 | 0.07 | ECC-w10-v03 | 296.0833 | 0.07 | 10 | ECC | CZ10 | 03 | 2.5173
ECC-w16-v07 | 2847530 | 499 | 2836650 | 495.22 | 10880 | 3.78 | 75 | 145.0667 | 0.05 | ECC-w10-v07 | 295.0833 | 0.07 | 10 | ECC | CZ10 | 07 | 0.99204
ECC-w01-v11 | 2565640 | 733.67 | 2559170 | 729.78 | 6470 | 3.89 | 45 | 143.7778 | 0.09 | ECC-w10-v11 | 293.25 | 0.07 | 10 | ECC | CZ10 | 11 | 0.99204
ECC-w02-v11 | 2923630 | 647 | 2901590 | 639.89 | 22040 | 7.11 | 120 | 183.6667 | 0.06 | ECC-w10-v14 | 268.6667 | 0.07 | 10 | ECC | CZ10 | 14 | 0.49602
ECC-w03-v11 | 2757760 | 285.78 | 2742930 | 281.11 | 14830 | 4.67 | 60 | 247.1667 | 0.08 | ECC-w11-v96 | 424.6667 | 0.1 | 11 | ECC | CZ11 | 96 | 0.5788 | 319.8875 | 0.081471 | ECC | CZ11
ECC-w04-v11 | 2969730 | 372.56 | 2948250 | 365.89 | 21480 | 6.67 | 90 | 238.6667 | 0.07 | ECC-w11-v03 | 264.1667 | 0.07 | 11 | ECC | CZ11 | 03 | 0.55595
ECC-w05-v11 | 2742920 | 773.44 | 2729620 | 769.22 | 13300 | 4.22 | 60 | 221.6667 | 0.07 | ECC-w11-v07 | 263.3333 | 0.07 | 11 | ECC | CZ11 | 07 | 0.2328
ECC-w06-v11 | 3079760 | 604.56 | 3054040 | 598.33 | 25720 | 6.23 | 90 | 285.7778 | 0.07 | ECC-w11-v11 | 253.8333 | 0.07 | 11 | ECC | CZ11 | 11 | 0.2328
ECC-w07-v11 | 3035510 | 1052.33 | 3009460 | 1046.11 | 26050 | 6.22 | 90 | 289.4444 | 0.07 | ECC-w11-v14 | 310.2222 | 0.09 | 11 | ECC | CZ11 | 14 | 0.1164
ECC-w08-v11 | 3175750 | 1173 | 3145600 | 1165.67 | 30150 | 7.33 | 120 | 251.25 | 0.06 | ECC-w12-v96 | 393.5 | 0.07 | 12 | ECC | CZ12 | 96 | 0.7783 | 308.8124 | 0.07 | ECC | CZ12
ECC-w09-v11 | 3284670 | 666.56 | 3243970 | 660.44 | 40700 | 6.12 | 120 | 339.1667 | 0.05 | ECC-w12-v03 | 273.1111 | 0.07 | 12 | ECC | CZ12 | 03 | 0.79885
ECC-w10-v11 | 3262260 | 931.22 | 3227070 | 923.11 | 35190 | 8.11 | 120 | 293.25 | 0.07 | ECC-w12-v07 | 270.6667 | 0.07 | 12 | ECC | CZ12 | 07 | 0.3183
ECC-w11-v11 | 3200210 | 442.78 | 3169750 | 434.22 | 30460 | 8.56 | 120 | 253.8333 | 0.07 | ECC-w12-v11 | 268 | 0.07 | 12 | ECC | CZ12 | 11 | 0.3183
ECC-w12-v11 | 3077850 | 830.11 | 3053730 | 823.56 | 24120 | 6.55 | 90 | 268 | 0.07 | ECC-w12-v14 | 231.7778 | 0.07 | 12 | ECC | CZ12 | 14 | 0.15915
ECC-w13-v11 | 3257490 | 178.67 | 3225300 | 168.89 | 32190 | 9.78 | 120 | 268.25 | 0.08 | ECC-w13-v96 | 440.8333 | 0.13 | 13 | ECC | CZ13 | 96 | 1.2469 | 324.2707 | 0.099007 | ECC | CZ13
ECC-w14-v11 | 3292120 | 753.11 | 3248070 | 742.89 | 44050 | 10.22 | 150 | 293.6667 | 0.07 | ECC-w13-v03 | 274.5 | 0.09 | 13 | ECC | CZ13 | 03 | 1.2592
ECC-w15-v11 | 3877770 | 793.11 | 3819900 | 782.78 | 57870 | 10.33 | 150 | 385.8 | 0.07 | ECC-w13-v07 | 273 | 0.08 | 13 | ECC | CZ13 | 07 | 0.5746
ECC-w16-v11 | 2778700 | 485.11 | 2768130 | 481.33 | 10570 | 3.78 | 75 | 140.9333 | 0.05 | ECC-w13-v11 | 268.25 | 0.08 | 13 | ECC | CZ13 | 11 | 0.5746
ECC-w01-v14 | 2538980 | 722.44 | 2533030 | 718.78 | 5950 | 3.66 | 45 | 132.2222 | 0.08 | ECC-w13-v14 | 251.0833 | 0.08 | 13 | ECC | CZ13 | 14 | 0.2873
ECC-w02-v14 | 2880820 | 627.89 | 2859350 | 621 | 21470 | 6.89 | 90 | 238.5556 | 0.08 | ECC-w14-v96 | 488.6667 | 0.1 | 14 | ECC | CZ14 | 96 | 0.6708 | 360.4695 | 0.079053 | ECC | CZ14
ECC-w03-v14 | 2721110 | 279.89 | 2707380 | 275.56 | 13730 | 4.33 | 60 | 228.8333 | 0.07 | ECC-w14-v03 | 304.8 | 0.07 | 14 | ECC | CZ14 | 03 | 0.68315
ECC-w04-v14 | 2906510 | 354.33 | 2887400 | 348.56 | 19110 | 5.77 | 75 | 254.8 | 0.08 | ECC-w14-v07 | 302.9333 | 0.07 | 14 | ECC | CZ14 | 07 | 0.28469
ECC-w05-v14 | 2706940 | 759.89 | 2694510 | 755.67 | 12430 | 4.22 | 60 | 207.1667 | 0.07 | ECC-w14-v11 | 293.6667 | 0.07 | 14 | ECC | CZ14 | 11 | 0.28469
ECC-w06-v14 | 3028850 | 575 | 3004830 | 569.78 | 24020 | 5.22 | 90 | 266.8889 | 0.06 | ECC-w14-v14 | 272.2 | 0.06 | 14 | ECC | CZ14 | 14 | 0.14235
ECC-w07-v14 | 2989300 | 1026 | 2964800 | 1020.22 | 24500 | 5.78 | 75 | 326.6667 | 0.08 | ECC-w15-v96 | 568.4667 | 0.07 | 15 | ECC | CZ15 | 96 | 0.5438 | 452.4852 | 0.070703 | ECC | CZ15
ECC-w08-v14 | 3115050 | 1142.89 | 3087150 | 1136 | 27900 | 6.89 | 90 | 310 | 0.08 | ECC-w15-v03 | 394.9333 | 0.07 | 15 | ECC | CZ15 | 03 | 0.5875
ECC-w09-v14 | 3213050 | 639.22 | 3175140 | 633.44 | 37910 | 5.78 | 120 | 315.9167 | 0.05 | ECC-w15-v07 | 394.6 | 0.07 | 15 | ECC | CZ15 | 07 | 0.2454
ECC-w10-v14 | 3186280 | 904.78 | 3154040 | 896.78 | 32240 | 8 | 120 | 268.6667 | 0.07 | ECC-w15-v11 | 385.8 | 0.07 | 15 | ECC | CZ15 | 11 | 0.2454
ECC-w11-v14 | 3129590 | 427.22 | 3101670 | 419.11 | 27920 | 8.11 | 90 | 310.2222 | 0.09 | ECC-w15-v14 | 463.1667 | 0.08 | 15 | ECC | CZ15 | 14 | 0.1227
ECC-w12-v14 | 3005690 | 798.11 | 2984830 | 792.11 | 20860 | 6 | 90 | 231.7778 | 0.07 | ECC-w16-v96 | 222 | 0.03 | 16 | ECC | CZ16 | 96 | 1.2288 | 169.5334 | 0.043769 | ECC | CZ16
ECC-w13-v14 | 3185170 | 151.11 | 3155040 | 142 | 30130 | 9.11 | 120 | 251.0833 | 0.08 | ECC-w16-v03 | 144.9333 | 0.05 | 16 | ECC | CZ16 | 03 | 1.3176
ECC-w14-v14 | 3217660 | 726.44 | 3176830 | 717.33 | 40830 | 9.11 | 150 | 272.2 | 0.06 | ECC-w16-v07 | 145.0667 | 0.05 | 16 | ECC | CZ16 | 07 | 0.5591
ECC-w15-v14 | 3784850 | 771.89 | 3729270 | 761.89 | 55580 | 10 | 120 | 463.1667 | 0.08 | ECC-w16-v11 | 140.9333 | 0.05 | 16 | ECC | CZ16 | 11 | 0.5591
ECC-w16-v14 | 2720000 | 457.56 | 2710340 | 454.67 | 9660 | 2.89 | 60 | 161 | 0.05 | ECC-w16-v14 | 161 | 0.05 | 16 | ECC | CZ16 | 14 | 0.27955
ESe-w01-v96 | 1184050 | 389.67 | 1175710 | 386.33 | 8340 | 3.34 | 30 | 278 | 0.11 | ESe-w01-v96 | 278 | 0.11 | 01 | ESe | CZ01 | 96 | 0.057833 | 216.4639 | 0.10447 | ESe | CZ01
ESe-w02-v96 | 1450970 | 19.89 | 1427190 | 18.89 | 23780 | 1 | 60 | 396.3333 | 0.02 | ESe-w01-v03 | 178.6667 | 0.1 | 01 | ESe | CZ01 | 03 | 0.047133
ESe-w03-v96 | 1307080 | 7 | 1292780 | 7 | 14300 | 0 | 40 | 357.5 | 0 | ESe-w01-v07 | 168.7 | 0.1 | 01 | ESe | CZ01 | 07 | 0.0176
ESe-w04-v96 | 1468220 | 46.44 | 1446880 | 44.11 | 21340 | 2.33 | 60 | 355.6667 | 0.04 | ESe-w01-v11 | 168 | 0.1 | 01 | ESe | CZ01 | 11 | 0.0176
ESe-w05-v96 | 1294380 | 419.44 | 1279860 | 415.44 | 14520 | 4 | 40 | 363 | 0.1 | ESe-w01-v14 | 206.95 | 0.11 | 01 | ESe | CZ01 | 14 | 0.0088
ESe-w06-v96 | 1526460 | 93.33 | 1501550 | 87.89 | 24910 | 5.44 | 60 | 415.1667 | 0.09 | ESe-w02-v96 | 396.3333 | 0.02 | 02 | ESe | CZ02 | 96 | 0.51397 | 326.589 | 0.0092672 | ESe | CZ02
ESe-w07-v96 | 1439780 | 567.56 | 1418360 | 564.22 | 21420 | 3.34 | 50 | 428.4 | 0.07 | ESe-w02-v03 | 270 | 0 | 02 | ESe | CZ02 | 03 | 0.33333
ESe-w08-v96 | 1619550 | 718 | 1590120 | 712.89 | 29430 | 5.11 | 80 | 367.875 | 0.06 | ESe-w02-v07 | 264.3333 | 0 | 02 | ESe | CZ02 | 07 | 0.10477
ESe-w09-v96 | 1746680 | 225.56 | 1705890 | 216.22 | 40790 | 9.34 | 80 | 509.875 | 0.12 | ESe-w02-v11 | 253.3333 | 0 | 02 | ESe | CZ02 | 11 | 0.10477
ESe-w10-v96 | 1757230 | 223.33 | 1718810 | 214.89 | 38420 | 8.44 | 80 | 480.25 | 0.11 | ESe-w02-v14 | 273.4 | 0 | 02 | ESe | CZ02 | 14 | 0.052383
ESe-w11-v96 | 1757780 | 227.33 | 1725110 | 220.56 | 32670 | 6.77 | 60 | 544.5 | 0.11 | ESe-w03-v96 | 357.5 | 0 | 03 | ESe | CZ03 | 96 | 1.6091 | 308.3938 | 0 | ESe | CZ03
ESe-w12-v96 | 1565850 | 139.11 | 1536800 | 130.89 | 29050 | 8.22 | 60 | 484.1667 | 0.14 | ESe-w03-v03 | 265.75 | 0 | 03 | ESe | CZ03 | 03 | 0.95837
ESe-w13-v96 | 1810790 | 238.33 | 1774680 | 231.11 | 36110 | 7.22 | 80 | 451.375 | 0.09 | ESe-w03-v07 | 255.5 | 0 | 03 | ESe | CZ03 | 07 | 0.3133
ESe-w14-v96 | 1794930 | 255.56 | 1748120 | 244.89 | 46810 | 10.67 | 100 | 468.1 | 0.11 | ESe-w03-v11 | 249 | 0 | 03 | ESe | CZ03 | 11 | 0.3133
ESe-w15-v96 | 2402450 | 291.33 | 2344390 | 281.67 | 58060 | 9.66 | 100 | 580.6 | 0.1 | ESe-w03-v14 | 289.4333 | 0 | 03 | ESe | CZ03 | 14 | 0.15665
ESe-w16-v96 | 1376020 | 92.44 | 1360830 | 87.44 | 15190 | 5 | 40 | 379.75 | 0.13 | ESe-w04-v96 | 355.6667 | 0.04 | 04 | ESe | CZ04 | 96 | 1.1411 | 344.639 | 0.045139 | ESe | CZ04
ESe-w01-v03 | 1019040 | 343.56 | 1013680 | 340.56 | 5360 | 3 | 30 | 178.6667 | 0.1 | ESe-w04-v03 | 347.8 | 0.06 | 04 | ESe | CZ04 | 03 | 0.71963
ESe-w02-v03 | 1198500 | 6.11 | 1182300 | 6.11 | 16200 | 0 | 60 | 270 | 0 | ESe-w04-v07 | 337.4 | 0.06 | 04 | ESe | CZ04 | 07 | 0.21137
ESe-w03-v03 | 1125280 | 6.11 | 1114650 | 6.11 | 10630 | 0 | 40 | 265.75 | 0 | ESe-w04-v11 | 326.8 | 0.03 | 04 | ESe | CZ04 | 11 | 0.21137
ESe-w04-v03 | 1265600 | 50.33 | 1248210 | 47.11 | 17390 | 3.22 | 50 | 347.8 | 0.06 | ESe-w04-v14 | 254.2 | 0 | 04 | ESe | CZ04 | 14 | 0.10568
ESe-w05-v03 | 1122260 | 365.67 | 1110350 | 362.11 | 11910 | 3.56 | 40 | 297.75 | 0.09 | ESe-w05-v96 | 363 | 0.1 | 05 | ESe | CZ05 | 96 | 0.16853 | 329.2039 | 0.095636 | ESe | CZ05
ESe-w06-v03 | 1349850 | 85.78 | 1326620 | 80.22 | 23230 | 5.56 | 60 | 387.1667 | 0.09 | ESe-w05-v03 | 297.75 | 0.09 | 05 | ESe | CZ05 | 03 | 0.10757
ESe-w07-v03 | 1277100 | 507.56 | 1256480 | 504.33 | 20620 | 3.23 | 50 | 412.4 | 0.06 | ESe-w05-v07 | 289.25 | 0.09 | 05 | ESe | CZ05 | 07 | 0.0316
ESe-w08-v03 | 1436010 | 635.44 | 1408300 | 630.89 | 27710 | 4.55 | 60 | 461.8333 | 0.08 | ESe-w05-v11 | 289.5 | 0.09 | 05 | ESe | CZ05 | 11 | 0.0316
ESe-w09-v03 | 1540960 | 187.44 | 1502770 | 176.89 | 38190 | 10.55 | 80 | 477.375 | 0.13 | ESe-w05-v14 | 342.1667 | 0.11 | 05 | ESe | CZ05 | 14 | 0.0158
ESe-w10-v03 | 1462600 | 153 | 1429680 | 143.33 | 32920 | 9.67 | 80 | 411.5 | 0.12 | ESe-w06-v96 | 415.1667 | 0.09 | 06 | ESe | CZ06 | 96 | 1.9416 | 397.9628 | 0.08561 | ESe | CZ06
ESe-w11-v03 | 1484770 | 187.89 | 1458410 | 180.56 | 26360 | 7.33 | 60 | 439.3333 | 0.12 | ESe-w06-v03 | 387.1667 | 0.09 | 06 | ESe | CZ06 | 03 | 1.5136
ESe-w12-v03 | 1331400 | 103.78 | 1308340 | 95.44 | 23060 | 8.34 | 60 | 384.3333 | 0.14 | ESe-w06-v07 | 381.3333 | 0.09 | 06 | ESe | CZ06 | 07 | 0.4458
ESe-w13-v03 | 1537400 | 200.78 | 1507730 | 192.67 | 29670 | 8.11 | 60 | 494.5 | 0.14 | ESe-w06-v11 | 380.5 | 0.09 | 06 | ESe | CZ06 | 11 | 0.4458
ESe-w14-v03 | 1557220 | 215.22 | 1515960 | 204.11 | 41260 | 11.11 | 80 | 515.75 | 0.14 | ESe-w06-v14 | 389.6 | 0 | 06 | ESe | CZ06 | 14 | 0.2229
ESe-w15-v03 | 2103330 | 253 | 2047510 | 241.89 | 55820 | 11.11 | 80 | 697.75 | 0.14 | ESe-w07-v96 | 428.4 | 0.07 | 07 | ESe | CZ07 | 96 | 1.1939 | 415.0109 | 0.065437 | ESe | CZ07
ESe-w16-v03 | 1183800 | 78.33 | 1172320 | 73.44 | 11480 | 4.89 | 40 | 287 | 0.12 | ESe-w07-v03 | 412.4 | 0.06 | 07 | ESe | CZ07 | 03 | 0.87423
ESe-w01-v07 | 951775 | 314.89 | 946714 | 312 | 5061 | 2.89 | 30 | 168.7 | 0.1 | ESe-w07-v07 | 404 | 0.06 | 07 | ESe | CZ07 | 07 | 0.19347
ESe-w02-v07 | 1130130 | 5.89 | 1114270 | 5.89 | 15860 | 0 | 60 | 264.3333 | 0 | ESe-w07-v11 | 398.6 | 0.07 | 07 | ESe | CZ07 | 11 | 0.19347
ESe-w03-v07 | 1051290 | 5.89 | 1041070 | 5.89 | 10220 | 0 | 40 | 255.5 | 0 | ESe-w07-v14 | 328.2 | 0.06 | 07 | ESe | CZ07 | 14 | 0.096733
ESe-w04-v07 | 1182510 | 41.67 | 1165640 | 38.44 | 16870 | 3.23 | 50 | 337.4 | 0.06 | ESe-w08-v96 | 367.875 | 0.06 | 08 | ESe | CZ08 | 96 | 3.3542 | 417.1338 | 0.069684 | ESe | CZ08
ESe-w05-v07 | 1047770 | 344.89 | 1036200 | 341.33 | 11570 | 3.56 | 40 | 289.25 | 0.09 | ESe-w08-v03 | 461.8333 | 0.08 | 08 | ESe | CZ08 | 03 | 2.7085
ESe-w06-v07 | 1253070 | 72.44 | 1230190 | 66.89 | 22880 | 5.55 | 60 | 381.3333 | 0.09 | ESe-w08-v07 | 455.1667 | 0.08 | 08 | ESe | CZ08 | 07 | 0.78503
ESe-w07-v07 | 1194240 | 494.33 | 1174040 | 491.11 | 20200 | 3.22 | 50 | 404 | 0.06 | ESe-w08-v11 | 444.6667 | 0.07 | 08 | ESe | CZ08 | 11 | 0.78503
ESe-w08-v07 | 1336170 | 617.67 | 1308860 | 613.11 | 27310 | 4.56 | 60 | 455.1667 | 0.08 | ESe-w08-v14 | 398.5 | 0.06 | 08 | ESe | CZ08 | 14 | 0.39252
ESe-w09-v07 | 1432660 | 168.33 | 1395290 | 157.78 | 37370 | 10.55 | 80 | 467.125 | 0.13 | ESe-w09-v96 | 509.875 | 0.12 | 09 | ESe | CZ09 | 96 | 2.2501 | 482.5062 | 0.12617 | ESe | CZ09
ESe-w10-v07 | 1369200 | 135.56 | 1337320 | 125.89 | 31880 | 9.67 | 80 | 398.5 | 0.12 | ESe-w09-v03 | 477.375 | 0.13 | 09 | ESe | CZ09 | 03 | 2.2303
ESe-w11-v07 | 1389850 | 173.22 | 1364240 | 165.89 | 25610 | 7.33 | 60 | 426.8333 | 0.12 | ESe-w09-v07 | 467.125 | 0.13 | 09 | ESe | CZ09 | 07 | 0.55933
ESe-w12-v07 | 1245420 | 85.89 | 1223290 | 77.67 | 22130 | 8.22 | 60 | 368.8333 | 0.14 | ESe-w09-v11 | 451.25 | 0.13 | 09 | ESe | CZ09 | 11 | 0.55933
ESe-w13-v07 | 1435860 | 183.56 | 1406910 | 175.44 | 28950 | 8.12 | 60 | 482.5 | 0.14 | ESe-w09-v14 | 396.5 | 0.13 | 09 | ESe | CZ09 | 14 | 0.27967
ESe-w14-v07 | 1466190 | 203.89 | 1426170 | 193 | 40020 | 10.89 | 80 | 500.25 | 0.14 | ESe-w10-v96 | 480.25 | 0.11 | 10 | ESe | CZ10 | 96 | 5.5602 | 433.7018 | 0.11594 | ESe | CZ10
ESe-w15-v07 | 1993450 | 238.22 | 1937910 | 227.11 | 55540 | 11.11 | 80 | 694.25 | 0.14 | ESe-w10-v03 | 411.5 | 0.12 | 10 | ESe | CZ10 | 03 | 5.0047
ESe-w16-v07 | 1098920 | 60.11 | 1087950 | 55.33 | 10970 | 4.78 | 40 | 274.25 | 0.12 | ESe-w10-v07 | 398.5 | 0.12 | 10 | ESe | CZ10 | 07 | 1.2517
ESe-w01-v11 | 949533 | 314.44 | 944493 | 311.44 | 5040 | 3 | 30 | 168 | 0.1 | ESe-w10-v11 | 392.5 | 0.12 | 10 | ESe | CZ10 | 11 | 1.2517
ESe-w02-v11 | 1120170 | 5.89 | 1104970 | 5.89 | 15200 | 0 | 60 | 253.3333 | 0 | ESe-w10-v14 | 350.5 | 0.12 | 10 | ESe | CZ10 | 14 | 0.62585
ESe-w03-v11 | 1045650 | 5.89 | 1035690 | 5.89 | 9960 | 0 | 40 | 249 | 0 | ESe-w11-v96 | 544.5 | 0.11 | 11 | ESe | CZ11 | 96 | 0.59227 | 483.2314 | 0.11953 | ESe | CZ11
ESe-w04-v11 | 1173790 | 25.22 | 1157450 | 23.67 | 16340 | 1.55 | 50 | 326.8 | 0.03 | ESe-w11-v03 | 439.3333 | 0.12 | 11 | ESe | CZ11 | 03 | 0.4623
ESe-w05-v11 | 1045570 | 344.22 | 1033990 | 340.67 | 11580 | 3.55 | 40 | 289.5 | 0.09 | ESe-w11-v07 | 426.8333 | 0.12 | 11 | ESe | CZ11 | 07 | 0.17413
ESe-w06-v11 | 1249660 | 72.22 | 1226830 | 66.67 | 22830 | 5.55 | 60 | 380.5 | 0.09 | ESe-w11-v11 | 475 | 0.14 | 11 | ESe | CZ11 | 11 | 0.17413
ESe-w07-v11 | 1188420 | 491.56 | 1168490 | 488.22 | 19930 | 3.34 | 50 | 398.6 | 0.07 | ESe-w11-v14 | 428.8 | 0.14 | 11 | ESe | CZ11 | 14 | 0.087067
ESe-w08-v11 | 1325920 | 613.78 | 1299240 | 609.33 | 26680 | 4.45 | 60 | 444.6667 | 0.07 | ESe-w12-v96 | 484.1667 | 0.14 | 12 | ESe | CZ12 | 96 | 1.8328 | 415.6217 | 0.14111 | ESe | CZ12
ESe-w09-v11 | 1415750 | 154.89 | 1379650 | 144.22 | 36100 | 10.67 | 80 | 451.25 | 0.13 | ESe-w12-v03 | 384.3333 | 0.14 | 12 | ESe | CZ12 | 03 | 1.6315
ESe-w10-v11 | 1356840 | 127.67 | 1325440 | 118 | 31400 | 9.67 | 80 | 392.5 | 0.12 | ESe-w12-v07 | 368.8333 | 0.14 | 12 | ESe | CZ12 | 07 | 0.53493
ESe-w11-v11 | 1332390 | 162.11 | 1308640 | 155 | 23750 | 7.11 | 50 | 475 | 0.14 | ESe-w12-v11 | 353.5 | 0.14 | 12 | ESe | CZ12 | 11 | 0.53493
ESe-w12-v11 | 1230680 | 83.67 | 1209470 | 75.33 | 21210 | 8.34 | 60 | 353.5 | 0.14 | ESe-w12-v14 | 354.6 | 0.16 | 12 | ESe | CZ12 | 14 | 0.26747
ESe-w13-v11 | 1388440 | 175 | 1361120 | 167 | 27320 | 8 | 60 | 455.3333 | 0.13 | ESe-w13-v96 | 451.375 | 0.09 | 13 | ESe | CZ13 | 96 | 2.7449 | 464.3375 | 0.11545 | ESe | CZ13
ESe-w14-v11 | 1404000 | 187.56 | 1367470 | 176.89 | 36530 | 10.67 | 80 | 456.625 | 0.13 | ESe-w13-v03 | 494.5 | 0.14 | 13 | ESe | CZ13 | 03 | 1.5785
ESe-w15-v11 | 1901150 | 228.33 | 1847640 | 217.22 | 53510 | 11.11 | 80 | 668.875 | 0.14 | ESe-w13-v07 | 482.5 | 0.14 | 13 | ESe | CZ13 | 07 | 0.6711
ESe-w16-v11 | 1059940 | 50.44 | 1050460 | 46.33 | 9480 | 4.11 | 30 | 316 | 0.14 | ESe-w13-v11 | 455.3333 | 0.13 | 13 | ESe | CZ13 | 11 | 0.6711
ESe-w01-v14 | 933033 | 304.22 | 928894 | 302 | 4139 | 2.22 | 20 | 206.95 | 0.11 | ESe-w13-v14 | 410.1667 | 0.13 | 13 | ESe | CZ13 | 14 | 0.33555
ESe-w02-v14 | 1086930 | 5.89 | 1073260 | 5.89 | 13670 | 0 | 50 | 273.4 | 0 | ESe-w14-v96 | 468.1 | 0.11 | 14 | ESe | CZ14 | 96 | 1.0931 | 484.0919 | 0.12665 | ESe | CZ14
ESe-w03-v14 | 1002860 | 5.89 | 994177 | 5.89 | 8683 | 0 | 30 | 289.4333 | 0 | ESe-w14-v03 | 515.75 | 0.14 | 14 | ESe | CZ14 | 03 | 1.004
ESe-w04-v14 | 1096860 | 5.89 | 1084150 | 5.89 | 12710 | 0 | 50 | 254.2 | 0 | ESe-w14-v07 | 500.25 | 0.14 | 14 | ESe | CZ14 | 07 | 0.26073
ESe-w05-v14 | 1007820 | 325.11 | 997555 | 321.67 | 10265 | 3.44 | 30 | 342.1667 | 0.11 | ESe-w14-v11 | 456.625 | 0.13 | 14 | ESe | CZ14 | 11 | 0.26073
ESe-w06-v14 | 1162980 | 5.89 | 1143500 | 5.89 | 19480 | 0 | 50 | 389.6 | 0 | ESe-w14-v14 | 397 | 0.13 | 14 | ESe | CZ14 | 14 | 0.13037
ESe-w07-v14 | 1115470 | 468.33 | 1099060 | 465.44 | 16410 | 2.89 | 50 | 328.2 | 0.06 | ESe-w15-v96 | 580.6 | 0.1 | 15 | ESe | CZ15 | 96 | 0.43867 | 645.0724 | 0.12403 | ESe | CZ15
ESe-w08-v14 | 1228570 | 564.22 | 1204660 | 560.33 | 23910 | 3.89 | 60 | 398.5 | 0.06 | ESe-w15-v03 | 697.75 | 0.14 | 15 | ESe | CZ15 | 03 | 0.40437
ESe-w09-v14 | 1293670 | 83.44 | 1261950 | 72.89 | 31720 | 10.55 | 80 | 396.5 | 0.13 | ESe-w15-v07 | 694.25 | 0.14 | 15 | ESe | CZ15 | 07 | 0.10237
ESe-w10-v14 | 1287900 | 87.11 | 1259860 | 77.44 | 28040 | 9.67 | 80 | 350.5 | 0.12 | ESe-w15-v11 | 668.875 | 0.14 | 15 | ESe | CZ15 | 11 | 0.10237
ESe-w11-v14 | 1256340 | 127 | 1234900 | 119.89 | 21440 | 7.11 | 50 | 428.8 | 0.14 | ESe-w15-v14 | 635.5 | 0.14 | 15 | ESe | CZ15 | 14 | 0.051183
ESe-w12-v14 | 1169990 | 61.56 | 1152260 | 53.56 | 17730 | 8 | 50 | 354.6 | 0.16 | ESe-w16-v96 | 379.75 | 0.13 | 16 | ESe | CZ16 | 96 | 0.6321 | 324.1298 | 0.11998 | ESe | CZ16
ESe-w13-v14 | 1313040 | 141.11 | 1288430 | 133.11 | 24610 | 8 | 60 | 410.1667 | 0.13 | ESe-w16-v03 | 287 | 0.12 | 16 | ESe | CZ16 | 03 | 0.5406
ESe-w14-v14 | 1321160 | 150.67 | 1289400 | 140.56 | 31760 | 10.11 | 80 | 397 | 0.13 | ESe-w16-v07 | 274.25 | 0.12 | 16 | ESe | CZ16 | 07 | 0.15867
ESe-w15-v14 | 1811040 | 213.22 | 1760200 | 202.33 | 50840 | 10.89 | 80 | 635.5 | 0.14 | ESe-w16-v11 | 316 | 0.14 | 16 | ESe | CZ16 | 11 | 0.15867
ESe-w16-v14 | 1014610 | 5.89 | 1007110 | 5.89 | 7500 | 0 | 30 | 250 | 0 | ESe-w16-v14 | 250 | 0 | 16 | ESe | CZ16 | 14 | 0.079333
Hsp-w01-v96 | 13906200 | 2077.22 | 13835900 | 2066.89 | 70300 | 10.33 | 120 | 585.8333 | 0.09 | Hsp-w01-v96 | 585.8333 | 0.09 | 01 | Hsp | CZ01 | 96 | 0.1019 | 521.9299 | 0.078617 | Hsp | CZ01
Hsp-w02-v96 | 15165000 | 2617.67 | 15060300 | 2603.78 | 104700 | 13.89 | 180 | 581.6667 | 0.08 | Hsp-w01-v03 | 491.6667 | 0.07 | 01 | Hsp | CZ01 | 03 | 0.0796
Hsp-w03-v96 | 14805000 | 2147.11 | 14718500 | 2138 | 86500 | 9.11 | 150 | 576.6667 | 0.06 | Hsp-w01-v07 | 450.8333 | 0.07 | 01 | Hsp | CZ01 | 07 | 0.022
Hsp-w04-v96 | 15401300 | 2440.22 | 15306900 | 2428.44 | 94400 | 11.78 | 150 | 629.3333 | 0.08 | Hsp-w01-v11 | 448.3333 | 0.07 | 01 | Hsp | CZ01 | 11 | 0.022
Hsp-w05-v96 | 14603000 | 2358.89 | 14522200 | 2348.44 | 80800 | 10.45 | 150 | 538.6667 | 0.07 | Hsp-w01-v14 | 438.3333 | 0.07 | 01 | Hsp | CZ01 | 14 | 0.011
Hsp-w06-v96 | 16022300 | 2556 | 15928600 | 2544.11 | 93700 | 11.89 | 150 | 624.6667 | 0.08 | Hsp-w02-v96 | 581.6667 | 0.08 | 02 | Hsp | CZ02 | 96 | 0.90065 | 551.8487 | 0.075395 | Hsp | CZ02
Hsp-w07-v96 | 16111500 | 2612.78 | 16015400 | 2601.11 | 96100 | 11.67 | 150 | 640.6667 | 0.08 | Hsp-w02-v03 | 533.3333 | 0.07 | 02 | Hsp | CZ02 | 03 | 0.43335
Hsp-w08-v96 | 16369700 | 2761.44 | 16268800 | 2748.78 | 100900 | 12.66 | 180 | 560.5556 | 0.07 | Hsp-w02-v07 | 500.5556 | 0.07 | 02 | Hsp | CZ02 | 07 | 0.2133
Hsp-w09-v96 | 16511500 | 2785.44 | 16389700 | 2770.33 | 121800 | 15.11 | 225 | 541.3333 | 0.07 | Hsp-w02-v11 | 497.7778 | 0.07 | 02 | Hsp | CZ02 | 11 | 0.2133
Hsp-w10-v96 | 16277700 | 2847.78 | 16170500 | 2834.22 | 107200 | 13.56 | 180 | 595.5556 | 0.08 | Hsp-w02-v14 | 586 | 0.08 | 02 | Hsp | CZ02 | 14 | 0.10665
Hsp-w11-v96 | 16106500 | 2513.22 | 15992900 | 2498.44 | 113600 | 14.78 | 225 | 504.8889 | 0.07 | Hsp-w03-v96 | 576.6667 | 0.06 | 03 | Hsp | CZ03 | 96 | 2.5461 | 591.3897 | 0.06 | Hsp | CZ03
Hsp-w12-v96 | 15727000 | 2741 | 15620700 | 2727.56 | 106300 | 13.44 | 180 | 590.5556 | 0.07 | Hsp-w03-v03 | 636.6667 | 0.06 | 03 | Hsp | CZ03 | 03 | 0.57795
Hsp-w13-v96 | 16263900 | 2520.67 | 16155700 | 2507 | 108200 | 13.67 | 180 | 601.1111 | 0.08 | Hsp-w03-v07 | 605.8333 | 0.06 | 03 | Hsp | CZ03 | 07 | 0.5822
Hsp-w14-v96 | 16040200 | 2719 | 15918900 | 2702.44 | 121300 | 16.56 | 225 | 539.1111 | 0.07 | Hsp-w03-v11 | 600 | 0.06 | 03 | Hsp | CZ03 | 11 | 0.5822
Hsp-w15-v96 | 17835100 | 2762.67 | 17703100 | 2746.56 | 132000 | 16.11 | 225 | 586.6667 | 0.07 | Hsp-w03-v14 | 584.1667 | 0.06 | 03 | Hsp | CZ03 | 14 | 0.2911
Hsp-w16-v96 | 14591100 | 2419.11 | 14524000 | 2408.67 | 67100 | 10.44 | 150 | 447.3333 | 0.07 | Hsp-w04-v96 | 629.3333 | 0.08 | 04 | Hsp | CZ04 | 96 | 1.2394 | 592.7421 | 0.074743 | Hsp | CZ04
Hsp-w01-v03 | 12734500 | 1934.89 | 12675500 | 1926.44 | 59000 | 8.45 | 120 | 491.6667 | 0.07 | Hsp-w04-v03 | 578.6667 | 0.07 | 04 | Hsp | CZ04 | 03 | 0.6288
Hsp-w02-v03 | 13850000 | 2390.44 | 13754000 | 2377.78 | 96000 | 12.66 | 180 | 533.3333 | 0.07 | Hsp-w04-v07 | 550.6667 | 0.07 | 04 | Hsp | CZ04 | 07 | 0.29791
Hsp-w03-v03 | 13541700 | 1947.78 | 13465300 | 1940.22 | 76400 | 7.56 | 120 | 636.6667 | 0.06 | Hsp-w04-v11 | 545.3333 | 0.07 | 04 | Hsp | CZ04 | 11 | 0.29791
Hsp-w04-v03 | 14070200 | 2208 | 13983400 | 2197.22 | 86800 | 10.78 | 150 | 578.6667 | 0.07 | Hsp-w04-v14 | 526.6667 | 0.07 | 04 | Hsp | CZ04 | 14 | 0.14896
Hsp-w05-v03 | 13338600 | 2159.67 | 13269400 | 2150.78 | 69200 | 8.89 | 120 | 576.6667 | 0.07 | Hsp-w05-v96 | 538.6667 | 0.07 | 05 | Hsp | CZ05 | 96 | 0.37133 | 548.7162 | 0.07 | Hsp | CZ05
Hsp-w06-v03 | 14720400 | 2370.78 | 14634100 | 2359.89 | 86300 | 10.89 | 150 | 575.3333 | 0.07 | Hsp-w05-v03 | 576.6667 | 0.07 | 05 | Hsp | CZ05 | 03 | 0.26172
Hsp-w07-v03 | 14724800 | 2415.11 | 14635900 | 2404.67 | 88900 | 10.44 | 150 | 592.6667 | 0.07 | Hsp-w05-v07 | 537.5 | 0.07 | 05 | Hsp | CZ05 | 07 | 0.09524
Hsp-w08-v03 | 14927300 | 2537.22 | 14832000 | 2525.78 | 95300 | 11.44 | 150 | 635.3333 | 0.08 | Hsp-w05-v11 | 535 | 0.07 | 05 | Hsp | CZ05 | 11 | 0.09524
Hsp-w09-v03 | 15047400 | 2536.67 | 14932600 | 2522.89 | 114800 | 13.78 | 180 | 637.7778 | 0.08 | Hsp-w05-v14 | 523.3333 | 0.07 | 05 | Hsp | CZ05 | 14 | 0.04762
Hsp-w10-v03 | 14798000 | 2597 | 14697900 | 2584.67 | 100100 | 12.33 | 180 | 556.1111 | 0.07 | Hsp-w06-v96 | 624.6667 | 0.08 | 06 | Hsp | CZ06 | 96 | 2.8917 | 585.1562 | 0.073767 | Hsp | CZ06
Hsp-w11-v03 | 14665000 | 2275.67 | 14558800 | 2262.11 | 106200 | 13.56 | 180 | 590 | 0.08 | Hsp-w06-v03 | 575.3333 | 0.07 | 06 | Hsp | CZ06 | 03 | 2.6471
Hsp-w12-v03 | 14330000 | 2510 | 14231400 | 2497.67 | 98600 | 12.33 | 180 | 547.7778 | 0.07 | Hsp-w06-v07 | 548.6667 | 0.07 | 06 | Hsp | CZ06 | 07 | 0.85495
Hsp-w13-v03 | 14753800 | 2287.78 | 14654400 | 2275.33 | 99400 | 12.45 | 180 | 552.2222 | 0.07 | Hsp-w06-v11 | 545.3333 | 0.07 | 06 | Hsp | CZ06 | 11 | 0.85495
Hsp-w14-v03 | 14607500 | 2500.44 | 14495200 | 2485.11 | 112300 | 15.33 | 225 | 499.1111 | 0.07 | Hsp-w06-v14 | 531.3333 | 0.07 | 06 | Hsp | CZ06 | 14 | 0.42747
Hsp-w15-v03 | 16148300 | 2522.11 | 16026900 | 2507.22 | 121400 | 14.89 | 225 | 539.5556 | 0.07 | Hsp-w07-v96 | 640.6667 | 0.08 | 07 | Hsp | CZ07 | 96 | 1.5011 | 609.7034 | 0.0746 | Hsp | CZ07
Hsp-w16-v03 | 13342500 | 2237.67 | 13282800 | 2228.56 | 59700 | 9.11 | 120 | 497.5 | 0.08 | Hsp-w07-v03 | 592.6667 | 0.07 | 07 | Hsp | CZ07 | 03 | 0.92811
Hsp-w01-v07 | 11013000 | 1692.78 | 10958900 | 1684.11 | 54100 | 8.67 | 120 | 450.8333 | 0.07 | Hsp-w07-v07 | 578 | 0.07 | 07 | Hsp | CZ07 | 07 | 0.33361
Hsp-w02-v07 | 12073600 | 2167.33 | 11983500 | 2154.67 | 90100 | 12.66 | 180 | 500.5556 | 0.07 | Hsp-w07-v11 | 574 | 0.07 | 07 | Hsp | CZ07 | 11 | 0.33361
Hsp-w03-v07 | 11678500 | 1716.67 | 11605800 | 1709.33 | 72700 | 7.34 | 120 | 605.8333 | 0.06 | Hsp-w07-v14 | 560.6667 | 0.07 | 07 | Hsp | CZ07 | 14 | 0.16681
Hsp-w04-v07 | 12270800 | 2000.78 | 12188200 | 1990.44 | 82600 | 10.34 | 150 | 550.6667 | 0.07 | Hsp-w08-v96 | 560.5556 | 0.07 | 08 | Hsp | CZ08 | 96 | 3.2367 | 597.4916 | 0.073422 | Hsp | CZ08
Hsp-w05-v07 | 11569000 | 1932.44 | 11504500 | 1923.78 | 64500 | 8.66 | 120 | 537.5 | 0.07 | Hsp-w08-v03 | 635.3333 | 0.08 | 08 | Hsp | CZ08 | 03 | 2.9693
Hsp-w06-v07 | 12805100 | 2152.22 | 12722800 | 2142 | 82300 | 10.22 | 150 | 548.6667 | 0.07 | Hsp-w08-v07 | 607.3333 | 0.07 | 08 | Hsp | CZ08 | 07 | 0.98875
Hsp-w07-v07 | 12814100 | 2195.33 | 12727400 | 2185.33 | 86700 | 10 | 150 | 578 | 0.07 | Hsp-w08-v11 | 602.6667 | 0.07 | 08 | Hsp | CZ08 | 11 | 0.98875
Hsp-w08-v07 | 13032200 | 2314.67 | 12941100 | 2303.67 | 91100 | 11 | 150 | 607.3333 | 0.07 | Hsp-w08-v14 | 582 | 0.07 | 08 | Hsp | CZ08 | 14 | 0.49438
Hsp-w09-v07 | 13159400 | 2322.56 | 13048600 | 2309 | 110800 | 13.56 | 180 | 615.5556 | 0.08 | Hsp-w09-v96 | 541.3333 | 0.07 | 09 | Hsp | CZ09 | 96 | 2.6526 | 595.4286 | 0.074627 | Hsp | CZ09
Hsp-w10-v07 | 12982000 | 2378.78 | 12887600 | 2366.89 | 94400 | 11.89 | 150 | 629.3333 | 0.08 | Hsp-w09-v03 | 637.7778 | 0.08 | 09 | Hsp | CZ09 | 03 | 2.5808
Hsp-w11-v07 | 12877400 | 2067.44 | 12778500 | 2054.33 | 98900 | 13.11 | 180 | 549.4444 | 0.07 | Hsp-w09-v07 | 615.5556 | 0.08 | 09 | Hsp | CZ09 | 07 | 1.0163
Hsp-w12-v07 | 12527100 | 2289.56 | 12434000 | 2277.78 | 93100 | 11.78 | 150 | 620.6667 | 0.08 | Hsp-w09-v11 | 609.4444 | 0.07 | 09 | Hsp | CZ09 | 11 | 1.0163
Hsp-w13-v07 | 12973400 | 2079.89 | 12879700 | 2067.78 | 93700 | 12.11 | 180 | 520.5556 | 0.07 | Hsp-w09-v14 | 594.4444 | 0.07 | 09 | Hsp | CZ09 | 14 | 0.50815
Hsp-w14-v07 | 12890300 | 2293.33 | 12784900 | 2278.33 | 105400 | 15 | 225 | 468.4444 | 0.07 | Hsp-w10-v96 | 595.5556 | 0.08 | 10 | Hsp | CZ10 | 96 | 3.5812 | 597.379 | 0.078182 | Hsp | CZ10
Hsp-w15-v07 | 14296600 | 2308.78 | 14180300 | 2294.33 | 116300 | 14.45 | 225 | 516.8889 | 0.06 | Hsp-w10-v03 | 556.1111 | 0.07 | 10 | Hsp | CZ10 | 03 | 1.343
Hsp-w16-v07 | 11654500 | 2018.78 | 11601400 | 2010.11 | 53100 | 8.67 | 120 | 442.5 | 0.07 | Hsp-w10-v07 | 629.3333 | 0.08 | 10 | Hsp | CZ10 | 07 | 0.98518
Hsp-w01-v11 | 10796600 | 1650.56 | 10742800 | 1641.89 | 53800 | 8.67 | 120 | 448.3333 | 0.07 | Hsp-w10-v11 | 623.3333 | 0.08 | 10 | Hsp | CZ10 | 11 | 0.98518
Hsp-w02-v11 | 11844700 | 2120.33 | 11755100 | 2107.67 | 89600 | 12.66 | 180 | 497.7778 | 0.07 | Hsp-w10-v14 | 607.3333 | 0.08 | 10 | Hsp | CZ10 | 14 | 0.49259
Hsp-w03-v11 | 11452500 | 1687 | 11380500 | 1679.78 | 72000 | 7.22 | 120 | 600 | 0.06 | Hsp-w11-v96 | 504.8889 | 0.07 | 11 | Hsp | CZ11 | 96 | 0.65285 | 540.0548 | 0.072774 | Hsp | CZ11
Hsp-w04-v11 | 12040000 | 1967.33 | 11958200 | 1957.11 | 81800 | 10.22 | 150 | 545.3333 | 0.07 | Hsp-w11-v03 | 590 | 0.08 | 11 | Hsp | CZ11 | 03 | 0.42315
Hsp-w05-v11 | 11345200 | 1896 | 11281000 | 1887.44 | 64200 | 8.56 | 120 | 535 | 0.07 | Hsp-w11-v07 | 549.4444 | 0.07 | 11 | Hsp | CZ11 | 07 | 0.17985
Hsp-w06-v11 | 12578200 | 2114.56 | 12496400 | 2104.33 | 81800 | 10.23 | 150 | 545.3333 | 0.07 | Hsp-w11-v11 | 543.8889 | 0.07 | 11 | Hsp | CZ11 | 11 | 0.17985
Hsp-w07-v11 | 12586200 | 2148.56 | 12500100 | 2138.67 | 86100 | 9.89 | 150 | 574 | 0.07 | Hsp-w11-v14 | 533.8889 | 0.07 | 11 | Hsp | CZ11 | 14 | 0.089925
Hsp-w08-v11 | 12800700 | 2266.67 | 12710300 | 2255.67 | 90400 | 11 | 150 | 602.6667 | 0.07 | Hsp-w12-v96 | 590.5556 | 0.07 | 12 | Hsp | CZ12 | 96 | 2.33 | 588.2029 | 0.073052 | Hsp | CZ12
Hsp-w09-v11 | 12922600 | 2277.44 | 12812900 | 2264 | 109700 | 13.44 | 180 | 609.4444 | 0.07 | Hsp-w12-v03 | 547.7778 | 0.07 | 12 | Hsp | CZ12 | 03 | 1.0482
Hsp-w10-v11 | 12747400 | 2329.67 | 12653900 | 2317.89 | 93500 | 11.78 | 150 | 623.3333 | 0.08 | Hsp-w12-v07 | 620.6667 | 0.08 | 12 | Hsp | CZ12 | 07 | 0.5935
Hsp-w11-v11 | 12648800 | 2032.11 | 12550900 | 2019.22 | 97900 | 12.89 | 180 | 543.8889 | 0.07 | Hsp-w12-v11 | 612.6667 | 0.08 | 12 | Hsp | CZ12 | 11 | 0.5935
Hsp-w12-v11 | 12291500 | 2238.44 | 12199600 | 2226.78 | 91900 | 11.66 | 150 | 612.6667 | 0.08 | Hsp-w12-v14 | 598.6667 | 0.08 | 12 | Hsp | CZ12 | 14 | 0.29675
Hsp-w13-v11 | 12726200 | 2039.44 | 12634200 | 2027.56 | 92000 | 11.88 | 150 | 613.3333 | 0.08 | Hsp-w13-v96 | 601.1111 | 0.08 | 13 | Hsp | CZ13 | 96 | 2.475 | 581.497 | 0.076429 | Hsp | CZ13
Hsp-w14-v11 | 12648800 | 2242.67 | 12544800 | 2227.89 | 104000 | 14.78 | 225 | 462.2222 | 0.07 | Hsp-w13-v03 | 552.2222 | 0.07 | 13 | Hsp | CZ13 | 03 | 1.2736
Hsp-w15-v11 | 14019000 | 2256 | 13905500 | 2241.89 | 113500 | 14.11 | 180 | 630.5556 | 0.08 | Hsp-w13-v07 | 520.5556 | 0.07 | 13 | Hsp | CZ13 | 07 | 0.60795
Hsp-w16-v11 | 11429300 | 1972.44 | 11377100 | 1964 | 52200 | 8.44 | 120 | 435 | 0.07 | Hsp-w13-v11 | 613.3333 | 0.08 | 13 | Hsp | CZ13 | 11 | 0.60795
Hsp-w01-v14 | 10744300 | 1642.22 | 10691700 | 1633.67 | 52600 | 8.55 | 120 | 438.3333 | 0.07 | Hsp-w13-v14 | 602.6667 | 0.08 | 13 | Hsp | CZ13 | 14 | 0.30397
Hsp-w02-v14 | 11780800 | 2103 | 11692900 | 2090.56 | 87900 | 12.44 | 150 | 586 | 0.08 | Hsp-w14-v96 | 539.1111 | 0.07 | 14 | Hsp | CZ14 | 96 | 0.49224 | 505.0049 | 0.07 | Hsp | CZ14
Hsp-w03-v14 | 11389400 | 1675.33 | 11319300 | 1668.33 | 70100 | 7 | 120 | 584.1667 | 0.06 | Hsp-w14-v03 | 499.1111 | 0.07 | 14 | Hsp | CZ14 | 03 | 0.22721
Hsp-w04-v14 | 11961600 | 1950.89 | 11882600 | 1941 | 79000 | 9.89 | 150 | 526.6667 | 0.07 | Hsp-w14-v07 | 468.4444 | 0.07 | 14 | Hsp | CZ14 | 07 | 0.14846
Hsp-w05-v14 | 11283800 | 1883.89 | 11221000 | 1875.44 | 62800 | 8.45 | 120 | 523.3333 | 0.07 | Hsp-w14-v11 | 462.2222 | 0.07 | 14 | Hsp | CZ14 | 11 | 0.14846
Hsp-w06-v14 | 12503200 | 2099.44 | 12423500 | 2089.44 | 79700 | 10 | 150 | 531.3333 | 0.07 | Hsp-w14-v14 | 455.5556 | 0.07 | 14 | Hsp | CZ14 | 14 | 0.074228
Hsp-w07-v14 | 12510100 | 2133.78 | 12426000 | 2124 | 84100 | 9.78 | 150 | 560.6667 | 0.07 | Hsp-w15-v96 | 586.6667 | 0.07 | 15 | Hsp | CZ15 | 96 | 0.6867 | 577.2971 | 0.07068 | Hsp | CZ15
Hsp-w08-v14 | 12718300 | 2250.22 | 12631000 | 2239.56 | 87300 | 10.66 | 150 | 582 | 0.07 | Hsp-w15-v03 | 539.5556 | 0.07 | 15 | Hsp | CZ15 | 03 | 0.2441
Hsp-w09-v14 | 12842900 | 2256.67 | 12735900 | 2243.56 | 107000 | 13.11 | 180 | 594.4444 | 0.07 | Hsp-w15-v07 | 516.8889 | 0.06 | 15 | Hsp | CZ15 | 07 | 0.1919
Hsp-w10-v14 | 12680600 | 2317.89 | 12589500 | 2306.22 | 91100 | 11.67 | 150 | 607.3333 | 0.08 | Hsp-w15-v11 | 630.5556 | 0.08 | 15 | Hsp | CZ15 | 11 | 0.1919
Hsp-w11-v14 | 12586000 | 2020.33 | 12489900 | 2007.56 | 96100 | 12.77 | 180 | 533.8889 | 0.07 | Hsp-w15-v14 | 620.5556 | 0.08 | 15 | Hsp | CZ15 | 14 | 0.09595
Hsp-w12-v14 | 12235500 | 2227.33 | 12145700 | 2215.89 | 89800 | 11.44 | 150 | 598.6667 | 0.08 | Hsp-w16-v96 | 447.3333 | 0.07 | 16 | Hsp | CZ16 | 96 | 0.48325 | 452.7274 | 0.071806 | Hsp | CZ16
Hsp-w13-v14 | 12664000 | 2027.78 | 12573600 | 2016.11 | 90400 | 11.67 | 150 | 602.6667 | 0.08 | Hsp-w16-v03 | 497.5 | 0.08 | 16 | Hsp | CZ16 | 03 | 0.17425
Hsp-w14-v14 | 12586600 | 2229.89 | 12484100 | 2215.22 | 102500 | 14.67 | 225 | 455.5556 | 0.07 | Hsp-w16-v07 | 442.5 | 0.07 | 16 | Hsp | CZ16 | 07 | 0.123
Hsp-w15-v14 | 13948700 | 2243.78 | 13837000 | 2229.78 | 111700 | 14 | 180 | 620.5556 | 0.08 | Hsp-w16-v11 | 435 | 0.07 | 16 | Hsp | CZ16 | 11 | 0.123
Hsp-w16-v14 | 11372300 | 1961.11 | 11321400 | 1952.89 | 50900 | 8.22 | 120 | 424.1667 | 0.07 | Hsp-w16-v14 | 424.1667 | 0.07 | 16 | Hsp | CZ16 | 14 | 0.0615
Htl-w01-v96 | 4106980 | 562.11 | 4060480 | 557 | 46500 | 5.11 | 50 | 930 | 0.1 | Htl-w01-v96 | 930 | 0.1 | 01 | Htl | CZ01 | 96 | 0.08625 | 842.085 | 0.1084 | Htl | CZ01
Htl-w02-v96 | 4701950 | 719.67 | 4632880 | 714.67 | 69070 | 5 | 80 | 863.375 | 0.06 | Htl-w01-v03 | 807.5 | 0.11 | 01 | Htl | CZ01 | 03 | 0.119
Htl-w03-v96 | 4422290 | 625.22 | 4362040 | 620.78 | 60250 | 4.44 | 80 | 753.125 | 0.06 | Htl-w01-v07 | 774.75 | 0.11 | 01 | Htl | CZ01 | 07 | 0.03815
Htl-w04-v96 | 4756120 | 783.33 | 4685520 | 777.89 | 70600 | 5.44 | 80 | 882.5 | 0.07 | Htl-w01-v11 | 776.25 | 0.11 | 01 | Htl | CZ01 | 11 | 0.03815
Htl-w05-v96 | 4469280 | 644.78 | 4411160 | 640.33 | 58120 | 4.45 | 80 | 726.5 | 0.06 | Htl-w01-v14 | 926.6667 | 0.13 | 01 | Htl | CZ01 | 14 | 0.019075
Htl-w06-v96 | 4621410 | 728.78 | 4558410 | 724.11 | 63000 | 4.67 | 80 | 787.5 | 0.06 | Htl-w02-v96 | 863.375 | 0.06 | 02 | Htl | CZ02 | 96 | 0.6118 | 867.3066 | 0.06 | Htl | CZ02
Htl-w07-v96 | 4554780 | 754.33 | 4498000 | 749.22 | 56780 | 5.11 | 60 | 946.3333 | 0.09 | Htl-w02-v03 | 899.5 | 0.06 | 02 | Htl | CZ02 | 03 | 0.362
Htl-w08-v96 | 4741400 | 838.11 | 4668610 | 831.89 | 72790 | 6.22 | 80 | 909.875 | 0.08 | Htl-w02-v07 | 862 | 0.06 | 02 | Htl | CZ02 | 07 | 0.1676
Htl-w09-v96 | 4897130 | 886.22 | 4813720 | 879.44 | 83410 | 6.78 | 100 | 834.1 | 0.07 | Htl-w02-v11 | 861.5 | 0.06 | 02 | Htl | CZ02 | 11 | 0.1676
Htl-w10-v96 | 5140610 | 959.56 | 5053810 | 951.67 | 86800 | 7.89 | 100 | 868 | 0.08 | Htl-w02-v14 | 779.1667 | 0.06 | 02 | Htl | CZ02 | 14 | 0.0838
Htl-w11-v96 | 4820040 | 819.33 | 4749020 | 806.44 | 71020 | 12.89 | 80 | 887.75 | 0.16 | Htl-w03-v96 | 753.125 | 0.06 | 03 | Htl | CZ03 | 96 | 3.5478 | 815.8448 | 0.066994 | Htl | CZ03
Htl-w12-v96 | 4627930 | 825.44 | 4555360 | 820.22 | 72570 | 5.22 | 80 | 907.125 | 0.07 | Htl-w03-v03 | 899 | 0.07 | 03 | Htl | CZ03 | 03 | 1.9937
Htl-w13-v96 | 4791680 | 883 | 4720300 | 876.11 | 71380 | 6.89 | 80 | 892.25 | 0.09 | Htl-w03-v07 | 849.2 | 0.08 | 03 | Htl | CZ03 | 07 | 0.50165
Htl-w14-v96 | 4814920 | 874.44 | 4743430 | 868 | 71490 | 6.44 | 80 | 893.625 | 0.08 | Htl-w03-v11 | 848 | 0.08 | 03 | Htl | CZ03 | 11 | 0.50165
Htl-w15-v96 | 5481060 | 944.22 | 5393870 | 936.22 | 87190 | 8 | 100 | 871.9 | 0.08 | Htl-w03-v14 | 911 | 0.09 | 03 | Htl | CZ03 | 14 | 0.25083
Htl-w16-v96 | 4148580 | 747.89 | 4106040 | 742.89 | 42540 | 5 | 60 | 709 | 0.08 | Htl-w04-v96 | 882.5 | 0.07 | 04 | Htl | CZ04 | 96 | 1.3798 | 880.3284 | 0.067527 | Htl | CZ04
Htl-w01-v03 | 3557740 | 475.33 | 3525440 | 471.11 | 32300 | 4.22 | 40 | 807.5 | 0.11 | Htl-w04-v03 | 896.6667 | 0.07 | 04 | Htl | CZ04 | 03 | 0.69935
Htl-w02-v03 | 3978780 | 584 | 3924810 | 580.22 | 53970 | 3.78 | 60 | 899.5 | 0.06 | Htl-w04-v07 | 851.8333 | 0.06 | 04 | Htl | CZ04 | 07 | 0.37215
Htl-w03-v03 | 3816320 | 520.89 | 3771370 | 517.22 | 44950 | 3.67 | 50 | 899 | 0.07 | Htl-w04-v11 | 851.3333 | 0.06 | 04 | Htl | CZ04 | 11 | 0.37215
Htl-w04-v03 | 4064870 | 645 | 4011070 | 641 | 53800 | 4 | 60 | 896.6667 | 0.07 | Htl-w04-v14 | 917.8 | 0.07 | 04 | Htl | CZ04 | 14 | 0.18607
Htl-w05-v03 | 3814540 | 537.11 | 3772130 | 533.89 | 42410 | 3.22 | 50 | 848.2 | 0.06 | Htl-w05-v96 | 726.5 | 0.06 | 05 | Htl | CZ05 | 96 | 0.61265 | 783.2382 | 0.060611 | Htl | CZ05
Htl-w06-v03 | 4202870 | 644 | 4148030 | 640.22 | 54840 | 3.78 | 60 | 914 | 0.06 | Htl-w05-v03 | 848.2 | 0.06 | 05 | Htl | CZ05 | 03 | 0.31265
Htl-w07-v03 | 4136220 | 662.56 | 4087130 | 658.44 | 49090 | 4.12 | 50 | 981.8 | 0.08 | Htl-w05-v07 | 806.4 | 0.06 | 05 | Htl | CZ05 | 07 | 0.16295
Htl-w08-v03 | 4300110 | 738.78 | 4236660 | 733.67 | 63450 | 5.11 | 80 | 793.125 | 0.06 | Htl-w05-v11 | 806 | 0.06 | 05 | Htl | CZ05 | 11 | 0.16295
Htl-w09-v03 | 4437340 | 771.56 | 4363600 | 765.89 | 73740 | 5.67 | 80 | 921.75 | 0.07 | Htl-w05-v14 | 868.75 | 0.07 | 05 | Htl | CZ05 | 14 | 0.081475
Htl-w10-v03 | 4320950 | 774.33 | 4254760 | 768.67 | 66190 | 5.66 | 80 | 827.375 | 0.07 | Htl-w06-v96 | 787.5 | 0.06 | 06 | Htl | CZ06 | 96 | 4.5152 | 851.5532 | 0.06057 | Htl | CZ06
Htl-w11-v03 | 4370260 | 703.56 | 4307270 | 698.89 | 62990 | 4.67 | 80 | 787.375 | 0.06 | Htl-w06-v03 | 914 | 0.06 | 06 | Htl | CZ06 | 03 | 2.5043
Htl-w12-v03 | 4212390 | 733.22 | 4147810 | 728 | 64580 | 5.22 | 80 | 807.25 | 0.07 | Htl-w06-v07 | 888.1667 | 0.06 | 06 | Htl | CZ06 | 07 | 1.1182
Htl-w13-v03 | 4352440 | 784 | 4288910 | 778.22 | 63530 | 5.78 | 80 | 794.125 | 0.07 | Htl-w06-v11 | 887.5 | 0.06 | 06 | Htl | CZ06 | 11 | 1.1182
Htl-w14-v03 | 4325210 | 775.33 | 4262290 | 769.89 | 62920 | 5.44 | 80 | 786.5 | 0.07 | Htl-w06-v14 | 944 | 0.07 | 06 | Htl | CZ06 | 14 | 0.5591
Htl-w15-v03 | 4948700 | 831.67 | 4871960 | 825 | 76740 | 6.67 | 80 | 959.25 | 0.08 | Htl-w07-v96 | 946.3333 | 0.09 | 07 | Htl | CZ07 | 96 | 1.6301 | 968.5117 | 0.083159 | Htl | CZ07
Htl-w16-v03 | 3858560 | 681.56 | 3819590 | 677.33 | 38970 | 4.23 | 50 | 779.4 | 0.08 | Htl-w07-v03 | 981.8 | 0.08 | 07 | Htl | CZ07 | 03 | 2.3443
Htl-w01-v07 | 3000300 | 401.56 | 2969310 | 397.22 | 30990 | 4.34 | 40 | 774.75 | 0.11 | Htl-w07-v07 | 958.2 | 0.08 | 07 | Htl | CZ07 | 07 | 1.292
Htl-w02-v07 | 3390180 | 521.67 | 3338460 | 517.78 | 51720 | 3.89 | 60 | 862 | 0.06 | Htl-w07-v11 | 957.2 | 0.08 | 07 | Htl | CZ07 | 11 | 1.292
Htl-w03-v07 | 3210030 | 458.78 | 3167570 | 455 | 42460 | 3.78 | 50 | 849.2 | 0.08 | Htl-w07-v14 | 1019.5 | 0.09 | 07 | Htl | CZ07 | 14 | 0.646
Htl-w04-v07 | 3452220 | 582.44 | 3401110 | 578.67 | 51110 | 3.77 | 60 | 851.8333 | 0.06 | Htl-w08-v96 | 909.875 | 0.08 | 08 | Htl | CZ08 | 96 | 3.1235 | 905.3774 | 0.075659 | Htl | CZ08
Htl-w05-v07 | 3209200 | 473.11 | 3168880 | 469.89 | 40320 | 3.22 | 50 | 806.4 | 0.06 | Htl-w08-v03 | 793.125 | 0.06 | 08 | Htl | CZ08 | 03 | 1.6553
Htl-w06-v07 | 3538020 | 577 | 3484730 | 573.33 | 53290 | 3.67 | 60 | 888.1667 | 0.06 | Htl-w08-v07 | 1020.5 | 0.09 | 08 | Htl | CZ08 | 07 | 0.77995
Htl-w07-v07 | 3483800 | 598.67 | 3435890 | 594.67 | 47910 | 4 | 50 | 958.2 | 0.08 | Htl-w08-v11 | 1019.8333 | 0.08 | 08 | Htl | CZ08 | 11 | 0.77995
Htl-w08-v07 | 3671680 | 683.11 | 3610450 | 678 | 61230 | 5.11 | 60 | 1020.5 | 0.09 | Htl-w08-v14 | 886.6667 | 0.07 | 08 | Htl | CZ08 | 14 | 0.38998
Htl-w09-v07 | 3787480 | 710.22 | 3715800 | 704.78 | 71680 | 5.44 | 80 | 896 | 0.07 | Htl-w09-v96 | 834.1 | 0.07 | 09 | Htl | CZ09 | 96 | 3.4165 | 866.3348 | 0.069258 | Htl | CZ09
Htl-w10-v07 | 3711910 | 714.89 | 3647390 | 709.44 | 64520 | 5.45 | 80 | 806.5 | 0.07 | Htl-w09-v03 | 921.75 | 0.07 | 09 | Htl | CZ09 | 03 | 1.5096
Htl-w11-v07 | 3712840 | 638.56 | 3652360 | 633.89 | 60480 | 4.67 | 80 | 756 | 0.06 | Htl-w09-v07 | 896 | 0.07 | 09 | Htl | CZ09 | 07 | 1.1618
Htl-w12-v07 | 3586430 | 664.78 | 3524340 | 659.78 | 62090 | 5 | 80 | 776.125 | 0.06 | Htl-w09-v11 | 895.5 | 0.07 | 09 | Htl | CZ09 | 11 | 1.1618
Htl-w13-v07 | 3748260 | 709.78 | 3686830 | 704.33 | 61430 | 5.45 | 80 | 767.875 | 0.07 | Htl-w09-v14 | 794.25 | 0.06 | 09 | Htl | CZ09 | 14 | 0.5809
Htl-w14-v07 | 3701890 | 704.44 | 3641090 | 699.11 | 60800 | 5.33 | 80 | 760 | 0.07 | Htl-w10-v96 | 868 | 0.08 | 10 | Htl | CZ10 | 96 | 0.68415 | 843.8079 | 0.073964 | Htl | CZ10
Htl-w15-v07 | 4290480 | 752.11 | 4215270 | 745.78 | 75210 | 6.33 | 80 | 940.125 | 0.08 | Htl-w10-v03 | 827.375 | 0.07 | 10 | Htl | CZ10 | 03 | 1.0547
Htl-w16-v07 | 3281460 | 615.44 | 3243730 | 611.22 | 37730 | 4.22 | 50 | 754.6 | 0.08 | Htl-w10-v07 | 806.5 | 0.07 | 10 | Htl | CZ10 | 07 | 0.576
Htl-w01-v11 | 2993740 | 400.11 | 2962690 | 395.89 | 31050 | 4.22 | 40 | 776.25 | 0.11 | Htl-w10-v11 | 805.875 | 0.07 | 10 | Htl | CZ10 | 11 | 0.576
Htl-w02-v11 | 3382720 | 520.11 | 3331030 | 516.22 | 51690 | 3.89 | 60 | 861.5 | 0.06 | Htl-w10-v14 | 997 | 0.09 | 10 | Htl | CZ10 | 14 | 0.288
Htl-w03-v11 | 3202620 | 457.67 | 3160220 | 453.89 | 42400 | 3.78 | 50 | 848 | 0.08 | Htl-w11-v96 | 887.75 | 0.16 | 11 | Htl | CZ11 | 96 | 0.22975 | 802.868 | 0.091588 | Htl | CZ11
Htl-w04-v11 | 3444680 | 581.33 | 3393600 | 577.44 | 51080 | 3.89 | 60 | 851.3333 | 0.06 | Htl-w11-v03 | 787.375 | 0.06 | 11 | Htl | CZ11 | 03 | 0.2061
Htl-w05-v11 | 3201900 | 471.78 | 3161600 | 468.56 | 40300 | 3.22 | 50 | 806 | 0.06 | Htl-w11-v07 | 756 | 0.06 | 11 | Htl | CZ11 | 07 | 0.10965
Htl-w06-v11 | 3530290 | 575.67 | 3477040 | 571.89 | 53250 | 3.78 | 60 | 887.5 | 0.06 | Htl-w11-v11 | 755.625 | 0.06 | 11 | Htl | CZ11 | 11 | 0.10965
Htl-w07-v11 | 3476060 | 597 | 3428200 | 593.11 | 47860 | 3.89 | 50 | 957.2 | 0.08 | Htl-w11-v14 | 693.625 | 0.05 | 11 | Htl | CZ11 | 14 | 0.054825
Htl-w08-v11 | 3663980 | 681.44 | 3602790 | 676.44 | 61190 | 5 | 60 | 1019.8333 | 0.08 | Htl-w12-v96 | 907.125 | 0.07 | 12 | Htl | CZ12 | 96 | 1.2524 | 833.2573 | 0.066555 | Htl | CZ12
Htl-w09-v11 | 3779770 | 708.89 | 3708130 | 703.33 | 71640 | 5.56 | 80 | 895.5 | 0.07 | Htl-w12-v03 | 807.25 | 0.07 | 12 | Htl | CZ12 | 03 | 0.7536
Htl-w10-v11 | 3704190 | 713.33 | 3639720 | 707.78 | 64470 | 5.55 | 80 | 805.875 | 0.07 | Htl-w12-v07 | 776.125 | 0.06 | 12 | Htl | CZ12 | 07 | 0.4217
Htl-w11-v11 | 3705210 | 637.33 | 3644760 | 632.67 | 60450 | 4.66 | 80 | 755.625 | 0.06 | Htl-w12-v11 | 776.125 | 0.06 | 12 | Htl | CZ12 | 11 | 0.4217
Htl-w12-v11 | 3579060 | 663.22 | 3516970 | 658.22 | 62090 | 5 | 80 | 776.125 | 0.06 | Htl-w12-v14 | 716 | 0.06 | 12 | Htl | CZ12 | 14 | 0.21085
Htl-w13-v11 | 3740600 | 708.67 | 3679130 | 703.11 | 61470 | 5.56 | 80 | 768.375 | 0.07 | Htl-w13-v96 | 892.25 | 0.09 | 13 | Htl | CZ13 | 96 | 0.6736 | 814.7261 | 0.077168 | Htl | CZ13
Htl-w14-v11 | 3694310 | 703.11 | 3633590 | 697.67 | 60720 | 5.44 | 80 | 759 | 0.07 | Htl-w13-v03 | 794.125 | 0.07 | 13 | Htl | CZ13 | 03 | 0.47935
Htl-w15-v11 | 4282550 | 750.78 | 4207350 | 744.44 | 75200 | 6.34 | 80 | 940 | 0.08 | Htl-w13-v07 | 767.875 | 0.07 | 13 | Htl | CZ13 | 07 | 0.29065
Htl-w16-v11 | 3274160 | 614 | 3236440 | 609.78 | 37720 | 4.22 | 50 | 754.4 | 0.08 | Htl-w13-v11 | 768.375 | 0.07 | 13 | Htl | CZ13 | 11 | 0.29065
Htl-w01-v14 | 2897710 | 378.44 | 2869910 | 374.56 | 27800 | 3.88 | 30 | 926.6667 | 0.13 | Htl-w13-v14 | 709.75 | 0.07 | 13 | Htl | CZ13 | 14 | 0.14533
Htl-w02-v14 | 3283100 | 500.44 | 3236350 | 496.78 | 46750 | 3.66 | 60 | 779.1667 | 0.06 | Htl-w14-v96 | 893.625 | 0.08 | 14 | Htl | CZ14 | 96 | 0.3107 | 799.921 | 0.071817 | Htl | CZ14
Htl-w03-v14 | 3084870 | 432 | 3048430 | 428.33 | 36440 | 3.67 | 40 | 911 | 0.09 | Htl-w14-v03 | 786.5 | 0.07 | 14 | Htl | CZ14 | 03 | 0.30295
Htl-w04-v14 | 3313830 | 549.67 | 3267940 | 546.11 | 45890 | 3.56 | 50 | 917.8 | 0.07 | Htl-w14-v07 | 760 | 0.07 | 14 | Htl | CZ14 | 07 | 0.20875
Htl-w05-v14 | 3082990 | 447.33 | 3048240 | 444.44 | 34750 | 2.89 | 40 | 868.75 | 0.07 | Htl-w14-v11 | 759 | 0.07 | 14 | Htl | CZ14 | 11 | 0.20875
Htl-w06-v14 | 3361100 | 537.33 | 3313900 | 534 | 47200 | 3.33 | 50 | 944 | 0.07 | Htl-w14-v14 | 721.625 | 0.06 | 14 | Htl | CZ14 | 14 | 0.10438
Htl-w07-v14 | 3302850 | 553.11 | 3262070 | 549.67 | 40780 | 3.44 | 40 | 1019.5 | 0.09 | Htl-w15-v96 | 871.9 | 0.08 | 15 | Htl | CZ15 | 96 | 1.2994 | 928.5481 | 0.08 | Htl | CZ15
Htl-w08-v14 | 3480610 | 617.56 | 3427410 | 613.56 | 53200 | 4 | 60 | 886.6667 | 0.07 | Htl-w15-v03 | 959.25 | 0.08 | 15 | Htl | CZ15 | 03 | 2.0497
Htl-w09-v14 | 3592910 | 664.67 | 3529370 | 659.78 | 63540 | 4.89 | 80 | 794.25 | 0.06 | Htl-w15-v07 | 940.125 | 0.08 | 15 | Htl | CZ15 | 07 | 1.116
Htl-w10-v14 | 3591010 | 687.22 | 3531190 | 682.11 | 59820 | 5.11 | 60 | 997 | 0.09 | Htl-w15-v11 | 940 | 0.08 | 15 | Htl | CZ15 | 11 | 1.116
Htl-w11-v14 | 3593750 | 600 | 3538260 | 595.89 | 55490 | 4.11 | 80 | 693.625 | 0.05 | Htl-w15-v14 | 901.625 | 0.08 | 15 | Htl | CZ15 | 14 | 0.55802
Htl-w12-v14 | 3472790 | 638.56 | 3415510 | 633.78 | 57280 | 4.78 | 80 | 716 | 0.06 | Htl-w16-v96 | 709 | 0.08 | 16 | Htl | CZ16 | 96 | 0.60595 | 733.5641 | 0.08 | Htl | CZ16
Htl-w13-v14 | 3635190 | 682.78 | 3578410 | 677.56 | 56780 | 5.22 | 80 | 709.75 | 0.07 | Htl-w16-v03 | 779.4 | 0.08 | 16 | Htl | CZ16 | 03 | 0.3224
Htl-w14-v14 | 3620550 | 685.33 | 3562820 | 680.22 | 57730 | 5.11 | 80 | 721.625 | 0.06 | Htl-w16-v07 | 754.6 | 0.08 | 16 | Htl | CZ16 | 07 | 0.27465
Htl-w15-v14 | 4199490 | 725.33 | 4127360 | 719.33 | 72130 | 6 | 80 | 901.625 | 0.08 | Htl-w16-v11 | 754.4 | 0.08 | 16 | Htl | CZ16 | 11 | 0.27465
Htl-w16-v14 | 3143090 | 572.78 | 3110560 | 569 | 32530 | 3.78 | 50 | 650.6 | 0.08 | Htl-w16-v14 | 650.6 | 0.08 | 16 | Htl | CZ16 | 14 | 0.13732
MBT-w01-v96 | 2922280 | 754.33 | 2919060 | 750.78 | 3220 | 3.55 | 40 | 80.5 | 0.09 | MBT-w01-v96 | 80.5 | 0.09 | 01 | MBT | CZ01 | 96 | 0.15793 | 109.5794 | 0.098932 | MBT | CZ01
MBT-w02-v96 | 3198270 | 933.78 | 3187700 | 930.11 | 10570 | 3.67 | 60 | 176.1667 | 0.06 | MBT-w01-v03 | 139.5 | 0.11 | 01 | MBT | CZ01 | 03 | 0.0712
MBT-w03-v96 | 3117170 | 371.33 | 3108730 | 369.89 | 8440 | 1.44 | 50 | 168.8 | 0.03 | MBT-w01-v07 | 131.25 | 0.1 | 01 | MBT | CZ01 | 07 | 0.035233
MBT-w04-v96 | 3270080 | 444.22 | 3257600 | 442.44 | 12480 | 1.78 | 60 | 208 | 0.03 | MBT-w01-v11 | 131.25 | 0.1 | 01 | MBT | CZ01 | 11 | 0.035233
MBT-w05-v96 | 3136580 | 641.56 | 3127020 | 639.67 | 9560 | 1.89 | 50 | 191.2 | 0.04 | MBT-w01-v14 | 162.6667 | 0.13 | 01 | MBT | CZ01 | 14 | 0.017617
MBT-w06-v96 | 3394290 | 714.22 | 3380050 | 711.33 | 14240 | 2.89 | 50 | 284.8 | 0.06 | MBT-w02-v96 | 176.1667 | 0.06 | 02 | MBT | CZ02 | 96 | 1.1861 | 200.4057 | 0.06 | MBT | CZ02
MBT-w07-v96 | 3375980 | 986.67 | 3360050 | 982.56 | 15930 | 4.11 | 50 | 318.6 | 0.08 | MBT-w02-v03 | 228.8 | 0.06 | 02 | MBT | CZ02 | 03 | 0.5972
MBT-w08-v96 | 3436960 | 1034.78 | 3420690 | 1030 | 16270 | 4.78 | 60 | 271.1667 | 0.08 | MBT-w02-v07 | 223 | 0.06 | 02 | MBT | CZ02 | 07 | 0.2687
MBT-w09-v96 | 3437030 | 775.56 | 3419330 | 771.78 | 17700 | 3.78 | 80 | 221.25 | 0.05 | MBT-w02-v11 | 217.2 | 0.06 | 02 | MBT | CZ02 | 11 | 0.2687
MBT-w10-v96 | 3431410 | 1065.89 | 3415060 | 1060.67 | 16350 | 5.22 | 60 | 272.5 | 0.09 | MBT-w02-v14 | 209.4 | 0.06 | 02 | MBT | CZ02 | 14 | 0.13435
MBT-w11-v96 | 3348490 | 492.78 | 3335360 | 490.11 | 13130 | 2.67 | 60 | 218.8333 | 0.04 | MBT-w03-v96 | 168.8 | 0.03 | 03 | MBT | CZ03 | 96 | 5.6311 | 214.7027 | 0.03 | MBT | CZ03
MBT-w12-v96 | 3280570 | 1028.11 | 3269320 | 1023.44 | 11250 | 4.67 | 60 | 187.5 | 0.08 | MBT-w03-v03 | 262.75 | 0.03 | 03 | MBT | CZ03 | 03 | 3.0324
MBT-w13-v96 | 3383750 | 505.11 | 3370490 | 502.11 | 13260 | 3 | 60 | 221 | 0.05 | MBT-w03-v07 | 251 | 0.03 | 03 | MBT | CZ03 | 07 | 1.0456
MBT-w14-v96 | 3362180 | 756.44 | 3347150 | 753.11 | 15030 | 3.33 | 80 | 187.875 | 0.04 | MBT-w03-v11 | 269.75 | 0.03 | 03 | MBT | CZ03 | 11 | 1.0456
MBT-w15-v96 | 3736730 | 789.11 | 3715570 | 785.22 | 21160 | 3.89 | 80 | 264.5 | 0.05 | MBT-w03-v14 | 247.75 | 0.03 | 03 | MBT | CZ03 | 14 | 0.52278
MBT-w16-v96 | 3109940 | 673.56 | 3102670 | 671.11 | 7270 | 2.45 | 50 | 145.4 | 0.05 | MBT-w04-v96 | 208 | 0.03 | 04 | MBT | CZ04 | 96 | 3.1723 | 236.6058 | 0.029372 | MBT | CZ04
MBT-w01-v03 | 2786330 | 722.56 | 2780750 | 718.33 | 5580 | 4.23 | 40 | 139.5 | 0.11 | MBT-w04-v03 | 267.8 | 0.04 | 04 | MBT | CZ04 | 03 | 1.5659
MBT-w02-v03 | 3013160 | 852.78 | 3001720 | 849.56 | 11440 | 3.22 | 50 | 228.8 | 0.06 | MBT-w04-v07 | 259.6 | 0.02 | 04 | MBT | CZ04 | 07 | 0.79527
MBT-w03-v03 | 2958790 | 347 | 2948280 | 345.78 | 10510 | 1.22 | 40 | 262.75 | 0.03 | MBT-w04-v11 | 261.2 | 0.02 | 04 | MBT | CZ04 | 11 | 0.79527
MBT-w04-v03 | 3084220 | 412 | 3070830 | 410.22 | 13390 | 1.78 | 50 | 267.8 | 0.04 | MBT-w04-v14 | 246.8 | 0.02 | 04 | MBT | CZ04 | 14 | 0.39763
MBT-w05-v03 | 2959560 | 595.22 | 2949140 | 593.44 | 10420 | 1.78 | 40 | 260.5 | 0.04 | MBT-w05-v96 | 191.2 | 0.04 | 05 | MBT | CZ05 | 96 | 0.48997 | 223.3333 | 0.04 | MBT | CZ05
MBT-w06-v03 | 3189890 | 667.89 | 3175180 | 665.22 | 14710 | 2.67 | 50 | 294.2 | 0.05 | MBT-w05-v03 | 260.5 | 0.04 | 05 | MBT | CZ05 | 03 | 0.24183
MBT-w07-v03 | 3174550 | 918.22 | 3158190 | 914.44 | 16360 | 3.78 | 50 | 327.2 | 0.08 | MBT-w05-v07 | 245.5 | 0.04 | 05 | MBT | CZ05 | 07 | 0.13013
MBT-w08-v03 | 3238320 | 975.56 | 3221250 | 971.11 | 17070 | 4.45 | 60 | 284.5 | 0.07 | MBT-w05-v11 | 249.25 | 0.04 | 05 | MBT | CZ05 | 11 | 0.13013
MBT-w09-v03 | 3239630 | 720.89 | 3220710 | 717.56 | 18920 | 3.33 | 80 | 236.5 | 0.04 | MBT-w05-v14 | 231 | 0.04 | 05 | MBT | CZ05 | 14 | 0.065067
MBT-w10-v03 | 3230110 | 977.11 | 3212720 | 972.56 | 17390 | 4.55 | 60 | 289.8333 | 0.08 | MBT-w06-v96 | 284.8 | 0.06 | 06 | MBT | CZ06 | 96 | 10.073 | 284.9608 | 0.054407 | MBT | CZ06
MBT-w11-v03 | 3154410 | 448.56 | 3140720 | 445.78 | 13690 | 2.78 | 60 | 228.1667 | 0.05 | MBT-w06-v03 | 294.2 | 0.05 | 06 | MBT | CZ06 | 03 | 4.9766
MBT-w12-v03 | 3096970 | 953.78 | 3084640 | 949.44 | 12330 | 4.34 | 60 | 205.5 | 0.07 | MBT-w06-v07 | 284 | 0.05 | 06 | MBT | CZ06 | 07 | 3.1236
MBT-w13-v03 | 3181020 | 435.56 | 3167240 | 432.89 | 13780 | 2.67 | 60 | 229.6667 | 0.04 | MBT-w06-v11 | 281.8 | 0.05 | 06 | MBT | CZ06 | 11 | 3.1236
MBT-w14-v03 | 3172720 | 705.67 | 3156730 | 702.56 | 15990 | 3.11 | 80 | 199.875 | 0.04 | MBT-w06-v14 | 264.8 | 0.05 | 06 | MBT | CZ06 | 14 | 1.5618
MBT-w15-v03 | 3511690 | 718 | 3489830 | 714.56 | 21860 | 3.44 | 80 | 273.25 | 0.04 | MBT-w07-v96 | 318.6 | 0.08 | 07 | MBT | CZ07 | 96 | 3.8878 | 318.6229 | 0.07671 | MBT | CZ07
MBT-w16-v03 | 2927910 | 626.22 | 2919910 | 624.11 | 8000 | 2.11 | 50 | 160 | 0.04 | MBT-w07-v03 | 327.2 | 0.08 | 07 | MBT | CZ07 | 03 | 1.935
MBT-w01-v07 | 2610840 | 663.44 | 2605590 | 659.44 | 5250 | 4 | 40 | 131.25 | 0.1 | MBT-w07-v07 | 318.4 | 0.07 | 07 | MBT | CZ07 | 07 | 1.1418
MBT-w02-v07 | 2825910 | 799.22 | 2814760 | 796.11 | 11150 | 3.11 | 50 | 223 | 0.06 | MBT-w07-v11 | 317.4 | 0.07 | 07 | MBT | CZ07 | 11 | 1.1418
MBT-w03-v07 | 2760210 | 323 | 2750170 | 321.89 | 10040 | 1.11 | 40 | 251 | 0.03 | MBT-w07-v14 | 292.6 | 0.07 | 07 | MBT | CZ07 | 14 | 0.57092
MBT-w04-v07 | 2885180 | 371.11 | 2872200 | 369.89 | 12980 | 1.22 | 50 | 259.6 | 0.02 | MBT-w08-v96 | 271.1667 | 0.08 | 08 | MBT | CZ08 | 96 | 14.8237 | 275.9937 | 0.074415 | MBT | CZ08
MBT-w05-v07 | 2761950 | 556 | 2752130 | 554.33 | 9820 | 1.67 | 40 | 245.5 | 0.04 | MBT-w08-v03 | 284.5 | 0.07 | 08 | MBT | CZ08 | 03 | 7.3295
MBT-w06-v07 | 2981570 | 633.89 | 2967370 | 631.22 | 14200 | 2.67 | 50 | 284 | 0.05 | MBT-w08-v07 | 277.8333 | 0.07 | 08 | MBT | CZ08 | 07 | 4.5677
MBT-w07-v07 | 2962180 | 864.11 | 2946260 | 860.44 | 15920 | 3.67 | 50 | 318.4 | 0.07 | MBT-w08-v11 | 276.8333 | 0.07 | 08 | MBT | CZ08 | 11 | 4.5677
MBT-w08-v07 | 3033660 | 923.44 | 3016990 | 919 | 16670 | 4.44 | 60 | 277.8333 | 0.07 | MBT-w08-v14 | 274.6667 | 0.07 | 08 | MBT | CZ08 | 14 | 2.2839
MBT-w09-v07 | 3038790 | 690.56 | 3020230 | 687.11 | 18560 | 3.45 | 60 | 309.3333 | 0.06 | MBT-w09-v96 | 221.25 | 0.05 | 09 | MBT | CZ09 | 96 | 10.5649 | 250.3926 | 0.049029 | MBT | CZ09
MBT-w10-v07 | 3030970 | 925.33 | 3014000 | 920.89 | 16970 | 4.44 | 60 | 282.8333 | 0.07 | MBT-w09-v03 | 236.5 | 0.04 | 09 | MBT | CZ09 | 03 | 5.2049
MBT-w11-v07 | 2965710 | 424.78 | 2952480 | 422.33 | 13230 | 2.45 | 60 | 220.5 | 0.04 | MBT-w09-v07 | 309.3333 | 0.06 | 09 | MBT | CZ09 | 07 | 2.9564
MBT-w12-v07 | 2908170 | 900.89 | 2896220 | 896.78 | 11950 | 4.11 | 50 | 239 | 0.08 | MBT-w09-v11 | 298.5 | 0.05 | 09 | MBT | CZ09 | 11 | 2.9564
MBT-w13-v07 | 2991130 | 429.44 | 2977540 | 426.22 | 13590 | 3.22 | 60 | 226.5 | 0.05 | MBT-w09-v14 | 293.5 | 0.05 | 09 | MBT | CZ09 | 14 | 1.4782
MBT-w14-v07 | 2984590 | 670.67 | 2968860 | 667.56 | 15730 | 3.11 | 60 | 262.1667 | 0.05 | MBT-w10-v96 | 272.5 | 0.09 | 10 | MBT | CZ10 | 96 | 13.2007 | 279.9396 | 0.079298 | MBT | CZ10
MBT-w15-v07 | 3306590 | 686.11 | 3284980 | 682.56 | 21610 | 3.55 | 80 | 270.125 | 0.04 | MBT-w10-v03 | 289.8333 | 0.08 | 10 | MBT | CZ10 | 03 | 11.5056
MBT-w16-v07 | 2747890 | 588.33 | 2740150 | 586.33 | 7740 | 2 | 50 | 154.8 | 0.04 | MBT-w10-v07 | 282.8333 | 0.07 | 10 | MBT | CZ10 | 07 | 6.4249
MBT-w01-v11 | 2568250 | 650.78 | 2563000 | 646.78 | 5250 | 4 | 40 | 131.25 | 0.1 | MBT-w10-v11 | 277.8333 | 0.07 | 10 | MBT | CZ10 | 11 | 6.4249
MBT-w02-v11 | 2783330 | 780.89 | 2772470 | 777.89 | 10860 | 3 | 50 | 217.2 | 0.06 | MBT-w10-v14 | 273.5 | 0.07 | 10 | MBT | CZ10 | 14 | 3.2124
MBT-w03-v11 | 2728660 | 318.89 | 2717870 | 317.56 | 10790 | 1.33 | 40 | 269.75 | 0.03 | MBT-w11-v96 | 218.8333 | 0.04 | 11 | MBT | CZ11 | 96 | 1.1423 | 222.2619 | 0.040378 | MBT | CZ11
MBT-w04-v11 | 2844670 | 364 | 2831610 | 362.78 | 13060 | 1.22 | 50 | 261.2 | 0.02 | MBT-w11-v03 | 228.1667 | 0.05 | 11 | MBT | CZ11 | 03 | 0.5821
MBT-w05-v11 | 2723610 | 546.56 | 2713640 | 544.89 | 9970 | 1.67 | 40 | 249.25 | 0.04 | MBT-w11-v07 | 220.5 | 0.04 | 11 | MBT | CZ11 | 07 | 0.32423
MBT-w06-v11 | 2935150 | 622.78 | 2921060 | 620.11 | 14090 | 2.67 | 50 | 281.8 | 0.05 | MBT-w11-v11 | 212.8333 | 0.03 | 11 | MBT | CZ11 | 11 | 0.32423
MBT-w07-v11 | 2918780 | 845.89 | 2902910 | 842.22 | 15870 | 3.67 | 50 | 317.4 | 0.07 | MBT-w11-v14 | 247.6 | 0.03 | 11 | MBT | CZ11 | 14 | 0.16212
MBT-w08-v11 | 2987820 | 901.33 | 2971210 | 897 | 16610 | 4.33 | 60 | 276.8333 | 0.07 | MBT-w12-v96 | 187.5 | 0.08 | 12 | MBT | CZ12 | 96 | 3.6433 | 207.7672 | 0.077511 | MBT | CZ12
MBT-w09-v11 | 2990120 | 663.78 | 2972210 | 660.56 | 17910 | 3.22 | 60 | 298.5 | 0.05 | MBT-w12-v03 | 205.5 | 0.07 | 12 | MBT | CZ12 | 03 | 2.0693
MBT-w10-v11 | 2983390 | 900.56 | 2966720 | 896.11 | 16670 | 4.45 | 60 | 277.8333 | 0.07 | MBT-w12-v07 | 239 | 0.08 | 12 | MBT | CZ12 | 07 | 1.0404
MBT-w11-v11 | 2914640 | 397.89 | 2901870 | 396.22 | 12770 | 1.67 | 60 | 212.8333 | 0.03 | MBT-w12-v11 | 239 | 0.08 | 12 | MBT | CZ12 | 11 | 1.0404
MBT-w12-v11 | 2862650 | 863 | 2850700 | 859.22 | 11950 | 3.78 | 50 | 239 | 0.08 | MBT-w12-v14 | 233.8 | 0.08 | 12 | MBT | CZ12 | 14 | 0.5202
MBT-w13-v11 | 2935910 | 403.56 | 2923010 | 401.22 | 12900 | 2.34 | 60 | 215 | 0.04 | MBT-w13-v96 | 221 | 0.05 | 13 | MBT | CZ13 | 96 | 4.829 | 221.9679 | 0.045557 | MBT | CZ13
MBT-w14-v11 | 2933930 | 651 | 2918690 | 648 | 15240 | 3 | 60 | 254 | 0.05 | MBT-w13-v03 | 229.6667 | 0.04 | 13 | MBT | CZ13 | 03 | 1.9205
MBT-w15-v11 | 3239110 | 659.78 | 3217870 | 656.33 | 21240 | 3.45 | 80 | 265.5 | 0.04 | MBT-w13-v07 | 226.5 | 0.05 | 13 | MBT | CZ13 | 07 | 1.2129
MBT-w16-v11 | 2709580 | 574.33 | 2701800 | 572.33 | 7780 | 2 | 50 | 155.6 | 0.04 | MBT-w13-v11 | 215 | 0.04 | 13 | MBT | CZ13 | 11 | 1.2129
MBT-w01-v14 | 2557310 | 646.56 | 2552430 | 642.78 | 4880 | 3.78 | 30 | 162.6667 | 0.13 | MBT-w13-v14 | 210.1667 | 0.03 | 13 | MBT | CZ13 | 14 | 0.60643
MBT-w02-v14 | 2768230 | 775.33 | 2757760 | 772.44 | 10470 | 2.89 | 50 | 209.4 | 0.06 | MBT-w14-v96 | 187.875 | 0.04 | 14 | MBT | CZ14 | 96 | 2.3628 | 216.3695 | 0.043736 | MBT | CZ14
MBT-w03-v14 | 2714240 | 317 | 2704330 | 315.89 | 9910 | 1.11 | 40 | 247.75 | 0.03 | MBT-w14-v03 | 199.875 | 0.04 | 14 | MBT | CZ14 | 03 | 1.7832
MBT-w04-v14 | 2824520 | 361.11 | 2812180 | 360 | 12340 | 1.11 | 50 | 246.8 | 0.02 | MBT-w14-v07 | 262.1667 | 0.05 | 14 | MBT | CZ14 | 07 | 0.9889
MBT-w05-v14 | 2709550 | 541.78 | 2700310 | 540.22 | 9240 | 1.56 | 40 | 231 | 0.04 | MBT-w14-v11 | 254 | 0.05 | 14 | MBT | CZ14 | 11 | 0.9889
MBT-w06-v14 | 2915040 | 616 | 2901800 | 613.56 | 13240 | 2.44 | 50 | 264.8 | 0.05 | MBT-w14-v14 | 245.1667 | 0.05 | 14 | MBT | CZ14 | 14 | 0.49445
MBT-w07-v14 | 2897610 | 834.67 | 2882980 | 831.33 | 14630 | 3.34 | 50 | 292.6 | 0.07 | MBT-w15-v96 | 264.5 | 0.05 | 15 | MBT | CZ15 | 96 | 4.1212 | 274.0135 | 0.043903 | MBT | CZ15
MBT-w08-v14 | 2968900 | 882.78 | 2952420 | 878.78 | 16480 | 4 | 60 | 274.6667 | 0.07 | MBT-w15-v03 | 273.25 | 0.04 | 15 | MBT | CZ15 | 03 | 3.8377
MBT-w09-v14 | 2971590 | 658.44 | 2953980 | 655.22 | 17610 | 3.22 | 60 | 293.5 | 0.05 | MBT-w15-v07 | 270.125 | 0.04 | 15 | MBT | CZ15 | 07 | 2.1327
MBT-w10-v14 | 2961050 | 893.89 | 2944640 | 889.56 | 16410 | 4.33 | 60 | 273.5 | 0.07 | MBT-w15-v11 | 265.5 | 0.04 | 15 | MBT | CZ15 | 11 | 2.1327
MBT-w11-v14 | 2895500 | 394.67 | 2883120 | 393 | 12380 | 1.67 | 50 | 247.6 | 0.03 | MBT-w15-v14 | 338.3333 | 0.05 | 15 | MBT | CZ15 | 14 | 1.0663
MBT-w12-v14 | 2843800 | 855.89 | 2832110 | 852.11 | 11690 | 3.78 | 50 | 233.8 | 0.08 | MBT-w16-v96 | 145.4 | 0.05 | 16 | MBT | CZ16 | 96 | 1.8276 | 152.4563 | 0.04389 | MBT | CZ16
MBT-w13-v14 | 2917310 | 383.44 | 2904700 | 381.78 | 12610 | 1.66 | 60 | 210.1667 | 0.03 | MBT-w16-v03 | 160 | 0.04 | 16 | MBT | CZ16 | 03 | 1.1862
MBT-w14-v14 | 2914610 | 646.11 | 2899900 | 643.22 | 14710 | 2.89 | 60 | 245.1667 | 0.05 | MBT-w16-v07 | 154.8 | 0.04 | 16 | MBT | CZ16 | 07 | 0.67367
MBT-w15-v14 | 3211370 | 635.22 | 3191070 | 632.44 | 20300 | 2.78 | 60 | 338.3333 | 0.05 | MBT-w16-v11 | 155.6 | 0.04 | 16 | MBT | CZ16 | 11 | 0.67367
MBT-w16-v14 | 2693660 | 569.11 | 2686000 | 567.11 | 7660 | 2 | 50 | 153.2 | 0.04 | MBT-w16-v14 | 153.2 | 0.04 | 16 | MBT | CZ16 | 14 | 0.33683
Nrs-w01-v96 | 2064930 | 306.67 | 2055090 | 304.22 | 9840 | 2.45 | 20 | 492 | 0.12 | Nrs-w01-v96 | 492 | 0.12 | 01 | Nrs | CZ01 | 96 | 0.1019 | 464.5381 | 0.12093 | Nrs | CZ01
Nrs-w02-v96 | 2282080 | 375.44 | 2259280 | 371.78 | 22800 | 3.66 | 40 | 570 | 0.09 | Nrs-w01-v03 | 465.5 | 0.12 | 01 | Nrs | CZ01 | 03 | 0.0796
Nrs-w03-v96 | 2179150 | 336.11 | 2163110 | 333.44 | 16040 | 2.67 | 30 | 534.6667 | 0.09 | Nrs-w01-v07 | 440 | 0.12 | 01 | Nrs | CZ01 | 07 | 0.022
Nrs-w04-v96 | 2314840 | 410.56 | 2292450 | 408.22 | 22390 | 2.34 | 40 | 559.75 | 0.06 | Nrs-w01-v11 | 395 | 0.12 | 01 | Nrs | CZ01 | 11 | 0.022
Nrs-w05-v96 | 2169960 | 344.33 | 2156350 | 342.56 | 13610 | 1.77 | 30 | 453.6667 | 0.06 | Nrs-w01-v14 | 391.3333 | 0.14 | 01 | Nrs | CZ01 | 14 | 0.011
Nrs-w06-v96 | 2375320 | 405.44 | 2350990 | 403.22 | 24330 | 2.22 | 40 | 608.25 | 0.06 | Nrs-w02-v96 | 570 | 0.09 | 02 | Nrs | CZ02 | 96 | 0.90065 | 525.9107 | 0.085966 | Nrs | CZ02
Nrs-w07-v96 | 2327340 | 396.11 | 2305340 | 394.11 | 22000 | 2 | 30 | 733.3333 | 0.07 | Nrs-w02-v03 | 508 | 0.08 | 02 | Nrs | CZ02 | 03 | 0.43335
Nrs-w08-v96 | 2414490 | 445.56 | 2387400 | 442.89 | 27090 | 2.67 | 40 | 677.25 | 0.07 | Nrs-w02-v07 | 493.25 | 0.09 | 02 | Nrs | CZ02 | 07 | 0.2133
Nrs-w09-v96 | 2521140 | 502.89 | 2484200 | 499.11 | 36940 | 3.78 | 50 | 738.8 | 0.08 | Nrs-w02-v11 | 465 | 0.08 | 02 | Nrs | CZ02 | 11 | 0.2133
Nrs-w10-v96 | 2484090 | 498.33 | 2452950 | 494.78 | 31140 | 3.55 | 50 | 622.8 | 0.07 | Nrs-w02-v14 | 413.5 | 0.08 | 02 | Nrs | CZ02 | 14 | 0.10665
Nrs-w11-v96 | 2471780 | 431 | 2441930 | 428.11 | 29850 | 2.89 | 50 | 597 | 0.06 | Nrs-w03-v96 | 534.6667 | 0.09 | 03 | Nrs | CZ03 | 96 | 2.5461 | 508.5902 | 0.090636 | Nrs | CZ03
Nrs-w12-v96 | 2373040 | 438.22 | 2345980 | 435.44 | 27060 | 2.78 | 50 | 541.2 | 0.06 | Nrs-w03-v03 | 482.3333 | 0.09 | 03 | Nrs | CZ03 | 03 | 0.57795
Nrs-w13-v96 | 2488400 | 452.67 | 2457270 | 449.67 | 31130 | 3 | 50 | 622.6 | 0.06 | Nrs-w03-v07 | 464 | 0.09 | 03 | Nrs | CZ03 | 07 | 0.5822
Nrs-w14-v96 | 2505070 | 470.11 | 2467660 | 466.67 | 37410 | 3.44 | 50 | 748.2 | 0.07 | Nrs-w03-v11 | 431 | 0.08 | 03 | Nrs | CZ03 | 11 | 0.5822
Nrs-w15-v96 | 2862910 | 482 | 2815520 | 478.44 | 47390 | 3.56 | 60 | 789.8333 | 0.06 | Nrs-w03-v14 | 577 | 0.12 | 03 | Nrs | CZ03 | 14 | 0.2911
Nrs-w16-v96 | 2180270 | 393.67 | 2166780 | 391.56 | 13490 | 2.11 | 30 | 449.6667 | 0.07 | Nrs-w04-v96 | 559.75 | 0.06 | 04 | Nrs | CZ04 | 96 | 1.2394 | 570.1701 | 0.059874 | Nrs | CZ04
Nrs-w01-v03 | 2018420 | 299.56 | 2009110 | 297.22 | 9310 | 2.34 | 20 | 465.5 | 0.12 | Nrs-w04-v03 | 508 | 0.05 | 04 | Nrs | CZ04 | 03 | 0.6288
Nrs-w02-v03 | 2196160 | 356.44 | 2175840 | 353.22 | 20320 | 3.22 | 40 | 508 | 0.08 | Nrs-w04-v07 | 665.6667 | 0.07 | 04 | Nrs | CZ04 | 07 | 0.29791
Nrs-w03-v03 | 2109750 | 322.22 | 2095280 | 319.67 | 14470 | 2.55 | 30 | 482.3333 | 0.09 | Nrs-w04-v11 | 641.6667 | 0.07 | 04 | Nrs | CZ04 | 11 | 0.29791
Nrs-w04-v03 | 2228940 | 389.67 | 2208620 | 387.56 | 20320 | 2.11 | 40 | 508 | 0.05 | Nrs-w04-v14 | 585.3333 | 0.06 | 04 | Nrs | CZ04 | 14 | 0.14896
Nrs-w05-v03 | 2100490 | 330.44 | 2087700 | 328.67 | 12790 | 1.77 | 30 | 426.3333 | 0.06 | Nrs-w05-v96 | 453.6667 | 0.06 | 05 | Nrs | CZ05 | 96 | 0.37133 | 480.8314 | 0.06656 | Nrs | CZ05
Nrs-w06-v03 | 2279680 | 383.56 | 2257710 | 381.67 | 21970 | 1.89 | 30 | 732.3333 | 0.06 | Nrs-w05-v03 | 426.3333 | 0.06 | 05 | Nrs | CZ05 | 03 | 0.26172
Nrs-w07-v03 | 2236820 | 375.44 | 2216810 | 373.67 | 20010 | 1.77 | 30 | 667 | 0.06 | Nrs-w05-v07 | 618.5 | 0.09 | 05 | Nrs | CZ05 | 07 | 0.09524
Nrs-w08-v03 | 2312480 | 420.78 | 2287890 | 418.33 | 24590 | 2.45 | 40 | 614.75 | 0.06 | Nrs-w05-v11 | 583 | 0.08 | 05 | Nrs | CZ05 | 11 | 0.09524
Nrs-w09-v03 | 2407770 | 466.33 | 2374160 | 463 | 33610 | 3.33 | 50 | 672.2 | 0.07 | Nrs-w05-v14 | 512.5 | 0.08 | 05 | Nrs | CZ05 | 14 | 0.04762
Nrs-w10-v03 | 2374510 | 459.44 | 2346710 | 456.33 | 27800 | 3.11 | 40 | 695 | 0.08 | Nrs-w06-v96 | 608.25 | 0.06 | 06 | Nrs | CZ06 | 96 | 2.8917 | 678.1273 | 0.061114 | Nrs | CZ06
Nrs-w11-v03 | 2392420 | 408.56 | 2364300 | 405.89 | 28120 | 2.67 | 50 | 562.4 | 0.05 | Nrs-w06-v03 | 732.3333 | 0.06 | 06 | Nrs | CZ06 | 03 | 2.6471
Nrs-w12-v03 | 2304900 | 415.78 | 2279350 | 413.22 | 25550 | 2.56 | 40 | 638.75 | 0.06 | Nrs-w06-v07 | 726.3333 | 0.07 | 06 | Nrs | CZ06 | 07 | 0.85495
Nrs-w13-v03 | 2406550 | 427.67 | 2377480 | 424.89 | 29070 | 2.78 | 50 | 581.4 | 0.06 | Nrs-w06-v11 | 705.6667 | 0.06 | 06 | Nrs | CZ06 | 11 | 0.85495
Nrs-w14-v03 | 2423500 | 448.78 | 2387920 | 445.44 | 35580 | 3.34 | 50 | 711.6 | 0.07 | Nrs-w06-v14 | 663.6667 | 0.06 | 06 | Nrs | CZ06 | 14 | 0.42747
Nrs-w15-v03 | 2750400 | 456.44 | 2706110 | 453 | 44290 | 3.44 | 60 | 738.1667 | 0.06 | Nrs-w07-v96 | 733.3333 | 0.07 | 07 | Nrs | CZ07 | 96 | 1.5011 | 689.7951 | 0.064089 | Nrs | CZ07
Nrs-w16-v03 | 2128910 | 380.56 | 2116180 | 378.67 | 12730 | 1.89 | 30 | 424.3333 | 0.06 | Nrs-w07-v03 | 667 | 0.06 | 07 | Nrs | CZ07 | 03 | 0.92811
Nrs-w01-v07 | 1809730 | 265.56 | 1800930 | 263.11 | 8800 | 2.45 | 20 | 440 | 0.12 | Nrs-w07-v07 | 657 | 0.06 | 07 | Nrs | CZ07 | 07 | 0.33361
Nrs-w02-v07 | 1983550 | 325.22 | 1963820 | 321.78 | 19730 | 3.44 | 40 | 493.25 | 0.09 | Nrs-w07-v11 | 639.6667 | 0.06 | 07 | Nrs | CZ07 | 11 | 0.33361
Nrs-w03-v07 | 1887390 | 289.44 | 1873470 | 286.89 | 13920 | 2.55 | 30 | 464 | 0.09 | Nrs-w07-v14 | 590.6667 | 0.05 | 07 | Nrs | CZ07 | 14 | 0.16681
Nrs-w04-v07 | 2005810 | 360 | 1985840 | 357.89 | 19970 | 2.11 | 30 | 665.6667 | 0.07 | Nrs-w08-v96 | 677.25 | 0.07 | 08 | Nrs | CZ08 | 96 | 3.2367 | 640.3831 | 0.0643 | Nrs | CZ08
Nrs-w05-v07 | 1876330 | 295.33 | 1863960 | 293.56 | 12370 | 1.77 | 20 | 618.5 | 0.09 | Nrs-w08-v03 | 614.75 | 0.06 | 08 | Nrs | CZ08 | 03 | 2.9693
Nrs-w06-v07 | 2027230 | 349.67 | 2005440 | 347.67 | 21790 | 2 | 30 | 726.3333 | 0.07 | Nrs-w08-v07 | 607 | 0.06 | 08 | Nrs | CZ08 | 07 | 0.98875
Nrs-w07-v07 | 1994950 | 344.56 | 1975240 | 342.67 | 19710 | 1.89 | 30 | 657 | 0.06 | Nrs-w08-v11 | 589.25 | 0.06 | 08 | Nrs | CZ08 | 11 | 0.98875
Nrs-w08-v07 | 2081310 | 389.33 | 2057030 | 387 | 24280 | 2.33 | 40 | 607 | 0.06 | Nrs-w08-v14 | 722 | 0.07 | 08 | Nrs | CZ08 | 14 | 0.49438
Nrs-w09-v07 | 2169580 | 439 | 2136600 | 435.78 | 32980 | 3.22 | 50 | 659.6 | 0.06 | Nrs-w09-v96 | 738.8 | 0.08 | 09 | Nrs | CZ09 | 96 | 2.6526 | 694.3919 | 0.070798 | Nrs | CZ09
Nrs-w10-v07 | 2143080 | 431.56 | 2115820 | 428.56 | 27260 | 3 | 40 | 681.5 | 0.08 | Nrs-w09-v03 | 672.2 | 0.07 | 09 | Nrs | CZ09 | 03 | 2.5808
Nrs-w11-v07 | 2144500 | 375.44 | 2117240 | 372.89 | 27260 | 2.55 | 40 | 681.5 | 0.06 | Nrs-w09-v07 | 659.6 | 0.06 | 09 | Nrs | CZ09 | 07 | 1.0163
Nrs-w12-v07 | 2076070 | 386.11 | 2051680 | 383.56 | 24390 | 2.55 | 40 | 609.75 | 0.06 | Nrs-w09-v11 | 645.2 | 0.06 | 09 | Nrs | CZ09 | 11 | 1.0163
Nrs-w13-v07 | 2171920 | 398.67 | 2143740 | 396 | 28180 | 2.67 | 40 | 704.5 | 0.07 | Nrs-w09-v14 | 743.25 | 0.07 | 09 | Nrs | CZ09 | 14 | 0.50815
Nrs-w14-v07 | 2195710 | 422 | 2160800 | 418.67 | 34910 | 3.33 | 50 | 698.2 | 0.07 | Nrs-w10-v96 | 622.8 | 0.07 | 10 | Nrs | CZ10 | 96 | 3.5812 | 647.6625 | 0.074485 | Nrs | CZ10
Nrs-w15-v07 | 2514860 | 430.11 | 2470880 | 426.67 | 43980 | 3.44 | 60 | 733 | 0.06 | Nrs-w10-v03 | 695 | 0.08 | 10 | Nrs | CZ10 | 03 | 1.343
Nrs-w16-v07 | 1912000 | 348.67 | 1899660 | 346.78 | 12340 | 1.89 | 30 | 411.3333 | 0.06 | Nrs-w10-v07 | 681.5 | 0.08 | 10 | Nrs | CZ10 | 07 | 0.98518
Nrs-w01-v11 | 1761600 | 257.44 | 1753700 | 255 | 7900 | 2.44 | 20 | 395 | 0.12 | Nrs-w10-v11 | 659 | 0.08 | 10 | Nrs | CZ10 | 11 | 0.98518
Nrs-w02-v11 | 1932530 | 316.33 | 1913930 | 313 | 18600 | 3.33 | 40 | 465 | 0.08 | Nrs-w10-v14 | 609 | 0.07 | 10 | Nrs | CZ10 | 14 | 0.49259
Nrs-w03-v11 | 1837530 | 281.11 | 1824600 | 278.67 | 12930 | 2.44 | 30 | 431 | 0.08 | Nrs-w11-v96 | 597 | 0.06 | 11 | Nrs | CZ11 | 96 | 0.65285 | 604.9388 | 0.057226 | Nrs | CZ11
Nrs-w04-v11 | 1957530 | 350.44 | 1938280 | 348.33 | 19250 | 2.11 | 30 | 641.6667 | 0.07 | Nrs-w11-v03 | 562.4 | 0.05 | 11 | Nrs | CZ11 | 03 | 0.42315
Nrs-w05-v11 | 1828730 | 287.33 | 1817070 | 285.67 | 11660 | 1.66 | 20 | 583 | 0.08 | Nrs-w11-v07 | 681.5 | 0.06 | 11 | Nrs | CZ11 | 07 | 0.17985
Nrs-w06-v11 | 1978550 | 341.22 | 1957380 | 339.33 | 21170 | 1.89 | 30 | 705.6667 | 0.06 | Nrs-w11-v11 | 660 | 0.06 | 11 | Nrs | CZ11 | 11 | 0.17985
Nrs-w07-v11 | 1946420 | 333.56 | 1927230 | 331.78 | 19190 | 1.78 | 30 | 639.6667 | 0.06 | Nrs-w11-v14 | 599.5 | 0.06 | 11 | Nrs | CZ11 | 14 | 0.089925
Nrs-w08-v11 | 2031260 | 380.11 | 2007690 | 377.78 | 23570 | 2.33 | 40 | 589.25 | 0.06 | Nrs-w12-v96 | 541.2 | 0.06 | 12 | Nrs | CZ12 | 96 | 2.33 | 574.804 | 0.06 | Nrs | CZ12
Nrs-w09-v11 | 2118870 | 423.11 | 2086610 | 420 | 32260 | 3.11 | 50 | 645.2 | 0.06 | Nrs-w12-v03 | 638.75 | 0.06 | 12 | Nrs | CZ12 | 03 | 1.0482
Nrs-w10-v11 | 2091050 | 420.67 | 2064690 | 417.67 | 26360 | 3 | 40 | 659 | 0.08 | Nrs-w12-v07 | 609.75 | 0.06 | 12 | Nrs | CZ12 | 07 | 0.5935
Nrs-w11-v11 | 2093680 | 365.78 | 2067280 | 363.22 | 26400 | 2.56 | 40 | 660 | 0.06 | Nrs-w12-v11 | 584.75 | 0.06 | 12 | Nrs | CZ12 | 11 | 0.5935
Nrs-w12-v11 | 2025280 | 376.11 | 2001890 | 373.56 | 23390 | 2.55 | 40 | 584.75 | 0.06 | Nrs-w12-v14 | 523 | 0.06 | 12 | Nrs | CZ12 | 14 | 0.29675
Nrs-w13-v11 | 2118180 | 388.22 | 2091240 | 385.56 | 26940 | 2.66 | 40 | 673.5 | 0.07 | Nrs-w13-v96 | 622.6 | 0.06 | 13 | Nrs | CZ13 | 96 | 2.475 | 627.4829 | 0.062308 | Nrs | CZ13
Nrs-w14-v11 | 2144760 | 411.67 | 2110880 | 408.44 | 33880 | 3.23 | 50 | 677.6 | 0.06 | Nrs-w13-v03 | 581.4 | 0.06 | 13 | Nrs | CZ13 | 03 | 1.2736
Nrs-w15-v11 | 2455310 | 417.78 | 2412340 | 414.44 | 42970 | 3.34 | 50 | 859.4 | 0.07 | Nrs-w13-v07 | 704.5 | 0.07 | 13 | Nrs | CZ13 | 07 | 0.60795
Nrs-w16-v11 | 1866850 | 338.78 | 1854980 | 336.89 | 11870 | 1.89 | 30 | 395.6667 | 0.06 | Nrs-w13-v11 | 673.5 | 0.07 | 13 | Nrs | CZ13 | 11 | 0.60795
Nrs-w01-v14 | 1737350 | 252.33 | 1731480 | 250.22 | 5870 | 2.11 | 15 | 391.3333 | 0.14 | Nrs-w13-v14 | 614.25 | 0.06 | 13 | Nrs | CZ13 | 14 | 0.30397
Nrs-w02-v14 | 1901470 | 309.22 | 1884930 | 305.89 | 16540 | 3.33 | 40 | 413.5 | 0.08 | Nrs-w14-v96 | 748.2 | 0.07 | 14 | Nrs | CZ14 | 96 | 0.49224 | 714.6297 | 0.067958 | Nrs | CZ14
Nrs-w03-v14 | 1813610 | 274.56 | 1802070 | 272.22 | 11540 | 2.34 | 20 | 577 | 0.12 | Nrs-w14-v03 | 711.6 | 0.07 | 14 | Nrs | CZ14 | 03 | 0.22721
Nrs-w04-v14 | 1924600 | 340.33 | 1907040 | 338.44 | 17560 | 1.89 | 30 | 585.3333 | 0.06 | Nrs-w14-v07 | 698.2 | 0.07 | 14 | Nrs | CZ14 | 07 | 0.14846
Nrs-w05-v14 | 1805480 | 280.78 | 1795230 | 279.11 | 10250 | 1.67 | 20 | 512.5 | 0.08 | Nrs-w14-v11 | 677.6 | 0.06 | 14 | Nrs | CZ14 | 11 | 0.14846
Nrs-w06-v14 | 1950740 | 332.11 | 1930830 | 330.33 | 19910 | 1.78 | 30 | 663.6667 | 0.06 | Nrs-w14-v14 | 608.2 | 0.06 | 14 | Nrs | CZ14 | 14 | 0.074228
Nrs-w07-v14 | 1918610 | 324.22 | 1900890 | 322.67 | 17720 | 1.55 | 30 | 590.6667 | 0.05 | Nrs-w15-v96 | 789.8333 | 0.06 | 15 | Nrs | CZ15 | 96 | 0.6867 | 784.5134 | 0.06136 | Nrs | CZ15
Nrs-w08-v14 | 1999090 | 366 | 1977430 | 363.89 | 21660 | 2.11 | 30 | 722 | 0.07 | Nrs-w15-v03 | 738.1667 | 0.06 | 15 | Nrs | CZ15 | 03 | 0.2441
Nrs-w09-v14 | 2080730 | 406.56 | 2051000 | 403.67 | 29730 | 2.89 | 40 | 743.25 | 0.07 | Nrs-w15-v07 | 733 | 0.06 | 15 | Nrs | CZ15 | 07 | 0.1919
Nrs-w10-v14 | 2056040 | 411.89 | 2031680 | 409.11 | 24360 | 2.78 | 40 | 609 | 0.07 | Nrs-w15-v11 | 859.4 | 0.07 | 15 | Nrs | CZ15 | 11 | 0.1919
Nrs-w11-v14 | 2057990 | 358.44 | 2034010 | 356 | 23980 | 2.44 | 40 | 599.5 | 0.06 | Nrs-w15-v14 | 817.6 | 0.06 | 15 | Nrs | CZ15 | 14 | 0.09595
Nrs-w12-v14 | 1989090 | 364.78 | 1968170 | 362.44 | 20920 | 2.34 | 40 | 523 | 0.06 | Nrs-w16-v96 | 449.6667 | 0.07 | 16 | Nrs | CZ16 | 96 | 0.48325 | 434.2049 | 0.06692 | Nrs | CZ16
Nrs-w13-v14 | 2082540 | 380.22 | 2057970 | 377.67 | 24570 | 2.55 | 40 | 614.25 | 0.06 | Nrs-w16-v03 | 424.3333 | 0.06 | 16 | Nrs | CZ16 | 03 | 0.17425
Nrs-w14-v14 | 2102260 | 403.56 | 2071850 | 400.44 | 30410 | 3.12 | 50 | 608.2 | 0.06 | Nrs-w16-v07 | 411.3333 | 0.06 | 16 | Nrs | CZ16 | 07 | 0.123
Nrs-w15-v14 | 2429700 | 416.44 | 2388820 | 413.22 | 40880 | 3.22 | 50 | 817.6 | 0.06 | Nrs-w16-v11 | 395.6667 | 0.06 | 16 | Nrs | CZ16 | 11 | 0.123
Nrs-w16-v14 | 1827370 | 328.33 | 1818100 | 326.56 | 9270 | 1.77 | 20 | 463.5 | 0.09 | Nrs-w16-v14 | 463.5 | 0.09 | 16 | Nrs | CZ16 | 14 | 0.0615
OfL-w01-v96 | 1860270 | 469.44 | 1856500 | 466 | 3770 | 3.44 | 40 | 94.25 | 0.09 | OfL-w01-v96 | 94.25 | 0.09 | 01 | OfL | CZ01 | 96 | 0.1285 | 96.0384 | 0.082223 | OfL | CZ01
OfL-w02-v96 | 2217750 | 638.22 | 2204140 | 634.67 | 13610 | 3.55 | 60 | 226.8333 | 0.06 | OfL-w01-v03 | 91.75 | 0.08 | 01 | OfL | CZ01 | 03 | 0.2207
OfL-w03-v96 | 2091360 | 361.22 | 2081130 | 357 | 10230 | 4.22 | 50 | 204.6 | 0.08 | OfL-w01-v07 | 112.3333 | 0.08 | 01 | OfL | CZ01 | 07 | 0.0482
OfL-w04-v96 | 2262970 | 455.67 | 2249140 | 452.22 | 13830 | 3.45 | 50 | 276.6 | 0.07 | OfL-w01-v11 | 111.6667 | 0.08 | 01 | OfL | CZ01 | 11 | 0.0482
OfL-w05-v96 | 2121470 | 516 | 2111580 | 513.33 | 9890 | 2.67 | 40 | 247.25 | 0.07 | OfL-w01-v14 | 81 | 0.07 | 01 | OfL | CZ01 | 14 | 0.0241
OfL-w06-v96 | 2346770 | 613 | 2331380 | 609.33 | 15390 | 3.67 | 50 | 307.8 | 0.07 | OfL-w02-v96 | 226.8333 | 0.06 | 02 | OfL | CZ02 | 96 | 2.8914 | 236.5479 | 0.060542 | OfL | CZ02
OfL-w07-v96 | 2315660 | 705.78 | 2299880 | 702 | 15780 | 3.78 | 50 | 315.6 | 0.08 | OfL-w02-v03 | 251.8 | 0.06 | 02 | OfL | CZ02 | 03 | 1.8798
OfL-w08-v96 | 2385570 | 754.22 | 2369460 | 750 | 16110 | 4.22 | 50 | 322.2 | 0.08 | OfL-w02-v07 | 240.4 | 0.06 | 02 | OfL | CZ02 | 07 | 0.7101
OfL-w09-v96 | 2421820 | 695 | 2402770 | 690.33 | 19050 | 4.67 | 60 | 317.5 | 0.08 | OfL-w02-v11 | 239.4 | 0.06 | 02 | OfL | CZ02 | 11 | 0.7101
OfL-w10-v96 | 2429670 | 787 | 2412310 | 782.11 | 17360 | 4.89 | 60 | 289.3333 | 0.08 | OfL-w02-v14 | 221.5 | 0.07 | 02 | OfL | CZ02 | 14 | 0.35505
OfL-w11-v96 | 2321690 | 493.56 | 2305920 | 488.33 | 15770 | 5.23 | 60 | 262.8333 | 0.09 | OfL-w03-v96 | 204.6 | 0.08 | 03 | OfL | CZ03 | 96 | 28.2107 | 222.4843 | 0.094566 | OfL | CZ03
OfL-w12-v96 | 2238350 | 723.67 | 2225350 | 719.56 | 13000 | 4.11 | 60 | 216.6667 | 0.07 | OfL-w03-v03 | 243.25 | 0.11 | 03 | OfL | CZ03 | 03 | 16.7021
OfL-w13-v96 | 2316100 | 490.78 | 2302480 | 486.67 | 13620 | 4.11 | 60 | 227 | 0.07 | OfL-w03-v07 | 234.5 | 0.11 | 03 | OfL | CZ03 | 07 | 6.4925
OfL-w14-v96 | 2340970 | 647.89 | 2322760 | 643.44 | 18210 | 4.45 | 60 | 303.5 | 0.07 | OfL-w03-v11 | 234 | 0.1 | 03 | OfL | CZ03 | 11 | 6.4925
OfL-w15-v96 | 2653150 | 668.89 | 2631090 | 664.44 | 22060 | 4.45 | 60 | 367.6667 | 0.07 | OfL-w03-v14 | 224 | 0.1 | 03 | OfL | CZ03 | 14 | 3.2462
OfL-w16-v96 | 2068080 | 565.89 | 2061050 | 562.67 | 7030 | 3.22 | 40 | 175.75 | 0.08 | OfL-w04-v96 | 276.6 | 0.07 | 04 | OfL | CZ04 | 96 | 14.391 | 261.7863 | 0.075051 | OfL | CZ04
OfL-w01-v03 | 1751310 | 443.11 | 1747640 | 440 | 3670 | 3.11 | 40 | 91.75 | 0.08 | OfL-w04-v03 | 257.4 | 0.08 | 04 | OfL | CZ04 | 03 | 9.3115
OfL-w02-v03 | 2005100 | 574.56 | 1992510 | 571.33 | 12590 | 3.23 | 50 | 251.8 | 0.06 | OfL-w04-v07 | 250.8 | 0.08 | 04 | OfL | CZ04 | 07 | 3.6099
OfL-w03-v03 | 1940880 | 321.89 | 1931150 | 317.67 | 9730 | 4.22 | 40 | 243.25 | 0.11 | OfL-w04-v11 | 246.8 | 0.08 | 04 | OfL | CZ04 | 11 | 3.6099
OfL-w04-v03 | 2089530 | 403.44 | 2076660 | 399.56 | 12870 | 3.88 | 50 | 257.4 | 0.08 | OfL-w04-v14 | 218.25 | 0.07 | 04 | OfL | CZ04 | 14 | 1.805
OfL-w05-v03 | 1963320 | 467.78 | 1954420 | 465.22 | 8900 | 2.56 | 40 | 222.5 | 0.06 | OfL-w05-v96 | 247.25 | 0.07 | 05 | OfL | CZ05 | 96 | 1.2456 | 231.3333 | 0.065041 | OfL | CZ05
OfL-w06-v03 | 2160540 | 557.56 | 2146300 | 554.22 | 14240 | 3.34 | 50 | 284.8 | 0.07 | OfL-w05-v03 | 222.5 | 0.06 | 05 | OfL | CZ05 | 03 | 0.7794
OfL-w07-v03 | 2135200 | 648.56 | 2120670 | 645.22 | 14530 | 3.34 | 40 | 363.25 | 0.08 | OfL-w05-v07 | 214.5 | 0.06 | 05 | OfL | CZ05 | 07 | 0.2958
OfL-w08-v03 | 2199590 | 694.44 | 2184230 | 690.67 | 15360 | 3.77 | 50 | 307.2 | 0.08 | OfL-w05-v11 | 214.75 | 0.06 | 05 | OfL | CZ05 | 11 | 0.2958
OfL-w09-v03 | 2229930 | 630.33 | 2212180 | 626.11 | 17750 | 4.22 | 60 | 295.8333 | 0.07 | OfL-w05-v14 | 210.6667 | 0.07 | 05 | OfL | CZ05 | 14 | 0.1479
OfL-w10-v03 | 2177060 | 691.11 | 2162030 | 687.22 | 15030 | 3.89 | 50 | 300.6 | 0.08 | OfL-w06-v96 | 307.8 | 0.07 | 06 | OfL | CZ06 | 96 | 22.11 | 292.3132 | 0.067823 | OfL | CZ06
OfL-w11-v03 | 2139310 | 433.78 | 2124530 | 429.11 | 14780 | 4.67 | 60 | 246.3333 | 0.08 | OfL-w06-v03 | 284.8 | 0.07 | 06 | OfL | CZ06 | 03 | 11.9461
OfL-w12-v03 | 2071750 | 661.33 | 2059320 | 657.67 | 12430 | 3.66 | 50 | 248.6 | 0.07 | OfL-w06-v07 | 277.4 | 0.06 | 06 | OfL | CZ06 | 07 | 5.0931
OfL-w13-v03 | 2136520 | 433.89 | 2123390 | 429.56 | 13130 | 4.33 | 50 | 262.6 | 0.09 | OfL-w06-v11 | 274.4 | 0.06 | 06 | OfL | CZ06 | 11 | 5.0931
OfL-w14-v03 | 2176580 | 588.44 | 2159300 | 584.33 | 17280 | 4.11 | 60 | 288 | 0.07 | OfL-w06-v14 | 258.75 | 0.07 | 06 | OfL | CZ06 | 14 | 2.5465
OfL-w15-v03 | 2442410 | 602.33 | 2420900 | 598.33 | 21510 | 4 | 60 | 358.5 | 0.07 | OfL-w07-v96 | 315.6 | 0.08 | 07 | OfL | CZ07 | 96 | 12.5592 | 333.3773 | 0.07946 | OfL | CZ07
OfL-w16-v03 | 1930440 | 524.67 | 1923700 | 521.89 | 6740 | 2.78 | 40 | 168.5 | 0.07 | OfL-w07-v03 | 363.25 | 0.08 | 07 | OfL | CZ07 | 03 | 7.2843
OfL-w01-v07 | 1592900 | 389.22 | 1589530 | 386.78 | 3370 | 2.44 | 30 | 112.3333 | 0.08 | OfL-w07-v07 | 354.5 | 0.08 | 07 | OfL | CZ07 | 07 | 2.934
OfL-w02-v07 | 1815330 | 522.89 | 1803310 | 519.78 | 12020 | 3.11 | 50 | 240.4 | 0.06 | OfL-w07-v11 | 351 | 0.08 | 07 | OfL | CZ07 | 11 | 2.934
OfL-w03-v07 | 1744950 | 280.56 | 1735570 | 276.33 | 9380 | 4.23 | 40 | 234.5 | 0.11 | OfL-w07-v14 | 259.75 | 0.07 | 07 | OfL | CZ07 | 14 | 1.467
OfL-w04-v07 | 1879570 | 363 | 1867030 | 359.22 | 12540 | 3.78 | 50 | 250.8 | 0.08 | OfL-w08-v96 | 322.2 | 0.08 | 08 | OfL | CZ08 | 96 | 27.6999 | 310.1488 | 0.07771 | OfL | CZ08
OfL-w05-v07 | 1756870 | 415.11 | 1748290 | 412.56 | 8580 | 2.55 | 40 | 214.5 | 0.06 | OfL-w08-v03 | 307.2 | 0.08 | 08 | OfL | CZ08 | 03 | 14.9885
OfL-w06-v07 | 1937210 | 511.33 | 1923340 | 508.11 | 13870 | 3.22 | 50 | 277.4 | 0.06 | OfL-w08-v07 | 301.6 | 0.07 | 08 | OfL | CZ08 | 07 | 6.8473
OfL-w07-v07 | 1907650 | 597.44 | 1893470 | 594.11 | 14180 | 3.33 | 40 | 354.5 | 0.08 | OfL-w08-v11 | 294.6 | 0.07 | 08 | OfL | CZ08 | 11 | 6.8473
OfL-w08-v07 | 1977270 | 643.11 | 1962190 | 639.44 | 15080 | 3.67 | 50 | 301.6 | 0.07 | OfL-w08-v14 | 273.75 | 0.08 | 08 | OfL | CZ08 | 14 | 3.4236
OfL-w09-v07 | 2008660 | 585 | 1991310 | 580.89 | 17350 | 4.11 | 60 | 289.1667 | 0.07 | OfL-w09-v96 | 317.5 | 0.08 | 09 | OfL | CZ09 | 96 | 22.433 | 299.4584 | 0.073996 | OfL | CZ09
OfL-w10-v07 | 1969040 | 641.67 | 1954430 | 637.89 | 14610 | 3.78 | 50 | 292.2 | 0.08 | OfL-w09-v03 | 295.8333 | 0.07 | 09 | OfL | CZ09 | 03 | 12.9124
OfL-w11-v07 | 1941370 | 398.56 | 1926900 | 394 | 14470 | 4.56 | 50 | 289.4 | 0.09 | OfL-w09-v07 | 289.1667 | 0.07 | 09 | OfL | CZ09 | 07 | 8.3148
OfL-w12-v07 | 1880460 | 612.44 | 1868400 | 608.78 | 12060 | 3.66 | 50 | 241.2 | 0.07 | OfL-w09-v11 | 281.8333 | 0.07 | 09 | OfL | CZ09 | 11 | 8.3148
OfL-w13-v07 | 1938790 | 396.67 | 1925960 | 392.44 | 12830 | 4.23 | 50 | 256.6 | 0.08 | OfL-w09-v14 | 269.2 | 0.07 | 09 | OfL | CZ09 | 14 | 4.1574
OfL-w14-v07 | 1964860 | 547.22 | 1947850 | 543.22 | 17010 | 4 | 60 | 283.5 | 0.07 | OfL-w10-v96 | 289.3333 | 0.08 | 10 | OfL | CZ10 | 96 | 9.941 | 292.5244 | 0.08 | OfL | CZ10
OfL-w15-v07 | 2217240 | 558 | 2196250 | 554.11 | 20990 | 3.89 | 60 | 349.8333 | 0.06 | OfL-w10-v03 | 300.6 | 0.08 | 10 | OfL | CZ10 | 03 | 10.7394
OfL-w16-v07 | 1747370 | 479 | 1740720 | 476.22 | 6650 | 2.78 | 40 | 166.25 | 0.07 | OfL-w10-v07 | 292.2 | 0.08 | 10 | OfL | CZ10 | 07 | 4.9063
OfL-w01-v11 | 1570740 | 383.33 | 1567390 | 380.89 | 3350 | 2.44 | 30 | 111.6667 | 0.08 | OfL-w10-v11 | 285.4 | 0.08 | 10 | OfL | CZ10 | 11 | 4.9063
OfL-w02-v11 | 1789460 | 514.67 | 1777490 | 511.56 | 11970 | 3.11 | 50 | 239.4 | 0.06 | OfL-w10-v14 | 285 | 0.08 | 10 | OfL | CZ10 | 14 | 2.4531
OfL-w03-v11 | 1722930 | 277.11 | 1713570 | 273.11 | 9360 | 4 | 40 | 234 | 0.1 | OfL-w11-v96 | 262.8333 | 0.09 | 11 | OfL | CZ11 | 96 | 0.8333 | 262.5654 | 0.086953 | OfL | CZ11
OfL-w04-v11 | 1852990 | 357.11 | 1840650 | 353.33 | 12340 | 3.78 | 50 | 246.8 | 0.08 | OfL-w11-v03 | 246.3333 | 0.08 | 11 | OfL | CZ11 | 03 | 0.8149
OfL-w05-v11 | 1735390 | 409.22 | 1726800 | 406.78 | 8590 | 2.44 | 40 | 214.75 | 0.06 | OfL-w11-v07 | 289.4 | 0.09 | 11 | OfL | CZ11 | 07 | 0.4104
OfL-w06-v11 | 1912380 | 504 | 1898660 | 500.89 | 13720 | 3.11 | 50 | 274.4 | 0.06 | OfL-w11-v11 | 286.2 | 0.09 | 11 | OfL | CZ11 | 11 | 0.4104
OfL-w07-v11 | 1882620 | 588.67 | 1868580 | 585.44 | 14040 | 3.23 | 40 | 351 | 0.08 | OfL-w11-v14 | 225 | 0.09 | 11 | OfL | CZ11 | 14 | 0.2052
OfL-w08-v11 | 1948680 | 630.67 | 1933950 | 627 | 14730 | 3.67 | 50 | 294.6 | 0.07 | OfL-w12-v96 | 216.6667 | 0.07 | 12 | OfL | CZ12 | 96 | 11.0288 | 232.2452 | 0.070609 | OfL | CZ12
OfL-w09-v11 | 1977710 | 571.78 | 1960800 | 567.78 | 16910 | 4 | 60 | 281.8333 | 0.07 | OfL-w12-v03 | 248.6 | 0.07 | 12 | OfL | CZ12 | 03 | 8.2973
OfL-w10-v11 | 1939060 | 628.22 | 1924790 | 624.44 | 14270 | 3.78 | 50 | 285.4 | 0.08 | OfL-w12-v07 | 241.2 | 0.07 | 12 | OfL | CZ12 | 07 | 3.3869
OfL-w11-v11 | 1909440 | 390.56 | 1895130 | 386.11 | 14310 | 4.45 | 50 | 286.2 | 0.09 | OfL-w12-v11 | 235.2 | 0.07 | 12 | OfL | CZ12 | 11 | 3.3869
OfL-w12-v11 | 1850710 | 599.11 | 1838950 | 595.67 | 11760 | 3.44 | 50 | 235.2 | 0.07 | OfL-w12-v14 | 229.75 | 0.08 | 12 | OfL | CZ12 | 14 | 1.6934
OfL-w13-v11 | 1905310 | 387.44 | 1892840 | 383.33 | 12470 | 4.11 | 50 | 249.4 | 0.08 | OfL-w13-v96 | 227 | 0.07 | 13 | OfL | CZ13 | 96 | 3.1841 | 246.1274 | 0.080178 | OfL | CZ13
OfL-w14-v11 | 1932550 | 529.67 | 1915850 | 525.78 | 16700 | 3.89 | 60 | 278.3333 | 0.06 | OfL-w13-v03 | 262.6 | 0.09 | 13 | OfL | CZ13 | 03 | 2.4694
OfL-w15-v11 | 2172760 | 543.89 | 2152360 | 540.11 | 20400 | 3.78 | 60 | 340 | 0.06 | OfL-w13-v07 | 256.6 | 0.08 | 13 | OfL | CZ13 | 07 | 1.7889
OfL-w16-v11 | 1722110 | 469.56 | 1715610 | 466.89 | 6500 | 2.67 | 40 | 162.5 | 0.07 | OfL-w13-v11 | 249.4 | 0.08 | 13 | OfL | CZ13 | 11 | 1.7889
OfL-w01-v14 | 1511640 | 366.78 | 1509210 | 364.67 | 2430 | 2.11 | 30 | 81 | 0.07 | OfL-w13-v14 | 241.25 | 0.09 | 13 | OfL | CZ13 | 14 | 0.89445
OfL-w02-v14 | 1683990 | 485.22 | 1675130 | 482.44 | 8860 | 2.78 | 40 | 221.5 | 0.07 | OfL-w14-v96 | 303.5 | 0.07 | 14 | OfL | CZ14 | 96 | 1.3947 | 288.6957 | 0.069171 | OfL | CZ14
OfL-w03-v14 | 1620310 | 238.22 | 1613590 | 235.11 | 6720 | 3.11 | 30 | 224 | 0.1 | OfL-w14-v03 | 288 | 0.07 | 14 | OfL | CZ14 | 03 | 1.3575
OfL-w04-v14 | 1710550 | 311.33 | 1701820 | 308.67 | 8730 | 2.66 | 40 | 218.25 | 0.07 | OfL-w14-v07 | 283.5 | 0.07 | 14 | OfL | CZ14 | 07 | 0.7786
OfL-w05-v14 | 1626160 | 379 | 1619840 | 376.89 | 6320 | 2.11 | 30 | 210.6667 | 0.07 | OfL-w14-v11 | 278.3333 | 0.06 | 14 | OfL | CZ14 | 11 | 0.7786
OfL-w06-v14 | 1773860 | 461.22 | 1763510 | 458.56 | 10350 | 2.66 | 40 | 258.75 | 0.07 | OfL-w14-v14 | 269.2 | 0.08 | 14 | OfL | CZ14 | 14 | 0.3893
OfL-w07-v14 | 1749630 | 535.67 | 1739240 | 532.89 | 10390 | 2.78 | 40 | 259.75 | 0.07 | OfL-w15-v96 | 367.6667 | 0.07 | 15 | OfL | CZ15 | 96 | 1.9736 | 352.4241 | 0.066055 | OfL | CZ15
OfL-w08-v14 | 1800330 | 572.33 | 1789380 | 569.33 | 10950 | 3 | 40 | 273.75 | 0.08 | OfL-w15-v03 | 358.5 | 0.07 | 15 | OfL | CZ15 | 03 | 2.5038
OfL-w09-v14 | 1824690 | 522.56 | 1811230 | 518.89 | 13460 | 3.67 | 50 | 269.2 | 0.07 | OfL-w15-v07 | 349.8333 | 0.06 | 15 | OfL | CZ15 | 07 | 1.1671
OfL-w10-v14 | 1818740 | 595.33 | 1807340 | 592 | 11400 | 3.33 | 40 | 285 | 0.08 | OfL-w15-v11 | 340 | 0.06 | 15 | OfL | CZ15 | 11 | 1.1671
OfL-w11-v14 | 1792730 | 356.78 | 1781480 | 352.44 | 11250 | 4.34 | 50 | 225 | 0.09 | OfL-w15-v14 | 304.8333 | 0.06 | 15 | OfL | CZ15 | 14 | 0.58355
OfL-w12-v14 | 1740380 | 560 | 1731190 | 556.78 | 9190 | 3.22 | 40 | 229.75 | 0.08 | OfL-w16-v96 | 175.75 | 0.08 | 16 | OfL | CZ16 | 96 | 0.6821 | 168.6293 | 0.073843 | OfL | CZ16
OfL-w13-v14 | 1796420 | 358.67 | 1786770 | 355 | 9650 | 3.67 | 40 | 241.25 | 0.09 | OfL-w16-v03 | 168.5 | 0.07 | 16 | OfL | CZ16 | 03 | 0.6408
OfL-w14-v14 | 1817130 | 506.89 | 1803670 | 503.11 | 13460 | 3.78 | 50 | 269.2 | 0.08 | OfL-w16-v07 | 166.25 | 0.07 | 16 | OfL | CZ16 | 07 | 0.3772
OfL-w15-v14 | 2040790 | 512 | 2022500 | 508.33 | 18290 | 3.67 | 60 | 304.8333 | 0.06 | OfL-w16-v11 | 162.5 | 0.07 | 16 | OfL | CZ16 | 11 | 0.3772
OfL-w16-v14 | 1625400 | 430.89 | 1620590 | 428.56 | 4810 | 2.33 | 30 | 160.3333 | 0.08 | OfL-w16-v14 | 160.3333 | 0.08 | 16 | OfL | CZ16 | 14 | 0.1886
OfS-w01-v96 | 107442 | 29.33 | 107246 | 29.11 | 196 | 0.22 | 2 | 98 | 0.11 | OfS-w01-v96 | 98 | 0.11 | 01 | OfS | CZ01 | 96 | 0.3293 | 87.3764 | 0.094832 | OfS | CZ01
OfS-w02-v96 | 127990 | 41.56 | 127250 | 41.33 | 740 | 0.23 | 4 | 185 | 0.06 | OfS-w01-v03 | 83.5 | 0.05 | 01 | OfS | CZ01 | 03 | 0.1317
OfS-w03-v96 | 120859 | 20.56 | 120263 | 20.33 | 596 | 0.23 | 2 | 298 | 0.12 | OfS-w01-v07 | 76 | 0.11 | 01 | OfS | CZ01 | 07 | 0.0704
OfS-w04-v96 | 131383 | 27 | 130545 | 26.78 | 838 | 0.22 | 4 | 209.5 | 0.05 | OfS-w01-v11 | 75.5 | 0.11 | 01 | OfS | CZ01 | 11 | 0.0704
OfS-w05-v96 | 122175 | 34.11 | 121588 | 33.89 | 587 | 0.22 | 2 | 293.5 | 0.11 | OfS-w01-v14 | 49 | 0.06 | 01 | OfS | CZ01 | 14 | 0.0352
OfS-w06-v96 | 137460 | 40.78 | 136444 | 40.44 | 1016 | 0.34 | 4 | 254 | 0.09 | OfS-w02-v96 | 185 | 0.06 | 02 | OfS | CZ02 | 96 | 0.764 | 174.0017 | 0.057444 | OfS | CZ02
OfS-w07-v96 | 135194 | 46 | 134206 | 45.78 | 988 | 0.22 | 4 | 247 | 0.05 | OfS-w02-v03 | 154.25 | 0.05 | 02 | OfS | CZ02 | 03 | 0.2995
OfS-w08-v96 | 140811 | 50.33 | 139744 | 50 | 1067 | 0.33 | 4 | 266.75 | 0.08 | OfS-w02-v07 | 150.25 | 0.06 | 02 | OfS | CZ02 | 07 | 0.1989
OfS-w09-v96 | 142834 | 47.78 | 141616 | 47.33 | 1218 | 0.45 | 4 | 304.5 | 0.11 | OfS-w02-v11 | 149.25 | 0.06 | 02 | OfS | CZ02 | 11 | 0.1989
OfS-w10-v96 | 143507 | 53.11 | 142395 | 52.78 | 1112 | 0.33 | 4 | 278 | 0.08 | OfS-w02-v14 | 246 | 0.05 | 02 | OfS | CZ02 | 14 | 0.09945
OfS-w11-v96 | 137721 | 34.11 | 136795 | 33.78 | 926 | 0.33 | 4 | 231.5 | 0.08 | OfS-w03-v96 | 298 | 0.12 | 03 | OfS | CZ03 | 96 | 4.2215 | 267.4492 | 0.11484 | OfS | CZ03
OfS-w12-v96 | 131386 | 48 | 130571 | 47.67 | 815 | 0.33 | 4 | 203.75 | 0.08 | OfS-w03-v03 | 253.5 | 0.11 | 03 | OfS | CZ03 | 03 | 1.4833
OfS-w13-v96 | 138675 | 32.67 | 137748 | 32.44 | 927 | 0.23 | 4 | 231.75 | 0.06 | OfS-w03-v07 | 246.5 | 0.11 | 03 | OfS | CZ03 | 07 | 1.2048
OfS-w14-v96 | 137474 | 44.56 | 136443 | 44.22 | 1031 | 0.34 | 4 | 257.75 | 0.09 | OfS-w03-v11 | 244.5 | 0.11 | 03 | OfS | CZ03 | 11 | 1.2048
OfS-w15-v96 | 163109 | 46.56 | 161399 | 46.22 | 1710 | 0.34 | 6 | 285 | 0.06 | OfS-w03-v14 | 175.5 | 0.11 | 03 | OfS | CZ03 | 14 | 0.6024
OfS-w16-v96 | 120973 | 37.67 | 120479 | 37.44 | 494 | 0.23 | 4 | 123.5 | 0.06 | OfS-w04-v96 | 209.5 | 0.05 | 04 | OfS | CZ04 | 96 | 3.6064 | 217.1179 | 0.05972 | OfS | CZ04
OfS-w01-v03 | 101053 | 27.11 | 100886 | 27 | 167 | 0.11 | 2 | 83.5 | 0.05 | OfS-w04-v03 | 175 | 0.06 | 04 | OfS | CZ04 | 03 | 1.4606
OfS-w02-v03 | 115769 | 37.22 | 115152 | 37 | 617 | 0.22 | 4 | 154.25 | 0.05 | OfS-w04-v07 | 171 | 0.05 | 04 | OfS | CZ04 | 07 | 0.9704
OfS-w03-v03 | 111769 | 18.78 | 111262 | 18.56 | 507 | 0.22 | 2 | 253.5 | 0.11 | OfS-w04-v11 | 339 | 0.11 | 04 | OfS | CZ04 | 11 | 0.9704
OfS-w04-v03 | 121191 | 25.44 | 120491 | 25.22 | 700 | 0.22 | 4 | 175 | 0.06 | OfS-w04-v14 | 249 | 0.05 | 04 | OfS | CZ04 | 14 | 0.4852
OfS-w05-v03 | 112833 | 31.22 | 112313 | 31 | 520 | 0.22 | 2 | 260 | 0.11 | OfS-w05-v96 | 293.5 | 0.11 | 05 | OfS | CZ05 | 96 | 0.3215 | 269.6012 | 0.10932 | OfS | CZ05
OfS-w06-v03 | 126124 | 37.44 | 125276 | 37.22 | 848 | 0.22 | 4 | 212 | 0.05 | OfS-w05-v03 | 260 | 0.11 | 05 | OfS | CZ05 | 03 | 0.1297
OfS-w07-v03 | 124484 | 42.33 | 123648 | 42.11 | 836 | 0.22 | 2 | 418 | 0.11 | OfS-w05-v07 | 257 | 0.12 | 05 | OfS | CZ05 | 07 | 0.0923
OfS-w08-v03 | 129584 | 46 | 128648 | 45.67 | 936 | 0.33 | 4 | 234 | 0.08 | OfS-w05-v11 | 257 | 0.12 | 05 | OfS | CZ05 | 11 | 0.0923
OfS-w09-v03 | 131056 | 43 | 130019 | 42.67 | 1037 | 0.33 | 4 | 259.25 | 0.08 | OfS-w05-v14 | 180.5 | 0.06 | 05 | OfS | CZ05 | 14 | 0.04615
OfS-w10-v03 | 128432 | 45.78 | 127557 | 45.44 | 875 | 0.34 | 4 | 218.75 | 0.09 | OfS-w06-v96 | 254 | 0.09 | 06 | OfS | CZ06 | 96 | 6.4114 | 238.5753 | 0.076719 | OfS | CZ06
OfS-w11-v03 | 126492 | 28.56 | 125669 | 28.33 | 823 | 0.23 | 4 | 205.75 | 0.06 | OfS-w06-v03 | 212 | 0.05 | 06 | OfS | CZ06 | 03 | 2.6243
OfS-w12-v03 | 121516 | 43.44 | 120835 | 43.11 | 681 | 0.33 | 4 | 170.25 | 0.08 | OfS-w06-v07 | 209.25 | 0.05 | 06 | OfS | CZ06 | 07 | 2.2105
OfS-w13-v03 | 127594 | 28.33 | 126714 | 28 | 880 | 0.33 | 4 | 220 | 0.08 | OfS-w06-v11 | 208.75 | 0.08 | 06 | OfS | CZ06 | 11 | 2.2105
OfS-w14-v03 | 127493 | 40.56 | 126575 | 40.22 | 918 | 0.34 | 4 | 229.5 | 0.09 | OfS-w06-v14 | 330.5 | 0.11 | 06 | OfS | CZ06 | 14 | 1.1053
OfS-w15-v03 | 150145 | 41.78 | 148566 | 41.44 | 1579 | 0.34 | 4 | 394.75 | 0.09 | OfS-w07-v96 | 247 | 0.05 | 07 | OfS | CZ07 | 96 | 4.7968 | 330.366 | 0.083677 | OfS | CZ07
OfS-w16-v03 | 113585 | 35.11 | 113084 | 34.89 | 501 | 0.22 | 4 | 125.25 | 0.05 | OfS-w07-v03 | 418 | 0.11 | 07 | OfS | CZ07 | 03 | 2.2637
OfS-w01-v07 | 91172 | 24 | 91020 | 23.78 | 152 | 0.22 | 2 | 76 | 0.11 | OfS-w07-v07 | 410.5 | 0.11 | 07 | OfS | CZ07 | 07 | 1.3449
OfS-w02-v07 | 104209 | 33.67 | 103608 | 33.44 | 601 | 0.23 | 4 | 150.25 | 0.06 | OfS-w07-v11 | 408 | 0.12 | 07 | OfS | CZ07 | 11 | 1.3449
OfS-w03-v07 | 99945 | 16.33 | 99452 | 16.11 | 493 | 0.22 | 2 | 246.5 | 0.11 | OfS-w07-v14 | 314.5 | 0.11 | 07 | OfS | CZ07 | 14 | 0.67245
OfS-w04-v07 | 108568 | 22.89 | 107884 | 22.67 | 684 | 0.22 | 4 | 171 | 0.05 | OfS-w08-v96 | 266.75 | 0.08 | 08 | OfS | CZ08 | 96 | 7.9791 | 256.2503 | 0.077734 | OfS | CZ08
OfS-w05-v07 | 100465 | 27.56 | 99951 | 27.33 | 514 | 0.23 | 2 | 257 | 0.12 | OfS-w08-v03 | 234 | 0.08 | 08 | OfS | CZ08 | 03 | 3.2889
OfS-w06-v07 | 112580 | 34.22 | 111743 | 34 | 837 | 0.22 | 4 | 209.25 | 0.05 | OfS-w08-v07 | 230 | 0.05 | 08 | OfS | CZ08 | 07 | 2.7346
OfS-w07-v07 | 110611 | 38.78 | 109790 | 38.56 | 821 | 0.22 | 2 | 410.5 | 0.11 | OfS-w08-v11 | 227.75 | 0.08 | 08 | OfS | CZ08 | 11 | 2.7346
OfS-w08-v07 | 115961 | 42.44 | 115041 | 42.22 | 920 | 0.22 | 4 | 230 | 0.05 | OfS-w08-v14 | 358 | 0.11 | 08 | OfS | CZ08 | 14 | 1.3673
OfS-w09-v07 | 117661 | 39.78 | 116643 | 39.44 | 1018 | 0.34 | 4 | 254.5 | 0.09 | OfS-w09-v96 | 304.5 | 0.11 | 09 | OfS | CZ09 | 96 | 6.9204 | 286.7112 | 0.096963 | OfS | CZ09
OfS-w10-v07 | 115664 | 42.33 | 114803 | 42 | 861 | 0.33 | 4 | 215.25 | 0.08 | OfS-w09-v03 | 259.25 | 0.08 | 09 | OfS | CZ09 | 03 | 3.1589
OfS-w11-v07 | 114403 | 27.56 | 113605 | 27.22 | 798 | 0.34 | 4 | 199.5 | 0.09 | OfS-w09-v07 | 254.5 | 0.09 | 09 | OfS | CZ09 | 07 | 2.1043
OfS-w12-v07 | 109777 | 40 | 109114 | 39.67 | 663 | 0.33 | 4 | 165.75 | 0.08 | OfS-w09-v11 | 249 | 0.08 | 09 | OfS | CZ09 | 11 | 2.1043
OfS-w13-v07 | 115498 | 26.78 | 114631 | 26.44 | 867 | 0.34 | 4 | 216.75 | 0.09 | OfS-w09-v14 | 392 | 0.11 | 09 | OfS | CZ09 | 14 | 1.0521
OfS-w14-v07 | 115379 | 37.56 | 114485 | 37.22 | 894 | 0.34 | 4 | 223.5 | 0.09 | OfS-w10-v96 | 278 | 0.08 | 10 | OfS | CZ10 | 96 | 9.3665 | 250.2936 | 0.085489 | OfS | CZ10
OfS-w15-v07 | 136707 | 38.67 | 135124 | 38.44 | 1583 | 0.23 | 4 | 395.75 | 0.06 | OfS-w10-v03 | 218.75 | 0.09 | 10 | OfS | CZ10 | 03 | 6.5829
OfS-w16-v07 | 102372 | 32 | 101875 | 31.78 | 497 | 0.22 | 4 | 124.25 | 0.05 | OfS-w10-v07 | 215.25 | 0.08 | 10 | OfS | CZ10 | 07 | 3.4612
OfS-w01-v11 | 91171 | 24 | 91020 | 23.78 | 151 | 0.22 | 2 | 75.5 | 0.11 | OfS-w10-v11 | 211.25 | 0.08 | 10 | OfS | CZ10 | 11 | 3.4612
OfS-w02-v11 | 104190 | 33.56 | 103593 | 33.33 | 597 | 0.23 | 4 | 149.25 | 0.06 | OfS-w10-v14 | 368.5 | 0.12 | 10 | OfS | CZ10 | 14 | 1.7306
OfS-w03-v11 | 99917 | 16.22 | 99428 | 16 | 489 | 0.22 | 2 | 244.5 | 0.11 | OfS-w11-v96 | 231.5 | 0.08 | 11 | OfS | CZ11 | 96 | 1.0899 | 213.8393 | 0.074568 | OfS | CZ11
OfS-w04-v11 | 108590 | 22.78 | 107912 | 22.56 | 678 | 0.22 | 2 | 339 | 0.11 | OfS-w11-v03 | 205.75 | 0.06 | 11 | OfS | CZ11 | 03 | 0.583
OfS-w05-v11 | 100462 | 27.56 | 99948 | 27.33 | 514 | 0.23 | 2 | 257 | 0.12 | OfS-w11-v07 | 199.5 | 0.09 | 11 | OfS | CZ11 | 07 | 0.2998
OfS-w06-v11 | 112562 | 34.22 | 111727 | 33.89 | 835 | 0.33 | 4 | 208.75 | 0.08 | OfS-w11-v11 | 204 | 0.08 | 11 | OfS | CZ11 | 11 | 0.2998
OfS-w07-v11 | 110582 | 38.67 | 109766 | 38.44 | 816 | 0.23 | 2 | 408 | 0.12 | OfS-w11-v14 | 165.25 | 0.05 | 11 | OfS | CZ11 | 14 | 0.1499
OfS-w08-v11 | 115839 | 42.33 | 114928 | 42 | 911 | 0.33 | 4 | 227.75 | 0.08 | OfS-w12-v96 | 203.75 | 0.08 | 12 | OfS | CZ12 | 96 | 4.4351 | 190.038 | 0.079361 | OfS | CZ12
OfS-w09-v11 | 117432 | 39.33 | 116436 | 39 | 996 | 0.33 | 4 | 249 | 0.08 | OfS-w12-v03 | 170.25 | 0.08 | 12 | OfS | CZ12 | 03 | 2.2155
OfS-w10-v11 | 115505 | 42 | 114660 | 41.67 | 845 | 0.33 | 4 | 211.25 | 0.08 | OfS-w12-v07 | 165.75 | 0.08 | 12 | OfS | CZ12 | 07 | 1.2485
OfS-w11-v11 | 114232 | 26.44 | 113416 | 26.11 | 816 | 0.33 | 4 | 204 | 0.08 | OfS-w12-v11 | 162 | 0.06 | 12 | OfS | CZ12 | 11 | 1.2485
OfS-w12-v11 | 109622 | 39.67 | 108974 | 39.44 | 648 | 0.23 | 4 | 162 | 0.06 | OfS-w12-v14 | 267.5 | 0.11 | 12 | OfS | CZ12 | 14 | 0.62425
OfS-w13-v11 | 115337 | 27.11 | 114450 | 26.78 | 887 | 0.33 | 4 | 221.75 | 0.08 | OfS-w13-v96 | 231.75 | 0.06 | 13 | OfS | CZ13 | 96 | 5.394 | 222.4481 | 0.070478 | OfS | CZ13
OfS-w14-v11 | 115169 | 37.11 | 114281 | 36.89 | 888 | 0.22 | 4 | 222 | 0.05 | OfS-w13-v03 | 220 | 0.08 | 13 | OfS | CZ13 | 03 | 2.896
OfS-w15-v11 | 135761 | 38.11 | 134198 | 37.89 | 1563 | 0.22 | 4 | 390.75 | 0.05 | OfS-w13-v07 | 216.75 | 0.09 | 13 | OfS | CZ13 | 07 | 1.539
OfS-w16-v11 | 102419 | 31.78 | 101917 | 31.56 | 502 | 0.22 | 4 | 125.5 | 0.06 | OfS-w13-v11 | 221.75 | 0.08 | 13 | OfS | CZ13 | 11 | 1.539
OfS-w01-v14 | 88107 | 22.56 | 88009 | 22.44 | 98 | 0.12 | 2 | 49 | 0.06 | OfS-w13-v14 | 179.25 | 0.05 | 13 | OfS | CZ13 | 14 | 0.7695
OfS-w02-v14 | 98623 | 30.78 | 98131 | 30.67 | 492 | 0.11 | 2 | 246 | 0.05 | OfS-w14-v96 | 257.75 | 0.09 | 14 | OfS | CZ14 | 96 | 1.1555 | 235.3464 | 0.081644 | OfS | CZ14
OfS-w03-v14 | 94257 | 14.89 | 93906 | 14.67 | 351 | 0.22 | 2 | 175.5 | 0.11 | OfS-w14-v03 | 229.5 | 0.09 | 14 | OfS | CZ14 | 03 | 0.779
OfS-w04-v14 | 100418 | 19 | 99920 | 18.89 | 498 | 0.11 | 2 | 249 | 0.05 | OfS-w14-v07 | 223.5 | 0.09 | 14 | OfS | CZ14 | 07 | 0.4133
OfS-w05-v14 | 94366 | 24.44 | 94005 | 24.33 | 361 | 0.11 | 2 | 180.5 | 0.06 | OfS-w14-v11 | 222 | 0.05 | 14 | OfS | CZ14 | 11 | 0.4133
OfS-w06-v14 | 104151 | 30.22 | 103490 | 30 | 661 | 0.22 | 2 | 330.5 | 0.11 | OfS-w14-v14 | 182.5 | 0.05 | 14 | OfS | CZ14 | 14 | 0.20665
OfS-w07-v14 | 102586 | 34.22 | 101957 | 34 | 629 | 0.22 | 2 | 314.5 | 0.11 | OfS-w15-v96 | 285 | 0.06 | 15 | OfS | CZ15 | 96 | 2.2758 | 349.7682 | 0.066052 | OfS | CZ15
OfS-w08-v14 | 106815 | 37.33 | 106099 | 37.11 | 716 | 0.22 | 2 | 358 | 0.11 | OfS-w15-v03 | 394.75 | 0.09 | 15 | OfS | CZ15 | 03 | 1.665
OfS-w09-v14 | 107781 | 34.22 | 106997 | 34 | 784 | 0.22 | 2 | 392 | 0.11 | OfS-w15-v07 | 395.75 | 0.06 | 15 | OfS | CZ15 | 07 | 0.8662
OfS-w10-v14 | 107951 | 38.56 | 107214 | 38.33 | 737 | 0.23 | 2 | 368.5 | 0.12 | OfS-w15-v11 | 390.75 | 0.05 | 15 | OfS | CZ15 | 11 | 0.8662
OfS-w11-v14 | 106902 | 21 | 106241 | 20.78 | 661 | 0.22 | 4 | 165.25 | 0.05 | OfS-w15-v14 | 343.25 | 0.05 | 15 | OfS | CZ15 | 14 | 0.4331
OfS-w12-v14 | 103008 | 36.33 | 102473 | 36.11 | 535 | 0.22 | 2 | 267.5 | 0.11 | OfS-w16-v96 | 123.5 | 0.06 | 16 | OfS | CZ16 | 96 | 0.7862 | 127.7173 | 0.059551 | OfS | CZ16
OfS-w13-v14 | 108062 | 21.22 | 107345 | 21 | 717 | 0.22 | 4 | 179.25 | 0.05 | OfS-w16-v03 | 125.25 | 0.05 | 16 | OfS | CZ16 | 03 | 0.4464
OfS-w14-v14 | 107820 | 34.11 | 107090 | 33.89 | 730 | 0.22 | 4 | 182.5 | 0.05 | OfS-w16-v07 | 124.25 | 0.05 | 16 | OfS | CZ16 | 07 | 0.2426
OfS-w15-v14 | 126066 | 35.11 | 124693 | 34.89 | 1373 | 0.22 | 4 | 343.25 | 0.05 | OfS-w16-v11 | 125.5 | 0.06 | 16 | OfS | CZ16 | 11 | 0.2426
OfS-w16-v14 | 96186 | 28.11 | 95835 | 27.89 | 351 | 0.22 | 2 | 175.5 | 0.11 | OfS-w16-v14 | 175.5 | 0.11 | 16 | OfS | CZ16 | 14 | 0.1213
Rt3-w01-v96 | 1077310 | 242.78 | 1072230 | 241.44 | 5080 | 1.34 | 15 | 338.6667 | 0.09 | Rt3-w01-v96 | 338.6667 | 0.09 | 01 | Rt3 | CZ01 | 96 | 0.14767 | 286.046 | 0.069524 | Rt3 | CZ01
Rt3-w02-v96 | 1283620 | 324.67 | 1269820 | 322.33 | 13800 | 2.34 | 30 | 460 | 0.08 | Rt3-w01-v03 | 232.7333 | 0.05 | 01 | Rt3 | CZ01 | 03 | 0.065933
Rt3-w03-v96 | 1192810 | 289.44 | 1182840 | 287.33 | 9970 | 2.11 | 30 | 332.3333 | 0.07 | Rt3-w01-v07 | 231.4667 | 0.04 | 01 | Rt3 | CZ01 | 07 | 0.039633
Rt3-w04-v96 | 1302880 | 359.44 | 1290100 | 357.44 | 12780 | 2 | 30 | 426 | 0.07 | Rt3-w01-v11 | 230.9333 | 0.06 | 01 | Rt3 | CZ01 | 11 | 0.039633
Rt3-w05-v96 | 1178780 | 303.22 | 1169570 | 302 | 9210 | 1.22 | 20 | 460.5 | 0.06 | Rt3-w01-v14 | 290.7 | 0.06 | 01 | Rt3 | CZ01 | 14 | 0.019817
Rt3-w06-v96 | 1350080 | 377.33 | 1337200 | 375.22 | 12880 | 2.11 | 30 | 429.3333 | 0.07 | Rt3-w02-v96 | 460 | 0.08 | 02 | Rt3 | CZ02 | 96 | 1.2221 | 416.8462 | 0.084982 | Rt3 | CZ02
Rt3-w07-v96 | 1322160 | 355.22 | 1309130 | 353.33 | 13030 | 1.89 | 30 | 434.3333 | 0.06 | Rt3-w02-v03 | 376 | 0.09 | 02 | Rt3 | CZ02 | 03 | 0.49977
Rt3-w08-v96 | 1397980 | 401.78 | 1383820 | 399.33 | 14160 | 2.45 | 30 | 472 | 0.08 | Rt3-w02-v07 | 378 | 0.09 | 02 | Rt3 | CZ02 | 07 | 0.28533
Rt3-w09-v96 | 1440940 | 450.56 | 1422850 | 447.22 | 18090 | 3.34 | 40 | 452.25 | 0.08 | Rt3-w02-v11 | 368.3333 | 0.09 | 02 | Rt3 | CZ02 | 11 | 0.28533
Rt3-w10-v96 | 1429260 | 436 | 1414200 | 433.11 | 15060 | 2.89 | 40 | 376.5 | 0.07 | Rt3-w02-v14 | 365 | 0.09 | 02 | Rt3 | CZ02 | 14 | 0.14267
Rt3-w11-v96 | 1413290 | 402.78 | 1397500 | 400.33 | 15790 | 2.45 | 40 | 394.75 | 0.06 | Rt3-w03-v96 | 332.3333 | 0.07 | 03 | Rt3 | CZ03 | 96 | 4.7576 | 357.274 | 0.089774 | Rt3 | CZ03
Rt3-w12-v96 | 1368160 | 393.33 | 1352850 | 390.78 | 15310 | 2.55 | 40 | 382.75 | 0.06 | Rt3-w03-v03 | 387.5 | 0.11 | 03 | Rt3 | CZ03 | 03 | 1.9028
Rt3-w13-v96 | 1428770 | 414.22 | 1413620 | 411.56 | 15150 | 2.66 | 40 | 378.75 | 0.07 | Rt3-w03-v07 | 390 | 0.11 | 03 | Rt3 | CZ03 | 07 | 1.2201
Rt3-w14-v96 | 1421750 | 424.11 | 1402430 | 421.22 | 19320 | 2.89 | 50 | 386.4 | 0.06 | Rt3-w03-v11 | 381 | 0.11 | 03 | Rt3 | CZ03 | 11 | 1.2201
Rt3-w15-v96 | 1702340 | 457.89 | 1679310 | 454.67 | 23030 | 3.22 | 50 | 460.6 | 0.06 | Rt3-w03-v14 | 344.6 | 0.1 | 03 | Rt3 | CZ03 | 14 | 0.61003
Rt3-w16-v96 | 1213310 | 340.11 | 1203540 | 338.56 | 9770 | 1.55 | 30 | 325.6667 | 0.05 | Rt3-w04-v96 | 426 | 0.07 | 04 | Rt3 | CZ04 | 96 | 2.6775 | 389.8569 | 0.065076 | Rt3 | CZ04
Rt3-w01-v03 | 973276 | 216.44 | 969785 | 215.67 | 3491 | 0.77 | 15 | 232.7333 | 0.05 | Rt3-w04-v03 | 356.3333 | 0.06 | 04 | Rt3 | CZ04 | 03 | 1.094
Rt3-w02-v03 | 1153840 | 294.44 | 1142560 | 291.67 | 11280 | 2.77 | 30 | 376 | 0.09 | Rt3-w04-v07 | 355.3333 | 0.06 | 04 | Rt3 | CZ04 | 07 | 0.60113
Rt3-w03-v03 | 1070600 | 263.44 | 1062850 | 261.22 | 7750 | 2.22 | 20 | 387.5 | 0.11 | Rt3-w04-v11 | 347 | 0.06 | 04 | Rt3 | CZ04 | 11 | 0.60113
Rt3-w04-v03 | 1173900 | 328.44 | 1163210 | 326.67 | 10690 | 1.77 | 30 | 356.3333 | 0.06 | Rt3-w04-v14 | 344.6667 | 0.06 | 04 | Rt3 | CZ04 | 14 | 0.30057
Rt3-w05-v03 | 1063200 | 275.22 | 1055670 | 274.22 | 7530 | 1 | 20 | 376.5 | 0.05 | Rt3-w05-v96 | 460.5 | 0.06 | 05 | Rt3 | CZ05 | 96 | 0.66693 | 422.1998 | 0.056141 | Rt3 | CZ05
Rt3-w06-v03 | 1227600 | 351 | 1215120 | 349 | 12480 | 2 | 30 | 416 | 0.07 | Rt3-w05-v03 | 376.5 | 0.05 | 05 | Rt3 | CZ05 | 03 | 0.27847
Rt3-w07-v03 | 1204640 | 325.22 | 1191800 | 323.56 | 12840 | 1.66 | 30 | 428 | 0.06 | Rt3-w05-v07 | 376.5 | 0.05 | 05 | Rt3 | CZ05 | 07 | 0.16137
Rt3-w08-v03 | 1272650 | 370.11 | 1259070 | 367.89 | 13580 | 2.22 | 30 | 452.6667 | 0.07 | Rt3-w05-v11 | 374 | 0.05 | 05 | Rt3 | CZ05 | 11 | 0.16137
Rt3-w09-v03 | 1307700 | 412.22 | 1290900 | 409.22 | 16800 | 3 | 40 | 420 | 0.08 | Rt3-w05-v14 | 451.1333 | 0.07 | 05 | Rt3 | CZ05 | 14 | 0.080683
Rt3-w10-v03 | 1288670 | 396.22 | 1275680 | 393.67 | 12990 | 2.55 | 30 | 433 | 0.09 | Rt3-w06-v96 | 429.3333 | 0.07 | 06 | Rt3 | CZ06 | 96 | 11.9956 | 421.4984 | 0.068009 | Rt3 | CZ06
Rt3-w11-v03 | 1274760 | 363.22 | 1261390 | 360.89 | 13370 | 2.33 | 40 | 334.25 | 0.06 | Rt3-w06-v03 | 416 | 0.07 | 06 | Rt3 | CZ06 | 03 | 5.3445
Rt3-w12-v03 | 1226980 | 348.44 | 1214850 | 346.33 | 12130 | 2.11 | 40 | 303.25 | 0.05 | Rt3-w06-v07 | 416.3333 | 0.06 | 06 | Rt3 | CZ06 | 07 | 3.4459
Rt3-w13-v03 | 1285860 | 374.33 | 1273180 | 371.89 | 12680 | 2.44 | 40 | 317 | 0.06 | Rt3-w06-v11 | 414 | 0.07 | 06 | Rt3 | CZ06 | 11 | 3.4459
Rt3-w14-v03 | 1290200 | 389 | 1272940 | 386.22 | 17260 | 2.78 | 50 | 345.2 | 0.06 | Rt3-w06-v14 | 409.3333 | 0.06 | 06 | Rt3 | CZ06 | 14 | 1.723
Rt3-w15-v03 | 1547240 | 408.89 | 1525600 | 405.89 | 21640 | 3 | 50 | 432.8 | 0.06 | Rt3-w07-v96 | 434.3333 | 0.06 | 07 | Rt3 | CZ07 | 96 | 4.0752 | 428.847 | 0.06 | Rt3 | CZ07
Rt3-w16-v03 | 1103490 | 314.22 | 1095300 | 312.78 | 8190 | 1.44 | 30 | 273 | 0.05 | Rt3-w07-v03 | 428 | 0.06 | 07 | Rt3 | CZ07 | 03 | 1.9572
Rt3-w01-v07 | 931424 | 206.33 | 927952 | 205.78 | 3472 | 0.55 | 15 | 231.4667 | 0.04 | Rt3-w07-v07 | 427.3333 | 0.06 | 07 | Rt3 | CZ07 | 07 | 1.1219
Rt3-w02-v07 | 1105320 | 283.22 | 1093980 | 280.56 | 11340 | 2.66 | 30 | 378 | 0.09 | Rt3-w07-v11 | 422.3333 | 0.06 | 07 | Rt3 | CZ07 | 11 | 1.1219
Rt3-w03-v07 | 1018680 | 249.44 | 1010880 | 247.33 | 7800 | 2.11 | 20 | 390 | 0.11 | Rt3-w07-v14 | 408 | 0.06 | 07 | Rt3 | CZ07 | 14 | 0.56095
Rt3-w04-v07 | 1122280 | 319 | 1111620 | 317.22 | 10660 | 1.78 | 30 | 355.3333 | 0.06 | Rt3-w08-v96 | 472 | 0.08 | 08 | Rt3 | CZ08 | 96 | 14.1623 | 459.3771 | 0.074574 | Rt3 | CZ08
Rt3-w05-v07 | 1011810 | 263.56 | 1004280 | 262.56 | 7530 | 1 | 20 | 376.5 | 0.05 | Rt3-w08-v03 | 452.6667 | 0.07 | 08 | Rt3 | CZ08 | 03 | 6.4762
Rt3-w06-v07 | 1163370 | 341 | 1150880 | 339.11 | 12490 | 1.89 | 30 | 416.3333 | 0.06 | Rt3-w08-v07 | 452.6667 | 0.07 | 08 | Rt3 | CZ08 | 07 | 4.1283
Rt3-w07-v07 | 1149320 | 316.44 | 1136500 | 314.78 | 12820 | 1.66 | 30 | 427.3333 | 0.06 | Rt3-w08-v11 | 444.3333 | 0.07 | 08 | Rt3 | CZ08 | 11 | 4.1283
Rt3-w08-v07 | 1215140 | 361.11 | 1201560 | 358.89 | 13580 | 2.22 | 30 | 452.6667 | 0.07 | Rt3-w08-v14 | 437.3333 | 0.07 | 08 | Rt3 | CZ08 | 14 | 2.0641
Rt3-w09-v07 | 1252820 | 405.33 | 1236010 | 402.33 | 16810 | 3 | 40 | 420.25 | 0.08 | Rt3-w09-v96 | 452.25 | 0.08 | 09 | Rt3 | CZ09 | 96 | 11.1583 | 431.5302 | 0.07799 | Rt3 | CZ09
Rt3-w10-v07 | 1237470 | 389 | 1224360 | 386.44 | 13110 | 2.56 | 30 | 437 | 0.09 | Rt3-w09-v03 | 420 | 0.08 | 09 | Rt3 | CZ09 | 03 | 5.6249
Rt3-w11-v07 | 1229000 | 355.33 | 1215720 | 353.11 | 13280 | 2.22 | 40 | 332 | 0.06 | Rt3-w09-v07 | 420.25 | 0.08 | 09 | Rt3 | CZ09 | 07 | 3.3809
Rt3-w12-v07 | 1179740 | 342.78 | 1167600 | 340.67 | 12140 | 2.11 | 40 | 303.5 | 0.05 | Rt3-w09-v11 | 408 | 0.07 | 09 | Rt3 | CZ09 | 11 | 3.3809
Rt3-w13-v07 | 1241350 | 366.56 | 1228640 | 364.11 | 12710 | 2.45 | 40 | 317.75 | 0.06 | Rt3-w09-v14 | 402.75 | 0.07 | 09 | Rt3 | CZ09 | 14 | 1.6904
Rt3-w14-v07 | 1245290 | 382 | 1227990 | 379.22 | 17300 | 2.78 | 50 | 346 | 0.06 | Rt3-w10-v96 | 376.5 | 0.07 | 10 | Rt3 | CZ10 | 96 | 13.4423 | 413.2314 | 0.08092 | Rt3 | CZ10
Rt3-w15-v07 | 1500610 | 402 | 1479020 | 399 | 21590 | 3 | 50 | 431.8 | 0.06 | Rt3-w10-v03 | 433 | 0.09 | 10 | Rt3 | CZ10 | 03 | 11.1012
Rt3-w16-v07 | 1054210 | 306.89 | 1046040 | 305.33 | 8170 | 1.56 | 30 | 272.3333 | 0.05 | Rt3-w10-v07 | 437 | 0.09 | 10 | Rt3 | CZ10 | 07 | 5.9732
Rt3-w01-v11 | 925971 | 206.78 | 922507 | 205.89 | 3464 | 0.89 | 15 | 230.9333 | 0.06 | Rt3-w10-v11 | 430 | 0.08 | 10 | Rt3 | CZ10 | 11 | 5.9732
Rt3-w02-v11 | 1097710 | 281.33 | 1086660 | 278.56 | 11050 | 2.77 | 30 | 368.3333 | 0.09 | Rt3-w10-v14 | 424 | 0.08 | 10 | Rt3 | CZ10 | 14 | 2.9866
Rt3-w03-v11 | 1012000 | 247.89 | 1004380 | 245.78 | 7620 | 2.11 | 20 | 381 | 0.11 | Rt3-w11-v96 | 394.75 | 0.06 | 11 | Rt3 | CZ11 | 96 | 1.0982 | 357.5636 | 0.058044 | Rt3 | CZ11
Rt3-w04-v11 | 1114800 | 316.89 | 1104390 | 315.11 | 10410 | 1.78 | 30 | 347 | 0.06 | Rt3-w11-v03 | 334.25 | 0.06 | 11 | Rt3 | CZ11 | 03 | 0.57987
Rt3-w05-v11 | 1005740 | 262.11 | 998260 | 261.11 | 7480 | 1 | 20 | 374 | 0.05 | Rt3-w11-v07 | 332 | 0.06 | 11 | Rt3 | CZ11 | 07 | 0.3246
Rt3-w06-v11 | 1156880 | 339.33 | 1144460 | 337.33 | 12420 | 2 | 30 | 414 | 0.07 | Rt3-w11-v11 | 322 | 0.05 | 11 | Rt3 | CZ11 | 11 | 0.3246
Rt3-w07-v11 | 1142480 | 314.44 | 1129810 | 312.78 | 12670 | 1.66 | 30 | 422.3333 | 0.06 | Rt3-w11-v14 | 311.5 | 0.05 | 11 | Rt3 | CZ11 | 14 | 0.1623
Rt3-w08-v11 | 1207040 | 358.67 | 1193710 | 356.44 | 13330 | 2.23 | 30 | 444.3333 | 0.07 | Rt3-w12-v96 | 382.75 | 0.06 | 12 | Rt3 | CZ12 | 96 | 5.0078 | 344.0229 | 0.055208 | Rt3 | CZ12
Rt3-w09-v11 | 1243260 | 402.22 | 1226940 | 399.33 | 16320 | 2.89 | 40 | 408 | 0.07 | Rt3-w12-v03 | 303.25 | 0.05 | 12 | Rt3 | CZ12 | 03 | 2.7038
Rt3-w10-v11 | 1229680 | 386.56 | 1216780 | 384.11 | 12900 | 2.45 | 30 | 430 | 0.08 | Rt3-w12-v07 | 303.5 | 0.05 | 12 | Rt3 | CZ12 | 07 | 1.2358
Rt3-w11-v11 | 1206680 | 345.67 | 1193800 | 343.56 | 12880 | 2.11 | 40 | 322 | 0.05 | Rt3-w12-v11 | 293.5 | 0.05 | 12 | Rt3 | CZ12 | 11 | 1.2358
Rt3-w12-v11 | 1168580 | 338.78 | 1156840 | 336.67 | 11740 | 2.11 | 40 | 293.5 | 0.05 | Rt3-w12-v14 | 390.6667 | 0.06 | 12 | Rt3 | CZ12 | 14 | 0.61792
Rt3-w13-v11 | 1219750 | 357.89 | 1207740 | 355.56 | 12010 | 2.33 | 40 | 300.25 | 0.06 | Rt3-w13-v96 | 378.75 | 0.07 | 13 | Rt3 | CZ13 | 96 | 4.4598 | 339.4255 | 0.06428 | Rt3 | CZ13
Rt3-w14-v11 | 1223100 | 367 | 1206700 | 364.33 | 16400 | 2.67 | 40 | 410 | 0.07 | Rt3-w13-v03 | 317 | 0.06 | 13 | Rt3 | CZ13 | 03 | 2.3029
Rt3-w15-v11 | 1461150 | 387.11 | 1440640 | 384.33 | 20510 | 2.78 | 50 | 410.2 | 0.06 | Rt3-w13-v07 | 317.75 | 0.06 | 13 | Rt3 | CZ13 | 07 | 1.4632
Rt3-w16-v11 | 1033590 | 298 | 1026570 | 296.56 | 7020 | 1.44 | 30 | 234 | 0.05 | Rt3-w13-v11 | 300.25 | 0.06 | 13 | Rt3 | CZ13 | 11 | 1.4632
Rt3-w01-v14 | 814157 | 181.11 | 811250 | 180.56 | 2907 | 0.55 | 10 | 290.7 | 0.06 | Rt3-w13-v14 | 292 | 0.06 | 13 | Rt3 | CZ13 | 14 | 0.73162
Rt3-w02-v14 | 978064 | 251.22 | 967114 | 248.44 | 10950 | 2.78 | 30 | 365 | 0.09 | Rt3-w14-v96 | 386.4 | 0.06 | 14 | Rt3 | CZ14 | 96 | 2.0998 | 373.3607 | 0.061479 | Rt3 | CZ14
Rt3-w03-v14 | 892369 | 218.67 | 885477 | 216.67 | 6892 | 2 | 20 | 344.6 | 0.1 | Rt3-w14-v03 | 345.2 | 0.06 | 14 | Rt3 | CZ14 | 03 | 1.5857
Rt3-w04-v14 | 990058 | 285.56 | 979718 | 283.89 | 10340 | 1.67 | 30 | 344.6667 | 0.06 | Rt3-w14-v07 | 346 | 0.06 | 14 | Rt3 | CZ14 | 07 | 0.8648
Rt3-w05-v14 | 885595 | 232 | 878828 | 231 | 6767 | 1 | 15 | 451.1333 | 0.07 | Rt3-w14-v11 | 410 | 0.07 | 14 | Rt3 | CZ14 | 11 | 0.8648
Rt3-w06-v14 | 1028990 | 305.11 | 1016710 | 303.33 | 12280 | 1.78 | 30 | 409.3333 | 0.06 | Rt3-w14-v14 | 394.75 | 0.06 | 14 | Rt3 | CZ14 | 14 | 0.4324
Rt3-w07-v14 | 1014000 | 282.56 | 1001760 | 280.89 | 12240 | 1.67 | 30 | 408 | 0.06 | Rt3-w15-v96 | 460.6 | 0.06 | 15 | Rt3 | CZ15 | 96 | 1.6669 | 435.7936 | 0.059232 | Rt3 | CZ15
Rt3-w08-v14 | 1077510 | 326.33 | 1064390 | 324.22 | 13120 | 2.11 | 30 | 437.3333 | 0.07 | Rt3-w15-v03 | 432.8 | 0.06 | 15 | Rt3 | CZ15 | 03 | 1.4492
Rt3-w09-v14 | 1114920 | 362.33 | 1098810 | 359.67 | 16110 | 2.66 | 40 | 402.75 | 0.07 | Rt3-w15-v07 | 431.8 | 0.06 | 15 | Rt3 | CZ15 | 07 | 0.77617
Rt3-w10-v14 | 1101060 | 354.22 | 1088340 | 351.89 | 12720 | 2.33 | 30 | 424 | 0.08 | Rt3-w15-v11 | 410.2 | 0.06 | 15 | Rt3 | CZ15 | 11 | 0.77617
Rt3-w11-v14 | 1081550 | 315.11 | 1069090 | 313.11 | 12460 | 2 | 40 | 311.5 | 0.05 | Rt3-w15-v14 | 399.6 | 0.05 | 15 | Rt3 | CZ15 | 14 | 0.38808
Rt3-w12-v14 | 1045160 | 304.78 | 1033440 | 302.89 | 11720 | 1.89 | 30 | 390.6667 | 0.06 | Rt3-w16-v96 | 325.6667 | 0.05 | 16 | Rt3 | CZ16 | 96 | 0.52207 | 292.0367 | 0.051468 | Rt3 | CZ16
Rt3-w13-v14 | 1094600 | 327.22 | 1082920 | 325 | 11680 | 2.22 | 40 | 292 | 0.06 | Rt3-w16-v03 | 273 | 0.05 | 16 | Rt3 | CZ16 | 03 | 0.34507
Rt3-w14-v14 | 1098490 | 336.22 | 1082700 | 333.67 | 15790 | 2.55 | 40 | 394.75 | 0.06 | Rt3-w16-v07 | 272.3333 | 0.05 | 16 | Rt3 | CZ16 | 07 | 0.20103
Rt3-w15-v14 | 1325950 | 355.33 | 1305970 | 352.67 | 19980 | 2.66 | 50 | 399.6 | 0.05 | Rt3-w16-v11 | 234 | 0.05 | 16 | Rt3 | CZ16 | 11 | 0.20103
Rt3-w16-v14 | 916602 | 267.67 | 909838 | 266.33 | 6764 | 1.34 | 20 | 338.2 | 0.07 | Rt3-w16-v14 | 338.2 | 0.07 | 16 | Rt3 | CZ16 | 14 | 0.10052
EUn-w01-v96 | 12391200 | 3105.78 | 12203900 | 3076.78 | 187300 | 29 | 200 | 936.5 | 0.15 | EUn-w01-v96 | 936.5 | 0.15 | 01 | EUn | CZ01 | 96 | 0.119 | 826.1591 | 0.13674 | EUn | CZ01
EUn-w02-v96 | 14214400 | 2925.89 | 13905000 | 2894.22 | 309400 | 31.67 | 400 | 773.5 | 0.08 | EUn-w01-v03 | 746.5 | 0.12 | 01 | EUn | CZ01 | 03 | 0.04315
EUn-w03-v96 | 13379900 | 1735.33 | 13154500 | 1704.11 | 225400 | 31.22 | 250 | 901.6 | 0.12 | EUn-w01-v07 | 700.2 | 0.12 | 01 | EUn | CZ01 | 07 | 0.0319
EUn-w04-v96 | 14302100 | 2054 | 14036500 | 2027.44 | 265600 | 26.56 | 300 | 885.3333 | 0.09 | EUn-w01-v11 | 685.9 | 0.12 | 01 | EUn | CZ01 | 11 | 0.0319
EUn-w05-v96 | 13323000 | 3325.56 | 13118500 | 3310.89 | 204500 | 14.67 | 250 | 818 | 0.06 | EUn-w01-v14 | 750.8667 | 0.15 | 01 | EUn | CZ01 | 14 | 0.01595
EUn-w06-v96 | 14431600 | 2718.11 | 14182500 | 2697.22 | 249100 | 20.89 | 300 | 830.3333 | 0.07 | EUn-w02-v96 | 773.5 | 0.08 | 02 | EUn | CZ02 | 96 | 0.3967 | 852.4234 | 0.099096 | EUn | CZ02
EUn-w07-v96 | 14366200 | 4296 | 14116500 | 4274.89 | 249700 | 21.11 | 250 | 998.8 | 0.08 | EUn-w02-v03 | 915.3333 | 0.11 | 02 | EUn | CZ02 | 03 | 0.3873
EUn-w08-v96 | 14915900 | 4686.22 | 14634300 | 4659.89 | 281600 | 26.33 | 300 | 938.6667 | 0.09 | EUn-w02-v07 | 892.3333 | 0.11 | 02 | EUn | CZ02 | 07 | 0.1506
EUn-w09-v96 | 15580500 | 2960.22 | 15225200 | 2925.56 | 355300 | 34.66 | 400 | 888.25 | 0.09 | EUn-w02-v11 | 879.6667 | 0.11 | 02 | EUn | CZ02 | 11 | 0.1506
EUn-w10-v96 | 15514200 | 3784 | 15187100 | 3757.22 | 327100 | 26.78 | 400 | 817.75 | 0.07 | EUn-w02-v14 | 810.3333 | 0.1 | 02 | EUn | CZ02 | 14 | 0.0753
EUn-w11-v96 | 14756400 | 2200.33 | 14477500 | 2170.22 | 278900 | 30.11 | 400 | 697.25 | 0.08 | EUn-w03-v96 | 901.6 | 0.12 | 03 | EUn | CZ03 | 96 | 2.0825 | 864.0194 | 0.12445 | EUn | CZ03
EUn-w12-v96 | 14329100 | 3366.22 | 14074900 | 3345.44 | 254200 | 20.78 | 300 | 847.3333 | 0.07 | EUn-w03-v03 | 816 | 0.12 | 03 | EUn | CZ03 | 03 | 1.6429
EUn-w13-v96 | 14981700 | 949.56 | 14689000 | 909.11 | 292700 | 40.45 | 400 | 731.75 | 0.1 | EUn-w03-v07 | 786.4 | 0.12 | 03 | EUn | CZ03 | 07 | 0.5735
EUn-w14-v96 | 15286900 | 3126 | 14901500 | 3091 | 385400 | 35 | 400 | 963.5 | 0.09 | EUn-w03-v11 | 961 | 0.15 | 03 | EUn | CZ03 | 11 | 0.5735
EUn-w15-v96 | 17033400 | 3253.44 | 16689500 | 3219.33 | 343900 | 34.11 | 400 | 859.75 | 0.09 | EUn-w03-v14 | 827.5 | 0.14 | 03 | EUn | CZ03 | 14 | 0.28675
EUn-w16-v96 | 12826900 | 2061.67 | 12673600 | 2049.67 | 153300 | 12 | 200 | 766.5 | 0.06 | EUn-w04-v96 | 885.3333 | 0.09 | 04 | EUn | CZ04 | 96 | 0.50105 | 893.6683 | 0.096081 | EUn | CZ04
EUn-w01-v03 | 10954300 | 2814.33 | 10805000 | 2790.22 | 149300 | 24.11 | 200 | 746.5 | 0.12 | EUn-w04-v03 | 924.8 | 0.1 | 04 | EUn | CZ04 | 03 | 0.52948
EUn-w02-v03 | 12483200 | 2553.56 | 12208600 | 2521.44 | 274600 | 32.12 | 300 | 915.3333 | 0.11 | EUn-w04-v07 | 900 | 0.1 | 04 | EUn | CZ04 | 07 | 0.20252
EUn-w03-v03 | 11912300 | 1525.56 | 11708300 | 1495.11 | 204000 | 30.45 | 250 | 816 | 0.12 | EUn-w04-v11 | 881.2 | 0.1 | 04 | EUn | CZ04 | 11 | 0.20252
EUn-w04-v03 | 12611200 | 1797.67 | 12380000 | 1772.89 | 231200 | 24.78 | 250 | 924.8 | 0.1 | EUn-w04-v14 | 784.4 | 0.09 | 04 | EUn | CZ04 | 14 | 0.10126
EUn-w05-v03 | 11774000 | 2938.67 | 11600400 | 2926.11 | 173600 | 12.56 | 200 | 868 | 0.06 | EUn-w05-v96 | 818 | 0.06 | 05 | EUn | CZ05 | 96 | 0.38266 | 827.6897 | 0.06 | EUn | CZ05
EUn-w06-v03 | 13061800 | 2428.89 | 12816300 | 2408.67 | 245500 | 20.22 | 250 | 982 | 0.08 | EUn-w05-v03 | 868 | 0.06 | 05 | EUn | CZ05 | 03 | 0.40255
EUn-w07-v03 | 12889500 | 3794.33 | 12649200 | 3776.67 | 240300 | 17.66 | 250 | 961.2 | 0.07 | EUn-w05-v07 | 829.5 | 0.06 | 05 | EUn | CZ05 | 07 | 0.15413
EUn-w08-v03 | 13459200 | 4207.11 | 13184800 | 4183.67 | 274400 | 23.44 | 300 | 914.6667 | 0.08 | EUn-w05-v11 | 810.5 | 0.06 | 05 | EUn | CZ05 | 11 | 0.15413
EUn-w09-v03 | 14004300 | 2516.33 | 13666400 | 2484 | 337900 | 32.33 | 400 | 844.75 | 0.08 | EUn-w05-v14 | 696 | 0.06 | 05 | EUn | CZ05 | 14 | 0.077065
EUn-w10-v03 | 13362600 | 3171.44 | 13087400 | 3151.33 | 275200 | 20.11 | 300 | 917.3333 | 0.07 | EUn-w06-v96 | 830.3333 | 0.07 | 06 | EUn | CZ06 | 96 | 3.5061 | 898.1696 | 0.074943 | EUn | CZ06
EUn-w11-v03 | 12987200 | 1923.33 | 12739400 | 1894.33 | 247800 | 29 | 300 | 826 | 0.1 | EUn-w06-v03 | 982 | 0.08 | 06 | EUn | CZ06 | 03 | 2.0551
EUn-w12-v03 | 12661600 | 2945.56 | 12435000 | 2928.11 | 226600 | 17.45 | 250 | 906.4 | 0.07 | EUn-w06-v07 | 960.4 | 0.08 | 06 | EUn | CZ06 | 07 | 0.9083
EUn-w13-v03 | 13230100 | 764.22 | 12969400 | 723.67 | 260700 | 40.55 | 300 | 869 | 0.14 | EUn-w06-v11 | 942 | 0.08 | 06 | EUn | CZ06 | 11 | 0.9083
EUn-w14-v03 | 13475400 | 2763 | 13128600 | 2729.78 | 346800 | 33.22 | 400 | 867 | 0.08 | EUn-w06-v14 | 830.4 | 0.07 | 06 | EUn | CZ06 | 14 | 0.45415
EUn-w15-v03 | 15014100 | 2753.78 | 14701300 | 2727.67 | 312800 | 26.11 | 400 | 782 | 0.07 | EUn-w07-v96 | 998.8 | 0.08 | 07 | EUn | CZ07 | 96 | 1.792 | 967.2943 | 0.073932 | EUn | CZ07
EUn-w16-v03 | 11451600 | 1848.56 | 11312800 | 1838.22 | 138800 | 10.34 | 200 | 694 | 0.05 | EUn-w07-v03 | 961.2 | 0.07 | 07 | EUn | CZ07 | 03 | 1.5836
EUn-w01-v07 | 9723370 | 2614.22 | 9583330 | 2590.33 | 140040 | 23.89 | 200 | 700.2 | 0.12 | EUn-w07-v07 | 958.8 | 0.07 | 07 | EUn | CZ07 | 07 | 0.47262
EUn-w02-v07 | 11292400 | 2406.44 | 11024700 | 2374 | 267700 | 32.44 | 300 | 892.3333 | 0.11 | EUn-w07-v11 | 941.2 | 0.07 | 07 | EUn | CZ07 | 11 | 0.47262
EUn-w03-v07 | 10600800 | 1355.89 | 10404200 | 1325.78 | 196600 | 30.11 | 250 | 786.4 | 0.12 | EUn-w07-v14 | 838.4 | 0.07 | 07 | EUn | CZ07 | 14 | 0.23631
EUn-w04-v07 | 11362200 | 1650.44 | 11137200 | 1625.89 | 225000 | 24.55 | 250 | 900 | 0.1 | EUn-w08-v96 | 938.6667 | 0.09 | 08 | EUn | CZ08 | 96 | 5.6162 | 913.9012 | 0.083899 | EUn | CZ08
EUn-w05-v07 | 10465200 | 2771.89 | 10299300 | 2759.67 | 165900 | 12.22 | 200 | 829.5 | 0.06 | EUn-w08-v03 | 914.6667 | 0.08 | 08 | EUn | CZ08 | 03 | 3.2798
EUn-w06-v07 | 11797900 | 2284 | 11557800 | 2264.11 | 240100 | 19.89 | 250 | 960.4 | 0.08 | EUn-w08-v07 | 899.6667 | 0.08 | 08 | EUn | CZ08 | 07 | 1.456
EUn-w07-v07 | 11634500 | 3645.89 | 11394800 | 3628.33 | 239700 | 17.56 | 250 | 958.8 | 0.07 | EUn-w08-v11 | 882 | 0.08 | 08 | EUn | CZ08 | 11 | 1.456
EUn-w08-v07 | 12194600 | 4059.22 | 11924700 | 4036.11 | 269900 | 23.11 | 300 | 899.6667 | 0.08 | EUn-w08-v14 | 811.6667 | 0.07 | 08 | EUn | CZ08 | 14 | 0.728
EUn-w09-v07 | 12663800 | 2386.11 | 12329400 | 2354 | 334400 | 32.11 | 400 | 836 | 0.08 | EUn-w09-v96 | 888.25 | 0.09 | 09 | EUn | CZ09 | 96 | 2.5991 | 853.6319 | 0.079435 | EUn | CZ09
EUn-w10-v07 | 12152800 | 3044.33 | 11882200 | 3024.56 | 270600 | 19.77 | 300 | 902 | 0.07 | EUn-w09-v03 | 844.75 | 0.08 | 09 | EUn | CZ09 | 03 | 1.5913
EUn-w11-v07 | 11882500 | 1784 | 11640400 | 1754.89 | 242100 | 29.11 | 300 | 807 | 0.1 | EUn-w09-v07 | 836 | 0.08 | 09 | EUn | CZ09 | 07 | 0.65055
EUn-w12-v07 | 11480800 | 2805 | 11261600 | 2787.89 | 219200 | 17.11 | 250 | 876.8 | 0.07 | EUn-w09-v11 | 817.5 | 0.06 | 09 | EUn | CZ09 | 11 | 0.65055
EUn-w13-v07 | 12048400 | 650.22 | 11792800 | 609.67 | 255600 | 40.55 | 300 | 852 | 0.14 | EUn-w09-v14 | 728 | 0.03 | 09 | EUn | CZ09 | 14 | 0.32528
EUn-w14-v07 | 12420900 | 2601 | 12081800 | 2568.89 | 339100 | 32.11 | 400 | 847.75 | 0.08 | EUn-w10-v96 | 817.75 | 0.07 | 10 | EUn | CZ10 | 96 | 2.4329 | 873.2671 | 0.067997 | EUn | CZ10
EUn-w15-v07 | 13820300 | 2615.33 | 13510000 | 2589.33 | 310300 | 26 | 400 | 775.75 | 0.07 | EUn-w10-v03 | 917.3333 | 0.07 | 10 | EUn | CZ10 | 03 | 2.5173
EUn-w16-v07 | 10311600 | 1735.67 | 10176900 | 1725.44 | 134700 | 10.23 | 200 | 673.5 | 0.05 | EUn-w10-v07 | 902 | 0.07 | 10 | EUn | CZ10 | 07 | 0.99204
EUn-w01-v11 | 9511230 | 2547.89 | 9374050 | 2524.33 | 137180 | 23.56 | 200 | 685.9 | 0.12 | EUn-w10-v11 | 886.6667 | 0.06 | 10 | EUn | CZ10 | 11 | 0.99204
EUn-w02-v11 | 11060400 | 2355.67 | 10796500 | 2323.56 | 263900 | 32.11 | 300 | 879.6667 | 0.11 | EUn-w10-v14 | 837.6667 | 0.06 | 10 | EUn | CZ10 | 14 | 0.49602
EUn-w03-v11 | 10377500 | 1332 | 10185300 | 1302.33 | 192200 | 29.67 | 200 | 961 | 0.15 | EUn-w11-v96 | 697.25 | 0.08 | 11 | EUn | CZ11 | 96 | 0.5788 | 769.6192 | 0.092579 | EUn | CZ11
EUn-w04-v11 | 11124800 | 1619.11 | 10904500 | 1594.89 | 220300 | 24.22 | 250 | 881.2 | 0.1 | EUn-w11-v03 | 826 | 0.1 | 11 | EUn | CZ11 | 03 | 0.55595
EUn-w05-v11 | 10243200 | 2712.78 | 10081100 | 2700.78 | 162100 | 12 | 200 | 810.5 | 0.06 | EUn-w11-v07 | 807 | 0.1 | 11 | EUn | CZ11 | 07 | 0.2328
EUn-w06-v11 | 11556000 | 2239.11 | 11320500 | 2219.44 | 235500 | 19.67 | 250 | 942 | 0.08 | EUn-w11-v11 | 800.6667 | 0.1 | 11 | EUn | CZ11 | 11 | 0.2328
EUn-w07-v11 | 11398900 | 3559.22 | 11163600 | 3542 | 235300 | 17.22 | 250 | 941.2 | 0.07 | EUn-w11-v14 | 723.3333 | 0.09 | 11 | EUn | CZ11 | 14 | 0.1164
EUn-w08-v11 | 11944400 | 3962.67 | 11679800 | 3940 | 264600 | 22.67 | 300 | 882 | 0.08 | EUn-w12-v96 | 847.3333 | 0.07 | 12 | EUn | CZ12 | 96 | 0.7783 | 868.1395 | 0.069329 | EUn | CZ12
EUn-w09-v11 | 12399800 | 2311.22 | 12072800 | 2285.44 | 327000 | 25.78 | 400 | 817.5 | 0.06 | EUn-w12-v03 | 906.4 | 0.07 | 12 | EUn | CZ12 | 03 | 0.79885
EUn-w10-v11 | 11904100 | 2951.56 | 11638100 | 2932.67 | 266000 | 18.89 | 300 | 886.6667 | 0.06 | EUn-w12-v07 | 876.8 | 0.07 | 12 | EUn | CZ12 | 07 | 0.3183
EUn-w11-v11 | 11634000 | 1746.89 | 11393800 | 1718.33 | 240200 | 28.56 | 300 | 800.6667 | 0.1 | EUn-w12-v11 | 856 | 0.07 | 12 | EUn | CZ12 | 11 | 0.3183
EUn-w12-v11 | 11229700 | 2741.89 | 11015700 | 2725.11 | 214000 | 16.78 | 250 | 856 | 0.07 | EUn-w12-v14 | 784.8 | 0.06 | 12 | EUn | CZ12 | 14 | 0.15915
EUn-w13-v11 | 11774400 | 617.78 | 11525600 | 577.56 | 248800 | 40.22 | 300 | 829.3333 | 0.13 | EUn-w13-v96 | 731.75 | 0.1 | 13 | EUn | CZ13 | 96 | 1.2469 | 809.8032 | 0.12516 | EUn | CZ13
EUn-w14-v11 | 12177200 | 2544 | 11839900 | 2512.33 | 337300 | 31.67 | 400 | 843.25 | 0.08 | EUn-w13-v03 | 869 | 0.14 | 13 | EUn | CZ13 | 03 | 1.2592
EUn-w15-v11 | 13521200 | 2557.11 | 13216400 | 2531.44 | 304800 | 25.67 | 400 | 762 | 0.06 | EUn-w13-v07 | 852 | 0.14 | 13 | EUn | CZ13 | 07 | 0.5746
EUn-w16-v11 | 10115900 | 1689.11 | 9977850 | 1678.89 | 138050 | 10.22 | 200 | 690.25 | 0.05 | EUn-w13-v11 | 829.3333 | 0.13 | 13 | EUn | CZ13 | 11 | 0.5746
EUn-w01-v14 | 9295600 | 2532 | 9182970 | 2510 | 112630 | 22 | 150 | 750.8667 | 0.15 | EUn-w13-v14 | 765.6667 | 0.13 | 13 | EUn | CZ13 | 14 | 0.2873
EUn-w02-v14 | 10848400 | 2311.33 | 10605300 | 2280.11 | 243100 | 31.22 | 300 | 810.3333 | 0.1 | EUn-w14-v96 | 963.5 | 0.09 | 14 | EUn | CZ14 | 96 | 0.6708 | 887.5178 | 0.083247 | EUn | CZ14
EUn-w03-v14 | 10092300 | 1288 | 9926800 | 1260.56 | 165500 | 27.44 | 200 | 827.5 | 0.14 | EUn-w14-v03 | 867 | 0.08 | 14 | EUn | CZ14 | 03 | 0.68315
EUn-w04-v14 | 10762000 | 1533.78 | 10565900 | 1510.78 | 196100 | 23 | 250 | 784.4 | 0.09 | EUn-w14-v07 | 847.75 | 0.08 | 14 | EUn | CZ14 | 07 | 0.28469
EUn-w05-v14 | 9964860 | 2653.78 | 9825660 | 2642.56 | 139200 | 11.22 | 200 | 696 | 0.06 | EUn-w14-v11 | 843.25 | 0.08 | 14 | EUn | CZ14 | 11 | 0.28469
EUn-w06-v14 | 11118300 | 2126.11 | 10910700 | 2107.56 | 207600 | 18.55 | 250 | 830.4 | 0.07 | EUn-w14-v14 | 796 | 0.08 | 14 | EUn | CZ14 | 14 | 0.14235
EUn-w07-v14 | 10991800 | 3430.44 | 10782200 | 3414 | 209600 | 16.44 | 250 | 838.4 | 0.07 | EUn-w15-v96 | 859.75 | 0.09 | 15 | EUn | CZ15 | 96 | 0.5438 | 799.0417 | 0.074124 | EUn | CZ15
EUn-w08-v14 | 11511100 | 3837.56 | 11267600 | 3815.89 | 243500 | 21.67 | 300 | 811.6667 | 0.07 | EUn-w15-v03 | 782 | 0.07 | 15 | EUn | CZ15 | 03 | 0.5875
EUn-w09-v14 | 11872700 | 2015.78 | 11581500 | 2002.78 | 291200 | 13 | 400 | 728 | 0.03 | EUn-w15-v07 | 775.75 | 0.07 | 15 | EUn | CZ15 | 07 | 0.2454
EUn-w10-v14 | 11662900 | 2835.33 | 11411600 | 2818.11 | 251300 | 17.22 | 300 | 837.6667 | 0.06 | EUn-w15-v11 | 762 | 0.06 | 15 | EUn | CZ15 | 11 | 0.2454
EUn-w11-v14 | 11368800 | 1696.33 | 11151800 | 1668.78 | 217000 | 27.55 | 300 | 723.3333 | 0.09 | EUn-w15-v14 | 732.25 | 0.06 | 15 | EUn | CZ15 | 14 | 0.1227
EUn-w12-v14 | 10991300 | 2636.11 | 10795100 | 2621 | 196200 | 15.11 | 250 | 784.8 | 0.06 | EUn-w16-v96 | 766.5 | 0.06 | 16 | EUn | CZ16 | 96 | 1.2288 | 705.4837 | 0.052407 | EUn | CZ16
EUn-w13-v14 | 11527500 | 581 | 11297800 | 542.22 | 229700 | 38.78 | 300 | 765.6667 | 0.13 | EUn-w16-v03 | 694 | 0.05 | 16 | EUn | CZ16 | 03 | 1.3176
EUn-w14-v14 | 11943800 | 2498 | 11625400 | 2467.22 | 318400 | 30.78 | 400 | 796 | 0.08 | EUn-w16-v07 | 673.5 | 0.05 | 16 | EUn | CZ16 | 07 | 0.5591
EUn-w15-v14 | 13258600 | 2500 | 12965700 | 2474.89 | 292900 | 25.11 | 400 | 732.25 | 0.06 | EUn-w16-v11 | 690.25 | 0.05 | 16 | EUn | CZ16 | 11 | 0.5591
EUn-w16-v14 | 9837350 | 1602.78 | 9720180 | 1595.33 | 117170 | 7.45 | 200 | 585.85 | 0.04 | EUn-w16-v14 | 585.85 | 0.04 | 16 | EUn | CZ16 | 14 | 0.27955

## Savings Analysis_CHWP
|  |  |  | Baseline |  | Proposed_CHWP |  | CHWP Savings |  | CHWP | CHWP Savings |  |  | CHWP Savings organized by vintages | [6 empty] | CHWP Weighted
Bldg | CZ | Vintage | Bldg-CZ-Vintage | kWh/year | DEER Peak kW | kWh/year | DEER Peak kW | kWh/year | DEER Peak kW | HP | kWh/year/HP | DEER Peak kW/hp |  | kWh/year/HP | DEER Peak kW/hp | Bldg Type | CZ | CZ | Vintage | Vinatage Weights | kWh/year/HP | DEER Peak kW/hp | Bldg Type | CZ
ECC | w01 | v96 | ECC-w01-v96 | 3146600 | 898.67 | 3096220 | 873.89 | 50380 | 24.78 | 60 | 839.6667 | 0.41 | ECC-w01-v96 | 839.6667 | 0.41 | ECC | CZ01 | 01 | 96 | 0.119 | 828.5343 | 0.42597 | ECC | CZ01
ECC | w02 | v96 | ECC-w02-v96 | 3698750 | 868.67 | 3601700 | 845.11 | 97050 | 23.56 | 75 | 1294 | 0.31 | ECC-w01-v03 | 797.8333 | 0.47 | ECC | CZ01 | 01 | 03 | 0.04315
ECC | w03 | v96 | ECC-w03-v96 | 3463320 | 398.56 | 3370480 | 367.44 | 92840 | 31.12 | 75 | 1237.8667 | 0.41 | ECC-w02-v96 | 1294 | 0.31 | ECC | CZ02 | 02 | 96 | 0.3967 | 1274.3221 | 0.3594 | ECC | CZ02
ECC | w04 | v96 | ECC-w04-v96 | 3766410 | 505.56 | 3653790 | 466.89 | 112620 | 38.67 | 75 | 1501.6 | 0.52 | ECC-w02-v03 | 1254.1667 | 0.41 | ECC | CZ02 | 02 | 03 | 0.3873
ECC | w05 | v96 | ECC-w05-v96 | 3466650 | 970.89 | 3371840 | 943.11 | 94810 | 27.78 | 60 | 1580.1667 | 0.46 | ECC-w03-v96 | 1237.8667 | 0.41 | ECC | CZ03 | 03 | 96 | 2.0825 | 1362.069 | 0.43646 | ECC | CZ03
ECC | w06 | v96 | ECC-w06-v96 | 3901600 | 761.78 | 3779400 | 735.33 | 122200 | 26.45 | 75 | 1629.3333 | 0.35 | ECC-w03-v03 | 1519.5 | 0.47 | ECC | CZ03 | 03 | 03 | 1.6429
ECC | w07 | v96 | ECC-w07-v96 | 3848810 | 1293.56 | 3720980 | 1275.22 | 127830 | 18.34 | 75 | 1704.4 | 0.24 | ECC-w04-v96 | 1501.6 | 0.52 | ECC | CZ04 | 04 | 96 | 0.50105 | 1600.4535 | 0.53028 | ECC | CZ04
ECC | w08 | v96 | ECC-w08-v96 | 4036290 | 1488.11 | 3910810 | 1475.67 | 125480 | 12.44 | 75 | 1673.0667 | 0.17 | ECC-w04-v03 | 1694 | 0.54 | ECC | CZ04 | 04 | 03 | 0.52948
ECC | w09 | v96 | ECC-w09-v96 | 4206800 | 835.67 | 4054050 | 824.22 | 152750 | 11.45 | 75 | 2036.6667 | 0.15 | ECC-w05-v96 | 1580.1667 | 0.46 | ECC | CZ05 | 05 | 96 | 0.38266 | 1479.2564 | 0.48051 | ECC | CZ05
ECC | w10 | v96 | ECC-w10-v96 | 4171310 | 1178.78 | 4027490 | 1168.33 | 143820 | 10.45 | 75 | 1917.6 | 0.14 | ECC-w05-v03 | 1383.3333 | 0.5 | ECC | CZ05 | 05 | 03 | 0.40255
ECC | w11 | v96 | ECC-w11-v96 | 4065030 | 596.33 | 3940370 | 567.33 | 124660 | 29 | 75 | 1662.1333 | 0.39 | ECC-w06-v96 | 1629.3333 | 0.35 | ECC | CZ06 | 06 | 96 | 3.5061 | 1643.524 | 0.3537 | ECC | CZ06
ECC | w12 | v96 | ECC-w12-v96 | 3868900 | 1007.33 | 3757870 | 1001.33 | 111030 | 6 | 75 | 1480.4 | 0.08 | ECC-w06-v03 | 1667.7333 | 0.36 | ECC | CZ06 | 06 | 03 | 2.0551
ECC | w13 | v96 | ECC-w13-v96 | 4136690 | 325.56 | 4003600 | 293.89 | 133090 | 31.67 | 75 | 1774.5333 | 0.42 | ECC-w07-v96 | 1704.4 | 0.24 | ECC | CZ07 | 07 | 96 | 1.792 | 1721.7891 | 0.24938 | ECC | CZ07
ECC | w14 | v96 | ECC-w14-v96 | 4175530 | 916.78 | 4047250 | 891.89 | 128280 | 24.89 | 75 | 1710.4 | 0.33 | ECC-w07-v03 | 1741.4667 | 0.26 | ECC | CZ07 | 07 | 03 | 1.5836
ECC | w15 | v96 | ECC-w15-v96 | 4950480 | 965.78 | 4752560 | 940.56 | 197920 | 25.22 | 75 | 2638.9333 | 0.34 | ECC-w08-v96 | 1673.0667 | 0.17 | ECC | CZ08 | 08 | 96 | 5.6162 | 1672.2801 | 0.17737 | ECC | CZ08
ECC | w16 | v96 | ECC-w16-v96 | 3451630 | 574.89 | 3376170 | 561.67 | 75460 | 13.22 | 60 | 1257.6667 | 0.22 | ECC-w08-v03 | 1670.9333 | 0.19 | ECC | CZ08 | 08 | 03 | 3.2798
ECC | w01 | v03 | ECC-w01-v03 | 2779190 | 805.11 | 2731320 | 777 | 47870 | 28.11 | 60 | 797.8333 | 0.47 | ECC-w09-v96 | 2036.6667 | 0.15 | ECC | CZ09 | 09 | 96 | 2.5991 | 1973.882 | 0.14241 | ECC | CZ09
ECC | w02 | v03 | ECC-w02-v03 | 3150520 | 699.67 | 3075270 | 675 | 75250 | 24.67 | 60 | 1254.1667 | 0.41 | ECC-w09-v03 | 1871.3333 | 0.13 | ECC | CZ09 | 09 | 03 | 1.5913
ECC | w03 | v03 | ECC-w03-v03 | 3010590 | 330.56 | 2919420 | 302.44 | 91170 | 28.12 | 60 | 1519.5 | 0.47 | ECC-w10-v96 | 1917.6 | 0.14 | ECC | CZ10 | 10 | 96 | 2.4329 | 1966.1983 | 0.1756 | ECC | CZ10
ECC | w04 | v03 | ECC-w04-v03 | 3229040 | 421.78 | 3127400 | 389.33 | 101640 | 32.45 | 60 | 1694 | 0.54 | ECC-w10-v03 | 2013.1667 | 0.21 | ECC | CZ10 | 10 | 03 | 2.5173
ECC | w05 | v03 | ECC-w05-v03 | 2989850 | 844.56 | 2906850 | 814.67 | 83000 | 29.89 | 60 | 1383.3333 | 0.5 | ECC-w11-v96 | 1662.1333 | 0.39 | ECC | CZ11 | 11 | 96 | 0.5788 | 1740.5387 | 0.44879 | ECC | CZ11
ECC | w06 | v03 | ECC-w06-v03 | 3363080 | 659.11 | 3238000 | 632.22 | 125080 | 26.89 | 75 | 1667.7333 | 0.36 | ECC-w11-v03 | 1822.1667 | 0.51 | ECC | CZ11 | 11 | 03 | 0.55595
ECC | w07 | v03 | ECC-w07-v03 | 3321100 | 1120.22 | 3190490 | 1100.89 | 130610 | 19.33 | 75 | 1741.4667 | 0.26 | ECC-w12-v96 | 1480.4 | 0.08 | ECC | CZ12 | 12 | 96 | 0.7783 | 1573.7338 | 0.1965 | ECC | CZ12
ECC | w08 | v03 | ECC-w08-v03 | 3453930 | 1235.89 | 3328610 | 1221.89 | 125320 | 14 | 75 | 1670.9333 | 0.19 | ECC-w12-v03 | 1664.6667 | 0.31 | ECC | CZ12 | 12 | 03 | 0.79885
ECC | w09 | v03 | ECC-w09-v03 | 3572050 | 700.33 | 3431700 | 690.33 | 140350 | 10 | 75 | 1871.3333 | 0.13 | ECC-w13-v96 | 1774.5333 | 0.42 | ECC | CZ13 | 13 | 96 | 1.2469 | 1669.623 | 0.38985 | ECC | CZ13
ECC | w10 | v03 | ECC-w10-v03 | 3531010 | 977 | 3410220 | 964.44 | 120790 | 12.56 | 60 | 2013.1667 | 0.21 | ECC-w13-v03 | 1565.7333 | 0.36 | ECC | CZ13 | 13 | 03 | 1.2592
ECC | w11 | v03 | ECC-w11-v03 | 3481840 | 500.11 | 3372510 | 469.78 | 109330 | 30.33 | 60 | 1822.1667 | 0.51 | ECC-w14-v96 | 1710.4 | 0.33 | ECC | CZ14 | 14 | 96 | 0.6708 | 1766.3726 | 0.42587 | ECC | CZ14
ECC | w12 | v03 | ECC-w12-v03 | 3337550 | 882.56 | 3237670 | 864.22 | 99880 | 18.34 | 60 | 1664.6667 | 0.31 | ECC-w14-v03 | 1821.3333 | 0.52 | ECC | CZ14 | 14 | 03 | 0.68315
ECC | w13 | v03 | ECC-w13-v03 | 3541990 | 216.44 | 3424560 | 189.11 | 117430 | 27.33 | 75 | 1565.7333 | 0.36 | ECC-w15-v96 | 2638.9333 | 0.34 | ECC | CZ15 | 15 | 96 | 0.5438 | 2474.2762 | 0.32961 | ECC | CZ15
ECC | w14 | v03 | ECC-w14-v03 | 3553050 | 814.89 | 3443770 | 783.44 | 109280 | 31.45 | 60 | 1821.3333 | 0.52 | ECC-w15-v03 | 2321.8667 | 0.32 | ECC | CZ15 | 15 | 03 | 0.5875
ECC | w15 | v03 | ECC-w15-v03 | 4235340 | 851 | 4061200 | 826.78 | 174140 | 24.22 | 75 | 2321.8667 | 0.32 | ECC-w16-v96 | 1257.6667 | 0.22 | ECC | CZ16 | 16 | 96 | 1.2288 | 1149.8653 | 0.22517 | ECC | CZ16
ECC | w16 | v03 | ECC-w16-v03 | 3014360 | 524.44 | 2951400 | 510.56 | 62960 | 13.88 | 60 | 1049.3333 | 0.23 | ECC-w16-v03 | 1049.3333 | 0.23 | ECC | CZ16 | 16 | 03 | 1.3176
ESe | w01 | v96 | ESe-w01-v96 | 1184050 | 389.67 | 1142040 | 373 | 42010 | 16.67 | 30 | 1400.3333 | 0.56 | ESe-w01-v96 | 1400.3333 | 0.56 | ESe | CZ01 | 01 | 96 | 0.057833 | 1273.2694 | 0.57347 | ESe | CZ01
ESe | w02 | v96 | ESe-w02-v96 | 1450970 | 19.89 | 1392970 | 17.56 | 58000 | 2.33 | 40 | 1450 | 0.06 | ESe-w01-v03 | 1117.36 | 0.59 | ESe | CZ01 | 01 | 03 | 0.047133
ESe | w03 | v96 | ESe-w03-v96 | 1307080 | 7 | 1259080 | 7 | 48000 | 0 | 30 | 1600 | 0 | ESe-w02-v96 | 1450 | 0.06 | ESe | CZ02 | 02 | 96 | 0.51397 | 1358.2051 | 0.036396 | ESe | CZ02
ESe | w04 | v96 | ESe-w04-v96 | 1468220 | 46.44 | 1408300 | 41.44 | 59920 | 5 | 40 | 1498 | 0.13 | ESe-w02-v03 | 1216.6667 | 0 | ESe | CZ02 | 02 | 03 | 0.33333
ESe | w05 | v96 | ESe-w05-v96 | 1294380 | 419.44 | 1247220 | 404.89 | 47160 | 14.55 | 30 | 1572 | 0.49 | ESe-w03-v96 | 1600 | 0 | ESe | CZ03 | 03 | 96 | 1.6091 | 1449.0751 | 0 | ESe | CZ03
ESe | w06 | v96 | ESe-w06-v96 | 1526460 | 93.33 | 1457330 | 79.11 | 69130 | 14.22 | 40 | 1728.25 | 0.36 | ESe-w03-v03 | 1195.6667 | 0 | ESe | CZ03 | 03 | 03 | 0.95837
ESe | w07 | v96 | ESe-w07-v96 | 1439780 | 567.56 | 1383070 | 557.11 | 56710 | 10.45 | 30 | 1890.3333 | 0.35 | ESe-w04-v96 | 1498 | 0.13 | ESe | CZ04 | 04 | 96 | 1.1411 | 1525.459 | 0.18028 | ESe | CZ04
ESe | w08 | v96 | ESe-w08-v96 | 1619550 | 718 | 1544290 | 701.56 | 75260 | 16.44 | 40 | 1881.5 | 0.41 | ESe-w04-v03 | 1569 | 0.26 | ESe | CZ04 | 04 | 03 | 0.71963
ESe | w09 | v96 | ESe-w09-v96 | 1746680 | 225.56 | 1655880 | 205.56 | 90800 | 20 | 40 | 2270 | 0.5 | ESe-w05-v96 | 1572 | 0.49 | ESe | CZ05 | 05 | 96 | 0.16853 | 1460.1868 | 0.47052 | ESe | CZ05
ESe | w10 | v96 | ESe-w10-v96 | 1757230 | 223.33 | 1673180 | 206 | 84050 | 17.33 | 40 | 2101.25 | 0.43 | ESe-w05-v03 | 1285 | 0.44 | ESe | CZ05 | 05 | 03 | 0.10757
ESe | w11 | v96 | ESe-w11-v96 | 1757780 | 227.33 | 1676300 | 211.11 | 81480 | 16.22 | 40 | 2037 | 0.41 | ESe-w06-v96 | 1728.25 | 0.36 | ESe | CZ06 | 06 | 96 | 1.9416 | 1661.1173 | 0.34686 | ESe | CZ06
ESe | w12 | v96 | ESe-w12-v96 | 1565850 | 139.11 | 1495970 | 120.33 | 69880 | 18.78 | 40 | 1747 | 0.47 | ESe-w06-v03 | 1575 | 0.33 | ESe | CZ06 | 06 | 03 | 1.5136
ESe | w13 | v96 | ESe-w13-v96 | 1810790 | 238.33 | 1720630 | 221.22 | 90160 | 17.11 | 40 | 2254 | 0.43 | ESe-w07-v96 | 1890.3333 | 0.35 | ESe | CZ07 | 07 | 96 | 1.1939 | 1818.3307 | 0.27391 | ESe | CZ07
ESe | w14 | v96 | ESe-w14-v96 | 1794930 | 255.56 | 1718610 | 241.11 | 76320 | 14.45 | 40 | 1908 | 0.36 | ESe-w07-v03 | 1720 | 0.17 | ESe | CZ07 | 07 | 03 | 0.87423
ESe | w15 | v96 | ESe-w15-v96 | 2402450 | 291.33 | 2293250 | 275.67 | 109200 | 15.66 | 40 | 2730 | 0.39 | ESe-w08-v96 | 1881.5 | 0.41 | ESe | CZ08 | 08 | 96 | 3.3542 | 1810.4674 | 0.33405 | ESe | CZ08
ESe | w16 | v96 | ESe-w16-v96 | 1376020 | 92.44 | 1319340 | 72.44 | 56680 | 20 | 30 | 1889.3333 | 0.67 | ESe-w08-v03 | 1722.5 | 0.24 | ESe | CZ08 | 08 | 03 | 2.7085
ESe | w01 | v03 | ESe-w01-v03 | 1019040 | 343.56 | 991106 | 328.78 | 27934 | 14.78 | 25 | 1117.36 | 0.59 | ESe-w09-v96 | 2270 | 0.5 | ESe | CZ09 | 09 | 96 | 2.2501 | 2143.3123 | 0.49502 | ESe | CZ09
ESe | w02 | v03 | ESe-w02-v03 | 1198500 | 6.11 | 1162000 | 6.11 | 36500 | 0 | 30 | 1216.6667 | 0 | ESe-w09-v03 | 2015.5 | 0.49 | ESe | CZ09 | 09 | 03 | 2.2303
ESe | w03 | v03 | ESe-w03-v03 | 1125280 | 6.11 | 1089410 | 6.11 | 35870 | 0 | 30 | 1195.6667 | 0 | ESe-w10-v96 | 2101.25 | 0.43 | ESe | CZ10 | 10 | 96 | 5.5602 | 1880.8578 | 0.44421 | ESe | CZ10
ESe | w04 | v03 | ESe-w04-v03 | 1265600 | 50.33 | 1218530 | 42.67 | 47070 | 7.66 | 30 | 1569 | 0.26 | ESe-w10-v03 | 1636 | 0.46 | ESe | CZ10 | 10 | 03 | 5.0047
ESe | w05 | v03 | ESe-w05-v03 | 1122260 | 365.67 | 1083710 | 352.44 | 38550 | 13.23 | 30 | 1285 | 0.44 | ESe-w11-v96 | 2037 | 0.41 | ESe | CZ11 | 11 | 96 | 0.59227 | 1993.1621 | 0.41 | ESe | CZ11
ESe | w06 | v03 | ESe-w06-v03 | 1349850 | 85.78 | 1286850 | 72.78 | 63000 | 13 | 40 | 1575 | 0.33 | ESe-w11-v03 | 1937 | 0.41 | ESe | CZ11 | 11 | 03 | 0.4623
ESe | w07 | v03 | ESe-w07-v03 | 1277100 | 507.56 | 1225500 | 502.56 | 51600 | 5 | 30 | 1720 | 0.17 | ESe-w12-v96 | 1747 | 0.47 | ESe | CZ12 | 12 | 96 | 1.8328 | 1737.4241 | 0.54064 | ESe | CZ12
ESe | w08 | v03 | ESe-w08-v03 | 1436010 | 635.44 | 1367110 | 625.89 | 68900 | 9.55 | 40 | 1722.5 | 0.24 | ESe-w12-v03 | 1726.6667 | 0.62 | ESe | CZ12 | 12 | 03 | 1.6315
ESe | w09 | v03 | ESe-w09-v03 | 1540960 | 187.44 | 1460340 | 167.89 | 80620 | 19.55 | 40 | 2015.5 | 0.49 | ESe-w13-v96 | 2254 | 0.43 | ESe | CZ13 | 13 | 96 | 2.7449 | 2056.7514 | 0.4227 | ESe | CZ13
ESe | w10 | v03 | ESe-w10-v03 | 1462600 | 153 | 1397160 | 134.78 | 65440 | 18.22 | 40 | 1636 | 0.46 | ESe-w13-v03 | 1713.75 | 0.41 | ESe | CZ13 | 13 | 03 | 1.5785
ESe | w11 | v03 | ESe-w11-v03 | 1484770 | 187.89 | 1426660 | 175.56 | 58110 | 12.33 | 30 | 1937 | 0.41 | ESe-w14-v96 | 1908 | 0.36 | ESe | CZ14 | 14 | 96 | 1.0931 | 2050.1859 | 0.42224 | ESe | CZ14
ESe | w12 | v03 | ESe-w12-v03 | 1331400 | 103.78 | 1279600 | 85.33 | 51800 | 18.45 | 30 | 1726.6667 | 0.62 | ESe-w14-v03 | 2205 | 0.49 | ESe | CZ14 | 14 | 03 | 1.004
ESe | w13 | v03 | ESe-w13-v03 | 1537400 | 200.78 | 1468850 | 184.44 | 68550 | 16.34 | 40 | 1713.75 | 0.41 | ESe-w15-v96 | 2730 | 0.39 | ESe | CZ15 | 15 | 96 | 0.43867 | 2554.0859 | 0.39959 | ESe | CZ15
ESe | w14 | v03 | ESe-w14-v03 | 1557220 | 215.22 | 1491070 | 200.67 | 66150 | 14.55 | 30 | 2205 | 0.49 | ESe-w15-v03 | 2363.25 | 0.41 | ESe | CZ15 | 15 | 03 | 0.40437
ESe | w15 | v03 | ESe-w15-v03 | 2103330 | 253 | 2008800 | 236.56 | 94530 | 16.44 | 40 | 2363.25 | 0.41 | ESe-w16-v96 | 1889.3333 | 0.67 | ESe | CZ16 | 16 | 96 | 0.6321 | 1656.9957 | 0.61929 | ESe | CZ16
ESe | w16 | v03 | ESe-w16-v03 | 1183800 | 78.33 | 1142240 | 61.67 | 41560 | 16.66 | 30 | 1385.3333 | 0.56 | ESe-w16-v03 | 1385.3333 | 0.56 | ESe | CZ16 | 16 | 03 | 0.5406
EUn | w01 | v96 | EUn-w01-v96 | 12391200 | 3105.78 | 11563000 | 2981.56 | 828200 | 124.22 | 200 | 4141 | 0.62 | EUn-w01-v96 | 4141 | 0.62 | EUn | CZ01 | 01 | 96 | 0.119 | 3965.7655 | 0.60137 | EUn | CZ01
EUn | w02 | v96 | EUn-w02-v96 | 14214400 | 2925.89 | 13328500 | 2846.22 | 885900 | 79.67 | 250 | 3543.6 | 0.32 | EUn-w01-v03 | 3482.5 | 0.55 | EUn | CZ01 | 01 | 03 | 0.04315
EUn | w03 | v96 | EUn-w03-v96 | 13379900 | 1735.33 | 12460400 | 1609.33 | 919500 | 126 | 250 | 3678 | 0.5 | EUn-w02-v96 | 3543.6 | 0.32 | EUn | CZ02 | 02 | 96 | 0.3967 | 3734.4836 | 0.36446 | EUn | CZ02
EUn | w04 | v96 | EUn-w04-v96 | 14302100 | 2054 | 13369200 | 1945.33 | 932900 | 108.67 | 250 | 3731.6 | 0.43 | EUn-w02-v03 | 3930 | 0.41 | EUn | CZ02 | 02 | 03 | 0.3873
EUn | w05 | v96 | EUn-w05-v96 | 13323000 | 3325.56 | 12409000 | 3230.78 | 914000 | 94.78 | 200 | 4570 | 0.47 | EUn-w03-v96 | 3678 | 0.5 | EUn | CZ03 | 03 | 96 | 2.0825 | 3894.314 | 0.53087 | EUn | CZ03
EUn | w06 | v96 | EUn-w06-v96 | 14431600 | 2718.11 | 13549200 | 2629.56 | 882400 | 88.55 | 250 | 3529.6 | 0.35 | EUn-w03-v03 | 4168.5 | 0.57 | EUn | CZ03 | 03 | 03 | 1.6429
EUn | w07 | v96 | EUn-w07-v96 | 14366200 | 4296 | 13415900 | 4232.33 | 950300 | 63.67 | 250 | 3801.2 | 0.25 | EUn-w04-v96 | 3731.6 | 0.43 | EUn | CZ04 | 04 | 96 | 0.50105 | 3898.5309 | 0.45569 | EUn | CZ04
EUn | w08 | v96 | EUn-w08-v96 | 14915900 | 4686.22 | 14009300 | 4630.11 | 906600 | 56.11 | 250 | 3626.4 | 0.22 | EUn-w04-v03 | 4056.5 | 0.48 | EUn | CZ04 | 04 | 03 | 0.52948
EUn | w09 | v96 | EUn-w09-v96 | 15580500 | 2960.22 | 14547100 | 2843.56 | 1033400 | 116.66 | 250 | 4133.6 | 0.47 | EUn-w05-v96 | 4570 | 0.47 | EUn | CZ05 | 05 | 96 | 0.38266 | 4288.0322 | 0.42899 | EUn | CZ05
EUn | w10 | v96 | EUn-w10-v96 | 15514200 | 3784 | 14500400 | 3762.22 | 1013800 | 21.78 | 250 | 4055.2 | 0.09 | EUn-w05-v03 | 4020 | 0.39 | EUn | CZ05 | 05 | 03 | 0.40255
EUn | w11 | v96 | EUn-w11-v96 | 14756400 | 2200.33 | 13912700 | 2102.89 | 843700 | 97.44 | 250 | 3374.8 | 0.39 | EUn-w06-v96 | 3529.6 | 0.35 | EUn | CZ06 | 06 | 96 | 3.5061 | 3795.4528 | 0.37217 | EUn | CZ06
EUn | w12 | v96 | EUn-w12-v96 | 14329100 | 3366.22 | 13477300 | 3298.89 | 851800 | 67.33 | 250 | 3407.2 | 0.27 | EUn-w06-v03 | 4249 | 0.41 | EUn | CZ06 | 06 | 03 | 2.0551
EUn | w13 | v96 | EUn-w13-v96 | 14981700 | 949.56 | 14105800 | 850.33 | 875900 | 99.23 | 250 | 3503.6 | 0.4 | EUn-w07-v96 | 3801.2 | 0.25 | EUn | CZ07 | 07 | 96 | 1.792 | 4045.7575 | 0.25938 | EUn | CZ07
EUn | w14 | v96 | EUn-w14-v96 | 15286900 | 3126 | 14394700 | 3044.78 | 892200 | 81.22 | 250 | 3568.8 | 0.32 | EUn-w07-v03 | 4322.5 | 0.27 | EUn | CZ07 | 07 | 03 | 1.5836
EUn | w15 | v96 | EUn-w15-v96 | 17033400 | 3253.44 | 16037900 | 3170.33 | 995500 | 83.11 | 250 | 3982 | 0.33 | EUn-w08-v96 | 3626.4 | 0.22 | EUn | CZ08 | 08 | 96 | 5.6162 | 3897.9705 | 0.23475 | EUn | CZ08
EUn | w16 | v96 | EUn-w16-v96 | 12826900 | 2061.67 | 12085600 | 2003.89 | 741300 | 57.78 | 200 | 3706.5 | 0.29 | EUn-w08-v03 | 4363 | 0.26 | EUn | CZ08 | 08 | 03 | 3.2798
EUn | w01 | v03 | EUn-w01-v03 | 10954300 | 2814.33 | 10257800 | 2703.78 | 696500 | 110.55 | 200 | 3482.5 | 0.55 | EUn-w09-v96 | 4133.6 | 0.47 | EUn | CZ09 | 09 | 96 | 2.5991 | 4047.4736 | 0.41684 | EUn | CZ09
EUn | w02 | v03 | EUn-w02-v03 | 12483200 | 2553.56 | 11697200 | 2471.11 | 786000 | 82.45 | 200 | 3930 | 0.41 | EUn-w09-v03 | 3906.8 | 0.33 | EUn | CZ09 | 09 | 03 | 1.5913
EUn | w03 | v03 | EUn-w03-v03 | 11912300 | 1525.56 | 11078600 | 1410.67 | 833700 | 114.89 | 200 | 4168.5 | 0.57 | EUn-w10-v96 | 4055.2 | 0.09 | EUn | CZ10 | 10 | 96 | 2.4329 | 4099.5944 | 0.19171 | EUn | CZ10
EUn | w04 | v03 | EUn-w04-v03 | 12611200 | 1797.67 | 11799900 | 1701.44 | 811300 | 96.23 | 200 | 4056.5 | 0.48 | EUn-w10-v03 | 4142.5 | 0.29 | EUn | CZ10 | 10 | 03 | 2.5173
EUn | w05 | v03 | EUn-w05-v03 | 11774000 | 2938.67 | 10970000 | 2860 | 804000 | 78.67 | 200 | 4020 | 0.39 | EUn-w11-v96 | 3374.8 | 0.39 | EUn | CZ11 | 11 | 96 | 0.5788 | 3477.0487 | 0.42919 | EUn | CZ11
EUn | w06 | v03 | EUn-w06-v03 | 13061800 | 2428.89 | 12212000 | 2347.89 | 849800 | 81 | 200 | 4249 | 0.41 | EUn-w11-v03 | 3583.5 | 0.47 | EUn | CZ11 | 11 | 03 | 0.55595
EUn | w07 | v03 | EUn-w07-v03 | 12889500 | 3794.33 | 12025000 | 3740 | 864500 | 54.33 | 200 | 4322.5 | 0.27 | EUn-w12-v96 | 3407.2 | 0.27 | EUn | CZ12 | 12 | 96 | 0.7783 | 3582.3529 | 0.31559 | EUn | CZ12
EUn | w08 | v03 | EUn-w08-v03 | 13459200 | 4207.11 | 12586600 | 4154.56 | 872600 | 52.55 | 200 | 4363 | 0.26 | EUn-w12-v03 | 3753 | 0.36 | EUn | CZ12 | 12 | 03 | 0.79885
EUn | w09 | v03 | EUn-w09-v03 | 14004300 | 2516.33 | 13027600 | 2432.89 | 976700 | 83.44 | 250 | 3906.8 | 0.33 | EUn-w13-v96 | 3503.6 | 0.4 | EUn | CZ13 | 13 | 96 | 1.2469 | 3727.3886 | 0.46029 | EUn | CZ13
EUn | w10 | v03 | EUn-w10-v03 | 13362600 | 3171.44 | 12534100 | 3112.89 | 828500 | 58.55 | 200 | 4142.5 | 0.29 | EUn-w13-v03 | 3949 | 0.52 | EUn | CZ13 | 13 | 03 | 1.2592
EUn | w11 | v03 | EUn-w11-v03 | 12987200 | 1923.33 | 12270500 | 1828.56 | 716700 | 94.77 | 200 | 3583.5 | 0.47 | EUn-w14-v96 | 3568.8 | 0.32 | EUn | CZ14 | 14 | 96 | 0.6708 | 3633.4847 | 0.43605 | EUn | CZ14
EUn | w12 | v03 | EUn-w12-v03 | 12661600 | 2945.56 | 11911000 | 2874.56 | 750600 | 71 | 200 | 3753 | 0.36 | EUn-w14-v03 | 3697 | 0.55 | EUn | CZ14 | 14 | 03 | 0.68315
EUn | w13 | v03 | EUn-w13-v03 | 13230100 | 764.22 | 12440300 | 659.44 | 789800 | 104.78 | 200 | 3949 | 0.52 | EUn-w15-v96 | 3982 | 0.33 | EUn | CZ15 | 15 | 96 | 0.5438 | 4144.5453 | 0.37155 | EUn | CZ15
EUn | w14 | v03 | EUn-w14-v03 | 13475400 | 2763 | 12736000 | 2653 | 739400 | 110 | 200 | 3697 | 0.55 | EUn-w15-v03 | 4295 | 0.41 | EUn | CZ15 | 15 | 03 | 0.5875
EUn | w15 | v03 | EUn-w15-v03 | 15014100 | 2753.78 | 14155100 | 2671.89 | 859000 | 81.89 | 200 | 4295 | 0.41 | EUn-w16-v96 | 3706.5 | 0.29 | EUn | CZ16 | 16 | 96 | 1.2288 | 3494.6056 | 0.28483 | EUn | CZ16
EUn | w16 | v03 | EUn-w16-v03 | 11451600 | 1848.56 | 10792200 | 1792.89 | 659400 | 55.67 | 200 | 3297 | 0.28 | EUn-w16-v03 | 3297 | 0.28 | EUn | CZ16 | 16 | 03 | 1.3176
Hsp | w01 | v96 | Hsp-w01-v96 | 13906200 | 2077.22 | 13369000 | 1994.11 | 537200 | 83.11 | 150 | 3581.3333 | 0.55 | Hsp-w01-v96 | 3581.3333 | 0.55 | Hsp | CZ01 | 01 | 96 | 0.1019 | 3526.6586 | 0.54561 | Hsp | CZ01
Hsp | w02 | v96 | Hsp-w02-v96 | 15165000 | 2617.67 | 14597800 | 2564.89 | 567200 | 52.78 | 150 | 3781.3333 | 0.35 | Hsp-w01-v03 | 3456.6667 | 0.54 | Hsp | CZ01 | 01 | 03 | 0.0796
Hsp | w03 | v96 | Hsp-w03-v96 | 14805000 | 2147.11 | 14165100 | 2066.67 | 639900 | 80.44 | 150 | 4266 | 0.54 | Hsp-w02-v96 | 3781.3333 | 0.35 | Hsp | CZ02 | 02 | 96 | 0.90065 | 3795.6267 | 0.36949 | Hsp | CZ02
Hsp | w04 | v96 | Hsp-w04-v96 | 15401300 | 2440.22 | 14812400 | 2389.22 | 588900 | 51 | 150 | 3926 | 0.34 | Hsp-w02-v03 | 3825.3333 | 0.41 | Hsp | CZ02 | 02 | 03 | 0.43335
Hsp | w05 | v96 | Hsp-w05-v96 | 14603000 | 2358.89 | 14035700 | 2295.22 | 567300 | 63.67 | 150 | 3782 | 0.42 | Hsp-w03-v96 | 4266 | 0.54 | Hsp | CZ03 | 03 | 96 | 2.5461 | 4246.7603 | 0.5326 | Hsp | CZ03
Hsp | w06 | v96 | Hsp-w06-v96 | 16022300 | 2556 | 15394300 | 2501.44 | 628000 | 54.56 | 150 | 4186.6667 | 0.36 | Hsp-w03-v03 | 4162 | 0.5 | Hsp | CZ03 | 03 | 03 | 0.57795
Hsp | w07 | v96 | Hsp-w07-v96 | 16111500 | 2612.78 | 15453300 | 2559.56 | 658200 | 53.22 | 150 | 4388 | 0.35 | Hsp-w04-v96 | 3926 | 0.34 | Hsp | CZ04 | 04 | 96 | 1.2394 | 3917.922 | 0.34337 | Hsp | CZ04
Hsp | w08 | v96 | Hsp-w08-v96 | 16369700 | 2761.44 | 15733600 | 2729.11 | 636100 | 32.33 | 150 | 4240.6667 | 0.22 | Hsp-w04-v03 | 3902 | 0.35 | Hsp | CZ04 | 04 | 03 | 0.6288
Hsp | w09 | v96 | Hsp-w09-v96 | 16511500 | 2785.44 | 15852200 | 2738.33 | 659300 | 47.11 | 150 | 4395.3333 | 0.31 | Hsp-w05-v96 | 3782 | 0.42 | Hsp | CZ05 | 05 | 96 | 0.37133 | 3741.7605 | 0.42827 | Hsp | CZ05
Hsp | w10 | v96 | Hsp-w10-v96 | 16277700 | 2847.78 | 15692000 | 2813.67 | 585700 | 34.11 | 150 | 3904.6667 | 0.23 | Hsp-w05-v03 | 3684.6667 | 0.44 | Hsp | CZ05 | 05 | 03 | 0.26172
Hsp | w11 | v96 | Hsp-w11-v96 | 16106500 | 2513.22 | 15541800 | 2461.33 | 564700 | 51.89 | 150 | 3764.6667 | 0.35 | Hsp-w06-v96 | 4186.6667 | 0.36 | Hsp | CZ06 | 06 | 96 | 2.8917 | 4262.8149 | 0.37434 | Hsp | CZ06
Hsp | w12 | v96 | Hsp-w12-v96 | 15727000 | 2741 | 15128900 | 2689.44 | 598100 | 51.56 | 150 | 3987.3333 | 0.34 | Hsp-w06-v03 | 4346 | 0.39 | Hsp | CZ06 | 06 | 03 | 2.6471
Hsp | w13 | v96 | Hsp-w13-v96 | 16263900 | 2520.67 | 15696900 | 2470.56 | 567000 | 50.11 | 150 | 3780 | 0.33 | Hsp-w07-v96 | 4388 | 0.35 | Hsp | CZ07 | 07 | 96 | 1.5011 | 4374.7553 | 0.36146 | Hsp | CZ07
Hsp | w14 | v96 | Hsp-w14-v96 | 16040200 | 2719 | 15497600 | 2671.89 | 542600 | 47.11 | 150 | 3617.3333 | 0.31 | Hsp-w07-v03 | 4353.3333 | 0.38 | Hsp | CZ07 | 07 | 03 | 0.92811
Hsp | w15 | v96 | Hsp-w15-v96 | 17835100 | 2762.67 | 17207200 | 2711.44 | 627900 | 51.23 | 150 | 4186 | 0.34 | Hsp-w08-v96 | 4240.6667 | 0.22 | Hsp | CZ08 | 08 | 96 | 3.2367 | 4249.5978 | 0.29177 | Hsp | CZ08
Hsp | w16 | v96 | Hsp-w16-v96 | 14591100 | 2419.11 | 14087100 | 2361.44 | 504000 | 57.67 | 150 | 3360 | 0.38 | Hsp-w08-v03 | 4259.3333 | 0.37 | Hsp | CZ08 | 08 | 03 | 2.9693
Hsp | w01 | v03 | Hsp-w01-v03 | 12734500 | 1934.89 | 12216000 | 1853.78 | 518500 | 81.11 | 150 | 3456.6667 | 0.54 | Hsp-w09-v96 | 4395.3333 | 0.31 | Hsp | CZ09 | 09 | 96 | 2.6526 | 4393.3608 | 0.32973 | Hsp | CZ09
Hsp | w02 | v03 | Hsp-w02-v03 | 13850000 | 2390.44 | 13276200 | 2329.33 | 573800 | 61.11 | 150 | 3825.3333 | 0.41 | Hsp-w09-v03 | 4391.3333 | 0.35 | Hsp | CZ09 | 09 | 03 | 2.5808
Hsp | w03 | v03 | Hsp-w03-v03 | 13541700 | 1947.78 | 12917400 | 1873 | 624300 | 74.78 | 150 | 4162 | 0.5 | Hsp-w10-v96 | 3904.6667 | 0.23 | Hsp | CZ10 | 10 | 96 | 3.5812 | 3909.7578 | 0.26 | Hsp | CZ10
Hsp | w04 | v03 | Hsp-w04-v03 | 14070200 | 2208 | 13484900 | 2155.56 | 585300 | 52.44 | 150 | 3902 | 0.35 | Hsp-w10-v03 | 3923.3333 | 0.34 | Hsp | CZ10 | 10 | 03 | 1.343
Hsp | w05 | v03 | Hsp-w05-v03 | 13338600 | 2159.67 | 12785900 | 2093.56 | 552700 | 66.11 | 150 | 3684.6667 | 0.44 | Hsp-w11-v96 | 3764.6667 | 0.35 | Hsp | CZ11 | 11 | 96 | 0.65285 | 3825.7534 | 0.35787 | Hsp | CZ11
Hsp | w06 | v03 | Hsp-w06-v03 | 14720400 | 2370.78 | 14068500 | 2311.67 | 651900 | 59.11 | 150 | 4346 | 0.39 | Hsp-w11-v03 | 3920 | 0.37 | Hsp | CZ11 | 11 | 03 | 0.42315
Hsp | w07 | v03 | Hsp-w07-v03 | 14724800 | 2415.11 | 14071800 | 2357.56 | 653000 | 57.55 | 150 | 4353.3333 | 0.38 | Hsp-w12-v96 | 3987.3333 | 0.34 | Hsp | CZ12 | 12 | 96 | 2.33 | 3984.8511 | 0.35241 | Hsp | CZ12
Hsp | w08 | v03 | Hsp-w08-v03 | 14927300 | 2537.22 | 14288400 | 2481.78 | 638900 | 55.44 | 150 | 4259.3333 | 0.37 | Hsp-w12-v03 | 3979.3333 | 0.38 | Hsp | CZ12 | 12 | 03 | 1.0482
Hsp | w09 | v03 | Hsp-w09-v03 | 15047400 | 2536.67 | 14388700 | 2483.78 | 658700 | 52.89 | 150 | 4391.3333 | 0.35 | Hsp-w13-v96 | 3780 | 0.33 | Hsp | CZ13 | 13 | 96 | 2.475 | 3797.4409 | 0.34019 | Hsp | CZ13
Hsp | w10 | v03 | Hsp-w10-v03 | 14798000 | 2597 | 14209500 | 2546.11 | 588500 | 50.89 | 150 | 3923.3333 | 0.34 | Hsp-w13-v03 | 3831.3333 | 0.36 | Hsp | CZ13 | 13 | 03 | 1.2736
Hsp | w11 | v03 | Hsp-w11-v03 | 14665000 | 2275.67 | 14077000 | 2219.56 | 588000 | 56.11 | 150 | 3920 | 0.37 | Hsp-w14-v96 | 3617.3333 | 0.31 | Hsp | CZ14 | 14 | 96 | 0.49224 | 3619.4387 | 0.31632 | Hsp | CZ14
Hsp | w12 | v03 | Hsp-w12-v03 | 14330000 | 2510 | 13733100 | 2453.67 | 596900 | 56.33 | 150 | 3979.3333 | 0.38 | Hsp-w14-v03 | 3624 | 0.33 | Hsp | CZ14 | 14 | 03 | 0.22721
Hsp | w13 | v03 | Hsp-w13-v03 | 14753800 | 2287.78 | 14179100 | 2233.67 | 574700 | 54.11 | 150 | 3831.3333 | 0.36 | Hsp-w15-v96 | 4186 | 0.34 | Hsp | CZ15 | 15 | 96 | 0.6867 | 4210.6513 | 0.34787 | Hsp | CZ15
Hsp | w14 | v03 | Hsp-w14-v03 | 14607500 | 2500.44 | 14063900 | 2450.56 | 543600 | 49.88 | 150 | 3624 | 0.33 | Hsp-w15-v03 | 4280 | 0.37 | Hsp | CZ15 | 15 | 03 | 0.2441
Hsp | w15 | v03 | Hsp-w15-v03 | 16148300 | 2522.11 | 15506300 | 2466.67 | 642000 | 55.44 | 150 | 4280 | 0.37 | Hsp-w16-v96 | 3360 | 0.38 | Hsp | CZ16 | 16 | 96 | 0.48325 | 3343.3921 | 0.38795 | Hsp | CZ16
Hsp | w16 | v03 | Hsp-w16-v03 | 13342500 | 2237.67 | 12847900 | 2176.78 | 494600 | 60.89 | 150 | 3297.3333 | 0.41 | Hsp-w16-v03 | 3297.3333 | 0.41 | Hsp | CZ16 | 16 | 03 | 0.17425
Htl | w01 | v96 | Htl-w01-v96 | 4106980 | 562.11 | 3738080 | 514.11 | 368900 | 48 | 100 | 3689 | 0.48 | Htl-w01-v96 | 3689 | 0.48 | Htl | CZ01 | 01 | 96 | 0.08625 | 3530.1787 | 0.48 | Htl | CZ01
Htl | w02 | v96 | Htl-w02-v96 | 4701950 | 719.67 | 4252850 | 664.56 | 449100 | 55.11 | 125 | 3592.8 | 0.44 | Htl-w01-v03 | 3415.0667 | 0.48 | Htl | CZ01 | 01 | 03 | 0.119
Htl | w03 | v96 | Htl-w03-v96 | 4422290 | 625.22 | 4014990 | 576.33 | 407300 | 48.89 | 100 | 4073 | 0.49 | Htl-w02-v96 | 3592.8 | 0.44 | Htl | CZ02 | 02 | 96 | 0.6118 | 3750.4671 | 0.45859 | Htl | CZ02
Htl | w04 | v96 | Htl-w04-v96 | 4756120 | 783.33 | 4317510 | 733.67 | 438610 | 49.66 | 100 | 4386.1 | 0.5 | Htl-w02-v03 | 4016.9333 | 0.49 | Htl | CZ02 | 02 | 03 | 0.362
Htl | w05 | v96 | Htl-w05-v96 | 4469280 | 644.78 | 4040830 | 592 | 428450 | 52.78 | 100 | 4284.5 | 0.53 | Htl-w03-v96 | 4073 | 0.49 | Htl | CZ03 | 03 | 96 | 3.5478 | 4070.9613 | 0.49 | Htl | CZ03
Htl | w06 | v96 | Htl-w06-v96 | 4621410 | 728.78 | 4195720 | 673.33 | 425690 | 55.45 | 100 | 4256.9 | 0.55 | Htl-w03-v03 | 4067.3333 | 0.49 | Htl | CZ03 | 03 | 03 | 1.9937
Htl | w07 | v96 | Htl-w07-v96 | 4554780 | 754.33 | 4135550 | 710.78 | 419230 | 43.55 | 100 | 4192.3 | 0.44 | Htl-w04-v96 | 4386.1 | 0.5 | Htl | CZ04 | 04 | 96 | 1.3798 | 4338.8847 | 0.48991 | Htl | CZ04
Htl | w08 | v96 | Htl-w08-v96 | 4741400 | 838.11 | 4340090 | 789.11 | 401310 | 49 | 100 | 4013.1 | 0.49 | Htl-w04-v03 | 4245.7333 | 0.47 | Htl | CZ04 | 04 | 03 | 0.69935
Htl | w09 | v96 | Htl-w09-v96 | 4897130 | 886.22 | 4468900 | 841.89 | 428230 | 44.33 | 100 | 4282.3 | 0.44 | Htl-w05-v96 | 4284.5 | 0.53 | Htl | CZ05 | 05 | 96 | 0.61265 | 4199.7683 | 0.51986 | Htl | CZ05
Htl | w10 | v96 | Htl-w10-v96 | 5140610 | 959.56 | 4667540 | 910.56 | 473070 | 49 | 125 | 3784.56 | 0.39 | Htl-w05-v03 | 4033.7333 | 0.5 | Htl | CZ05 | 05 | 03 | 0.31265
Htl | w11 | v96 | Htl-w11-v96 | 4820040 | 819.33 | 4390220 | 759.89 | 429820 | 59.44 | 100 | 4298.2 | 0.59 | Htl-w06-v96 | 4256.9 | 0.55 | Htl | CZ06 | 06 | 96 | 4.5152 | 4040.914 | 0.49649 | Htl | CZ06
Htl | w12 | v96 | Htl-w12-v96 | 4627930 | 825.44 | 4232930 | 777.44 | 395000 | 48 | 100 | 3950 | 0.48 | Htl-w06-v03 | 3651.5 | 0.4 | Htl | CZ06 | 06 | 03 | 2.5043
Htl | w13 | v96 | Htl-w13-v96 | 4791680 | 883 | 4403000 | 827 | 388680 | 56 | 100 | 3886.8 | 0.56 | Htl-w07-v96 | 4192.3 | 0.44 | Htl | CZ07 | 07 | 96 | 1.6301 | 4507.9681 | 0.46359 | Htl | CZ07
Htl | w14 | v96 | Htl-w14-v96 | 4814920 | 874.44 | 4397740 | 822.22 | 417180 | 52.22 | 100 | 4171.8 | 0.52 | Htl-w07-v03 | 4727.4667 | 0.48 | Htl | CZ07 | 07 | 03 | 2.3443
Htl | w15 | v96 | Htl-w15-v96 | 5481060 | 944.22 | 5029850 | 877.56 | 451210 | 66.66 | 100 | 4512.1 | 0.67 | Htl-w08-v96 | 4013.1 | 0.49 | Htl | CZ08 | 08 | 96 | 3.1235 | 4212.7463 | 0.47268 | Htl | CZ08
Htl | w16 | v96 | Htl-w16-v96 | 4148580 | 747.89 | 3830160 | 705.22 | 318420 | 42.67 | 100 | 3184.2 | 0.43 | Htl-w08-v03 | 4589.4667 | 0.44 | Htl | CZ08 | 08 | 03 | 1.6553
Htl | w01 | v03 | Htl-w01-v03 | 3557740 | 475.33 | 3301610 | 439 | 256130 | 36.33 | 75 | 3415.0667 | 0.48 | Htl-w09-v96 | 4282.3 | 0.44 | Htl | CZ09 | 09 | 96 | 3.4165 | 4092.2708 | 0.41548 | Htl | CZ09
Htl | w02 | v03 | Htl-w02-v03 | 3978780 | 584 | 3677510 | 547.44 | 301270 | 36.56 | 75 | 4016.9333 | 0.49 | Htl-w09-v03 | 3662.2 | 0.36 | Htl | CZ09 | 09 | 03 | 1.5096
Htl | w03 | v03 | Htl-w03-v03 | 3816320 | 520.89 | 3511270 | 484.33 | 305050 | 36.56 | 75 | 4067.3333 | 0.49 | Htl-w10-v96 | 3784.56 | 0.39 | Htl | CZ10 | 10 | 96 | 0.68415 | 4214.3049 | 0.42033 | Htl | CZ10
Htl | w04 | v03 | Htl-w04-v03 | 4064870 | 645 | 3746440 | 609.67 | 318430 | 35.33 | 75 | 4245.7333 | 0.47 | Htl-w10-v03 | 4493.0667 | 0.44 | Htl | CZ10 | 10 | 03 | 1.0547
Htl | w05 | v03 | Htl-w05-v03 | 3814540 | 537.11 | 3512010 | 499.44 | 302530 | 37.67 | 75 | 4033.7333 | 0.5 | Htl-w11-v96 | 4298.2 | 0.59 | Htl | CZ11 | 11 | 96 | 0.22975 | 4015.7553 | 0.56163 | Htl | CZ11
Htl | w06 | v03 | Htl-w06-v03 | 4202870 | 644 | 3837720 | 603.78 | 365150 | 40.22 | 100 | 3651.5 | 0.4 | Htl-w11-v03 | 3700.9 | 0.53 | Htl | CZ11 | 11 | 03 | 0.2061
Htl | w07 | v03 | Htl-w07-v03 | 4136220 | 662.56 | 3781660 | 626.78 | 354560 | 35.78 | 75 | 4727.4667 | 0.48 | Htl-w12-v96 | 3950 | 0.48 | Htl | CZ12 | 12 | 96 | 1.2524 | 3747.5824 | 0.45746 | Htl | CZ12
Htl | w08 | v03 | Htl-w08-v03 | 4300110 | 738.78 | 3955900 | 705.44 | 344210 | 33.34 | 75 | 4589.4667 | 0.44 | Htl-w12-v03 | 3411.2 | 0.42 | Htl | CZ12 | 12 | 03 | 0.7536
Htl | w09 | v03 | Htl-w09-v03 | 4437340 | 771.56 | 4071120 | 736 | 366220 | 35.56 | 100 | 3662.2 | 0.36 | Htl-w13-v96 | 3886.8 | 0.56 | Htl | CZ13 | 13 | 96 | 0.6736 | 4137.4199 | 0.59326 | Htl | CZ13
Htl | w10 | v03 | Htl-w10-v03 | 4320950 | 774.33 | 3983970 | 741.44 | 336980 | 32.89 | 75 | 4493.0667 | 0.44 | Htl-w13-v03 | 4489.6 | 0.64 | Htl | CZ13 | 13 | 03 | 0.47935
Htl | w11 | v03 | Htl-w11-v03 | 4370260 | 703.56 | 4000170 | 650.11 | 370090 | 53.45 | 100 | 3700.9 | 0.53 | Htl-w14-v96 | 4171.8 | 0.52 | Htl | CZ14 | 14 | 96 | 0.3107 | 3821.3822 | 0.48051 | Htl | CZ14
Htl | w12 | v03 | Htl-w12-v03 | 4212390 | 733.22 | 3871270 | 691 | 341120 | 42.22 | 100 | 3411.2 | 0.42 | Htl-w14-v03 | 3462 | 0.44 | Htl | CZ14 | 14 | 03 | 0.30295
Htl | w13 | v03 | Htl-w13-v03 | 4352440 | 784 | 4015720 | 735.78 | 336720 | 48.22 | 75 | 4489.6 | 0.64 | Htl-w15-v96 | 4512.1 | 0.67 | Htl | CZ15 | 15 | 96 | 1.2994 | 4230.2031 | 0.63328 | Htl | CZ15
Htl | w14 | v03 | Htl-w14-v03 | 4325210 | 775.33 | 3979010 | 731.33 | 346200 | 44 | 100 | 3462 | 0.44 | Htl-w15-v03 | 4051.5 | 0.61 | Htl | CZ15 | 15 | 03 | 2.0497
Htl | w15 | v03 | Htl-w15-v03 | 4948700 | 831.67 | 4543550 | 770.22 | 405150 | 61.45 | 100 | 4051.5 | 0.61 | Htl-w16-v96 | 3184.2 | 0.43 | Htl | CZ16 | 16 | 96 | 0.60595 | 3392.8707 | 0.45431 | Htl | CZ16
Htl | w16 | v03 | Htl-w16-v03 | 3858560 | 681.56 | 3574680 | 644.22 | 283880 | 37.34 | 75 | 3785.0667 | 0.5 | Htl-w16-v03 | 3785.0667 | 0.5 | Htl | CZ16 | 16 | 03 | 0.3224
MBT | w01 | v96 | MBT-w01-v96 | 2922280 | 754.33 | 2907820 | 740.11 | 14460 | 14.22 | 40 | 361.5 | 0.36 | MBT-w01-v96 | 361.5 | 0.36 | MBT | CZ01 | 01 | 96 | 0.15793 | 435.6106 | 0.38486 | MBT | CZ01
MBT | w02 | v96 | MBT-w02-v96 | 3198270 | 933.78 | 3168670 | 924.22 | 29600 | 9.56 | 40 | 740 | 0.24 | MBT-w01-v03 | 600 | 0.44 | MBT | CZ01 | 01 | 03 | 0.0712
MBT | w03 | v96 | MBT-w03-v96 | 3117170 | 371.33 | 3084640 | 364.78 | 32530 | 6.55 | 40 | 813.25 | 0.16 | MBT-w02-v96 | 740 | 0.24 | MBT | CZ02 | 02 | 96 | 1.1861 | 753.6468 | 0.22995 | MBT | CZ02
MBT | w04 | v96 | MBT-w04-v96 | 3270080 | 444.22 | 3233780 | 440.56 | 36300 | 3.66 | 40 | 907.5 | 0.09 | MBT-w02-v03 | 780.75 | 0.21 | MBT | CZ02 | 02 | 03 | 0.5972
MBT | w05 | v96 | MBT-w05-v96 | 3136580 | 641.56 | 3100650 | 631.67 | 35930 | 9.89 | 40 | 898.25 | 0.25 | MBT-w03-v96 | 813.25 | 0.16 | MBT | CZ03 | 03 | 96 | 5.6311 | 877.7414 | 0.1565 | MBT | CZ03
MBT | w06 | v96 | MBT-w06-v96 | 3394290 | 714.22 | 3346900 | 708.44 | 47390 | 5.78 | 40 | 1184.75 | 0.14 | MBT-w03-v03 | 997.5 | 0.15 | MBT | CZ03 | 03 | 03 | 3.0324
MBT | w07 | v96 | MBT-w07-v96 | 3375980 | 986.67 | 3323240 | 977.78 | 52740 | 8.89 | 40 | 1318.5 | 0.22 | MBT-w04-v96 | 907.5 | 0.09 | MBT | CZ04 | 04 | 96 | 3.1723 | 929.6424 | 0.09 | MBT | CZ04
MBT | w08 | v96 | MBT-w08-v96 | 3436960 | 1034.78 | 3393370 | 1027.89 | 43590 | 6.89 | 40 | 1089.75 | 0.17 | MBT-w04-v03 | 974.5 | 0.09 | MBT | CZ04 | 04 | 03 | 1.5659
MBT | w09 | v96 | MBT-w09-v96 | 3437030 | 775.56 | 3394980 | 771.56 | 42050 | 4 | 40 | 1051.25 | 0.1 | MBT-w05-v96 | 898.25 | 0.25 | MBT | CZ05 | 05 | 96 | 0.48997 | 917.169 | 0.22687 | MBT | CZ05
MBT | w10 | v96 | MBT-w10-v96 | 3431410 | 1065.89 | 3392160 | 1059.67 | 39250 | 6.22 | 40 | 981.25 | 0.16 | MBT-w05-v03 | 955.5 | 0.18 | MBT | CZ05 | 05 | 03 | 0.24183
MBT | w11 | v96 | MBT-w11-v96 | 3348490 | 492.78 | 3318030 | 488.78 | 30460 | 4 | 40 | 761.5 | 0.1 | MBT-w06-v96 | 1184.75 | 0.14 | MBT | CZ06 | 06 | 96 | 10.073 | 1150.1941 | 0.13339 | MBT | CZ06
MBT | w12 | v96 | MBT-w12-v96 | 3280570 | 1028.11 | 3251720 | 1021.44 | 28850 | 6.67 | 40 | 721.25 | 0.17 | MBT-w06-v03 | 1080.25 | 0.12 | MBT | CZ06 | 06 | 03 | 4.9766
MBT | w13 | v96 | MBT-w13-v96 | 3383750 | 505.11 | 3351950 | 504.44 | 31800 | 0.67 | 40 | 795 | 0.02 | MBT-w07-v96 | 1318.5 | 0.22 | MBT | CZ07 | 07 | 96 | 3.8878 | 1284.6043 | 0.21003 | MBT | CZ07
MBT | w14 | v96 | MBT-w14-v96 | 3362180 | 756.44 | 3331580 | 752.44 | 30600 | 4 | 40 | 765 | 0.1 | MBT-w07-v03 | 1216.5 | 0.19 | MBT | CZ07 | 07 | 03 | 1.935
MBT | w15 | v96 | MBT-w15-v96 | 3736730 | 789.11 | 3694360 | 783 | 42370 | 6.11 | 40 | 1059.25 | 0.15 | MBT-w08-v96 | 1089.75 | 0.17 | MBT | CZ08 | 08 | 96 | 14.8237 | 1073.2072 | 0.16007 | MBT | CZ08
MBT | w16 | v96 | MBT-w16-v96 | 3109940 | 673.56 | 3085720 | 667.22 | 24220 | 6.34 | 40 | 605.5 | 0.16 | MBT-w08-v03 | 1039.75 | 0.14 | MBT | CZ08 | 08 | 03 | 7.3295
MBT | w01 | v03 | MBT-w01-v03 | 2786330 | 722.56 | 2762330 | 705.11 | 24000 | 17.45 | 40 | 600 | 0.44 | MBT-w09-v96 | 1051.25 | 0.1 | MBT | CZ09 | 09 | 96 | 10.5649 | 1042.9161 | 0.047191 | MBT | CZ09
MBT | w02 | v03 | MBT-w02-v03 | 3013160 | 852.78 | 2981930 | 844.22 | 31230 | 8.56 | 40 | 780.75 | 0.21 | MBT-w09-v03 | 1026 | -0.06 | MBT | CZ09 | 09 | 03 | 5.2049
MBT | w03 | v03 | MBT-w03-v03 | 2958790 | 347 | 2918890 | 341 | 39900 | 6 | 40 | 997.5 | 0.15 | MBT-w10-v96 | 981.25 | 0.16 | MBT | CZ10 | 10 | 96 | 13.2007 | 975.8945 | 0.15069 | MBT | CZ10
MBT | w04 | v03 | MBT-w04-v03 | 3084220 | 412 | 3045240 | 408.33 | 38980 | 3.67 | 40 | 974.5 | 0.09 | MBT-w10-v03 | 969.75 | 0.14 | MBT | CZ10 | 10 | 03 | 11.5056
MBT | w05 | v03 | MBT-w05-v03 | 2959560 | 595.22 | 2921340 | 587.89 | 38220 | 7.33 | 40 | 955.5 | 0.18 | MBT-w11-v96 | 761.5 | 0.1 | MBT | CZ11 | 11 | 96 | 1.1423 | 755.9303 | 0.1 | MBT | CZ11
MBT | w06 | v03 | MBT-w06-v03 | 3189890 | 667.89 | 3146680 | 663 | 43210 | 4.89 | 40 | 1080.25 | 0.12 | MBT-w11-v03 | 745 | 0.1 | MBT | CZ11 | 11 | 03 | 0.5821
MBT | w07 | v03 | MBT-w07-v03 | 3174550 | 918.22 | 3125890 | 910.44 | 48660 | 7.78 | 40 | 1216.5 | 0.19 | MBT-w12-v96 | 721.25 | 0.17 | MBT | CZ12 | 12 | 96 | 3.6433 | 738.4562 | 0.16638 | MBT | CZ12
MBT | w08 | v03 | MBT-w08-v03 | 3238320 | 975.56 | 3196730 | 969.78 | 41590 | 5.78 | 40 | 1039.75 | 0.14 | MBT-w12-v03 | 768.75 | 0.16 | MBT | CZ12 | 12 | 03 | 2.0693
MBT | w09 | v03 | MBT-w09-v03 | 3239630 | 720.89 | 3198590 | 723.33 | 41040 | -2.44 | 40 | 1026 | -0.06 | MBT-w13-v96 | 795 | 0.02 | MBT | CZ13 | 13 | 96 | 4.829 | 794.8577 | 0.051299 | MBT | CZ13
MBT | w10 | v03 | MBT-w10-v03 | 3230110 | 977.11 | 3191320 | 971.44 | 38790 | 5.67 | 40 | 969.75 | 0.14 | MBT-w13-v03 | 794.5 | 0.13 | MBT | CZ13 | 13 | 03 | 1.9205
MBT | w11 | v03 | MBT-w11-v03 | 3154410 | 448.56 | 3124610 | 444.44 | 29800 | 4.12 | 40 | 745 | 0.1 | MBT-w14-v96 | 765 | 0.1 | MBT | CZ14 | 14 | 96 | 2.3628 | 779.3006 | 0.095699 | MBT | CZ14
MBT | w12 | v03 | MBT-w12-v03 | 3096970 | 953.78 | 3066220 | 947.56 | 30750 | 6.22 | 40 | 768.75 | 0.16 | MBT-w14-v03 | 798.25 | 0.09 | MBT | CZ14 | 14 | 03 | 1.7832
MBT | w13 | v03 | MBT-w13-v03 | 3181020 | 435.56 | 3149240 | 430.33 | 31780 | 5.23 | 40 | 794.5 | 0.13 | MBT-w15-v96 | 1059.25 | 0.15 | MBT | CZ15 | 15 | 96 | 4.1212 | 1062.0226 | 0.0005218 | MBT | CZ15
MBT | w14 | v03 | MBT-w14-v03 | 3172720 | 705.67 | 3140790 | 702.22 | 31930 | 3.45 | 40 | 798.25 | 0.09 | MBT-w15-v03 | 1065 | -0.16 | MBT | CZ15 | 15 | 03 | 3.8377
MBT | w15 | v03 | MBT-w15-v03 | 3511690 | 718 | 3469090 | 724.22 | 42600 | -6.22 | 40 | 1065 | -0.16 | MBT-w16-v96 | 605.5 | 0.16 | MBT | CZ16 | 16 | 96 | 1.8276 | 605.4016 | 0.15213 | MBT | CZ16
MBT | w16 | v03 | MBT-w16-v03 | 2927910 | 626.22 | 2903700 | 620.44 | 24210 | 5.78 | 40 | 605.25 | 0.14 | MBT-w16-v03 | 605.25 | 0.14 | MBT | CZ16 | 16 | 03 | 1.1862
Nrs | w01 | v96 | Nrs-w01-v96 | 2064930 | 306.67 | 1976570 | 284.33 | 88360 | 22.34 | 40 | 2209 | 0.56 | Nrs-w01-v96 | 2209 | 0.56 | Nrs | CZ01 | 01 | 96 | 0.1019 | 2184.9884 | 0.56 | Nrs | CZ01
Nrs | w02 | v96 | Nrs-w02-v96 | 2282080 | 375.44 | 2171540 | 352.78 | 110540 | 22.66 | 40 | 2763.5 | 0.57 | Nrs-w01-v03 | 2154.25 | 0.56 | Nrs | CZ01 | 01 | 03 | 0.0796
Nrs | w03 | v96 | Nrs-w03-v96 | 2179150 | 336.11 | 2067060 | 313.22 | 112090 | 22.89 | 40 | 2802.25 | 0.57 | Nrs-w02-v96 | 2763.5 | 0.57 | Nrs | CZ02 | 02 | 96 | 0.90065 | 2735.1568 | 0.57 | Nrs | CZ02
Nrs | w04 | v96 | Nrs-w04-v96 | 2314840 | 410.56 | 2192160 | 389.78 | 122680 | 20.78 | 40 | 3067 | 0.52 | Nrs-w02-v03 | 2676.25 | 0.57 | Nrs | CZ02 | 02 | 03 | 0.43335
Nrs | w05 | v96 | Nrs-w05-v96 | 2169960 | 344.33 | 2054790 | 320.11 | 115170 | 24.22 | 40 | 2879.25 | 0.61 | Nrs-w03-v96 | 2802.25 | 0.57 | Nrs | CZ03 | 03 | 96 | 2.5461 | 2787.2652 | 0.57 | Nrs | CZ03
Nrs | w06 | v96 | Nrs-w06-v96 | 2375320 | 405.44 | 2220610 | 381 | 154710 | 24.44 | 50 | 3094.2 | 0.49 | Nrs-w03-v03 | 2721.25 | 0.57 | Nrs | CZ03 | 03 | 03 | 0.57795
Nrs | w07 | v96 | Nrs-w07-v96 | 2327340 | 396.11 | 2180300 | 374.44 | 147040 | 21.67 | 40 | 3676 | 0.54 | Nrs-w04-v96 | 3067 | 0.52 | Nrs | CZ04 | 04 | 96 | 1.2394 | 3026.1052 | 0.52 | Nrs | CZ04
Nrs | w08 | v96 | Nrs-w08-v96 | 2414490 | 445.56 | 2270930 | 426.11 | 143560 | 19.45 | 40 | 3589 | 0.49 | Nrs-w04-v03 | 2945.5 | 0.52 | Nrs | CZ04 | 04 | 03 | 0.6288
Nrs | w09 | v96 | Nrs-w09-v96 | 2521140 | 502.89 | 2369110 | 479.89 | 152030 | 23 | 50 | 3040.6 | 0.46 | Nrs-w05-v96 | 2879.25 | 0.61 | Nrs | CZ05 | 05 | 96 | 0.37133 | 2827.0558 | 0.61 | Nrs | CZ05
Nrs | w10 | v96 | Nrs-w10-v96 | 2484090 | 498.33 | 2343930 | 476.33 | 140160 | 22 | 40 | 3504 | 0.55 | Nrs-w05-v03 | 2753 | 0.61 | Nrs | CZ05 | 05 | 03 | 0.26172
Nrs | w11 | v96 | Nrs-w11-v96 | 2471780 | 431 | 2322970 | 406.56 | 148810 | 24.44 | 50 | 2976.2 | 0.49 | Nrs-w06-v96 | 3094.2 | 0.49 | Nrs | CZ06 | 06 | 96 | 2.8917 | 3026.049 | 0.49 | Nrs | CZ06
Nrs | w12 | v96 | Nrs-w12-v96 | 2373040 | 438.22 | 2247170 | 417.22 | 125870 | 21 | 40 | 3146.75 | 0.53 | Nrs-w06-v03 | 2951.6 | 0.49 | Nrs | CZ06 | 06 | 03 | 2.6471
Nrs | w13 | v96 | Nrs-w13-v96 | 2488400 | 452.67 | 2347730 | 431.89 | 140670 | 20.78 | 40 | 3516.75 | 0.52 | Nrs-w07-v96 | 3676 | 0.54 | Nrs | CZ07 | 07 | 96 | 1.5011 | 3617.545 | 0.5591 | Nrs | CZ07
Nrs | w14 | v96 | Nrs-w14-v96 | 2505070 | 470.11 | 2364220 | 450.78 | 140850 | 19.33 | 40 | 3521.25 | 0.48 | Nrs-w07-v03 | 3523 | 0.59 | Nrs | CZ07 | 07 | 03 | 0.92811
Nrs | w15 | v96 | Nrs-w15-v96 | 2862910 | 482 | 2692830 | 462.22 | 170080 | 19.78 | 40 | 4252 | 0.49 | Nrs-w08-v96 | 3589 | 0.49 | Nrs | CZ08 | 08 | 96 | 3.2367 | 3491.9938 | 0.52828 | Nrs | CZ08
Nrs | w16 | v96 | Nrs-w16-v96 | 2180270 | 393.67 | 2073740 | 372 | 106530 | 21.67 | 40 | 2663.25 | 0.54 | Nrs-w08-v03 | 3386.25 | 0.57 | Nrs | CZ08 | 08 | 03 | 2.9693
Nrs | w01 | v03 | Nrs-w01-v03 | 2018420 | 299.56 | 1932250 | 277.33 | 86170 | 22.23 | 40 | 2154.25 | 0.56 | Nrs-w09-v96 | 3040.6 | 0.46 | Nrs | CZ09 | 09 | 96 | 2.6526 | 3335.9418 | 0.51918 | Nrs | CZ09
Nrs | w02 | v03 | Nrs-w02-v03 | 2196160 | 356.44 | 2089110 | 333.78 | 107050 | 22.66 | 40 | 2676.25 | 0.57 | Nrs-w09-v03 | 3639.5 | 0.58 | Nrs | CZ09 | 09 | 03 | 2.5808
Nrs | w03 | v03 | Nrs-w03-v03 | 2109750 | 322.22 | 2000900 | 299.33 | 108850 | 22.89 | 40 | 2721.25 | 0.57 | Nrs-w10-v96 | 3504 | 0.55 | Nrs | CZ10 | 10 | 96 | 3.5812 | 3480.067 | 0.52818 | Nrs | CZ10
Nrs | w04 | v03 | Nrs-w04-v03 | 2228940 | 389.67 | 2111120 | 368.78 | 117820 | 20.89 | 40 | 2945.5 | 0.52 | Nrs-w10-v03 | 3416.25 | 0.47 | Nrs | CZ10 | 10 | 03 | 1.343
Nrs | w05 | v03 | Nrs-w05-v03 | 2100490 | 330.44 | 1990370 | 306.22 | 110120 | 24.22 | 40 | 2753 | 0.61 | Nrs-w11-v96 | 2976.2 | 0.49 | Nrs | CZ11 | 11 | 96 | 0.65285 | 2975.6494 | 0.49 | Nrs | CZ11
Nrs | w06 | v03 | Nrs-w06-v03 | 2279680 | 383.56 | 2132100 | 359.22 | 147580 | 24.34 | 50 | 2951.6 | 0.49 | Nrs-w11-v03 | 2974.8 | 0.49 | Nrs | CZ11 | 11 | 03 | 0.42315
Nrs | w07 | v03 | Nrs-w07-v03 | 2236820 | 375.44 | 2095900 | 351.67 | 140920 | 23.77 | 40 | 3523 | 0.59 | Nrs-w12-v96 | 3146.75 | 0.53 | Nrs | CZ12 | 12 | 96 | 2.33 | 3148.6117 | 0.55793 | Nrs | CZ12
Nrs | w08 | v03 | Nrs-w08-v03 | 2312480 | 420.78 | 2177030 | 398 | 135450 | 22.78 | 40 | 3386.25 | 0.57 | Nrs-w12-v03 | 3152.75 | 0.62 | Nrs | CZ12 | 12 | 03 | 1.0482
Nrs | w09 | v03 | Nrs-w09-v03 | 2407770 | 466.33 | 2262190 | 443.11 | 145580 | 23.22 | 40 | 3639.5 | 0.58 | Nrs-w13-v96 | 3516.75 | 0.52 | Nrs | CZ13 | 13 | 96 | 2.475 | 3512.8428 | 0.52 | Nrs | CZ13
Nrs | w10 | v03 | Nrs-w10-v03 | 2374510 | 459.44 | 2237860 | 440.56 | 136650 | 18.88 | 40 | 3416.25 | 0.47 | Nrs-w13-v03 | 3505.25 | 0.52 | Nrs | CZ13 | 13 | 03 | 1.2736
Nrs | w11 | v03 | Nrs-w11-v03 | 2392420 | 408.56 | 2243680 | 384 | 148740 | 24.56 | 50 | 2974.8 | 0.49 | Nrs-w14-v96 | 3521.25 | 0.48 | Nrs | CZ14 | 14 | 96 | 0.49224 | 3497.4067 | 0.48316 | Nrs | CZ14
Nrs | w12 | v03 | Nrs-w12-v03 | 2304900 | 415.78 | 2178790 | 391 | 126110 | 24.78 | 40 | 3152.75 | 0.62 | Nrs-w14-v03 | 3445.75 | 0.49 | Nrs | CZ14 | 14 | 03 | 0.22721
Nrs | w13 | v03 | Nrs-w13-v03 | 2406550 | 427.67 | 2266340 | 406.89 | 140210 | 20.78 | 40 | 3505.25 | 0.52 | Nrs-w15-v96 | 4252 | 0.49 | Nrs | CZ15 | 15 | 96 | 0.6867 | 4232.2659 | 0.49 | Nrs | CZ15
Nrs | w14 | v03 | Nrs-w14-v03 | 2423500 | 448.78 | 2285670 | 429.11 | 137830 | 19.67 | 40 | 3445.75 | 0.49 | Nrs-w15-v03 | 4176.75 | 0.49 | Nrs | CZ15 | 15 | 03 | 0.2441
Nrs | w15 | v03 | Nrs-w15-v03 | 2750400 | 456.44 | 2583330 | 436.67 | 167070 | 19.77 | 40 | 4176.75 | 0.49 | Nrs-w16-v96 | 2663.25 | 0.54 | Nrs | CZ16 | 16 | 96 | 0.48325 | 2661.4611 | 0.54 | Nrs | CZ16
Nrs | w16 | v03 | Nrs-w16-v03 | 2128910 | 380.56 | 2022650 | 358.89 | 106260 | 21.67 | 40 | 2656.5 | 0.54 | Nrs-w16-v03 | 2656.5 | 0.54 | Nrs | CZ16 | 16 | 03 | 0.17425
OfL | w01 | v96 | OfL-w01-v96 | 1860270 | 469.44 | 1839780 | 452.56 | 20490 | 16.88 | 50 | 409.8 | 0.34 | OfL-w01-v96 | 409.8 | 0.34 | OfL | CZ01 | 01 | 96 | 0.1285 | 469.3359 | 0.37792 | OfL | CZ01
OfL | w02 | v96 | OfL-w02-v96 | 2217750 | 638.22 | 2163480 | 621.56 | 54270 | 16.66 | 50 | 1085.4 | 0.33 | OfL-w01-v03 | 504 | 0.4 | OfL | CZ01 | 01 | 03 | 0.2207
OfL | w03 | v96 | OfL-w03-v96 | 2091360 | 361.22 | 2038540 | 339.78 | 52820 | 21.44 | 50 | 1056.4 | 0.43 | OfL-w02-v96 | 1085.4 | 0.33 | OfL | CZ02 | 02 | 96 | 2.8914 | 1104.3509 | 0.34576 | OfL | CZ02
OfL | w04 | v96 | OfL-w04-v96 | 2262970 | 455.67 | 2199610 | 439.33 | 63360 | 16.34 | 50 | 1267.2 | 0.33 | OfL-w02-v03 | 1133.5 | 0.37 | OfL | CZ02 | 02 | 03 | 1.8798
OfL | w05 | v96 | OfL-w05-v96 | 2121470 | 516 | 2061080 | 493.89 | 60390 | 22.11 | 50 | 1207.8 | 0.44 | OfL-w03-v96 | 1056.4 | 0.43 | OfL | CZ03 | 03 | 96 | 28.2107 | 1025.0135 | 0.42256 | OfL | CZ03
OfL | w06 | v96 | OfL-w06-v96 | 2346770 | 613 | 2270060 | 599 | 76710 | 14 | 50 | 1534.2 | 0.28 | OfL-w03-v03 | 972 | 0.41 | OfL | CZ03 | 03 | 03 | 16.7021
OfL | w07 | v96 | OfL-w07-v96 | 2315660 | 705.78 | 2234590 | 691.89 | 81070 | 13.89 | 50 | 1621.4 | 0.28 | OfL-w04-v96 | 1267.2 | 0.33 | OfL | CZ04 | 04 | 96 | 14.391 | 1237.1078 | 0.34179 | OfL | CZ04
OfL | w08 | v96 | OfL-w08-v96 | 2385570 | 754.22 | 2311920 | 741.11 | 73650 | 13.11 | 50 | 1473 | 0.26 | OfL-w04-v03 | 1190.6 | 0.36 | OfL | CZ04 | 04 | 03 | 9.3115
OfL | w09 | v96 | OfL-w09-v96 | 2421820 | 695 | 2347310 | 680.11 | 74510 | 14.89 | 60 | 1241.8333 | 0.25 | OfL-w05-v96 | 1207.8 | 0.44 | OfL | CZ05 | 05 | 96 | 1.2456 | 1167.0788 | 0.4323 | OfL | CZ05
OfL | w10 | v96 | OfL-w10-v96 | 2429670 | 787 | 2359480 | 773.78 | 70190 | 13.22 | 50 | 1403.8 | 0.26 | OfL-w05-v03 | 1102 | 0.42 | OfL | CZ05 | 05 | 03 | 0.7794
OfL | w11 | v96 | OfL-w11-v96 | 2321690 | 493.56 | 2266150 | 478.44 | 55540 | 15.12 | 50 | 1110.8 | 0.3 | OfL-w06-v96 | 1534.2 | 0.28 | OfL | CZ06 | 06 | 96 | 22.11 | 1481.5133 | 0.28351 | OfL | CZ06
OfL | w12 | v96 | OfL-w12-v96 | 2238350 | 723.67 | 2187560 | 710.67 | 50790 | 13 | 50 | 1015.8 | 0.26 | OfL-w06-v03 | 1384 | 0.29 | OfL | CZ06 | 06 | 03 | 11.9461
OfL | w13 | v96 | OfL-w13-v96 | 2316100 | 490.78 | 2262860 | 475.22 | 53240 | 15.56 | 50 | 1064.8 | 0.31 | OfL-w07-v96 | 1621.4 | 0.28 | OfL | CZ07 | 07 | 96 | 12.5592 | 1567.1445 | 0.27266 | OfL | CZ07
OfL | w14 | v96 | OfL-w14-v96 | 2340970 | 647.89 | 2274200 | 632.22 | 66770 | 15.67 | 60 | 1112.8333 | 0.26 | OfL-w07-v03 | 1473.6 | 0.26 | OfL | CZ07 | 07 | 03 | 7.2843
OfL | w15 | v96 | OfL-w15-v96 | 2653150 | 668.89 | 2574870 | 655 | 78280 | 13.89 | 50 | 1565.6 | 0.28 | OfL-w08-v96 | 1473 | 0.26 | OfL | CZ08 | 08 | 96 | 27.6999 | 1446.2451 | 0.26 | OfL | CZ08
OfL | w16 | v96 | OfL-w16-v96 | 2068080 | 565.89 | 2028070 | 550.11 | 40010 | 15.78 | 50 | 800.2 | 0.32 | OfL-w08-v03 | 1396.8 | 0.26 | OfL | CZ08 | 08 | 03 | 14.9885
OfL | w01 | v03 | OfL-w01-v03 | 1751310 | 443.11 | 1731150 | 427 | 20160 | 16.11 | 40 | 504 | 0.4 | OfL-w09-v96 | 1241.8333 | 0.25 | OfL | CZ09 | 09 | 96 | 22.433 | 1293.9159 | 0.26096 | OfL | CZ09
OfL | w02 | v03 | OfL-w02-v03 | 2005100 | 574.56 | 1959760 | 559.78 | 45340 | 14.78 | 40 | 1133.5 | 0.37 | OfL-w09-v03 | 1384.4 | 0.28 | OfL | CZ09 | 09 | 03 | 12.9124
OfL | w03 | v03 | OfL-w03-v03 | 1940880 | 321.89 | 1892280 | 301.44 | 48600 | 20.45 | 50 | 972 | 0.41 | OfL-w10-v96 | 1403.8 | 0.26 | OfL | CZ10 | 10 | 96 | 9.941 | 1279.7904 | 0.23403 | OfL | CZ10
OfL | w04 | v03 | OfL-w04-v03 | 2089530 | 403.44 | 2030000 | 385.22 | 59530 | 18.22 | 50 | 1190.6 | 0.36 | OfL-w10-v03 | 1165 | 0.21 | OfL | CZ10 | 10 | 03 | 10.7394
OfL | w05 | v03 | OfL-w05-v03 | 1963320 | 467.78 | 1908220 | 446.89 | 55100 | 20.89 | 50 | 1102 | 0.42 | OfL-w11-v96 | 1110.8 | 0.3 | OfL | CZ11 | 11 | 96 | 0.8333 | 1203.8495 | 0.33955 | OfL | CZ11
OfL | w06 | v03 | OfL-w06-v03 | 2160540 | 557.56 | 2091340 | 543.11 | 69200 | 14.45 | 50 | 1384 | 0.29 | OfL-w11-v03 | 1299 | 0.38 | OfL | CZ11 | 11 | 03 | 0.8149
OfL | w07 | v03 | OfL-w07-v03 | 2135200 | 648.56 | 2061520 | 635.33 | 73680 | 13.23 | 50 | 1473.6 | 0.26 | OfL-w12-v96 | 1015.8 | 0.26 | OfL | CZ12 | 12 | 96 | 11.0288 | 1077.8169 | 0.26859 | OfL | CZ12
OfL | w08 | v03 | OfL-w08-v03 | 2199590 | 694.44 | 2129750 | 681.44 | 69840 | 13 | 50 | 1396.8 | 0.26 | OfL-w12-v03 | 1160.25 | 0.28 | OfL | CZ12 | 12 | 03 | 8.2973
OfL | w09 | v03 | OfL-w09-v03 | 2229930 | 630.33 | 2160710 | 616.56 | 69220 | 13.77 | 50 | 1384.4 | 0.28 | OfL-w13-v96 | 1064.8 | 0.31 | OfL | CZ13 | 13 | 96 | 3.1841 | 1050.2985 | 0.31 | OfL | CZ13
OfL | w10 | v03 | OfL-w10-v03 | 2177060 | 691.11 | 2118810 | 680.44 | 58250 | 10.67 | 50 | 1165 | 0.21 | OfL-w13-v03 | 1031.6 | 0.31 | OfL | CZ13 | 13 | 03 | 2.4694
OfL | w11 | v03 | OfL-w11-v03 | 2139310 | 433.78 | 2087350 | 418.78 | 51960 | 15 | 40 | 1299 | 0.38 | OfL-w14-v96 | 1112.8333 | 0.26 | OfL | CZ14 | 14 | 96 | 1.3947 | 1199.2329 | 0.28466 | OfL | CZ14
OfL | w12 | v03 | OfL-w12-v03 | 2071750 | 661.33 | 2025340 | 650 | 46410 | 11.33 | 40 | 1160.25 | 0.28 | OfL-w14-v03 | 1288 | 0.31 | OfL | CZ14 | 14 | 03 | 1.3575
OfL | w13 | v03 | OfL-w13-v03 | 2136520 | 433.89 | 2084940 | 418.44 | 51580 | 15.45 | 50 | 1031.6 | 0.31 | OfL-w15-v96 | 1565.6 | 0.28 | OfL | CZ15 | 15 | 96 | 1.9736 | 1516.2778 | 0.27441 | OfL | CZ15
OfL | w14 | v03 | OfL-w14-v03 | 2176580 | 588.44 | 2112180 | 572.89 | 64400 | 15.55 | 50 | 1288 | 0.31 | OfL-w15-v03 | 1477.4 | 0.27 | OfL | CZ15 | 15 | 03 | 2.5038
OfL | w15 | v03 | OfL-w15-v03 | 2442410 | 602.33 | 2368540 | 588.89 | 73870 | 13.44 | 50 | 1477.4 | 0.27 | OfL-w16-v96 | 800.2 | 0.32 | OfL | CZ16 | 16 | 96 | 0.6821 | 893.1061 | 0.33938 | OfL | CZ16
OfL | w16 | v03 | OfL-w16-v03 | 1930440 | 524.67 | 1890760 | 510.33 | 39680 | 14.34 | 40 | 992 | 0.36 | OfL-w16-v03 | 992 | 0.36 | OfL | CZ16 | 16 | 03 | 0.6408
OfS | w01 | v96 | OfS-w01-v96 | 107442 | 29.33 | 106358 | 28.22 | 1084 | 1.11 | 3 | 361.3333 | 0.37 | OfS-w01-v96 | 361.3333 | 0.37 | OfS | CZ01 | 01 | 96 | 0.3293 | 346.1921 | 0.32715 | OfS | CZ01
OfS | w02 | v96 | OfS-w02-v96 | 127990 | 41.56 | 124997 | 40.44 | 2993 | 1.12 | 3 | 997.6667 | 0.37 | OfS-w01-v03 | 308.3333 | 0.22 | OfS | CZ01 | 01 | 03 | 0.1317
OfS | w03 | v96 | OfS-w03-v96 | 120859 | 20.56 | 117928 | 19.44 | 2931 | 1.12 | 3 | 977 | 0.37 | OfS-w02-v96 | 997.6667 | 0.37 | OfS | CZ02 | 02 | 96 | 0.764 | 930.5479 | 0.35874 | OfS | CZ02
OfS | w04 | v96 | OfS-w04-v96 | 131383 | 27 | 127830 | 26.22 | 3553 | 0.78 | 3 | 1184.3333 | 0.26 | OfS-w02-v03 | 759.3333 | 0.33 | OfS | CZ02 | 02 | 03 | 0.2995
OfS | w05 | v96 | OfS-w05-v96 | 122175 | 34.11 | 118683 | 32.33 | 3492 | 1.78 | 3 | 1164 | 0.59 | OfS-w03-v96 | 977 | 0.37 | OfS | CZ03 | 03 | 96 | 4.2215 | 933.7518 | 0.3596 | OfS | CZ03
OfS | w06 | v96 | OfS-w06-v96 | 137460 | 40.78 | 132875 | 39.56 | 4585 | 1.22 | 3 | 1528.3333 | 0.41 | OfS-w03-v03 | 810.6667 | 0.33 | OfS | CZ03 | 03 | 03 | 1.4833
OfS | w07 | v96 | OfS-w07-v96 | 135194 | 46 | 130411 | 45.11 | 4783 | 0.89 | 3 | 1594.3333 | 0.3 | OfS-w04-v96 | 1184.3333 | 0.26 | OfS | CZ04 | 04 | 96 | 3.6064 | 1134.3687 | 0.26 | OfS | CZ04
OfS | w08 | v96 | OfS-w08-v96 | 140811 | 50.33 | 136600 | 49.44 | 4211 | 0.89 | 3 | 1403.6667 | 0.3 | OfS-w04-v03 | 1011 | 0.26 | OfS | CZ04 | 04 | 03 | 1.4606
OfS | w09 | v96 | OfS-w09-v96 | 142834 | 47.78 | 138627 | 46.78 | 4207 | 1 | 5 | 841.4 | 0.2 | OfS-w05-v96 | 1164 | 0.59 | OfS | CZ05 | 05 | 96 | 0.3215 | 1106.0298 | 0.55838 | OfS | CZ05
OfS | w10 | v96 | OfS-w10-v96 | 143507 | 53.11 | 139461 | 52.22 | 4046 | 0.89 | 3 | 1348.6667 | 0.3 | OfS-w05-v03 | 962.3333 | 0.48 | OfS | CZ05 | 05 | 03 | 0.1297
OfS | w11 | v96 | OfS-w11-v96 | 137721 | 34.11 | 134574 | 33.22 | 3147 | 0.89 | 3 | 1049 | 0.3 | OfS-w06-v96 | 1528.3333 | 0.41 | OfS | CZ06 | 06 | 96 | 6.4114 | 1448.1728 | 0.41 | OfS | CZ06
OfS | w12 | v96 | OfS-w12-v96 | 131386 | 48 | 128454 | 47.11 | 2932 | 0.89 | 3 | 977.3333 | 0.3 | OfS-w06-v03 | 1252.3333 | 0.41 | OfS | CZ06 | 06 | 03 | 2.6243
OfS | w13 | v96 | OfS-w13-v96 | 138675 | 32.67 | 135645 | 31.89 | 3030 | 0.78 | 3 | 1010 | 0.26 | OfS-w07-v96 | 1594.3333 | 0.3 | OfS | CZ07 | 07 | 96 | 4.7968 | 1509.0498 | 0.3 | OfS | CZ07
OfS | w14 | v96 | OfS-w14-v96 | 137474 | 44.56 | 134485 | 43.78 | 2989 | 0.78 | 3 | 996.3333 | 0.26 | OfS-w07-v03 | 1328.3333 | 0.3 | OfS | CZ07 | 07 | 03 | 2.2637
OfS | w15 | v96 | OfS-w15-v96 | 163109 | 46.56 | 158787 | 45.56 | 4322 | 1 | 3 | 1440.6667 | 0.33 | OfS-w08-v96 | 1403.6667 | 0.3 | OfS | CZ08 | 08 | 96 | 7.9791 | 1367.1817 | 0.28832 | OfS | CZ08
OfS | w16 | v96 | OfS-w16-v96 | 120973 | 37.67 | 118856 | 36.56 | 2117 | 1.11 | 3 | 705.6667 | 0.37 | OfS-w08-v03 | 1278.6667 | 0.26 | OfS | CZ08 | 08 | 03 | 3.2889
OfS | w01 | v03 | OfS-w01-v03 | 101053 | 27.11 | 100128 | 26.44 | 925 | 0.67 | 3 | 308.3333 | 0.22 | OfS-w09-v96 | 841.4 | 0.2 | OfS | CZ09 | 09 | 96 | 6.9204 | 959.0103 | 0.23134 | OfS | CZ09
OfS | w02 | v03 | OfS-w02-v03 | 115769 | 37.22 | 113491 | 36.22 | 2278 | 1 | 3 | 759.3333 | 0.33 | OfS-w09-v03 | 1216.6667 | 0.3 | OfS | CZ09 | 09 | 03 | 3.1589
OfS | w03 | v03 | OfS-w03-v03 | 111769 | 18.78 | 109337 | 17.78 | 2432 | 1 | 3 | 810.6667 | 0.33 | OfS-w10-v96 | 1348.6667 | 0.3 | OfS | CZ10 | 10 | 96 | 9.3665 | 1214.94 | 0.26698 | OfS | CZ10
OfS | w04 | v03 | OfS-w04-v03 | 121191 | 25.44 | 118158 | 24.67 | 3033 | 0.77 | 3 | 1011 | 0.26 | OfS-w10-v03 | 1024.6667 | 0.22 | OfS | CZ10 | 10 | 03 | 6.5829
OfS | w05 | v03 | OfS-w05-v03 | 112833 | 31.22 | 109946 | 29.78 | 2887 | 1.44 | 3 | 962.3333 | 0.48 | OfS-w11-v96 | 1049 | 0.3 | OfS | CZ11 | 11 | 96 | 1.0899 | 975.8157 | 0.27212 | OfS | CZ11
OfS | w06 | v03 | OfS-w06-v03 | 126124 | 37.44 | 122367 | 36.22 | 3757 | 1.22 | 3 | 1252.3333 | 0.41 | OfS-w11-v03 | 839 | 0.22 | OfS | CZ11 | 11 | 03 | 0.583
OfS | w07 | v03 | OfS-w07-v03 | 124484 | 42.33 | 120499 | 41.44 | 3985 | 0.89 | 3 | 1328.3333 | 0.3 | OfS-w12-v96 | 977.3333 | 0.3 | OfS | CZ12 | 12 | 96 | 4.4351 | 909.9305 | 0.28667 | OfS | CZ12
OfS | w08 | v03 | OfS-w08-v03 | 129584 | 46 | 125748 | 45.22 | 3836 | 0.78 | 3 | 1278.6667 | 0.26 | OfS-w12-v03 | 775 | 0.26 | OfS | CZ12 | 12 | 03 | 2.2155
OfS | w09 | v03 | OfS-w09-v03 | 131056 | 43 | 127406 | 42.11 | 3650 | 0.89 | 3 | 1216.6667 | 0.3 | OfS-w13-v96 | 1010 | 0.26 | OfS | CZ13 | 13 | 96 | 5.394 | 957.5995 | 0.26 | OfS | CZ13
OfS | w10 | v03 | OfS-w10-v03 | 128432 | 45.78 | 125358 | 45.11 | 3074 | 0.67 | 3 | 1024.6667 | 0.22 | OfS-w13-v03 | 860 | 0.26 | OfS | CZ13 | 13 | 03 | 2.896
OfS | w11 | v03 | OfS-w11-v03 | 126492 | 28.56 | 123975 | 27.89 | 2517 | 0.67 | 3 | 839 | 0.22 | OfS-w14-v96 | 996.3333 | 0.26 | OfS | CZ14 | 14 | 96 | 1.1555 | 941.9704 | 0.24389 | OfS | CZ14
OfS | w12 | v03 | OfS-w12-v03 | 121516 | 43.44 | 119191 | 42.67 | 2325 | 0.77 | 3 | 775 | 0.26 | OfS-w14-v03 | 861.3333 | 0.22 | OfS | CZ14 | 14 | 03 | 0.779
OfS | w13 | v03 | OfS-w13-v03 | 127594 | 28.33 | 125014 | 27.56 | 2580 | 0.77 | 3 | 860 | 0.26 | OfS-w15-v96 | 1440.6667 | 0.33 | OfS | CZ15 | 15 | 96 | 2.2758 | 1367.1511 | 0.31732 | OfS | CZ15
OfS | w14 | v03 | OfS-w14-v03 | 127493 | 40.56 | 124909 | 39.89 | 2584 | 0.67 | 3 | 861.3333 | 0.22 | OfS-w15-v03 | 1266.6667 | 0.3 | OfS | CZ15 | 15 | 03 | 1.665
OfS | w15 | v03 | OfS-w15-v03 | 150145 | 41.78 | 146345 | 40.89 | 3800 | 0.89 | 3 | 1266.6667 | 0.3 | OfS-w16-v96 | 705.6667 | 0.37 | OfS | CZ16 | 16 | 96 | 0.7862 | 687.3172 | 0.34465 | OfS | CZ16
OfS | w16 | v03 | OfS-w16-v03 | 113585 | 35.11 | 111620 | 34.22 | 1965 | 0.89 | 3 | 655 | 0.3 | OfS-w16-v03 | 655 | 0.3 | OfS | CZ16 | 16 | 03 | 0.4464
Rt3 | w01 | v96 | Rt3-w01-v96 | 1077310 | 242.78 | 1049680 | 235.22 | 27630 | 7.56 | 20 | 1381.5 | 0.38 | Rt3-w01-v96 | 1381.5 | 0.38 | Rt3 | CZ01 | 01 | 96 | 0.14767 | 1270.1449 | 0.3337 | Rt3 | CZ01
Rt3 | w02 | v96 | Rt3-w02-v96 | 1283620 | 324.67 | 1245530 | 318.67 | 38090 | 6 | 20 | 1904.5 | 0.3 | Rt3-w01-v03 | 1020.75 | 0.23 | Rt3 | CZ01 | 01 | 03 | 0.065933
Rt3 | w03 | v96 | Rt3-w03-v96 | 1192810 | 289.44 | 1153040 | 280.33 | 39770 | 9.11 | 20 | 1988.5 | 0.46 | Rt3-w02-v96 | 1904.5 | 0.3 | Rt3 | CZ02 | 02 | 96 | 1.2221 | 1805.2336 | 0.31742 | Rt3 | CZ02
Rt3 | w04 | v96 | Rt3-w04-v96 | 1302880 | 359.44 | 1264890 | 357.44 | 37990 | 2 | 20 | 1899.5 | 0.1 | Rt3-w02-v03 | 1562.5 | 0.36 | Rt3 | CZ02 | 02 | 03 | 0.49977
Rt3 | w05 | v96 | Rt3-w05-v96 | 1178780 | 303.22 | 1142420 | 296 | 36360 | 7.22 | 20 | 1818 | 0.36 | Rt3-w03-v96 | 1988.5 | 0.46 | Rt3 | CZ03 | 03 | 96 | 4.7576 | 1872.2248 | 0.46 | Rt3 | CZ03
Rt3 | w06 | v96 | Rt3-w06-v96 | 1350080 | 377.33 | 1303680 | 371.78 | 46400 | 5.55 | 25 | 1856 | 0.22 | Rt3-w03-v03 | 1581.5 | 0.46 | Rt3 | CZ03 | 03 | 03 | 1.9028
Rt3 | w07 | v96 | Rt3-w07-v96 | 1322160 | 355.22 | 1281100 | 350.56 | 41060 | 4.66 | 20 | 2053 | 0.23 | Rt3-w04-v96 | 1899.5 | 0.1 | Rt3 | CZ04 | 04 | 96 | 2.6775 | 1825.096 | 0.14061 | Rt3 | CZ04
Rt3 | w08 | v96 | Rt3-w08-v96 | 1397980 | 401.78 | 1357420 | 402.33 | 40560 | -0.55 | 20 | 2028 | -0.03 | Rt3-w04-v03 | 1643 | 0.24 | Rt3 | CZ04 | 04 | 03 | 1.094
Rt3 | w09 | v96 | Rt3-w09-v96 | 1440940 | 450.56 | 1398270 | 447.44 | 42670 | 3.12 | 25 | 1706.8 | 0.12 | Rt3-w05-v96 | 1818 | 0.36 | Rt3 | CZ05 | 05 | 96 | 0.66693 | 1892.03 | 0.3924 | Rt3 | CZ05
Rt3 | w10 | v96 | Rt3-w10-v96 | 1429260 | 436 | 1391580 | 432.67 | 37680 | 3.33 | 25 | 1507.2 | 0.13 | Rt3-w05-v03 | 2069.3333 | 0.47 | Rt3 | CZ05 | 05 | 03 | 0.27847
Rt3 | w11 | v96 | Rt3-w11-v96 | 1413290 | 402.78 | 1378730 | 405.78 | 34560 | -3 | 25 | 1382.4 | -0.12 | Rt3-w06-v96 | 1856 | 0.22 | Rt3 | CZ06 | 06 | 96 | 11.9956 | 1971.427 | 0.23233 | Rt3 | CZ06
Rt3 | w12 | v96 | Rt3-w12-v96 | 1368160 | 393.33 | 1330750 | 388.56 | 37410 | 4.77 | 25 | 1496.4 | 0.19 | Rt3-w06-v03 | 2230.5 | 0.26 | Rt3 | CZ06 | 06 | 03 | 5.3445
Rt3 | w13 | v96 | Rt3-w13-v96 | 1428770 | 414.22 | 1395810 | 410 | 32960 | 4.22 | 25 | 1318.4 | 0.17 | Rt3-w07-v96 | 2053 | 0.23 | Rt3 | CZ07 | 07 | 96 | 4.0752 | 2005.9553 | 0.22676 | Rt3 | CZ07
Rt3 | w14 | v96 | Rt3-w14-v96 | 1421750 | 424.11 | 1384780 | 420.33 | 36970 | 3.78 | 25 | 1478.8 | 0.15 | Rt3-w07-v03 | 1908 | 0.22 | Rt3 | CZ07 | 07 | 03 | 1.9572
Rt3 | w15 | v96 | Rt3-w15-v96 | 1702340 | 457.89 | 1665810 | 454 | 36530 | 3.89 | 25 | 1461.2 | 0.16 | Rt3-w08-v96 | 2028 | -0.03 | Rt3 | CZ08 | 08 | 96 | 14.1623 | 2015.7621 | 0.048448 | Rt3 | CZ08
Rt3 | w16 | v96 | Rt3-w16-v96 | 1213310 | 340.11 | 1179620 | 334.56 | 33690 | 5.55 | 20 | 1684.5 | 0.28 | Rt3-w08-v03 | 1989 | 0.22 | Rt3 | CZ08 | 08 | 03 | 6.4762
Rt3 | w01 | v03 | Rt3-w01-v03 | 973276 | 216.44 | 952861 | 211.89 | 20415 | 4.55 | 20 | 1020.75 | 0.23 | Rt3-w09-v96 | 1706.8 | 0.12 | Rt3 | CZ09 | 09 | 96 | 11.1583 | 1665.3752 | 0.1133 | Rt3 | CZ09
Rt3 | w02 | v03 | Rt3-w02-v03 | 1153840 | 294.44 | 1122590 | 287.22 | 31250 | 7.22 | 20 | 1562.5 | 0.36 | Rt3-w09-v03 | 1583.2 | 0.1 | Rt3 | CZ09 | 09 | 03 | 5.6249
Rt3 | w03 | v03 | Rt3-w03-v03 | 1070600 | 263.44 | 1038970 | 254.33 | 31630 | 9.11 | 20 | 1581.5 | 0.46 | Rt3-w10-v96 | 1507.2 | 0.13 | Rt3 | CZ10 | 10 | 96 | 13.4423 | 1599.6065 | 0.13452 | Rt3 | CZ10
Rt3 | w04 | v03 | Rt3-w04-v03 | 1173900 | 328.44 | 1141040 | 323.56 | 32860 | 4.88 | 20 | 1643 | 0.24 | Rt3-w10-v03 | 1711.5 | 0.14 | Rt3 | CZ10 | 10 | 03 | 11.1012
Rt3 | w05 | v03 | Rt3-w05-v03 | 1063200 | 275.22 | 1032160 | 268.22 | 31040 | 7 | 15 | 2069.3333 | 0.47 | Rt3-w11-v96 | 1382.4 | -0.12 | Rt3 | CZ11 | 11 | 96 | 1.0982 | 1409.2157 | -0.0025085 | Rt3 | CZ11
Rt3 | w06 | v03 | Rt3-w06-v03 | 1227600 | 351 | 1182990 | 345.78 | 44610 | 5.22 | 20 | 2230.5 | 0.26 | Rt3-w11-v03 | 1460 | 0.22 | Rt3 | CZ11 | 11 | 03 | 0.57987
Rt3 | w07 | v03 | Rt3-w07-v03 | 1204640 | 325.22 | 1166480 | 320.78 | 38160 | 4.44 | 20 | 1908 | 0.22 | Rt3-w12-v96 | 1496.4 | 0.19 | Rt3 | CZ12 | 12 | 96 | 5.0078 | 1499.24 | 0.15494 | Rt3 | CZ12
Rt3 | w08 | v03 | Rt3-w08-v03 | 1272650 | 370.11 | 1232870 | 365.67 | 39780 | 4.44 | 20 | 1989 | 0.22 | Rt3-w12-v03 | 1504.5 | 0.09 | Rt3 | CZ12 | 12 | 03 | 2.7038
Rt3 | w09 | v03 | Rt3-w09-v03 | 1307700 | 412.22 | 1268120 | 409.78 | 39580 | 2.44 | 25 | 1583.2 | 0.1 | Rt3-w13-v96 | 1318.4 | 0.17 | Rt3 | CZ13 | 13 | 96 | 4.4598 | 1352.1466 | 0.18022 | Rt3 | CZ13
Rt3 | w10 | v03 | Rt3-w10-v03 | 1288670 | 396.22 | 1254440 | 393.33 | 34230 | 2.89 | 20 | 1711.5 | 0.14 | Rt3-w13-v03 | 1417.5 | 0.2 | Rt3 | CZ13 | 13 | 03 | 2.3029
Rt3 | w11 | v03 | Rt3-w11-v03 | 1274760 | 363.22 | 1245560 | 358.89 | 29200 | 4.33 | 20 | 1460 | 0.22 | Rt3-w14-v96 | 1478.8 | 0.15 | Rt3 | CZ14 | 14 | 96 | 2.0998 | 1531.3759 | 0.1586 | Rt3 | CZ14
Rt3 | w12 | v03 | Rt3-w12-v03 | 1226980 | 348.44 | 1196890 | 346.67 | 30090 | 1.77 | 20 | 1504.5 | 0.09 | Rt3-w14-v03 | 1601 | 0.17 | Rt3 | CZ14 | 14 | 03 | 1.5857
Rt3 | w13 | v03 | Rt3-w13-v03 | 1285860 | 374.33 | 1257510 | 370.33 | 28350 | 4 | 20 | 1417.5 | 0.2 | Rt3-w15-v96 | 1461.2 | 0.16 | Rt3 | CZ15 | 15 | 96 | 1.6669 | 1423.2505 | 0.14605 | Rt3 | CZ15
Rt3 | w14 | v03 | Rt3-w14-v03 | 1290200 | 389 | 1258180 | 385.56 | 32020 | 3.44 | 20 | 1601 | 0.17 | Rt3-w15-v03 | 1379.6 | 0.13 | Rt3 | CZ15 | 15 | 03 | 1.4492
Rt3 | w15 | v03 | Rt3-w15-v03 | 1547240 | 408.89 | 1512750 | 405.56 | 34490 | 3.33 | 25 | 1379.6 | 0.13 | Rt3-w16-v96 | 1684.5 | 0.28 | Rt3 | CZ16 | 16 | 96 | 0.52207 | 1603.1214 | 0.27204 | Rt3 | CZ16
Rt3 | w16 | v03 | Rt3-w16-v03 | 1103490 | 314.22 | 1073890 | 309 | 29600 | 5.22 | 20 | 1480 | 0.26 | Rt3-w16-v03 | 1480 | 0.26 | Rt3 | CZ16 | 16 | 03 | 0.34507

## Baseline
|  |  | 1 | 2 | 3 | 4 | 5 | 6 | 7 | 8 | 9 | 10 | 11 | 12 | 13 | 14 | 15 | 16 | 17 | 18 | 19 | 20 | 21 | 22 | 23 | 24 | 25 | 26 | 27 | 28 | 29 | 30 | 31 | 32 | 33 | 34 | 35 | 36 | 37 | 38 | 39 | 40 | 41 | 42 | 43 | 44 | 45 | 46 | 47 | 48 | 49 | 50 | 51 | 52 | 53 | 54 | 55 | 56 | 57 | 58 | 59 | 60 | 61 | 62 | 63 | 64 | 65 | 66 | 67 | 68 | 69 | 70 | 71 | 72 | 73 | 74 | 75
[8 empty] | PS-E | PS-E | PS-E | PS-E | PS-E | PS-E | PS-E | PS-E | PS-E | PS-E | PS-E | PS-E | PS-E | PS-E | PS-E | PS-E | PS-E | PS-E | PS-E | PS-E | PS-E | PS-E | PS-E | PS-E | PS-E | PS-E | PS-E | PS-E | PS-E | PS-E | PS-E | PS-E | PS-E | PS-E | PS-E | PS-E | PS-E | PS-E | PS-E | PS-E | PS-E | PS-E | PS-E | PS-E | PS-E | PS-E | PS-E | PS-E | PS-E | PS-E | PS-E | PS-E | SS-D | (calced) | BEPS | BEPS | BEPS | BEPS | ES-E
[8 empty] | Space | Heat | Refrig | Space | Heat Pump | Domestic | Ventilation | Pumps | Exterior | Misc | Task | Ambient |  | Space | Heat | Refrig | Space | Heat Pump | Domestic | Ventilation | Pumps | Exterior | Misc | Task | Ambient |  | Space | Heat | Refrig | Space | Heat Pump | Domestic | Ventilation | Pumps | Exterior | Misc | Task | Ambient |  | Space | Heat | Refrig | Space | Heat Pump | Domestic | Ventilation | Pumps | Exterior | Misc | Task | Ambient |  | Peak Cooling | Multi-hour | Zone Outsd | Plant Ld | Cool Loads | Heat Loads |  | Chilled | [8 empty] | Electric
|  | (data from wizard...) | [5 empty] | Cooling | Reject | Display | Heating | Supplement | Hot Water | Fans | & Aux | Usage | Equip | Lights | Lights | Total | Cooling | Reject | Display | Heating | Supplement | Hot Water | Fans | & Aux | Usage | Equip | Lights | Lights | Total | Cooling | Reject | Display | Heating | Supplement | Hot Water | Fans | & Aux | Usage | Equip | Lights | Lights | Total | Cooling | Reject | Display | Heating | Supplement | Hot Water | Fans | & Aux | Usage | Equip | Lights | Lights | Total | Coil Load | Elec Demand | Thrtlng Rng | Not Met | Not Met | Not Met | Steam | Water | Electric | Natural Gas | LPG | Fuel Oil | Diesel Oil | Coal | Methanol | Other Fuel | Sale | Total
Date & Time of Run | File Name | Name | Bldg-CZ-Vintage | Region | State | City | Sqft | MWh | MWh | MWh | MWh | MWh | MWh | MWh | MWh | MWh | MWh | MWh | MWh | MWh | MBtu | MBtu | MBtu | MBtu | MBtu | MBtu | MBtu | MBtu | MBtu | MBtu | MBtu | MBtu | MBtu | kW | kW | kW | kW | kW | kW | kW | kW | kW | kW | kW | kW | kW | kBtuh | kBtuh | kBtuh | kBtuh | kBtuh | kBtuh | kBtuh | kBtuh | kBtuh | kBtuh | kBtuh | kBtuh | kBtuh | kBtu | kW | % hrs | % hrs | # hrs | # hrs | $ | $ | $ | $ | $ | $ | $ | $ | $ | $ | $ | $
07/26/18 @ 19:16 | ECC-w01-v96-WCChlrBase-mNE-HVAC-Proto.pd2 | ECC-w01-v96-WCChlrBase-mNE-HVAC-Proto | ECC-w01-v96 | California (Title 24) | Arcata Area (CZ01) | Arcata | 300046 | 80.9385 | 2.5204 | 0 | 0 | 0 | 0 | 495.501 | 131.441 | 0 | 1372.45 | 0 | 1063.75 | 3146.6 | 0 | 0 | 0 | 4260.61 | 0 | 2396.29 | 0 | 0 | 0 | 32.3231 | 0 | 0 | 6689.22 | 272.592 | 16.1595 | 0 | 0 | 0 | 0 | 128.761 | 83.4565 | 0 | 365.877 | 0 | 345.118 | 1211.96 | 0 | 0 | 0 | 4832.65 | 0 | 942.371 | 0 | 0 | 0 | 9.1052 | 0 | 0 | 5784.13 | 5504 | 898.667 | - | - | - | - | 0 | 0 | 8088 | 0 | 0 | 0 | 0 | 0 | 0 | 0 | 0 | 8088
07/26/18 @ 19:16 | ECC-w02-v96-WCChlrBase-mNE-HVAC-Proto.pd2 | ECC-w02-v96-WCChlrBase-mNE-HVAC-Proto | ECC-w02-v96 | California (Title 24) | Santa Rosa Area (CZ02) | Santa Rosa | 300046 | 410.94 | 24.9942 | 0 | 0 | 0 | 0 | 553.026 | 273.59 | 0 | 1372.45 | 0 | 1063.75 | 3698.75 | 0 | 0 | 0 | 3098.13 | 0 | 2234.42 | 0 | 0 | 0 | 32.3231 | 0 | 0 | 5364.87 | 587.341 | 45.3228 | 0 | 0 | 0 | 0 | 147.602 | 133.632 | 0 | 365.877 | 0 | 345.118 | 1624.89 | 0 | 0 | 0 | 4800.39 | 0 | 891.384 | 0 | 0 | 0 | 9.1052 | 0 | 0 | 5700.88 | 11357.8 | 868.667 | - | - | - | - | 0 | 0 | 7818 | 0 | 0 | 0 | 0 | 0 | 0 | 0 | 0 | 7818
07/26/18 @ 19:16 | ECC-w03-v96-WCChlrBase-mNE-HVAC-Proto.pd2 | ECC-w03-v96-WCChlrBase-mNE-HVAC-Proto | ECC-w03-v96 | California (Title 24) | Oakland Area (CZ03) | Oakland AP | 300046 | 260.284 | 13.8256 | 0 | 0 | 0 | 0 | 535.612 | 217.398 | 0 | 1372.45 | 0 | 1063.75 | 3463.32 | 0 | 0 | 0 | 2661.94 | 0 | 2239.37 | 0 | 0 | 0 | 32.3231 | 0 | 0 | 4933.63 | 384.939 | 24.6404 | 0 | 0 | 0 | 0 | 143.219 | 103.588 | 0 | 365.877 | 0 | 345.118 | 1367.38 | 0 | 0 | 0 | 4617.44 | 0 | 883.338 | 0 | 0 | 0 | 9.1052 | 0 | 0 | 5509.88 | 7548.01 | 398.556 | - | - | - | - | 0 | 0 | 3587 | 0 | 0 | 0 | 0 | 0 | 0 | 0 | 0 | 3587
07/26/18 @ 19:16 | ECC-w04-v96-WCChlrBase-mNE-HVAC-Proto.pd2 | ECC-w04-v96-WCChlrBase-mNE-HVAC-Proto | ECC-w04-v96 | California (Title 24) | Sunnyvale Area (CZ04) | San Jose | 300046 | 451.353 | 26.8775 | 0 | 0 | 0 | 0 | 561.116 | 290.872 | 0 | 1372.45 | 0 | 1063.75 | 3766.41 | 0 | 0 | 0 | 2111.4 | 0 | 2172.68 | 0 | 0 | 0 | 32.3231 | 0 | 0 | 4316.4 | 465.306 | 31.9631 | 0 | 0 | 0 | 0 | 162.925 | 116.525 | 0 | 365.877 | 0 | 341.288 | 1483.88 | 0 | 0 | 0 | 4414.54 | 0 | 869.88 | 0 | 0 | 0 | 9.1052 | 0 | 0 | 5293.53 | 9166.7 | 505.556 | - | - | - | - | 0 | 0 | 4550 | 0 | 0 | 0 | 0 | 0 | 0 | 0 | 0 | 4550
07/26/18 @ 19:17 | ECC-w05-v96-WCChlrBase-mNE-HVAC-Proto.pd2 | ECC-w05-v96-WCChlrBase-mNE-HVAC-Proto | ECC-w05-v96 | California (Title 24) | Santa Maria Area (CZ05) | Santa Maria AP | 300046 | 262.038 | 13.7088 | 0 | 0 | 0 | 0 | 532.196 | 222.515 | 0 | 1372.45 | 0 | 1063.75 | 3466.65 | 0 | 0 | 0 | 2671.42 | 0 | 2272.6 | 0 | 0 | 0 | 32.3231 | 0 | 0 | 4976.35 | 365.06 | 21.8601 | 0 | 0 | 0 | 0 | 132.539 | 97.6269 | 0 | 377.996 | 0 | 345.118 | 1340.2 | 0 | 0 | 0 | 3751.36 | 0 | 892.151 | 0 | 0 | 0 | 9.1052 | 0 | 0 | 4652.62 | 6918.71 | 970.889 | - | - | - | - | 0 | 0 | 8738 | 0 | 0 | 0 | 0 | 0 | 0 | 0 | 0 | 8738
07/26/18 @ 19:17 | ECC-w06-v96-WCChlrBase-mNE-HVAC-Proto.pd2 | ECC-w06-v96-WCChlrBase-mNE-HVAC-Proto | ECC-w06-v96 | California (Title 24) | Los Angeles Area (CZ06) | Torrance | 300046 | 548.697 | 37.2299 | 0 | 0 | 0 | 0 | 561.558 | 317.922 | 0 | 1372.45 | 0 | 1063.75 | 3901.6 | 0 | 0 | 0 | 1105.4 | 0 | 2108.58 | 0 | 0 | 0 | 32.3231 | 0 | 0 | 3246.3 | 493.033 | 34.9921 | 0 | 0 | 0 | 0 | 173.411 | 119.064 | 0 | 381.559 | 0 | 345.118 | 1547.18 | 0 | 0 | 0 | 4597.14 | 0 | 6.398 | 0 | 0 | 0 | 9.1052 | 0 | 0 | 4612.65 | 9785.15 | 761.778 | - | - | - | - | 0 | 0 | 6856 | 0 | 0 | 0 | 0 | 0 | 0 | 0 | 0 | 6856
07/26/18 @ 19:17 | ECC-w07-v96-WCChlrBase-mNE-HVAC-Proto.pd2 | ECC-w07-v96-WCChlrBase-mNE-HVAC-Proto | ECC-w07-v96 | California (Title 24) | San Diego Area (CZ07) | San Diego AP | 300046 | 509.796 | 32.7341 | 0 | 0 | 0 | 0 | 560.115 | 309.969 | 0 | 1372.45 | 0 | 1063.75 | 3848.81 | 0 | 0 | 0 | 726.749 | 0 | 2085.99 | 0 | 0 | 0 | 32.3231 | 0 | 0 | 2845.06 | 456.271 | 33.723 | 0 | 0 | 0 | 0 | 154.064 | 112.552 | 0 | 377.996 | 0 | 345.118 | 1479.72 | 0 | 0 | 0 | 3694.09 | 0 | 6.3068 | 0 | 0 | 0 | 9.1052 | 0 | 0 | 3709.5 | 9019.94 | 1293.56 | - | - | - | - | 0 | 0 | 11642 | 0 | 0 | 0 | 0 | 0 | 0 | 0 | 0 | 11642
07/26/18 @ 19:18 | ECC-w08-v96-WCChlrBase-mNE-HVAC-Proto.pd2 | ECC-w08-v96-WCChlrBase-mNE-HVAC-Proto | ECC-w08-v96 | California (Title 24) | El Toro Area (CZ08) | Fullerton | 300046 | 642.366 | 43.153 | 0 | 0 | 0 | 0 | 566.061 | 348.521 | 0 | 1372.45 | 0 | 1063.75 | 4036.29 | 0 | 0 | 0 | 900.63 | 0 | 2054.15 | 0 | 0 | 0 | 32.3231 | 0 | 0 | 2987.1 | 550.268 | 39.3155 | 0 | 0 | 0 | 0 | 173.714 | 126.353 | 0 | 365.877 | 0 | 341.288 | 1596.82 | 0 | 0 | 0 | 4204.83 | 0 | 6.4487 | 0 | 0 | 0 | 9.1052 | 0 | 0 | 4220.39 | 10550.3 | 1488.11 | - | - | - | - | 0 | 0 | 13393 | 0 | 0 | 0 | 0 | 0 | 0 | 0 | 0 | 13393
07/26/18 @ 19:18 | ECC-w09-v96-WCChlrBase-mNE-HVAC-Proto.pd2 | ECC-w09-v96-WCChlrBase-mNE-HVAC-Proto | ECC-w09-v96 | California (Title 24) | Pasadena Area (CZ09) | Burbank AP | 300046 | 721.867 | 47.6098 | 0 | 0 | 0 | 0 | 581.612 | 419.516 | 0 | 1372.45 | 0 | 1063.75 | 4206.8 | 0 | 0 | 0 | 1156.87 | 0 | 2052.9 | 0 | 0 | 0 | 32.3231 | 0 | 0 | 3242.09 | 685.453 | 53.8063 | 0 | 0 | 0 | 0 | 185.819 | 149.714 | 0 | 365.877 | 0 | 345.118 | 1785.79 | 0 | 0 | 0 | 4364.49 | 0 | 6.4273 | 0 | 0 | 0 | 9.1052 | 0 | 0 | 4380.02 | 12967.6 | 835.667 | - | - | - | - | 0 | 0 | 7521 | 0 | 0 | 0 | 0 | 0 | 0 | 0 | 0 | 7521
07/26/18 @ 19:18 | ECC-w10-v96-WCChlrBase-mNE-HVAC-Proto.pd2 | ECC-w10-v96-WCChlrBase-mNE-HVAC-Proto | ECC-w10-v96 | California (Title 24) | San Bernardino Area (CZ10) | Riverside FS 3 | 300046 | 709.346 | 46.2156 | 0 | 0 | 0 | 0 | 580.774 | 398.785 | 0 | 1372.45 | 0 | 1063.75 | 4171.31 | 0 | 0 | 0 | 1257.1 | 0 | 2044.52 | 0 | 0 | 0 | 32.3231 | 0 | 0 | 3333.94 | 618.693 | 44.7899 | 0 | 0 | 0 | 0 | 173.313 | 138.22 | 0 | 374.043 | 0 | 345.118 | 1694.18 | 0 | 0 | 0 | 3553.82 | 0 | 823.884 | 0 | 0 | 0 | 9.1052 | 0 | 0 | 4386.81 | 11663.9 | 1178.78 | - | - | - | - | 0 | 0 | 10609 | 0 | 0 | 0 | 0 | 0 | 0 | 0 | 0 | 10609
07/26/18 @ 19:18 | ECC-w11-v96-WCChlrBase-mNE-HVAC-Proto.pd2 | ECC-w11-v96-WCChlrBase-mNE-HVAC-Proto | ECC-w11-v96 | California (Title 24) | Red Bluff Area (CZ11) | Red Bluff AP | 300046 | 628.331 | 39.8401 | 0 | 0 | 0 | 0 | 600.168 | 360.498 | 0 | 1372.45 | 0 | 1063.75 | 4065.03 | 0 | 0 | 0 | 3201.77 | 0 | 2076 | 0 | 0 | 0 | 32.3231 | 0 | 0 | 5310.1 | 512.275 | 34.3172 | 0 | 0 | 0 | 0 | 190.614 | 131.087 | 0 | 365.877 | 0 | 341.288 | 1575.46 | 0 | 0 | 0 | 5985.28 | 0 | 868.449 | 0 | 0 | 0 | 9.1052 | 0 | 0 | 6862.83 | 11382.6 | 596.333 | - | - | - | - | 0 | 0 | 5367 | 0 | 0 | 0 | 0 | 0 | 0 | 0 | 0 | 5367
07/26/18 @ 19:19 | ECC-w12-v96-WCChlrBase-mNE-HVAC-Proto.pd2 | ECC-w12-v96-WCChlrBase-mNE-HVAC-Proto | ECC-w12-v96 | California (Title 24) | Sacramento Area (CZ12) | Sacramento AP | 300046 | 520.366 | 32.9946 | 0 | 0 | 0 | 0 | 568.387 | 310.961 | 0 | 1372.45 | 0 | 1063.75 | 3868.9 | 0 | 0 | 0 | 2888.63 | 0 | 2136.89 | 0 | 0 | 0 | 32.3231 | 0 | 0 | 5057.85 | 502.389 | 34.3902 | 0 | 0 | 0 | 0 | 169.549 | 122.001 | 0 | 365.877 | 0 | 341.288 | 1535.49 | 0 | 0 | 0 | 4576.29 | 0 | 870.653 | 0 | 0 | 0 | 9.1052 | 0 | 0 | 5456.05 | 9934.26 | 1007.33 | - | - | - | - | 0 | 0 | 9066 | 0 | 0 | 0 | 0 | 0 | 0 | 0 | 0 | 9066
07/26/18 @ 19:19 | ECC-w13-v96-WCChlrBase-mNE-HVAC-Proto.pd2 | ECC-w13-v96-WCChlrBase-mNE-HVAC-Proto | ECC-w13-v96 | California (Title 24) | Fresno Area (CZ13) | Fresno AP | 300046 | 673.623 | 44.9339 | 0 | 0 | 0 | 0 | 601.028 | 380.912 | 0 | 1372.45 | 0 | 1063.75 | 4136.69 | 0 | 0 | 0 | 2822.72 | 0 | 2050.99 | 0 | 0 | 0 | 32.3231 | 0 | 0 | 4906.03 | 600.223 | 43.6047 | 0 | 0 | 0 | 0 | 173.133 | 135.745 | 0 | 365.877 | 0 | 341.288 | 1659.87 | 0 | 0 | 0 | 6539.99 | 0 | 6.6108 | 0 | 0 | 0 | 9.1052 | 0 | 0 | 6555.71 | 11589.9 | 325.556 | - | - | - | - | 0 | 0 | 2930 | 0 | 0 | 0 | 0 | 0 | 0 | 0 | 0 | 2930
07/26/18 @ 19:19 | ECC-w14-v96-WCChlrBase-mNE-HVAC-Proto.pd2 | ECC-w14-v96-WCChlrBase-mNE-HVAC-Proto | ECC-w14-v96 | California (Title 24) | China Lake Area (CZ14) | Palmdale AP | 300046 | 693.605 | 40.1233 | 0 | 0 | 0 | 0 | 595.42 | 410.193 | 0 | 1372.45 | 0 | 1063.75 | 4175.53 | 0 | 0 | 0 | 2847.64 | 0 | 2091.06 | 0 | 0 | 0 | 32.3231 | 0 | 0 | 4971.02 | 818.786 | 71.7225 | 0 | 0 | 0 | 0 | 169.383 | 159.533 | 0 | 377.996 | 0 | 345.118 | 1942.54 | 0 | 0 | 0 | 6840.71 | 0 | 875.069 | 0 | 0 | 0 | 9.1052 | 0 | 0 | 7724.89 | 15603.4 | 916.778 | - | - | - | - | 0 | 0 | 8251 | 0 | 0 | 0 | 0 | 0 | 0 | 0 | 0 | 8251
07/26/18 @ 19:19 | ECC-w15-v96-WCChlrBase-mNE-HVAC-Proto.pd2 | ECC-w15-v96-WCChlrBase-mNE-HVAC-Proto | ECC-w15-v96 | California (Title 24) | Blythe Area (CZ15) | Palm Springs | 300046 | 1190.35 | 85.2755 | 0 | 0 | 0 | 0 | 653.084 | 585.583 | 0 | 1372.45 | 0 | 1063.75 | 4950.48 | 0 | 0 | 0 | 419.319 | 0 | 1733.73 | 0 | 0 | 0 | 32.3231 | 0 | 0 | 2185.37 | 696.353 | 55.3979 | 0 | 0 | 0 | 0 | 189.632 | 150.981 | 0 | 381.559 | 0 | 345.118 | 1819.04 | 0 | 0 | 0 | 3843.19 | 0 | 6.2081 | 0 | 0 | 0 | 9.1052 | 0 | 0 | 3858.5 | 13391 | 965.778 | - | - | - | - | 0 | 0 | 8692 | 0 | 0 | 0 | 0 | 0 | 0 | 0 | 0 | 8692
07/26/18 @ 19:20 | ECC-w16-v96-WCChlrBase-mNE-HVAC-Proto.pd2 | ECC-w16-v96-WCChlrBase-mNE-HVAC-Proto | ECC-w16-v96 | California (Title 24) | Mount Shasta Area (CZ16) | Blue Canyon AP | 300046 | 239.921 | 11.3512 | 0 | 0 | 0 | 0 | 569.234 | 194.925 | 0 | 1372.45 | 0 | 1063.75 | 3451.63 | 0 | 0 | 0 | 5819.84 | 0 | 2393.7 | 0 | 0 | 0 | 32.3231 | 0 | 0 | 8245.87 | 272.066 | 12.5907 | 0 | 0 | 0 | 0 | 191.468 | 92.6516 | 0 | 381.559 | 0 | 345.118 | 1295.45 | 0 | 0 | 0 | 6349.59 | 0 | 1012.53 | 0 | 0 | 0 | 9.1052 | 0 | 0 | 7371.23 | 6475.37 | 574.889 | - | - | - | - | 0 | 0 | 5174 | 0 | 0 | 0 | 0 | 0 | 0 | 0 | 0 | 5174
07/26/18 @ 19:20 | ECC-w01-v03-WCChlrBase-mNE-HVAC-Proto.pd2 | ECC-w01-v03-WCChlrBase-mNE-HVAC-Proto | ECC-w01-v03 | California (Title 24) | Arcata Area (CZ01) | Arcata | 300046 | 60.0658 | 0.86863 | 0 | 0 | 0 | 0 | 376.687 | 115.643 | 0 | 1307.8 | 0 | 918.13 | 2779.19 | 0 | 0 | 0 | 4128.01 | 0 | 2302.29 | 0 | 0 | 0 | 32.3231 | 0 | 0 | 6462.63 | 225.795 | 5.5345 | 0 | 0 | 0 | 0 | 100.835 | 72.9015 | 0 | 348.534 | 0 | 299.63 | 1053.23 | 0 | 0 | 0 | 4695.06 | 0 | 914.632 | 0 | 0 | 0 | 9.1052 | 0 | 0 | 5618.8 | 4571.94 | 805.111 | - | - | - | - | 0 | 0 | 7246 | 0 | 0 | 0 | 0 | 0 | 0 | 0 | 0 | 7246
07/26/18 @ 19:20 | ECC-w02-v03-WCChlrBase-mNE-HVAC-Proto.pd2 | ECC-w02-v03-WCChlrBase-mNE-HVAC-Proto | ECC-w02-v03 | California (Title 24) | Santa Rosa Area (CZ02) | Santa Rosa | 300046 | 303.051 | 7.7216 | 0 | 0 | 0 | 0 | 411.942 | 201.873 | 0 | 1307.8 | 0 | 918.13 | 3150.52 | 0 | 0 | 0 | 2813.19 | 0 | 2144.38 | 0 | 0 | 0 | 32.3231 | 0 | 0 | 4989.89 | 508.578 | 29.6607 | 0 | 0 | 0 | 0 | 111.203 | 113.239 | 0 | 348.534 | 0 | 299.63 | 1410.84 | 0 | 0 | 0 | 5537.28 | 0 | 2.1796 | 0 | 0 | 0 | 9.1052 | 0 | 0 | 5548.57 | 10082.2 | 699.667 | - | - | - | - | 0 | 0 | 6297 | 0 | 0 | 0 | 0 | 0 | 0 | 0 | 0 | 6297
07/26/18 @ 19:21 | ECC-w03-v03-WCChlrBase-mNE-HVAC-Proto.pd2 | ECC-w03-v03-WCChlrBase-mNE-HVAC-Proto | ECC-w03-v03 | California (Title 24) | Oakland Area (CZ03) | Oakland AP | 300046 | 193.904 | 4.2739 | 0 | 0 | 0 | 0 | 399.441 | 187.046 | 0 | 1307.8 | 0 | 918.13 | 3010.59 | 0 | 0 | 0 | 2702.49 | 0 | 2149.2 | 0 | 0 | 0 | 32.3231 | 0 | 0 | 4884.01 | 316.616 | 8.4098 | 0 | 0 | 0 | 0 | 108.481 | 89.2293 | 0 | 348.534 | 0 | 299.63 | 1170.9 | 0 | 0 | 0 | 5607.61 | 0 | 2.1963 | 0 | 0 | 0 | 9.1052 | 0 | 0 | 5618.91 | 6285.01 | 330.556 | - | - | - | - | 0 | 0 | 2975 | 0 | 0 | 0 | 0 | 0 | 0 | 0 | 0 | 2975
07/26/18 @ 19:21 | ECC-w04-v03-WCChlrBase-mNE-HVAC-Proto.pd2 | ECC-w04-v03-WCChlrBase-mNE-HVAC-Proto | ECC-w04-v03 | California (Title 24) | Sunnyvale Area (CZ04) | San Jose | 300046 | 340.117 | 8.3917 | 0 | 0 | 0 | 0 | 422.068 | 232.541 | 0 | 1307.8 | 0 | 918.13 | 3229.04 | 0 | 0 | 0 | 2188.91 | 0 | 2084.16 | 0 | 0 | 0 | 32.3231 | 0 | 0 | 4305.4 | 402.317 | 11.2311 | 0 | 0 | 0 | 0 | 120.921 | 101.153 | 0 | 348.534 | 0 | 295.8 | 1279.96 | 0 | 0 | 0 | 5512.48 | 0 | 2.2099 | 0 | 0 | 0 | 9.1052 | 0 | 0 | 5523.8 | 7920.89 | 421.778 | - | - | - | - | 0 | 0 | 3796 | 0 | 0 | 0 | 0 | 0 | 0 | 0 | 0 | 3796
07/26/18 @ 19:21 | ECC-w05-v03-WCChlrBase-mNE-HVAC-Proto.pd2 | ECC-w05-v03-WCChlrBase-mNE-HVAC-Proto | ECC-w05-v03 | California (Title 24) | Santa Maria Area (CZ05) | Santa Maria AP | 300046 | 188.305 | 4.2455 | 0 | 0 | 0 | 0 | 395.313 | 176.061 | 0 | 1307.8 | 0 | 918.13 | 2989.85 | 0 | 0 | 0 | 2708.83 | 0 | 2181.68 | 0 | 0 | 0 | 32.3231 | 0 | 0 | 4922.83 | 288.174 | 7.2851 | 0 | 0 | 0 | 0 | 102.958 | 82.3275 | 0 | 360.201 | 0 | 299.63 | 1140.58 | 0 | 0 | 0 | 4929.45 | 0 | 2.1487 | 0 | 0 | 0 | 9.1052 | 0 | 0 | 4940.7 | 5729.34 | 844.556 | - | - | - | - | 0 | 0 | 7601 | 0 | 0 | 0 | 0 | 0 | 0 | 0 | 0 | 7601
07/26/18 @ 19:21 | ECC-w06-v03-WCChlrBase-mNE-HVAC-Proto.pd2 | ECC-w06-v03-WCChlrBase-mNE-HVAC-Proto | ECC-w06-v03 | California (Title 24) | Los Angeles Area (CZ06) | Torrance | 300046 | 428.014 | 12.0991 | 0 | 0 | 0 | 0 | 421.631 | 275.404 | 0 | 1307.8 | 0 | 918.13 | 3363.08 | 0 | 0 | 0 | 1183.69 | 0 | 2021.67 | 0 | 0 | 0 | 32.3231 | 0 | 0 | 3237.69 | 454.215 | 15.8158 | 0 | 0 | 0 | 0 | 126.312 | 111.275 | 0 | 363.844 | 0 | 299.63 | 1371.09 | 0 | 0 | 0 | 4737.54 | 0 | 2.1557 | 0 | 0 | 0 | 9.1052 | 0 | 0 | 4748.8 | 8687.71 | 659.111 | - | - | - | - | 0 | 0 | 5932 | 0 | 0 | 0 | 0 | 0 | 0 | 0 | 0 | 5932
07/26/18 @ 19:22 | ECC-w07-v03-WCChlrBase-mNE-HVAC-Proto.pd2 | ECC-w07-v03-WCChlrBase-mNE-HVAC-Proto | ECC-w07-v03 | California (Title 24) | San Diego Area (CZ07) | San Diego AP | 300046 | 395.743 | 10.7035 | 0 | 0 | 0 | 0 | 418.449 | 270.276 | 0 | 1307.8 | 0 | 918.13 | 3321.1 | 0 | 0 | 0 | 828.808 | 0 | 1999.64 | 0 | 0 | 0 | 32.3231 | 0 | 0 | 2860.77 | 421.941 | 16.8903 | 0 | 0 | 0 | 0 | 113.045 | 106.564 | 0 | 360.201 | 0 | 299.63 | 1318.27 | 0 | 0 | 0 | 3862.26 | 0 | 2.1113 | 0 | 0 | 0 | 9.1052 | 0 | 0 | 3873.48 | 8255.39 | 1120.22 | - | - | - | - | 0 | 0 | 10082 | 0 | 0 | 0 | 0 | 0 | 0 | 0 | 0 | 10082
07/26/18 @ 19:22 | ECC-w08-v03-WCChlrBase-mNE-HVAC-Proto.pd2 | ECC-w08-v03-WCChlrBase-mNE-HVAC-Proto | ECC-w08-v03 | California (Title 24) | El Toro Area (CZ08) | Fullerton | 300046 | 491.846 | 13.8221 | 0 | 0 | 0 | 0 | 430.395 | 291.944 | 0 | 1307.8 | 0 | 918.13 | 3453.93 | 0 | 0 | 0 | 988.846 | 0 | 1968.56 | 0 | 0 | 0 | 32.3231 | 0 | 0 | 2989.73 | 504.33 | 19.9564 | 0 | 0 | 0 | 0 | 134 | 117.205 | 0 | 348.534 | 0 | 295.8 | 1419.83 | 0 | 0 | 0 | 4332.4 | 0 | 2.1675 | 0 | 0 | 0 | 9.1052 | 0 | 0 | 4343.67 | 9666.35 | 1235.89 | - | - | - | - | 0 | 0 | 11123 | 0 | 0 | 0 | 0 | 0 | 0 | 0 | 0 | 11123
07/26/18 @ 19:22 | ECC-w09-v03-WCChlrBase-mNE-HVAC-Proto.pd2 | ECC-w09-v03-WCChlrBase-mNE-HVAC-Proto | ECC-w09-v03 | California (Title 24) | Pasadena Area (CZ09) | Burbank AP | 300046 | 553.207 | 15.2693 | 0 | 0 | 0 | 0 | 439.784 | 337.868 | 0 | 1307.8 | 0 | 918.13 | 3572.05 | 0 | 0 | 0 | 1173.38 | 0 | 1967.27 | 0 | 0 | 0 | 32.3231 | 0 | 0 | 3172.97 | 626.062 | 39.6665 | 0 | 0 | 0 | 0 | 140.59 | 137.831 | 0 | 348.534 | 0 | 299.63 | 1592.31 | 0 | 0 | 0 | 3253.69 | 0 | 796.452 | 0 | 0 | 0 | 9.1052 | 0 | 0 | 4059.25 | 12051.9 | 700.333 | - | - | - | - | 0 | 0 | 6303 | 0 | 0 | 0 | 0 | 0 | 0 | 0 | 0 | 6303
07/26/18 @ 19:22 | ECC-w10-v03-WCChlrBase-mNE-HVAC-Proto.pd2 | ECC-w10-v03-WCChlrBase-mNE-HVAC-Proto | ECC-w10-v03 | California (Title 24) | San Bernardino Area (CZ10) | Riverside FS 3 | 300046 | 543.866 | 14.6982 | 0 | 0 | 0 | 0 | 440.688 | 305.832 | 0 | 1307.8 | 0 | 918.13 | 3531.01 | 0 | 0 | 0 | 1140.52 | 0 | 1959.15 | 0 | 0 | 0 | 32.3231 | 0 | 0 | 3132 | 559.321 | 24.9958 | 0 | 0 | 0 | 0 | 138.602 | 122.86 | 0 | 356.435 | 0 | 299.63 | 1501.84 | 0 | 0 | 0 | 3709.11 | 0 | 799.256 | 0 | 0 | 0 | 9.1052 | 0 | 0 | 4517.47 | 10737 | 977 | - | - | - | - | 0 | 0 | 8793 | 0 | 0 | 0 | 0 | 0 | 0 | 0 | 0 | 8793
07/26/18 @ 19:23 | ECC-w11-v03-WCChlrBase-mNE-HVAC-Proto.pd2 | ECC-w11-v03-WCChlrBase-mNE-HVAC-Proto | ECC-w11-v03 | California (Title 24) | Red Bluff Area (CZ11) | Red Bluff AP | 300046 | 503.353 | 13.1059 | 0 | 0 | 0 | 0 | 454.965 | 284.487 | 0 | 1307.8 | 0 | 918.13 | 3481.84 | 0 | 0 | 0 | 2672.9 | 0 | 1989.88 | 0 | 0 | 0 | 32.3231 | 0 | 0 | 4695.11 | 422.956 | 11.8337 | 0 | 0 | 0 | 0 | 136.326 | 91.2207 | 0 | 348.534 | 0 | 299.63 | 1310.5 | 0 | 0 | 0 | 5678.97 | 0 | 842.477 | 0 | 0 | 0 | 9.1052 | 0 | 0 | 6530.55 | 10143.5 | 500.111 | - | - | - | - | 0 | 0 | 4501 | 0 | 0 | 0 | 0 | 0 | 0 | 0 | 0 | 4501
07/26/18 @ 19:23 | ECC-w12-v03-WCChlrBase-mNE-HVAC-Proto.pd2 | ECC-w12-v03-WCChlrBase-mNE-HVAC-Proto | ECC-w12-v03 | California (Title 24) | Sacramento Area (CZ12) | Sacramento AP | 300046 | 415.355 | 10.8802 | 0 | 0 | 0 | 0 | 435.773 | 249.619 | 0 | 1307.8 | 0 | 918.13 | 3337.55 | 0 | 0 | 0 | 2450.38 | 0 | 2049.23 | 0 | 0 | 0 | 32.3231 | 0 | 0 | 4531.92 | 446.023 | 13.5457 | 0 | 0 | 0 | 0 | 120.143 | 108.965 | 0 | 348.534 | 0 | 295.8 | 1333.01 | 0 | 0 | 0 | 5337.06 | 0 | 2.1723 | 0 | 0 | 0 | 9.1052 | 0 | 0 | 5348.34 | 8931.83 | 882.556 | - | - | - | - | 0 | 0 | 7943 | 0 | 0 | 0 | 0 | 0 | 0 | 0 | 0 | 7943
07/26/18 @ 19:23 | ECC-w13-v03-WCChlrBase-mNE-HVAC-Proto.pd2 | ECC-w13-v03-WCChlrBase-mNE-HVAC-Proto | ECC-w13-v03 | California (Title 24) | Fresno Area (CZ13) | Fresno AP | 300046 | 539.881 | 14.7182 | 0 | 0 | 0 | 0 | 457.452 | 304.02 | 0 | 1307.8 | 0 | 918.13 | 3541.99 | 0 | 0 | 0 | 2379.62 | 0 | 1965.44 | 0 | 0 | 0 | 32.3231 | 0 | 0 | 4377.38 | 531.303 | 23.22 | 0 | 0 | 0 | 0 | 128.834 | 122.267 | 0 | 348.534 | 0 | 295.8 | 1449.96 | 0 | 0 | 0 | 6435.85 | 0 | 2.1694 | 0 | 0 | 0 | 9.1052 | 0 | 0 | 6447.12 | 10501.7 | 216.444 | - | - | - | - | 0 | 0 | 1948 | 0 | 0 | 0 | 0 | 0 | 0 | 0 | 0 | 1948
07/26/18 @ 19:24 | ECC-w14-v03-WCChlrBase-mNE-HVAC-Proto.pd2 | ECC-w14-v03-WCChlrBase-mNE-HVAC-Proto | ECC-w14-v03 | California (Title 24) | China Lake Area (CZ14) | Palmdale AP | 300046 | 543.164 | 13.7226 | 0 | 0 | 0 | 0 | 455.448 | 314.79 | 0 | 1307.8 | 0 | 918.13 | 3553.05 | 0 | 0 | 0 | 2793.38 | 0 | 2004.64 | 0 | 0 | 0 | 32.3231 | 0 | 0 | 4830.35 | 770.003 | 65.5643 | 0 | 0 | 0 | 0 | 125.981 | 147.783 | 0 | 360.201 | 0 | 299.63 | 1769.16 | 0 | 0 | 0 | 7184.78 | 0 | 794.221 | 0 | 0 | 0 | 9.1052 | 0 | 0 | 7988.11 | 15004 | 814.889 | - | - | - | - | 0 | 0 | 7334 | 0 | 0 | 0 | 0 | 0 | 0 | 0 | 0 | 7334
07/26/18 @ 19:24 | ECC-w15-v03-WCChlrBase-mNE-HVAC-Proto.pd2 | ECC-w15-v03-WCChlrBase-mNE-HVAC-Proto | ECC-w15-v03 | California (Title 24) | Blythe Area (CZ15) | Palm Springs | 300046 | 993.604 | 29.3964 | 0 | 0 | 0 | 0 | 511.578 | 474.835 | 0 | 1307.8 | 0 | 918.13 | 4235.34 | 0 | 0 | 0 | 414.894 | 0 | 1656.25 | 0 | 0 | 0 | 32.3231 | 0 | 0 | 2103.47 | 663.041 | 47.7857 | 0 | 0 | 0 | 0 | 141.829 | 141.563 | 0 | 353.802 | 0 | 304.106 | 1652.13 | 0 | 0 | 0 | 3733.6 | 0 | 2.0564 | 0 | 0 | 0 | 9.1052 | 0 | 0 | 3744.77 | 12837.2 | 851 | - | - | - | - | 0 | 0 | 7659 | 0 | 0 | 0 | 0 | 0 | 0 | 0 | 0 | 7659
07/26/18 @ 19:24 | ECC-w16-v03-WCChlrBase-mNE-HVAC-Proto.pd2 | ECC-w16-v03-WCChlrBase-mNE-HVAC-Proto | ECC-w16-v03 | California (Title 24) | Mount Shasta Area (CZ16) | Blue Canyon AP | 300046 | 194.154 | 3.9929 | 0 | 0 | 0 | 0 | 429.948 | 160.336 | 0 | 1307.8 | 0 | 918.13 | 3014.36 | 0 | 0 | 0 | 5710.94 | 0 | 2299.78 | 0 | 0 | 0 | 32.3231 | 0 | 0 | 8043.05 | 285.805 | 7.2869 | 0 | 0 | 0 | 0 | 108.615 | 71.4815 | 0 | 353.802 | 0 | 300.276 | 1127.27 | 0 | 0 | 0 | 6122.14 | 0 | 983.667 | 0 | 0 | 0 | 9.1052 | 0 | 0 | 7114.91 | 6296.33 | 524.444 | - | - | - | - | 0 | 0 | 4720 | 0 | 0 | 0 | 0 | 0 | 0 | 0 | 0 | 4720
07/26/18 @ 19:24 | ECC-w01-v07-WCChlrBase-mNE-HVAC-Proto.pd2 | ECC-w01-v07-WCChlrBase-mNE-HVAC-Proto | ECC-w01-v07 | California (Title 24) | Arcata Area (CZ01) | Arcata | 300046 | 51.9675 | 0.68429 | 0 | 0 | 0 | 0 | 365.631 | 39.9949 | 0 | 1256.38 | 0 | 908.284 | 2622.94 | 0 | 0 | 0 | 4211.82 | 0 | 2302.38 | 0 | 0 | 0 | 32.3231 | 0 | 0 | 6546.52 | 222.53 | 5.3488 | 0 | 0 | 0 | 0 | 98.5297 | 52.7651 | 0 | 334.738 | 0 | 296.315 | 1010.23 | 0 | 0 | 0 | 4740.2 | 0 | 914.662 | 0 | 0 | 0 | 9.1052 | 0 | 0 | 5663.97 | 4499.72 | 753.556 | - | - | - | - | 0 | 0 | 6782 | 0 | 0 | 0 | 0 | 0 | 0 | 0 | 0 | 6782
07/26/18 @ 19:25 | ECC-w02-v07-WCChlrBase-mNE-HVAC-Proto.pd2 | ECC-w02-v07-WCChlrBase-mNE-HVAC-Proto | ECC-w02-v07 | California (Title 24) | Santa Rosa Area (CZ02) | Santa Rosa | 300046 | 291.034 | 7.3858 | 0 | 0 | 0 | 0 | 400.548 | 120.884 | 0 | 1256.38 | 0 | 908.284 | 2984.51 | 0 | 0 | 0 | 2874.9 | 0 | 2144.44 | 0 | 0 | 0 | 32.3231 | 0 | 0 | 5051.66 | 505.086 | 29.4291 | 0 | 0 | 0 | 0 | 109.042 | 106.139 | 0 | 334.738 | 0 | 296.315 | 1380.75 | 0 | 0 | 0 | 5700.45 | 0 | 2.2162 | 0 | 0 | 0 | 9.1052 | 0 | 0 | 5711.77 | 9980.41 | 660.667 | - | - | - | - | 0 | 0 | 5946 | 0 | 0 | 0 | 0 | 0 | 0 | 0 | 0 | 5946
07/26/18 @ 19:25 | ECC-w03-v07-WCChlrBase-mNE-HVAC-Proto.pd2 | ECC-w03-v07-WCChlrBase-mNE-HVAC-Proto | ECC-w03-v07 | California (Title 24) | Oakland Area (CZ03) | Oakland AP | 300046 | 178.479 | 3.8453 | 0 | 0 | 0 | 0 | 388.128 | 82.3222 | 0 | 1256.38 | 0 | 908.284 | 2817.43 | 0 | 0 | 0 | 2767.46 | 0 | 2149.26 | 0 | 0 | 0 | 32.3231 | 0 | 0 | 4949.04 | 314.106 | 8.2163 | 0 | 0 | 0 | 0 | 106.339 | 68.8742 | 0 | 334.738 | 0 | 296.315 | 1128.59 | 0 | 0 | 0 | 5776.91 | 0 | 2.2363 | 0 | 0 | 0 | 9.1052 | 0 | 0 | 5788.25 | 6205.95 | 291.556 | - | - | - | - | 0 | 0 | 2624 | 0 | 0 | 0 | 0 | 0 | 0 | 0 | 0 | 2624
07/26/18 @ 19:25 | ECC-w04-v07-WCChlrBase-mNE-HVAC-Proto.pd2 | ECC-w04-v07-WCChlrBase-mNE-HVAC-Proto | ECC-w04-v07 | California (Title 24) | Sunnyvale Area (CZ04) | San Jose | 300046 | 322.837 | 7.9317 | 0 | 0 | 0 | 0 | 410.608 | 124.86 | 0 | 1256.38 | 0 | 908.284 | 3030.9 | 0 | 0 | 0 | 2232.79 | 0 | 2084.21 | 0 | 0 | 0 | 32.3231 | 0 | 0 | 4349.32 | 404.268 | 11.0583 | 0 | 0 | 0 | 0 | 118.775 | 85.3859 | 0 | 334.738 | 0 | 292.534 | 1246.76 | 0 | 0 | 0 | 5617.41 | 0 | 2.2378 | 0 | 0 | 0 | 9.1052 | 0 | 0 | 5628.75 | 7856.03 | 379 | - | - | - | - | 0 | 0 | 3411 | 0 | 0 | 0 | 0 | 0 | 0 | 0 | 0 | 3411
07/26/18 @ 19:25 | ECC-w05-v07-WCChlrBase-mNE-HVAC-Proto.pd2 | ECC-w05-v07-WCChlrBase-mNE-HVAC-Proto | ECC-w05-v07 | California (Title 24) | Santa Maria Area (CZ05) | Santa Maria AP | 300046 | 173.899 | 3.8223 | 0 | 0 | 0 | 0 | 384.018 | 76.2577 | 0 | 1256.38 | 0 | 908.284 | 2802.66 | 0 | 0 | 0 | 2757 | 0 | 2181.74 | 0 | 0 | 0 | 32.3231 | 0 | 0 | 4971.06 | 285.633 | 7.2406 | 0 | 0 | 0 | 0 | 100.778 | 63.0638 | 0 | 346.041 | 0 | 296.315 | 1099.07 | 0 | 0 | 0 | 5058.68 | 0 | 2.1875 | 0 | 0 | 0 | 9.1052 | 0 | 0 | 5069.97 | 5640.64 | 792.444 | - | - | - | - | 0 | 0 | 7132 | 0 | 0 | 0 | 0 | 0 | 0 | 0 | 0 | 7132
07/26/18 @ 19:26 | ECC-w06-v07-WCChlrBase-mNE-HVAC-Proto.pd2 | ECC-w06-v07-WCChlrBase-mNE-HVAC-Proto | ECC-w06-v07 | California (Title 24) | Los Angeles Area (CZ06) | Torrance | 300046 | 406.402 | 11.434 | 0 | 0 | 0 | 0 | 410.022 | 150.736 | 0 | 1256.38 | 0 | 908.284 | 3143.26 | 0 | 0 | 0 | 1188.43 | 0 | 2021.7 | 0 | 0 | 0 | 32.3231 | 0 | 0 | 3242.46 | 447.017 | 15.3902 | 0 | 0 | 0 | 0 | 124.116 | 95.7172 | 0 | 349.75 | 0 | 296.315 | 1328.31 | 0 | 0 | 0 | 4790.85 | 0 | 2.1793 | 0 | 0 | 0 | 9.1052 | 0 | 0 | 4802.13 | 8615.13 | 615.778 | - | - | - | - | 0 | 0 | 5542 | 0 | 0 | 0 | 0 | 0 | 0 | 0 | 0 | 5542
07/26/18 @ 19:26 | ECC-w07-v07-WCChlrBase-mNE-HVAC-Proto.pd2 | ECC-w07-v07-WCChlrBase-mNE-HVAC-Proto | ECC-w07-v07 | California (Title 24) | San Diego Area (CZ07) | San Diego AP | 300046 | 374.721 | 9.9768 | 0 | 0 | 0 | 0 | 406.794 | 142.554 | 0 | 1256.38 | 0 | 908.284 | 3098.71 | 0 | 0 | 0 | 833.738 | 0 | 1999.66 | 0 | 0 | 0 | 32.3231 | 0 | 0 | 2865.72 | 422.046 | 16.4265 | 0 | 0 | 0 | 0 | 111.211 | 87.7174 | 0 | 346.041 | 0 | 296.315 | 1279.76 | 0 | 0 | 0 | 3850.83 | 0 | 2.1283 | 0 | 0 | 0 | 9.1052 | 0 | 0 | 3862.06 | 8172.04 | 1076.56 | - | - | - | - | 0 | 0 | 9689 | 0 | 0 | 0 | 0 | 0 | 0 | 0 | 0 | 9689
07/26/18 @ 19:26 | ECC-w08-v07-WCChlrBase-mNE-HVAC-Proto.pd2 | ECC-w08-v07-WCChlrBase-mNE-HVAC-Proto | ECC-w08-v07 | California (Title 24) | El Toro Area (CZ08) | Fullerton | 300046 | 471.284 | 13.1626 | 0 | 0 | 0 | 0 | 418.707 | 172.587 | 0 | 1256.38 | 0 | 908.284 | 3240.41 | 0 | 0 | 0 | 995.387 | 0 | 1968.58 | 0 | 0 | 0 | 32.3231 | 0 | 0 | 2996.29 | 498.119 | 19.4398 | 0 | 0 | 0 | 0 | 131.93 | 106.849 | 0 | 334.738 | 0 | 292.534 | 1383.61 | 0 | 0 | 0 | 4334.55 | 0 | 2.1871 | 0 | 0 | 0 | 9.1052 | 0 | 0 | 4345.84 | 9590.77 | 1198 | - | - | - | - | 0 | 0 | 10782 | 0 | 0 | 0 | 0 | 0 | 0 | 0 | 0 | 10782
07/26/18 @ 19:26 | ECC-w09-v07-WCChlrBase-mNE-HVAC-Proto.pd2 | ECC-w09-v07-WCChlrBase-mNE-HVAC-Proto | ECC-w09-v07 | California (Title 24) | Pasadena Area (CZ09) | Burbank AP | 300046 | 529.247 | 14.669 | 0 | 0 | 0 | 0 | 428.105 | 213.119 | 0 | 1256.38 | 0 | 908.284 | 3349.8 | 0 | 0 | 0 | 1197.38 | 0 | 1967.29 | 0 | 0 | 0 | 32.3231 | 0 | 0 | 3196.99 | 622.644 | 39.3606 | 0 | 0 | 0 | 0 | 138.573 | 130.093 | 0 | 334.738 | 0 | 296.315 | 1561.72 | 0 | 0 | 0 | 3296.71 | 0 | 796.485 | 0 | 0 | 0 | 9.1052 | 0 | 0 | 4102.3 | 11983.8 | 678.778 | - | - | - | - | 0 | 0 | 6109 | 0 | 0 | 0 | 0 | 0 | 0 | 0 | 0 | 6109
07/26/18 @ 19:27 | ECC-w10-v07-WCChlrBase-mNE-HVAC-Proto.pd2 | ECC-w10-v07-WCChlrBase-mNE-HVAC-Proto | ECC-w10-v07 | California (Title 24) | San Bernardino Area (CZ10) | Riverside FS 3 | 300046 | 523.493 | 14.1389 | 0 | 0 | 0 | 0 | 428.907 | 195.428 | 0 | 1256.38 | 0 | 908.284 | 3326.63 | 0 | 0 | 0 | 1165.34 | 0 | 1959.18 | 0 | 0 | 0 | 32.3231 | 0 | 0 | 3156.84 | 554.162 | 24.8093 | 0 | 0 | 0 | 0 | 136.818 | 115.634 | 0 | 342.426 | 0 | 296.315 | 1470.17 | 0 | 0 | 0 | 3758.64 | 0 | 799.287 | 0 | 0 | 0 | 9.1052 | 0 | 0 | 4567.03 | 10676.7 | 947.667 | - | - | - | - | 0 | 0 | 8529 | 0 | 0 | 0 | 0 | 0 | 0 | 0 | 0 | 8529
07/26/18 @ 19:27 | ECC-w11-v07-WCChlrBase-mNE-HVAC-Proto.pd2 | ECC-w11-v07-WCChlrBase-mNE-HVAC-Proto | ECC-w11-v07 | California (Title 24) | Red Bluff Area (CZ11) | Red Bluff AP | 300046 | 484.567 | 12.5647 | 0 | 0 | 0 | 0 | 443.565 | 178.9 | 0 | 1256.38 | 0 | 908.284 | 3284.26 | 0 | 0 | 0 | 2731.07 | 0 | 1989.93 | 0 | 0 | 0 | 32.3231 | 0 | 0 | 4753.32 | 433.642 | 12.0794 | 0 | 0 | 0 | 0 | 130.273 | 77.6037 | 0 | 334.738 | 0 | 292.534 | 1280.87 | 0 | 0 | 0 | 6716.56 | 0 | 2.23 | 0 | 0 | 0 | 9.1052 | 0 | 0 | 6727.89 | 10072.2 | 461.556 | - | - | - | - | 0 | 0 | 4154 | 0 | 0 | 0 | 0 | 0 | 0 | 0 | 0 | 4154
07/26/18 @ 19:27 | ECC-w12-v07-WCChlrBase-mNE-HVAC-Proto.pd2 | ECC-w12-v07-WCChlrBase-mNE-HVAC-Proto | ECC-w12-v07 | California (Title 24) | Sacramento Area (CZ12) | Sacramento AP | 300046 | 397.606 | 10.4137 | 0 | 0 | 0 | 0 | 424.339 | 145.031 | 0 | 1256.38 | 0 | 908.284 | 3142.05 | 0 | 0 | 0 | 2507.04 | 0 | 2049.28 | 0 | 0 | 0 | 32.3231 | 0 | 0 | 4588.63 | 439.712 | 13.2991 | 0 | 0 | 0 | 0 | 117.863 | 98.7404 | 0 | 334.738 | 0 | 292.534 | 1296.89 | 0 | 0 | 0 | 5511.1 | 0 | 2.214 | 0 | 0 | 0 | 9.1052 | 0 | 0 | 5522.42 | 8856.39 | 846.444 | - | - | - | - | 0 | 0 | 7618 | 0 | 0 | 0 | 0 | 0 | 0 | 0 | 0 | 7618
07/26/18 @ 19:28 | ECC-w13-v07-WCChlrBase-mNE-HVAC-Proto.pd2 | ECC-w13-v07-WCChlrBase-mNE-HVAC-Proto | ECC-w13-v07 | California (Title 24) | Fresno Area (CZ13) | Fresno AP | 300046 | 519.486 | 14.1754 | 0 | 0 | 0 | 0 | 445.946 | 190.714 | 0 | 1256.38 | 0 | 908.284 | 3334.99 | 0 | 0 | 0 | 2434.54 | 0 | 1965.48 | 0 | 0 | 0 | 32.3231 | 0 | 0 | 4432.34 | 525.647 | 22.9936 | 0 | 0 | 0 | 0 | 126.639 | 114.697 | 0 | 334.738 | 0 | 292.534 | 1417.25 | 0 | 0 | 0 | 6592.34 | 0 | 2.2071 | 0 | 0 | 0 | 9.1052 | 0 | 0 | 6603.66 | 10437.9 | 180.778 | - | - | - | - | 0 | 0 | 1627 | 0 | 0 | 0 | 0 | 0 | 0 | 0 | 0 | 1627
07/26/18 @ 19:28 | ECC-w14-v07-WCChlrBase-mNE-HVAC-Proto.pd2 | ECC-w14-v07-WCChlrBase-mNE-HVAC-Proto | ECC-w14-v07 | California (Title 24) | China Lake Area (CZ14) | Palmdale AP | 300046 | 527.308 | 13.3771 | 0 | 0 | 0 | 0 | 444.196 | 226.82 | 0 | 1256.38 | 0 | 908.284 | 3376.36 | 0 | 0 | 0 | 2859.12 | 0 | 2004.69 | 0 | 0 | 0 | 32.3231 | 0 | 0 | 4896.13 | 780.029 | 64.8897 | 0 | 0 | 0 | 0 | 123.93 | 142.945 | 0 | 346.041 | 0 | 296.315 | 1754.15 | 0 | 0 | 0 | 7187.4 | 0 | 794.254 | 0 | 0 | 0 | 9.1052 | 0 | 0 | 7990.76 | 14923.3 | 774.778 | - | - | - | - | 0 | 0 | 6973 | 0 | 0 | 0 | 0 | 0 | 0 | 0 | 0 | 6973
07/26/18 @ 19:28 | ECC-w15-v07-WCChlrBase-mNE-HVAC-Proto.pd2 | ECC-w15-v07-WCChlrBase-mNE-HVAC-Proto | ECC-w15-v07 | California (Title 24) | Blythe Area (CZ15) | Palm Springs | 300046 | 962.92 | 28.404 | 0 | 0 | 0 | 0 | 499.64 | 335.519 | 0 | 1256.38 | 0 | 908.284 | 3991.15 | 0 | 0 | 0 | 417.48 | 0 | 1656.25 | 0 | 0 | 0 | 32.3231 | 0 | 0 | 2106.05 | 667.393 | 47.6597 | 0 | 0 | 0 | 0 | 139.72 | 134.397 | 0 | 340.006 | 0 | 300.722 | 1629.9 | 0 | 0 | 0 | 3660.04 | 0 | 2.0774 | 0 | 0 | 0 | 9.1052 | 0 | 0 | 3671.23 | 12766.4 | 814.667 | - | - | - | - | 0 | 0 | 7332 | 0 | 0 | 0 | 0 | 0 | 0 | 0 | 0 | 7332
07/26/18 @ 19:28 | ECC-w16-v07-WCChlrBase-mNE-HVAC-Proto.pd2 | ECC-w16-v07-WCChlrBase-mNE-HVAC-Proto | ECC-w16-v07 | California (Title 24) | Mount Shasta Area (CZ16) | Blue Canyon AP | 300046 | 183.679 | 3.7571 | 0 | 0 | 0 | 0 | 418.701 | 76.7342 | 0 | 1256.38 | 0 | 908.284 | 2847.53 | 0 | 0 | 0 | 5780.08 | 0 | 2299.86 | 0 | 0 | 0 | 32.3231 | 0 | 0 | 8112.27 | 285.472 | 7.2061 | 0 | 0 | 0 | 0 | 106.573 | 52.3231 | 0 | 340.006 | 0 | 296.941 | 1088.52 | 0 | 0 | 0 | 7174.83 | 0 | 2.2 | 0 | 0 | 0 | 9.1052 | 0 | 0 | 7186.14 | 6226.66 | 499 | - | - | - | - | 0 | 0 | 4491 | 0 | 0 | 0 | 0 | 0 | 0 | 0 | 0 | 4491
07/26/18 @ 19:29 | ECC-w01-v11-WCChlrBase-mNE-HVAC-Proto.pd2 | ECC-w01-v11-WCChlrBase-mNE-HVAC-Proto | ECC-w01-v11 | California (Title 24) | Arcata Area (CZ01) | Arcata | 300046 | 51.0056 | 0.6684 | 0 | 0 | 0 | 0 | 362.749 | 39.4328 | 0 | 1256.38 | 0 | 855.403 | 2565.64 | 0 | 0 | 0 | 4193.29 | 0 | 2302.38 | 0 | 0 | 0 | 32.3231 | 0 | 0 | 6528 | 219.399 | 5.2744 | 0 | 0 | 0 | 0 | 97.298 | 52.0035 | 0 | 334.738 | 0 | 278.285 | 986.997 | 0 | 0 | 0 | 4700.71 | 0 | 914.661 | 0 | 0 | 0 | 9.1052 | 0 | 0 | 5624.48 | 4435.14 | 733.667 | - | - | - | - | 0 | 0 | 6603 | 0 | 0 | 0 | 0 | 0 | 0 | 0 | 0 | 6603
07/26/18 @ 19:29 | ECC-w02-v11-WCChlrBase-mNE-HVAC-Proto.pd2 | ECC-w02-v11-WCChlrBase-mNE-HVAC-Proto | ECC-w02-v11 | California (Title 24) | Santa Rosa Area (CZ02) | Santa Rosa | 300046 | 287.474 | 7.2934 | 0 | 0 | 0 | 0 | 397.304 | 119.779 | 0 | 1256.38 | 0 | 855.403 | 2923.63 | 0 | 0 | 0 | 2859.46 | 0 | 2144.43 | 0 | 0 | 0 | 32.3231 | 0 | 0 | 5036.21 | 499.787 | 29.1547 | 0 | 0 | 0 | 0 | 107.834 | 104.977 | 0 | 334.738 | 0 | 278.285 | 1354.78 | 0 | 0 | 0 | 5721.71 | 0 | 2.2139 | 0 | 0 | 0 | 9.1052 | 0 | 0 | 5733.02 | 9876.81 | 647 | - | - | - | - | 0 | 0 | 5823 | 0 | 0 | 0 | 0 | 0 | 0 | 0 | 0 | 5823
07/26/18 @ 19:29 | ECC-w03-v11-WCChlrBase-mNE-HVAC-Proto.pd2 | ECC-w03-v11-WCChlrBase-mNE-HVAC-Proto | ECC-w03-v11 | California (Title 24) | Oakland Area (CZ03) | Oakland AP | 300046 | 175.705 | 3.7791 | 0 | 0 | 0 | 0 | 385.154 | 81.3424 | 0 | 1256.38 | 0 | 855.403 | 2757.76 | 0 | 0 | 0 | 2764.17 | 0 | 2149.25 | 0 | 0 | 0 | 32.3231 | 0 | 0 | 4945.75 | 310.237 | 8.1121 | 0 | 0 | 0 | 0 | 105.245 | 67.8637 | 0 | 334.738 | 0 | 278.285 | 1104.48 | 0 | 0 | 0 | 5759.04 | 0 | 2.2287 | 0 | 0 | 0 | 9.1052 | 0 | 0 | 5770.38 | 6127.88 | 285.778 | - | - | - | - | 0 | 0 | 2572 | 0 | 0 | 0 | 0 | 0 | 0 | 0 | 0 | 2572
07/26/18 @ 19:29 | ECC-w04-v11-WCChlrBase-mNE-HVAC-Proto.pd2 | ECC-w04-v11-WCChlrBase-mNE-HVAC-Proto | ECC-w04-v11 | California (Title 24) | Sunnyvale Area (CZ04) | San Jose | 300046 | 318.885 | 7.8243 | 0 | 0 | 0 | 0 | 407.319 | 123.913 | 0 | 1256.38 | 0 | 855.403 | 2969.73 | 0 | 0 | 0 | 2226.91 | 0 | 2084.2 | 0 | 0 | 0 | 32.3231 | 0 | 0 | 4343.43 | 400.201 | 10.9672 | 0 | 0 | 0 | 0 | 117.759 | 84.3855 | 0 | 334.738 | 0 | 274.504 | 1222.55 | 0 | 0 | 0 | 5604.77 | 0 | 2.2333 | 0 | 0 | 0 | 9.1052 | 0 | 0 | 5616.11 | 7799.37 | 372.556 | - | - | - | - | 0 | 0 | 3353 | 0 | 0 | 0 | 0 | 0 | 0 | 0 | 0 | 3353
07/26/18 @ 19:30 | ECC-w05-v11-WCChlrBase-mNE-HVAC-Proto.pd2 | ECC-w05-v11-WCChlrBase-mNE-HVAC-Proto | ECC-w05-v11 | California (Title 24) | Santa Maria Area (CZ05) | Santa Maria AP | 300046 | 170.846 | 3.7455 | 0 | 0 | 0 | 0 | 381.165 | 75.3856 | 0 | 1256.38 | 0 | 855.403 | 2742.92 | 0 | 0 | 0 | 2792.37 | 0 | 2181.74 | 0 | 0 | 0 | 32.3231 | 0 | 0 | 5006.44 | 281.813 | 7.1415 | 0 | 0 | 0 | 0 | 99.6304 | 62.0716 | 0 | 346.041 | 0 | 278.285 | 1074.98 | 0 | 0 | 0 | 5085.49 | 0 | 2.188 | 0 | 0 | 0 | 9.1052 | 0 | 0 | 5096.79 | 5562.97 | 773.444 | - | - | - | - | 0 | 0 | 6961 | 0 | 0 | 0 | 0 | 0 | 0 | 0 | 0 | 6961
07/26/18 @ 19:30 | ECC-w06-v11-WCChlrBase-mNE-HVAC-Proto.pd2 | ECC-w06-v11-WCChlrBase-mNE-HVAC-Proto | ECC-w06-v11 | California (Title 24) | Los Angeles Area (CZ06) | Torrance | 300046 | 400.653 | 11.2536 | 0 | 0 | 0 | 0 | 406.866 | 149.194 | 0 | 1256.38 | 0 | 855.403 | 3079.76 | 0 | 0 | 0 | 1201.1 | 0 | 2021.7 | 0 | 0 | 0 | 32.3231 | 0 | 0 | 3255.12 | 442.464 | 15.2469 | 0 | 0 | 0 | 0 | 122.419 | 95.1304 | 0 | 349.75 | 0 | 278.285 | 1303.29 | 0 | 0 | 0 | 4787.8 | 0 | 2.1775 | 0 | 0 | 0 | 9.1052 | 0 | 0 | 4799.08 | 8540.17 | 604.556 | - | - | - | - | 0 | 0 | 5441 | 0 | 0 | 0 | 0 | 0 | 0 | 0 | 0 | 5441
07/26/18 @ 19:30 | ECC-w07-v11-WCChlrBase-mNE-HVAC-Proto.pd2 | ECC-w07-v11-WCChlrBase-mNE-HVAC-Proto | ECC-w07-v11 | California (Title 24) | San Diego Area (CZ07) | San Diego AP | 300046 | 369.332 | 9.8167 | 0 | 0 | 0 | 0 | 403.725 | 140.85 | 0 | 1256.38 | 0 | 855.403 | 3035.51 | 0 | 0 | 0 | 832.776 | 0 | 1999.66 | 0 | 0 | 0 | 32.3231 | 0 | 0 | 2864.75 | 416.657 | 16.2223 | 0 | 0 | 0 | 0 | 110.065 | 86.9176 | 0 | 346.041 | 0 | 278.285 | 1254.19 | 0 | 0 | 0 | 3829.27 | 0 | 2.1222 | 0 | 0 | 0 | 9.1052 | 0 | 0 | 3840.5 | 8080.17 | 1052.33 | - | - | - | - | 0 | 0 | 9471 | 0 | 0 | 0 | 0 | 0 | 0 | 0 | 0 | 9471
07/26/18 @ 19:30 | ECC-w08-v11-WCChlrBase-mNE-HVAC-Proto.pd2 | ECC-w08-v11-WCChlrBase-mNE-HVAC-Proto | ECC-w08-v11 | California (Title 24) | El Toro Area (CZ08) | Fullerton | 300046 | 464.909 | 12.9802 | 0 | 0 | 0 | 0 | 415.337 | 170.744 | 0 | 1256.38 | 0 | 855.403 | 3175.75 | 0 | 0 | 0 | 989.646 | 0 | 1968.58 | 0 | 0 | 0 | 32.3231 | 0 | 0 | 2990.54 | 492.966 | 19.2676 | 0 | 0 | 0 | 0 | 130.123 | 106.188 | 0 | 334.738 | 0 | 274.504 | 1357.79 | 0 | 0 | 0 | 4311.37 | 0 | 2.1842 | 0 | 0 | 0 | 9.1052 | 0 | 0 | 4322.66 | 9499.38 | 1173 | - | - | - | - | 0 | 0 | 10557 | 0 | 0 | 0 | 0 | 0 | 0 | 0 | 0 | 10557
07/26/18 @ 19:31 | ECC-w09-v11-WCChlrBase-mNE-HVAC-Proto.pd2 | ECC-w09-v11-WCChlrBase-mNE-HVAC-Proto | ECC-w09-v11 | California (Title 24) | Pasadena Area (CZ09) | Burbank AP | 300046 | 522.812 | 14.4698 | 0 | 0 | 0 | 0 | 424.46 | 211.152 | 0 | 1256.38 | 0 | 855.403 | 3284.67 | 0 | 0 | 0 | 1166.55 | 0 | 1967.28 | 0 | 0 | 0 | 32.3231 | 0 | 0 | 3166.16 | 616.465 | 39.0049 | 0 | 0 | 0 | 0 | 136.005 | 128.826 | 0 | 334.738 | 0 | 278.285 | 1533.32 | 0 | 0 | 0 | 3248.95 | 0 | 796.474 | 0 | 0 | 0 | 9.1052 | 0 | 0 | 4054.53 | 11868.5 | 666.556 | - | - | - | - | 0 | 0 | 5999 | 0 | 0 | 0 | 0 | 0 | 0 | 0 | 0 | 5999
07/26/18 @ 19:31 | ECC-w10-v11-WCChlrBase-mNE-HVAC-Proto.pd2 | ECC-w10-v11-WCChlrBase-mNE-HVAC-Proto | ECC-w10-v11 | California (Title 24) | San Bernardino Area (CZ10) | Riverside FS 3 | 300046 | 517.425 | 13.9738 | 0 | 0 | 0 | 0 | 425.321 | 193.751 | 0 | 1256.38 | 0 | 855.403 | 3262.26 | 0 | 0 | 0 | 1152.16 | 0 | 1959.17 | 0 | 0 | 0 | 32.3231 | 0 | 0 | 3143.66 | 548.994 | 24.6306 | 0 | 0 | 0 | 0 | 134.883 | 114.698 | 0 | 342.426 | 0 | 278.285 | 1443.92 | 0 | 0 | 0 | 3744.67 | 0 | 799.283 | 0 | 0 | 0 | 9.1052 | 0 | 0 | 4553.06 | 10590.6 | 931.222 | - | - | - | - | 0 | 0 | 8381 | 0 | 0 | 0 | 0 | 0 | 0 | 0 | 0 | 8381
07/26/18 @ 19:31 | ECC-w11-v11-WCChlrBase-mNE-HVAC-Proto.pd2 | ECC-w11-v11-WCChlrBase-mNE-HVAC-Proto | ECC-w11-v11 | California (Title 24) | Red Bluff Area (CZ11) | Red Bluff AP | 300046 | 469.607 | 12.0977 | 0 | 0 | 0 | 0 | 434.361 | 172.363 | 0 | 1256.38 | 0 | 855.403 | 3200.21 | 0 | 0 | 0 | 2456.89 | 0 | 1989.91 | 0 | 0 | 0 | 32.3231 | 0 | 0 | 4479.13 | 424.142 | 11.848 | 0 | 0 | 0 | 0 | 125.289 | 75.2705 | 0 | 334.738 | 0 | 274.504 | 1245.79 | 0 | 0 | 0 | 6656.93 | 0 | 2.2306 | 0 | 0 | 0 | 9.1052 | 0 | 0 | 6668.26 | 9725.31 | 442.778 | - | - | - | - | 0 | 0 | 3985 | 0 | 0 | 0 | 0 | 0 | 0 | 0 | 0 | 3985
07/26/18 @ 19:32 | ECC-w12-v11-WCChlrBase-mNE-HVAC-Proto.pd2 | ECC-w12-v11-WCChlrBase-mNE-HVAC-Proto | ECC-w12-v11 | California (Title 24) | Sacramento Area (CZ12) | Sacramento AP | 300046 | 392.153 | 10.2676 | 0 | 0 | 0 | 0 | 420.313 | 143.331 | 0 | 1256.38 | 0 | 855.403 | 3077.85 | 0 | 0 | 0 | 2462 | 0 | 2049.27 | 0 | 0 | 0 | 32.3231 | 0 | 0 | 4543.59 | 433.54 | 13.1024 | 0 | 0 | 0 | 0 | 115.588 | 97.7632 | 0 | 334.738 | 0 | 274.504 | 1269.24 | 0 | 0 | 0 | 5489.97 | 0 | 2.2075 | 0 | 0 | 0 | 9.1052 | 0 | 0 | 5501.28 | 8762.34 | 830.111 | - | - | - | - | 0 | 0 | 7471 | 0 | 0 | 0 | 0 | 0 | 0 | 0 | 0 | 7471
07/26/18 @ 19:32 | ECC-w13-v11-WCChlrBase-mNE-HVAC-Proto.pd2 | ECC-w13-v11-WCChlrBase-mNE-HVAC-Proto | ECC-w13-v11 | California (Title 24) | Fresno Area (CZ13) | Fresno AP | 300046 | 506.999 | 13.8323 | 0 | 0 | 0 | 0 | 438.277 | 186.593 | 0 | 1256.38 | 0 | 855.403 | 3257.49 | 0 | 0 | 0 | 2268.99 | 0 | 1965.48 | 0 | 0 | 0 | 32.3231 | 0 | 0 | 4266.78 | 516.004 | 22.6323 | 0 | 0 | 0 | 0 | 122.989 | 112.847 | 0 | 334.738 | 0 | 274.504 | 1383.71 | 0 | 0 | 0 | 6488.64 | 0 | 2.2079 | 0 | 0 | 0 | 9.1052 | 0 | 0 | 6499.96 | 10279.3 | 178.667 | - | - | - | - | 0 | 0 | 1608 | 0 | 0 | 0 | 0 | 0 | 0 | 0 | 0 | 1608
07/26/18 @ 19:32 | ECC-w14-v11-WCChlrBase-mNE-HVAC-Proto.pd2 | ECC-w14-v11-WCChlrBase-mNE-HVAC-Proto | ECC-w14-v11 | California (Title 24) | China Lake Area (CZ14) | Palmdale AP | 300046 | 512.306 | 13.0057 | 0 | 0 | 0 | 0 | 435.064 | 219.964 | 0 | 1256.38 | 0 | 855.403 | 3292.12 | 0 | 0 | 0 | 2568.26 | 0 | 2004.68 | 0 | 0 | 0 | 32.3231 | 0 | 0 | 4605.26 | 769.545 | 63.4994 | 0 | 0 | 0 | 0 | 120.29 | 139.869 | 0 | 346.041 | 0 | 278.285 | 1717.53 | 0 | 0 | 0 | 7080.6 | 0 | 794.234 | 0 | 0 | 0 | 9.1052 | 0 | 0 | 7883.94 | 14742.9 | 753.111 | - | - | - | - | 0 | 0 | 6778 | 0 | 0 | 0 | 0 | 0 | 0 | 0 | 0 | 6778
07/26/18 @ 19:32 | ECC-w15-v11-WCChlrBase-mNE-HVAC-Proto.pd2 | ECC-w15-v11-WCChlrBase-mNE-HVAC-Proto | ECC-w15-v11 | California (Title 24) | Blythe Area (CZ15) | Palm Springs | 300046 | 926.413 | 27.1835 | 0 | 0 | 0 | 0 | 488.33 | 324.065 | 0 | 1256.38 | 0 | 855.403 | 3877.77 | 0 | 0 | 0 | 378.586 | 0 | 1656.24 | 0 | 0 | 0 | 32.3231 | 0 | 0 | 2067.15 | 655.412 | 47.1017 | 0 | 0 | 0 | 0 | 135.16 | 130.517 | 0 | 340.006 | 0 | 282.559 | 1590.76 | 0 | 0 | 0 | 3668.41 | 0 | 2.0833 | 0 | 0 | 0 | 9.1052 | 0 | 0 | 3679.59 | 12541.7 | 793.111 | - | - | - | - | 0 | 0 | 7138 | 0 | 0 | 0 | 0 | 0 | 0 | 0 | 0 | 7138
07/26/18 @ 19:33 | ECC-w16-v11-WCChlrBase-mNE-HVAC-Proto.pd2 | ECC-w16-v11-WCChlrBase-mNE-HVAC-Proto | ECC-w16-v11 | California (Title 24) | Mount Shasta Area (CZ16) | Blue Canyon AP | 300046 | 178.887 | 3.6612 | 0 | 0 | 0 | 0 | 410.316 | 74.0513 | 0 | 1256.38 | 0 | 855.403 | 2778.7 | 0 | 0 | 0 | 5098.53 | 0 | 2299.83 | 0 | 0 | 0 | 32.3231 | 0 | 0 | 7430.69 | 282.159 | 7.0864 | 0 | 0 | 0 | 0 | 105.181 | 51.3165 | 0 | 340.006 | 0 | 278.778 | 1064.53 | 0 | 0 | 0 | 6568.59 | 0 | 475.75 | 0 | 0 | 0 | 6.9504 | 0 | 0 | 7051.29 | 6115.68 | 485.111 | - | - | - | - | 0 | 0 | 4366 | 0 | 0 | 0 | 0 | 0 | 0 | 0 | 0 | 4366
07/26/18 @ 19:33 | ECC-w01-v14-WCChlrBase-mNE-HVAC-Proto.pd2 | ECC-w01-v14-WCChlrBase-mNE-HVAC-Proto | ECC-w01-v14 | California (Title 24) | Arcata Area (CZ01) | Arcata | 300046 | 46.0499 | 0.57655 | 0 | 0 | 0 | 0 | 340.626 | 39.939 | 0 | 1256.38 | 0 | 855.403 | 2538.98 | 0 | 0 | 0 | 4782.16 | 0 | 2302.43 | 0 | 0 | 0 | 32.3231 | 0 | 0 | 7116.91 | 200.467 | 4.8224 | 0 | 0 | 0 | 0 | 88.6557 | 47.1905 | 0 | 334.738 | 0 | 278.285 | 954.158 | 0 | 0 | 0 | 5651.6 | 0 | 914.686 | 0 | 0 | 0 | 9.1052 | 0 | 0 | 6575.39 | 4049.18 | 722.444 | - | - | - | - | 0 | 0 | 6502 | 0 | 0 | 0 | 0 | 0 | 0 | 0 | 0 | 6502
07/26/18 @ 19:33 | ECC-w02-v14-WCChlrBase-mNE-HVAC-Proto.pd2 | ECC-w02-v14-WCChlrBase-mNE-HVAC-Proto | ECC-w02-v14 | California (Title 24) | Santa Rosa Area (CZ02) | Santa Rosa | 300046 | 270.884 | 6.7941 | 0 | 0 | 0 | 0 | 375.535 | 115.826 | 0 | 1256.38 | 0 | 855.403 | 2880.82 | 0 | 0 | 0 | 3082.04 | 0 | 2144.46 | 0 | 0 | 0 | 32.3231 | 0 | 0 | 5258.83 | 477.683 | 27.385 | 0 | 0 | 0 | 0 | 99.8417 | 99.1525 | 0 | 334.738 | 0 | 278.285 | 1317.09 | 0 | 0 | 0 | 5833.31 | 0 | 2.2095 | 0 | 0 | 0 | 9.1052 | 0 | 0 | 5844.62 | 9446.84 | 627.889 | - | - | - | - | 0 | 0 | 5651 | 0 | 0 | 0 | 0 | 0 | 0 | 0 | 0 | 5651
07/26/18 @ 19:33 | ECC-w03-v14-WCChlrBase-mNE-HVAC-Proto.pd2 | ECC-w03-v14-WCChlrBase-mNE-HVAC-Proto | ECC-w03-v14 | California (Title 24) | Oakland Area (CZ03) | Oakland AP | 300046 | 164.883 | 3.5406 | 0 | 0 | 0 | 0 | 364.791 | 76.1196 | 0 | 1256.38 | 0 | 855.403 | 2721.11 | 0 | 0 | 0 | 2761.62 | 0 | 2149.26 | 0 | 0 | 0 | 32.3231 | 0 | 0 | 4943.2 | 289.551 | 7.5811 | 0 | 0 | 0 | 0 | 96.1197 | 62.1188 | 0 | 334.738 | 0 | 278.285 | 1068.39 | 0 | 0 | 0 | 5815.7 | 0 | 2.2328 | 0 | 0 | 0 | 9.1052 | 0 | 0 | 5827.03 | 5730.33 | 279.889 | - | - | - | - | 0 | 0 | 2519 | 0 | 0 | 0 | 0 | 0 | 0 | 0 | 0 | 2519
07/26/18 @ 19:34 | ECC-w04-v14-WCChlrBase-mNE-HVAC-Proto.pd2 | ECC-w04-v14-WCChlrBase-mNE-HVAC-Proto | ECC-w04-v14 | California (Title 24) | Sunnyvale Area (CZ04) | San Jose | 300046 | 291.974 | 7.2593 | 0 | 0 | 0 | 0 | 383.204 | 112.295 | 0 | 1256.38 | 0 | 855.403 | 2906.51 | 0 | 0 | 0 | 2236.95 | 0 | 2084.21 | 0 | 0 | 0 | 32.3231 | 0 | 0 | 4353.48 | 373.253 | 10.2892 | 0 | 0 | 0 | 0 | 106.701 | 80.9876 | 0 | 334.738 | 0 | 274.504 | 1180.47 | 0 | 0 | 0 | 5743.74 | 0 | 2.2496 | 0 | 0 | 0 | 9.1052 | 0 | 0 | 5755.1 | 7318.83 | 354.333 | - | - | - | - | 0 | 0 | 3189 | 0 | 0 | 0 | 0 | 0 | 0 | 0 | 0 | 3189
07/26/18 @ 19:34 | ECC-w05-v14-WCChlrBase-mNE-HVAC-Proto.pd2 | ECC-w05-v14-WCChlrBase-mNE-HVAC-Proto | ECC-w05-v14 | California (Title 24) | Santa Maria Area (CZ05) | Santa Maria AP | 300046 | 160.626 | 3.521 | 0 | 0 | 0 | 0 | 359.675 | 71.3322 | 0 | 1256.38 | 0 | 855.403 | 2706.94 | 0 | 0 | 0 | 2820.83 | 0 | 2181.76 | 0 | 0 | 0 | 32.3231 | 0 | 0 | 5034.91 | 269.226 | 6.7784 | 0 | 0 | 0 | 0 | 93.5502 | 57.597 | 0 | 346.041 | 0 | 278.285 | 1051.48 | 0 | 0 | 0 | 5272.84 | 0 | 2.2074 | 0 | 0 | 0 | 9.1052 | 0 | 0 | 5284.15 | 5289.07 | 759.889 | - | - | - | - | 0 | 0 | 6839 | 0 | 0 | 0 | 0 | 0 | 0 | 0 | 0 | 6839
07/26/18 @ 19:34 | ECC-w06-v14-WCChlrBase-mNE-HVAC-Proto.pd2 | ECC-w06-v14-WCChlrBase-mNE-HVAC-Proto | ECC-w06-v14 | California (Title 24) | Los Angeles Area (CZ06) | Torrance | 300046 | 379.678 | 10.7142 | 0 | 0 | 0 | 0 | 385.927 | 140.75 | 0 | 1256.38 | 0 | 855.403 | 3028.85 | 0 | 0 | 0 | 1244.72 | 0 | 2021.73 | 0 | 0 | 0 | 32.3231 | 0 | 0 | 3298.78 | 421.635 | 14.6163 | 0 | 0 | 0 | 0 | 113.618 | 91.6089 | 0 | 349.75 | 0 | 278.285 | 1269.51 | 0 | 0 | 0 | 4631.96 | 0 | 2.1902 | 0 | 0 | 0 | 9.1052 | 0 | 0 | 4643.26 | 8168.06 | 575 | - | - | - | - | 0 | 0 | 5175 | 0 | 0 | 0 | 0 | 0 | 0 | 0 | 0 | 5175
07/26/18 @ 19:34 | ECC-w07-v14-WCChlrBase-mNE-HVAC-Proto.pd2 | ECC-w07-v14-WCChlrBase-mNE-HVAC-Proto | ECC-w07-v14 | California (Title 24) | San Diego Area (CZ07) | San Diego AP | 300046 | 351.354 | 9.333 | 0 | 0 | 0 | 0 | 383.792 | 133.038 | 0 | 1256.38 | 0 | 855.403 | 2989.3 | 0 | 0 | 0 | 895.985 | 0 | 1999.69 | 0 | 0 | 0 | 32.3231 | 0 | 0 | 2928 | 393.633 | 15.3126 | 0 | 0 | 0 | 0 | 104.12 | 81.9137 | 0 | 346.041 | 0 | 278.285 | 1219.31 | 0 | 0 | 0 | 4156.61 | 0 | 2.1827 | 0 | 0 | 0 | 9.1052 | 0 | 0 | 4167.9 | 7669.83 | 1026 | - | - | - | - | 0 | 0 | 9234 | 0 | 0 | 0 | 0 | 0 | 0 | 0 | 0 | 9234
07/26/18 @ 19:35 | ECC-w08-v14-WCChlrBase-mNE-HVAC-Proto.pd2 | ECC-w08-v14-WCChlrBase-mNE-HVAC-Proto | ECC-w08-v14 | California (Title 24) | El Toro Area (CZ08) | Fullerton | 300046 | 437.913 | 12.2972 | 0 | 0 | 0 | 0 | 393.768 | 159.295 | 0 | 1256.38 | 0 | 855.403 | 3115.05 | 0 | 0 | 0 | 1066.27 | 0 | 1968.59 | 0 | 0 | 0 | 32.3231 | 0 | 0 | 3067.18 | 472.262 | 18.5644 | 0 | 0 | 0 | 0 | 123.011 | 102.077 | 0 | 334.738 | 0 | 274.504 | 1325.16 | 0 | 0 | 0 | 4691.84 | 0 | 2.2224 | 0 | 0 | 0 | 9.1052 | 0 | 0 | 4703.17 | 9132.93 | 1142.89 | - | - | - | - | 0 | 0 | 10286 | 0 | 0 | 0 | 0 | 0 | 0 | 0 | 0 | 10286
07/26/18 @ 19:35 | ECC-w09-v14-WCChlrBase-mNE-HVAC-Proto.pd2 | ECC-w09-v14-WCChlrBase-mNE-HVAC-Proto | ECC-w09-v14 | California (Title 24) | Pasadena Area (CZ09) | Burbank AP | 300046 | 490.398 | 13.5888 | 0 | 0 | 0 | 0 | 400.177 | 197.112 | 0 | 1256.38 | 0 | 855.403 | 3213.05 | 0 | 0 | 0 | 1200.86 | 0 | 1967.29 | 0 | 0 | 0 | 32.3231 | 0 | 0 | 3200.47 | 602.299 | 38.3972 | 0 | 0 | 0 | 0 | 130.01 | 122.314 | 0 | 334.738 | 0 | 278.285 | 1506.04 | 0 | 0 | 0 | 3447.77 | 0 | 796.509 | 0 | 0 | 0 | 9.1052 | 0 | 0 | 4253.38 | 11568.2 | 639.222 | - | - | - | - | 0 | 0 | 5753 | 0 | 0 | 0 | 0 | 0 | 0 | 0 | 0 | 5753
07/26/18 @ 19:35 | ECC-w10-v14-WCChlrBase-mNE-HVAC-Proto.pd2 | ECC-w10-v14-WCChlrBase-mNE-HVAC-Proto | ECC-w10-v14 | California (Title 24) | San Bernardino Area (CZ10) | Riverside FS 3 | 300046 | 481.072 | 13.1928 | 0 | 0 | 0 | 0 | 400.877 | 179.352 | 0 | 1256.38 | 0 | 855.403 | 3186.28 | 0 | 0 | 0 | 1398.86 | 0 | 1959.2 | 0 | 0 | 0 | 32.3231 | 0 | 0 | 3390.38 | 543.749 | 24.3375 | 0 | 0 | 0 | 0 | 132.653 | 111.381 | 0 | 342.426 | 0 | 278.285 | 1432.83 | 0 | 0 | 0 | 4305.62 | 0 | 799.33 | 0 | 0 | 0 | 9.1052 | 0 | 0 | 5114.05 | 10511.4 | 904.778 | - | - | - | - | 0 | 0 | 8143 | 0 | 0 | 0 | 0 | 0 | 0 | 0 | 0 | 8143
07/26/18 @ 19:36 | ECC-w11-v14-WCChlrBase-mNE-HVAC-Proto.pd2 | ECC-w11-v14-WCChlrBase-mNE-HVAC-Proto | ECC-w11-v14 | California (Title 24) | Red Bluff Area (CZ11) | Red Bluff AP | 300046 | 436.947 | 11.2269 | 0 | 0 | 0 | 0 | 409.713 | 159.914 | 0 | 1256.38 | 0 | 855.403 | 3129.59 | 0 | 0 | 0 | 2633.78 | 0 | 1989.93 | 0 | 0 | 0 | 32.3231 | 0 | 0 | 4656.03 | 398.71 | 9.9964 | 0 | 0 | 0 | 0 | 136.735 | 72.7093 | 0 | 334.738 | 0 | 274.504 | 1227.39 | 0 | 0 | 0 | 6846.39 | 0 | 2.2323 | 0 | 0 | 0 | 9.1052 | 0 | 0 | 6857.72 | 9229.88 | 427.222 | - | - | - | - | 0 | 0 | 3845 | 0 | 0 | 0 | 0 | 0 | 0 | 0 | 0 | 3845
07/26/18 @ 19:36 | ECC-w12-v14-WCChlrBase-mNE-HVAC-Proto.pd2 | ECC-w12-v14-WCChlrBase-mNE-HVAC-Proto | ECC-w12-v14 | California (Title 24) | Sacramento Area (CZ12) | Sacramento AP | 300046 | 358.467 | 9.5353 | 0 | 0 | 0 | 0 | 397.18 | 128.719 | 0 | 1256.38 | 0 | 855.403 | 3005.69 | 0 | 0 | 0 | 2634.76 | 0 | 2049.28 | 0 | 0 | 0 | 32.3231 | 0 | 0 | 4716.36 | 379.005 | 10.0554 | 0 | 0 | 0 | 0 | 128.964 | 68.7969 | 0 | 334.738 | 0 | 274.504 | 1196.06 | 0 | 0 | 0 | 5688.36 | 0 | 2.2076 | 0 | 0 | 0 | 9.1052 | 0 | 0 | 5699.68 | 8436.56 | 798.111 | - | - | - | - | 0 | 0 | 7183 | 0 | 0 | 0 | 0 | 0 | 0 | 0 | 0 | 7183
07/26/18 @ 19:36 | ECC-w13-v14-WCChlrBase-mNE-HVAC-Proto.pd2 | ECC-w13-v14-WCChlrBase-mNE-HVAC-Proto | ECC-w13-v14 | California (Title 24) | Fresno Area (CZ13) | Fresno AP | 300046 | 472.346 | 12.9333 | 0 | 0 | 0 | 0 | 414.324 | 173.784 | 0 | 1256.38 | 0 | 855.403 | 3185.17 | 0 | 0 | 0 | 2461.79 | 0 | 1965.47 | 0 | 0 | 0 | 32.3231 | 0 | 0 | 4459.58 | 496.496 | 21.8777 | 0 | 0 | 0 | 0 | 114.217 | 108.684 | 0 | 334.738 | 0 | 274.504 | 1350.52 | 0 | 0 | 0 | 6768.68 | 0 | 2.2191 | 0 | 0 | 0 | 9.1052 | 0 | 0 | 6780 | 9986.82 | 151.111 | - | - | - | - | 0 | 0 | 1360 | 0 | 0 | 0 | 0 | 0 | 0 | 0 | 0 | 1360
07/26/18 @ 19:36 | ECC-w14-v14-WCChlrBase-mNE-HVAC-Proto.pd2 | ECC-w14-v14-WCChlrBase-mNE-HVAC-Proto | ECC-w14-v14 | California (Title 24) | China Lake Area (CZ14) | Palmdale AP | 300046 | 478.218 | 12.0852 | 0 | 0 | 0 | 0 | 410.212 | 205.361 | 0 | 1256.38 | 0 | 855.403 | 3217.66 | 0 | 0 | 0 | 2807.1 | 0 | 2004.69 | 0 | 0 | 0 | 32.3231 | 0 | 0 | 4844.12 | 748.061 | 60.2624 | 0 | 0 | 0 | 0 | 112.055 | 131.295 | 0 | 346.041 | 0 | 278.285 | 1676 | 0 | 0 | 0 | 7281.32 | 0 | 849.02 | 0 | 0 | 0 | 9.1052 | 0 | 0 | 8139.44 | 14384.3 | 726.444 | - | - | - | - | 0 | 0 | 6538 | 0 | 0 | 0 | 0 | 0 | 0 | 0 | 0 | 6538
07/26/18 @ 19:37 | ECC-w15-v14-WCChlrBase-mNE-HVAC-Proto.pd2 | ECC-w15-v14-WCChlrBase-mNE-HVAC-Proto | ECC-w15-v14 | California (Title 24) | Blythe Area (CZ15) | Palm Springs | 300046 | 879.711 | 25.726 | 0 | 0 | 0 | 0 | 458.946 | 308.682 | 0 | 1256.38 | 0 | 855.403 | 3784.85 | 0 | 0 | 0 | 485.555 | 0 | 1656.26 | 0 | 0 | 0 | 32.3231 | 0 | 0 | 2174.14 | 643.199 | 46.3463 | 0 | 0 | 0 | 0 | 129.173 | 126.746 | 0 | 340.006 | 0 | 282.559 | 1568.03 | 0 | 0 | 0 | 4345.33 | 0 | 2.16 | 0 | 0 | 0 | 9.1052 | 0 | 0 | 4356.6 | 12324.4 | 771.889 | - | - | - | - | 0 | 0 | 6947 | 0 | 0 | 0 | 0 | 0 | 0 | 0 | 0 | 6947
07/26/18 @ 19:37 | ECC-w16-v14-WCChlrBase-mNE-HVAC-Proto.pd2 | ECC-w16-v14-WCChlrBase-mNE-HVAC-Proto | ECC-w16-v14 | California (Title 24) | Mount Shasta Area (CZ16) | Blue Canyon AP | 300046 | 157.745 | 3.2223 | 0 | 0 | 0 | 0 | 379.781 | 67.4631 | 0 | 1256.38 | 0 | 855.403 | 2720 | 0 | 0 | 0 | 5330.43 | 0 | 2299.86 | 0 | 0 | 0 | 32.3231 | 0 | 0 | 7662.62 | 220.606 | 4.3869 | 0 | 0 | 0 | 0 | 140.398 | 46.0587 | 0 | 349.75 | 0 | 278.285 | 1039.48 | 0 | 0 | 0 | 6449.2 | 0 | 970.774 | 0 | 0 | 0 | 9.1052 | 0 | 0 | 7429.08 | 5754.42 | 457.556 | - | - | - | - | 0 | 0 | 4118 | 0 | 0 | 0 | 0 | 0 | 0 | 0 | 0 | 4118
07/26/18 @ 19:37 | ESe-w01-v96-WCChlrBase-mNE-HVAC-Proto.pd2 | ESe-w01-v96-WCChlrBase-mNE-HVAC-Proto | ESe-w01-v96 | California (Title 24) | Arcata Area (CZ01) | Arcata | 149994 | 41.0713 | 0.53946 | 0 | 0 | 0 | 0 | 251.162 | 88.0913 | 0 | 291.435 | 0 | 511.745 | 1184.05 | 0 | 0 | 0 | 4484.06 | 0 | 1194.04 | 0 | 0 | 0 | 20.6107 | 0 | 0 | 5698.71 | 104.401 | 6.2082 | 0 | 0 | 0 | 0 | 99.7729 | 39.6558 | 0 | 145.34 | 0 | 218.816 | 614.195 | 0 | 0 | 0 | 6135.33 | 0 | 5.3065 | 0 | 0 | 0 | 0 | 0 | 0 | 6140.63 | 2454.46 | 389.667 | - | - | - | - | 0 | 0 | 3507 | 0 | 0 | 0 | 0 | 0 | 0 | 0 | 0 | 3507
07/26/18 @ 19:38 | ESe-w02-v96-WCChlrBase-mNE-HVAC-Proto.pd2 | ESe-w02-v96-WCChlrBase-mNE-HVAC-Proto | ESe-w02-v96 | California (Title 24) | Santa Rosa Area (CZ02) | Santa Rosa | 149994 | 170.715 | 8.0728 | 0 | 0 | 0 | 0 | 317.526 | 151.467 | 0 | 291.435 | 0 | 511.745 | 1450.97 | 0 | 0 | 0 | 3356.23 | 0 | 1115.24 | 0 | 0 | 0 | 20.6107 | 0 | 0 | 4492.09 | 305.682 | 21.4962 | 0 | 0 | 0 | 0 | 130.352 | 70.4259 | 0 | 145.34 | 0 | 218.816 | 892.112 | 0 | 0 | 0 | 6566.61 | 0 | 5.3339 | 0 | 0 | 0 | 0 | 0 | 0 | 6571.95 | 6298.34 | 19.8889 | - | - | - | - | 0 | 0 | 179 | 0 | 0 | 0 | 0 | 0 | 0 | 0 | 0 | 179
07/26/18 @ 19:38 | ESe-w03-v96-WCChlrBase-mNE-HVAC-Proto.pd2 | ESe-w03-v96-WCChlrBase-mNE-HVAC-Proto | ESe-w03-v96 | California (Title 24) | Oakland Area (CZ03) | Oakland AP | 149994 | 98.4787 | 3.8232 | 0 | 0 | 0 | 0 | 289.485 | 112.107 | 0 | 291.435 | 0 | 511.745 | 1307.08 | 0 | 0 | 0 | 2923.79 | 0 | 1116.78 | 0 | 0 | 0 | 20.6107 | 0 | 0 | 4061.18 | 191.68 | 11.8063 | 0 | 0 | 0 | 0 | 119.721 | 51.8754 | 0 | 160.608 | 0 | 216.282 | 751.973 | 0 | 0 | 0 | 5797.7 | 0 | 5.2709 | 0 | 0 | 0 | 0 | 0 | 0 | 5802.97 | 3940.78 | 7 | - | - | - | - | 0 | 0 | 63 | 0 | 0 | 0 | 0 | 0 | 0 | 0 | 0 | 63
07/26/18 @ 19:38 | ESe-w04-v96-WCChlrBase-mNE-HVAC-Proto.pd2 | ESe-w04-v96-WCChlrBase-mNE-HVAC-Proto | ESe-w04-v96 | California (Title 24) | Sunnyvale Area (CZ04) | San Jose | 149994 | 184.064 | 8.9412 | 0 | 0 | 0 | 0 | 321.849 | 150.184 | 0 | 291.435 | 0 | 511.745 | 1468.22 | 0 | 0 | 0 | 2491.08 | 0 | 1084.97 | 0 | 0 | 0 | 20.6107 | 0 | 0 | 3596.66 | 253.366 | 16.13 | 0 | 0 | 0 | 0 | 134.352 | 63.668 | 0 | 160.608 | 0 | 216.282 | 844.406 | 0 | 0 | 0 | 5986.47 | 0 | 5.2512 | 0 | 0 | 0 | 0 | 0 | 0 | 5991.72 | 5265.04 | 46.4444 | - | - | - | - | 0 | 0 | 418 | 0 | 0 | 0 | 0 | 0 | 0 | 0 | 0 | 418
07/26/18 @ 19:39 | ESe-w05-v96-WCChlrBase-mNE-HVAC-Proto.pd2 | ESe-w05-v96-WCChlrBase-mNE-HVAC-Proto | ESe-w05-v96 | California (Title 24) | Santa Maria Area (CZ05) | Santa Maria AP | 149994 | 103.015 | 4.0619 | 0 | 0 | 0 | 0 | 273.563 | 110.553 | 0 | 291.435 | 0 | 511.745 | 1294.38 | 0 | 0 | 0 | 2964.57 | 0 | 1132.76 | 0 | 0 | 0 | 20.6107 | 0 | 0 | 4117.94 | 196.687 | 12.5782 | 0 | 0 | 0 | 0 | 108.079 | 50.7626 | 0 | 160.608 | 0 | 216.282 | 744.997 | 0 | 0 | 0 | 6158.98 | 0 | 5.3242 | 0 | 0 | 0 | 0 | 0 | 0 | 6164.3 | 3905.8 | 419.444 | - | - | - | - | 0 | 0 | 3775 | 0 | 0 | 0 | 0 | 0 | 0 | 0 | 0 | 3775
07/26/18 @ 19:39 | ESe-w06-v96-WCChlrBase-mNE-HVAC-Proto.pd2 | ESe-w06-v96-WCChlrBase-mNE-HVAC-Proto | ESe-w06-v96 | California (Title 24) | Los Angeles Area (CZ06) | Torrance | 149994 | 223.935 | 12.4392 | 0 | 0 | 0 | 0 | 317.794 | 169.107 | 0 | 291.435 | 0 | 511.745 | 1526.46 | 0 | 0 | 0 | 1625.03 | 0 | 1052.17 | 0 | 0 | 0 | 20.6107 | 0 | 0 | 2697.8 | 314.188 | 21.8228 | 0 | 0 | 0 | 0 | 136.194 | 73.2199 | 0 | 166.274 | 0 | 218.816 | 930.516 | 0 | 0 | 0 | 5156.64 | 0 | 5.4797 | 0 | 0 | 0 | 0 | 0 | 0 | 5162.12 | 6078.99 | 93.3333 | - | - | - | - | 0 | 0 | 840 | 0 | 0 | 0 | 0 | 0 | 0 | 0 | 0 | 840
07/26/18 @ 19:39 | ESe-w07-v96-WCChlrBase-mNE-HVAC-Proto.pd2 | ESe-w07-v96-WCChlrBase-mNE-HVAC-Proto | ESe-w07-v96 | California (Title 24) | San Diego Area (CZ07) | San Diego AP | 149994 | 182.076 | 9.5439 | 0 | 0 | 0 | 0 | 305.185 | 139.793 | 0 | 291.435 | 0 | 511.745 | 1439.78 | 0 | 0 | 0 | 1267.9 | 0 | 1040.23 | 0 | 0 | 0 | 20.6107 | 0 | 0 | 2328.73 | 251.55 | 18.4258 | 0 | 0 | 0 | 0 | 126.046 | 59.8688 | 0 | 160.608 | 0 | 216.282 | 832.781 | 0 | 0 | 0 | 4343.26 | 0 | 5.5564 | 0 | 0 | 0 | 0 | 0 | 0 | 4348.82 | 4976.58 | 567.556 | - | - | - | - | 0 | 0 | 5108 | 0 | 0 | 0 | 0 | 0 | 0 | 0 | 0 | 5108
07/26/18 @ 19:40 | ESe-w08-v96-WCChlrBase-mNE-HVAC-Proto.pd2 | ESe-w08-v96-WCChlrBase-mNE-HVAC-Proto | ESe-w08-v96 | California (Title 24) | El Toro Area (CZ08) | Fullerton | 149994 | 272.711 | 15.255 | 0 | 0 | 0 | 0 | 337.257 | 191.142 | 0 | 291.435 | 0 | 511.745 | 1619.55 | 0 | 0 | 0 | 1425.2 | 0 | 1025.41 | 0 | 0 | 0 | 20.6107 | 0 | 0 | 2471.22 | 334.959 | 22.9924 | 0 | 0 | 0 | 0 | 142.285 | 75.2958 | 0 | 145.34 | 0 | 218.816 | 939.689 | 0 | 0 | 0 | 5308.3 | 0 | 5.4357 | 0 | 0 | 0 | 0 | 0 | 0 | 5313.74 | 6417.9 | 718 | - | - | - | - | 0 | 0 | 6462 | 0 | 0 | 0 | 0 | 0 | 0 | 0 | 0 | 6462
07/26/18 @ 19:40 | ESe-w09-v96-WCChlrBase-mNE-HVAC-Proto.pd2 | ESe-w09-v96-WCChlrBase-mNE-HVAC-Proto | ESe-w09-v96 | California (Title 24) | Pasadena Area (CZ09) | Burbank AP | 149994 | 320.267 | 17.5505 | 0 | 0 | 0 | 0 | 369.258 | 236.42 | 0 | 291.435 | 0 | 511.745 | 1746.68 | 0 | 0 | 0 | 1697.57 | 0 | 1025.74 | 0 | 0 | 0 | 20.6107 | 0 | 0 | 2743.92 | 400.822 | 30.1083 | 0 | 0 | 0 | 0 | 152.464 | 87.4508 | 0 | 160.608 | 0 | 216.282 | 1047.74 | 0 | 0 | 0 | 5439.83 | 0 | 5.5638 | 0 | 0 | 0 | 0 | 0 | 0 | 5445.39 | 7908.81 | 225.556 | - | - | - | - | 0 | 0 | 2030 | 0 | 0 | 0 | 0 | 0 | 0 | 0 | 0 | 2030
07/26/18 @ 19:40 | ESe-w10-v96-WCChlrBase-mNE-HVAC-Proto.pd2 | ESe-w10-v96-WCChlrBase-mNE-HVAC-Proto | ESe-w10-v96 | California (Title 24) | San Bernardino Area (CZ10) | Riverside FS 3 | 149994 | 324.23 | 17.8997 | 0 | 0 | 0 | 0 | 384.88 | 227.033 | 0 | 291.435 | 0 | 511.745 | 1757.23 | 0 | 0 | 0 | 1772.97 | 0 | 1022.15 | 0 | 0 | 0 | 20.6107 | 0 | 0 | 2815.73 | 380.738 | 27.6979 | 0 | 0 | 0 | 0 | 149.842 | 81.161 | 0 | 145.34 | 0 | 218.816 | 1003.6 | 0 | 0 | 0 | 5708.92 | 0 | 5.464 | 0 | 0 | 0 | 0 | 0 | 0 | 5714.38 | 7319.32 | 223.333 | - | - | - | - | 0 | 0 | 2010 | 0 | 0 | 0 | 0 | 0 | 0 | 0 | 0 | 2010
07/26/18 @ 19:41 | ESe-w11-v96-WCChlrBase-mNE-HVAC-Proto.pd2 | ESe-w11-v96-WCChlrBase-mNE-HVAC-Proto | ESe-w11-v96 | California (Title 24) | Red Bluff Area (CZ11) | Red Bluff AP | 149994 | 284.019 | 16.0171 | 0 | 0 | 0 | 0 | 439.614 | 214.95 | 0 | 291.435 | 0 | 511.745 | 1757.78 | 0 | 0 | 0 | 3248.08 | 0 | 1041.82 | 0 | 0 | 0 | 20.6107 | 0 | 0 | 4310.51 | 307.508 | 19.8631 | 0 | 0 | 0 | 0 | 150.715 | 68.4875 | 0 | 145.34 | 0 | 218.816 | 910.73 | 0 | 0 | 0 | 6480.8 | 0 | 5.38 | 0 | 0 | 0 | 0 | 0 | 0 | 6486.18 | 5893.66 | 227.333 | - | - | - | - | 0 | 0 | 2046 | 0 | 0 | 0 | 0 | 0 | 0 | 0 | 0 | 2046
07/26/18 @ 19:41 | ESe-w12-v96-WCChlrBase-mNE-HVAC-Proto.pd2 | ESe-w12-v96-WCChlrBase-mNE-HVAC-Proto | ESe-w12-v96 | California (Title 24) | Sacramento Area (CZ12) | Sacramento AP | 149994 | 224.783 | 11.5834 | 0 | 0 | 0 | 0 | 343.006 | 183.293 | 0 | 291.435 | 0 | 511.745 | 1565.85 | 0 | 0 | 0 | 3158.77 | 0 | 1069.15 | 0 | 0 | 0 | 20.6107 | 0 | 0 | 4248.53 | 312.609 | 22.2221 | 0 | 0 | 0 | 0 | 134.12 | 68.9674 | 0 | 145.34 | 0 | 218.816 | 902.076 | 0 | 0 | 0 | 6623.1 | 0 | 5.37 | 0 | 0 | 0 | 0 | 0 | 0 | 6628.47 | 6065.74 | 139.111 | - | - | - | - | 0 | 0 | 1252 | 0 | 0 | 0 | 0 | 0 | 0 | 0 | 0 | 1252
07/26/18 @ 19:41 | ESe-w13-v96-WCChlrBase-mNE-HVAC-Proto.pd2 | ESe-w13-v96-WCChlrBase-mNE-HVAC-Proto | ESe-w13-v96 | California (Title 24) | Fresno Area (CZ13) | Fresno AP | 149994 | 319.099 | 18.6887 | 0 | 0 | 0 | 0 | 434.824 | 234.995 | 0 | 291.435 | 0 | 511.745 | 1810.79 | 0 | 0 | 0 | 2816.72 | 0 | 1028.9 | 0 | 0 | 0 | 20.6107 | 0 | 0 | 3866.23 | 333.35 | 22.8116 | 0 | 0 | 0 | 0 | 146.114 | 74.1078 | 0 | 145.34 | 0 | 218.816 | 940.54 | 0 | 0 | 0 | 6208.02 | 0 | 5.3557 | 0 | 0 | 0 | 0 | 0 | 0 | 6213.38 | 6370.98 | 238.333 | - | - | - | - | 0 | 0 | 2145 | 0 | 0 | 0 | 0 | 0 | 0 | 0 | 0 | 2145
07/26/18 @ 19:42 | ESe-w14-v96-WCChlrBase-mNE-HVAC-Proto.pd2 | ESe-w14-v96-WCChlrBase-mNE-HVAC-Proto | ESe-w14-v96 | California (Title 24) | China Lake Area (CZ14) | Palmdale AP | 149994 | 324.604 | 15.6738 | 0 | 0 | 0 | 0 | 414.161 | 237.313 | 0 | 291.435 | 0 | 511.745 | 1794.93 | 0 | 0 | 0 | 3004.03 | 0 | 1049.33 | 0 | 0 | 0 | 20.6107 | 0 | 0 | 4073.97 | 445.586 | 39.1192 | 0 | 0 | 0 | 0 | 151.705 | 85.96 | 0 | 160.608 | 0 | 216.282 | 1099.26 | 0 | 0 | 0 | 7379.18 | 0 | 5.4645 | 0 | 0 | 0 | 0 | 0 | 0 | 7384.65 | 8596.31 | 255.556 | - | - | - | - | 0 | 0 | 2300 | 0 | 0 | 0 | 0 | 0 | 0 | 0 | 0 | 2300
07/26/18 @ 19:42 | ESe-w15-v96-WCChlrBase-mNE-HVAC-Proto.pd2 | ESe-w15-v96-WCChlrBase-mNE-HVAC-Proto | ESe-w15-v96 | California (Title 24) | Blythe Area (CZ15) | Palm Springs | 149994 | 623.394 | 46.0367 | 0 | 0 | 0 | 0 | 588.698 | 341.139 | 0 | 291.435 | 0 | 511.745 | 2402.45 | 0 | 0 | 0 | 744.855 | 0 | 872.194 | 0 | 0 | 0 | 20.6107 | 0 | 0 | 1637.66 | 453.475 | 36.8708 | 0 | 0 | 0 | 0 | 160.442 | 92.777 | 0 | 145.34 | 0 | 218.816 | 1107.72 | 0 | 0 | 0 | 4337.41 | 0 | 5.0585 | 0 | 0 | 0 | 0 | 0 | 0 | 4342.47 | 8723.33 | 291.333 | - | - | - | - | 0 | 0 | 2622 | 0 | 0 | 0 | 0 | 0 | 0 | 0 | 0 | 2622
07/26/18 @ 19:42 | ESe-w16-v96-WCChlrBase-mNE-HVAC-Proto.pd2 | ESe-w16-v96-WCChlrBase-mNE-HVAC-Proto | ESe-w16-v96 | California (Title 24) | Mount Shasta Area (CZ16) | Blue Canyon AP | 149994 | 104.371 | 3.1545 | 0 | 0 | 0 | 0 | 333.876 | 131.437 | 0 | 291.435 | 0 | 511.745 | 1376.02 | 0 | 0 | 0 | 5766.87 | 0 | 1197.78 | 0 | 0 | 0 | 20.6107 | 0 | 0 | 6985.26 | 157.714 | 7.9209 | 0 | 0 | 0 | 0 | 129.426 | 48.3685 | 0 | 166.274 | 0 | 218.816 | 728.52 | 0 | 0 | 0 | 6618.07 | 0 | 5.3851 | 0 | 0 | 0 | 0 | 0 | 0 | 6623.45 | 3514.16 | 92.4444 | - | - | - | - | 0 | 0 | 832 | 0 | 0 | 0 | 0 | 0 | 0 | 0 | 0 | 832
07/26/18 @ 19:43 | ESe-w01-v03-WCChlrBase-mNE-HVAC-Proto.pd2 | ESe-w01-v03-WCChlrBase-mNE-HVAC-Proto | ESe-w01-v03 | California (Title 24) | Arcata Area (CZ01) | Arcata | 149994 | 29.3237 | 0.18798 | 0 | 0 | 0 | 0 | 220.424 | 65.9551 | 0 | 278.114 | 0 | 425.036 | 1019.04 | 0 | 0 | 0 | 4391.81 | 0 | 1137.23 | 0 | 0 | 0 | 20.6107 | 0 | 0 | 5549.65 | 90.7573 | 2.2009 | 0 | 0 | 0 | 0 | 85.4637 | 35.2591 | 0 | 138.455 | 0 | 183.57 | 535.706 | 0 | 0 | 0 | 5926.65 | 0 | 1.894 | 0 | 0 | 0 | 0 | 0 | 0 | 5928.55 | 2057.29 | 343.556 | - | - | - | - | 0 | 0 | 3092 | 0 | 0 | 0 | 0 | 0 | 0 | 0 | 0 | 3092
07/26/18 @ 19:43 | ESe-w02-v03-WCChlrBase-mNE-HVAC-Proto.pd2 | ESe-w02-v03-WCChlrBase-mNE-HVAC-Proto | ESe-w02-v03 | California (Title 24) | Santa Rosa Area (CZ02) | Santa Rosa | 149994 | 128.037 | 2.3781 | 0 | 0 | 0 | 0 | 259.213 | 105.722 | 0 | 278.114 | 0 | 425.036 | 1198.5 | 0 | 0 | 0 | 3086.87 | 0 | 1061.27 | 0 | 0 | 0 | 20.6107 | 0 | 0 | 4168.75 | 264.655 | 7.7967 | 0 | 0 | 0 | 0 | 107.698 | 61.3795 | 0 | 138.455 | 0 | 183.57 | 763.554 | 0 | 0 | 0 | 6245.43 | 0 | 1.8597 | 0 | 0 | 0 | 0 | 0 | 0 | 6247.29 | 5663.94 | 6.1111 | - | - | - | - | 0 | 0 | 55 | 0 | 0 | 0 | 0 | 0 | 0 | 0 | 0 | 55
07/26/18 @ 19:43 | ESe-w03-v03-WCChlrBase-mNE-HVAC-Proto.pd2 | ESe-w03-v03-WCChlrBase-mNE-HVAC-Proto | ESe-w03-v03 | California (Title 24) | Oakland Area (CZ03) | Oakland AP | 149994 | 80.9606 | 1.2545 | 0 | 0 | 0 | 0 | 250.914 | 89.0006 | 0 | 278.114 | 0 | 425.036 | 1125.28 | 0 | 0 | 0 | 2811.57 | 0 | 1062.6 | 0 | 0 | 0 | 20.6107 | 0 | 0 | 3894.79 | 170.125 | 4.2059 | 0 | 0 | 0 | 0 | 103.87 | 46.3718 | 0 | 153.64 | 0 | 181.037 | 659.25 | 0 | 0 | 0 | 5826.21 | 0 | 1.9327 | 0 | 0 | 0 | 0 | 0 | 0 | 5828.14 | 3499.08 | 6.1111 | - | - | - | - | 0 | 0 | 55 | 0 | 0 | 0 | 0 | 0 | 0 | 0 | 0 | 55
07/26/18 @ 19:43 | ESe-w04-v03-WCChlrBase-mNE-HVAC-Proto.pd2 | ESe-w04-v03-WCChlrBase-mNE-HVAC-Proto | ESe-w04-v03 | California (Title 24) | Sunnyvale Area (CZ04) | San Jose | 149994 | 156.611 | 3.0276 | 0 | 0 | 0 | 0 | 278.853 | 123.953 | 0 | 278.114 | 0 | 425.036 | 1265.6 | 0 | 0 | 0 | 2396.17 | 0 | 1032 | 0 | 0 | 0 | 20.6107 | 0 | 0 | 3448.78 | 242.176 | 6.4405 | 0 | 0 | 0 | 0 | 116.158 | 58.2085 | 0 | 138.455 | 0 | 183.57 | 745.008 | 0 | 0 | 0 | 5928.3 | 0 | 1.8715 | 0 | 0 | 0 | 0 | 0 | 0 | 5930.17 | 4807.75 | 50.3333 | - | - | - | - | 0 | 0 | 453 | 0 | 0 | 0 | 0 | 0 | 0 | 0 | 0 | 453
07/26/18 @ 19:44 | ESe-w05-v03-WCChlrBase-mNE-HVAC-Proto.pd2 | ESe-w05-v03-WCChlrBase-mNE-HVAC-Proto | ESe-w05-v03 | California (Title 24) | Santa Maria Area (CZ05) | Santa Maria AP | 149994 | 86.9349 | 1.3303 | 0 | 0 | 0 | 0 | 237.632 | 93.2073 | 0 | 278.114 | 0 | 425.036 | 1122.26 | 0 | 0 | 0 | 2843.89 | 0 | 1078.1 | 0 | 0 | 0 | 20.6107 | 0 | 0 | 3942.6 | 176.052 | 4.5748 | 0 | 0 | 0 | 0 | 93.9482 | 45.5964 | 0 | 153.64 | 0 | 181.037 | 654.848 | 0 | 0 | 0 | 5927.7 | 0 | 1.8967 | 0 | 0 | 0 | 0 | 0 | 0 | 5929.6 | 3493.29 | 365.667 | - | - | - | - | 0 | 0 | 3291 | 0 | 0 | 0 | 0 | 0 | 0 | 0 | 0 | 3291
07/26/18 @ 19:44 | ESe-w06-v03-WCChlrBase-mNE-HVAC-Proto.pd2 | ESe-w06-v03-WCChlrBase-mNE-HVAC-Proto | ESe-w06-v03 | California (Title 24) | Los Angeles Area (CZ06) | Torrance | 149994 | 205.092 | 4.2698 | 0 | 0 | 0 | 0 | 281.761 | 155.57 | 0 | 278.114 | 0 | 425.036 | 1349.85 | 0 | 0 | 0 | 1576.33 | 0 | 1000.12 | 0 | 0 | 0 | 20.6107 | 0 | 0 | 2597.06 | 294.366 | 9.3881 | 0 | 0 | 0 | 0 | 119.705 | 68.3313 | 0 | 159.199 | 0 | 183.57 | 834.559 | 0 | 0 | 0 | 5472.08 | 0 | 1.9697 | 0 | 0 | 0 | 0 | 0 | 0 | 5474.05 | 5703.05 | 85.7778 | - | - | - | - | 0 | 0 | 772 | 0 | 0 | 0 | 0 | 0 | 0 | 0 | 0 | 772
07/26/18 @ 19:44 | ESe-w07-v03-WCChlrBase-mNE-HVAC-Proto.pd2 | ESe-w07-v03-WCChlrBase-mNE-HVAC-Proto | ESe-w07-v03 | California (Title 24) | San Diego Area (CZ07) | San Diego AP | 149994 | 170.885 | 3.3429 | 0 | 0 | 0 | 0 | 269.636 | 130.081 | 0 | 278.114 | 0 | 425.036 | 1277.1 | 0 | 0 | 0 | 1185.02 | 0 | 988.63 | 0 | 0 | 0 | 20.6107 | 0 | 0 | 2194.26 | 244.63 | 9.2233 | 0 | 0 | 0 | 0 | 108.245 | 56.6397 | 0 | 153.64 | 0 | 181.037 | 753.415 | 0 | 0 | 0 | 4627.18 | 0 | 2.0121 | 0 | 0 | 0 | 0 | 0 | 0 | 4629.19 | 4797.39 | 507.556 | - | - | - | - | 0 | 0 | 4568 | 0 | 0 | 0 | 0 | 0 | 0 | 0 | 0 | 4568
07/26/18 @ 19:45 | ESe-w08-v03-WCChlrBase-mNE-HVAC-Proto.pd2 | ESe-w08-v03-WCChlrBase-mNE-HVAC-Proto | ESe-w08-v03 | California (Title 24) | El Toro Area (CZ08) | Fullerton | 149994 | 250.278 | 5.2878 | 0 | 0 | 0 | 0 | 301.492 | 175.798 | 0 | 278.114 | 0 | 425.036 | 1436.01 | 0 | 0 | 0 | 1318.97 | 0 | 974.233 | 0 | 0 | 0 | 20.6107 | 0 | 0 | 2313.82 | 311.393 | 10.0505 | 0 | 0 | 0 | 0 | 125.146 | 70.3245 | 0 | 138.455 | 0 | 183.57 | 838.94 | 0 | 0 | 0 | 5268.64 | 0 | 1.9366 | 0 | 0 | 0 | 0 | 0 | 0 | 5270.58 | 6027.01 | 635.444 | - | - | - | - | 0 | 0 | 5719 | 0 | 0 | 0 | 0 | 0 | 0 | 0 | 0 | 5719
07/26/18 @ 19:45 | ESe-w09-v03-WCChlrBase-mNE-HVAC-Proto.pd2 | ESe-w09-v03-WCChlrBase-mNE-HVAC-Proto | ESe-w09-v03 | California (Title 24) | Pasadena Area (CZ09) | Burbank AP | 149994 | 293.319 | 6.2648 | 0 | 0 | 0 | 0 | 323.351 | 214.869 | 0 | 278.114 | 0 | 425.036 | 1540.96 | 0 | 0 | 0 | 1544.13 | 0 | 974.344 | 0 | 0 | 0 | 20.6107 | 0 | 0 | 2539.09 | 376.363 | 18.4989 | 0 | 0 | 0 | 0 | 130.787 | 81.9075 | 0 | 153.64 | 0 | 181.037 | 942.233 | 0 | 0 | 0 | 5504.36 | 0 | 1.9589 | 0 | 0 | 0 | 0 | 0 | 0 | 5506.32 | 7510.47 | 187.444 | - | - | - | - | 0 | 0 | 1687 | 0 | 0 | 0 | 0 | 0 | 0 | 0 | 0 | 1687
07/26/18 @ 19:45 | ESe-w10-v03-WCChlrBase-mNE-HVAC-Proto.pd2 | ESe-w10-v03-WCChlrBase-mNE-HVAC-Proto | ESe-w10-v03 | California (Title 24) | San Bernardino Area (CZ10) | Riverside FS 3 | 149994 | 260.787 | 5.2903 | 0 | 0 | 0 | 0 | 310.266 | 183.101 | 0 | 278.114 | 0 | 425.036 | 1462.6 | 0 | 0 | 0 | 1651.38 | 0 | 970.984 | 0 | 0 | 0 | 20.6107 | 0 | 0 | 2642.97 | 340.633 | 15.1076 | 0 | 0 | 0 | 0 | 125.945 | 71.6514 | 0 | 138.455 | 0 | 183.57 | 875.363 | 0 | 0 | 0 | 6241.3 | 0 | 1.9489 | 0 | 0 | 0 | 0 | 0 | 0 | 6243.25 | 6681.15 | 153 | - | - | - | - | 0 | 0 | 1377 | 0 | 0 | 0 | 0 | 0 | 0 | 0 | 0 | 1377
07/26/18 @ 19:45 | ESe-w11-v03-WCChlrBase-mNE-HVAC-Proto.pd2 | ESe-w11-v03-WCChlrBase-mNE-HVAC-Proto | ESe-w11-v03 | California (Title 24) | Red Bluff Area (CZ11) | Red Bluff AP | 149994 | 238.773 | 5.1754 | 0 | 0 | 0 | 0 | 367.931 | 169.735 | 0 | 278.114 | 0 | 425.036 | 1484.77 | 0 | 0 | 0 | 2837.93 | 0 | 990.061 | 0 | 0 | 0 | 20.6107 | 0 | 0 | 3848.61 | 275.658 | 7.2764 | 0 | 0 | 0 | 0 | 125.798 | 60.3384 | 0 | 138.455 | 0 | 183.57 | 791.096 | 0 | 0 | 0 | 6106.41 | 0 | 1.9037 | 0 | 0 | 0 | 0 | 0 | 0 | 6108.31 | 5265.18 | 187.889 | - | - | - | - | 0 | 0 | 1691 | 0 | 0 | 0 | 0 | 0 | 0 | 0 | 0 | 1691
07/26/18 @ 19:46 | ESe-w12-v03-WCChlrBase-mNE-HVAC-Proto.pd2 | ESe-w12-v03-WCChlrBase-mNE-HVAC-Proto | ESe-w12-v03 | California (Title 24) | Sacramento Area (CZ12) | Sacramento AP | 149994 | 187.362 | 3.7752 | 0 | 0 | 0 | 0 | 293.171 | 143.942 | 0 | 278.114 | 0 | 425.036 | 1331.4 | 0 | 0 | 0 | 2818.93 | 0 | 1016.58 | 0 | 0 | 0 | 20.6107 | 0 | 0 | 3856.12 | 279.25 | 10.7258 | 0 | 0 | 0 | 0 | 113.913 | 61.1668 | 0 | 138.455 | 0 | 183.57 | 787.081 | 0 | 0 | 0 | 6321.52 | 0 | 1.9048 | 0 | 0 | 0 | 0 | 0 | 0 | 6323.42 | 5512.34 | 103.778 | - | - | - | - | 0 | 0 | 934 | 0 | 0 | 0 | 0 | 0 | 0 | 0 | 0 | 934
07/26/18 @ 19:46 | ESe-w13-v03-WCChlrBase-mNE-HVAC-Proto.pd2 | ESe-w13-v03-WCChlrBase-mNE-HVAC-Proto | ESe-w13-v03 | California (Title 24) | Fresno Area (CZ13) | Fresno AP | 149994 | 270.938 | 6.1773 | 0 | 0 | 0 | 0 | 369.008 | 188.12 | 0 | 278.114 | 0 | 425.036 | 1537.4 | 0 | 0 | 0 | 2515.97 | 0 | 977.66 | 0 | 0 | 0 | 20.6107 | 0 | 0 | 3514.25 | 301.068 | 9.7733 | 0 | 0 | 0 | 0 | 124.892 | 66.8269 | 0 | 138.455 | 0 | 183.57 | 824.585 | 0 | 0 | 0 | 6082.93 | 0 | 1.9686 | 0 | 0 | 0 | 0 | 0 | 0 | 6084.9 | 5850.17 | 200.778 | - | - | - | - | 0 | 0 | 1807 | 0 | 0 | 0 | 0 | 0 | 0 | 0 | 0 | 1807
07/26/18 @ 19:46 | ESe-w14-v03-WCChlrBase-mNE-HVAC-Proto.pd2 | ESe-w14-v03-WCChlrBase-mNE-HVAC-Proto | ESe-w14-v03 | California (Title 24) | China Lake Area (CZ14) | Palmdale AP | 149994 | 286.138 | 5.2197 | 0 | 0 | 0 | 0 | 354.78 | 207.932 | 0 | 278.114 | 0 | 425.036 | 1557.22 | 0 | 0 | 0 | 2907.91 | 0 | 997.416 | 0 | 0 | 0 | 20.6107 | 0 | 0 | 3925.93 | 458.905 | 34.5989 | 0 | 0 | 0 | 0 | 122.657 | 78.076 | 0 | 153.64 | 0 | 181.037 | 1028.91 | 0 | 0 | 0 | 7159.74 | 0 | 1.9486 | 0 | 0 | 0 | 0 | 0 | 0 | 7161.69 | 8716.53 | 215.222 | - | - | - | - | 0 | 0 | 1937 | 0 | 0 | 0 | 0 | 0 | 0 | 0 | 0 | 1937
07/26/18 @ 19:47 | ESe-w15-v03-WCChlrBase-mNE-HVAC-Proto.pd2 | ESe-w15-v03-WCChlrBase-mNE-HVAC-Proto | ESe-w15-v03 | California (Title 24) | Blythe Area (CZ15) | Palm Springs | 149994 | 561.731 | 15.6963 | 0 | 0 | 0 | 0 | 517.538 | 305.214 | 0 | 278.114 | 0 | 425.036 | 2103.33 | 0 | 0 | 0 | 730.289 | 0 | 825.66 | 0 | 0 | 0 | 20.6107 | 0 | 0 | 1576.56 | 427.665 | 30.9839 | 0 | 0 | 0 | 0 | 139.351 | 85.7362 | 0 | 138.455 | 0 | 183.57 | 1005.76 | 0 | 0 | 0 | 4613.56 | 0 | 1.9796 | 0 | 0 | 0 | 0 | 0 | 0 | 4615.54 | 8225.95 | 253 | - | - | - | - | 0 | 0 | 2277 | 0 | 0 | 0 | 0 | 0 | 0 | 0 | 0 | 2277
07/26/18 @ 19:47 | ESe-w16-v03-WCChlrBase-mNE-HVAC-Proto.pd2 | ESe-w16-v03-WCChlrBase-mNE-HVAC-Proto | ESe-w16-v03 | California (Title 24) | Mount Shasta Area (CZ16) | Blue Canyon AP | 149994 | 85.8849 | 1.0709 | 0 | 0 | 0 | 0 | 288.866 | 104.828 | 0 | 278.114 | 0 | 425.036 | 1183.8 | 0 | 0 | 0 | 5616.81 | 0 | 1141.32 | 0 | 0 | 0 | 20.6107 | 0 | 0 | 6778.75 | 144.494 | 3.0015 | 0 | 0 | 0 | 0 | 111.955 | 44.185 | 0 | 159.199 | 0 | 183.57 | 646.405 | 0 | 0 | 0 | 6373.35 | 0 | 1.9181 | 0 | 0 | 0 | 0 | 0 | 0 | 6375.27 | 3225.9 | 78.3333 | - | - | - | - | 0 | 0 | 705 | 0 | 0 | 0 | 0 | 0 | 0 | 0 | 0 | 705
07/26/18 @ 19:47 | ESe-w01-v07-WCChlrBase-mNE-HVAC-Proto.pd2 | ESe-w01-v07-WCChlrBase-mNE-HVAC-Proto | ESe-w01-v07 | California (Title 24) | Arcata Area (CZ01) | Arcata | 149994 | 22.2702 | 0.12825 | 0 | 0 | 0 | 0 | 218.695 | 25.2926 | 0 | 264.281 | 0 | 421.107 | 951.775 | 0 | 0 | 0 | 4406.41 | 0 | 1137.33 | 0 | 0 | 0 | 20.6107 | 0 | 0 | 5564.34 | 87.9047 | 2.1295 | 0 | 0 | 0 | 0 | 84.3745 | 23.8586 | 0 | 131.306 | 0 | 181.457 | 511.03 | 0 | 0 | 0 | 5859.54 | 0 | 1.9066 | 0 | 0 | 0 | 0 | 0 | 0 | 5861.45 | 2024.81 | 314.889 | - | - | - | - | 0 | 0 | 2834 | 0 | 0 | 0 | 0 | 0 | 0 | 0 | 0 | 2834
07/26/18 @ 19:47 | ESe-w02-v07-WCChlrBase-mNE-HVAC-Proto.pd2 | ESe-w02-v07-WCChlrBase-mNE-HVAC-Proto | ESe-w02-v07 | California (Title 24) | Santa Rosa Area (CZ02) | Santa Rosa | 149994 | 120.002 | 2.2728 | 0 | 0 | 0 | 0 | 255.934 | 66.5325 | 0 | 264.281 | 0 | 421.107 | 1130.13 | 0 | 0 | 0 | 3095.33 | 0 | 1061.35 | 0 | 0 | 0 | 20.6107 | 0 | 0 | 4177.29 | 262.381 | 7.7699 | 0 | 0 | 0 | 0 | 106.349 | 58.6297 | 0 | 131.306 | 0 | 181.457 | 747.893 | 0 | 0 | 0 | 6162.49 | 0 | 1.8722 | 0 | 0 | 0 | 0 | 0 | 0 | 6164.36 | 5628.6 | 5.8889 | - | - | - | - | 0 | 0 | 53 | 0 | 0 | 0 | 0 | 0 | 0 | 0 | 0 | 53
07/26/18 @ 19:48 | ESe-w03-v07-WCChlrBase-mNE-HVAC-Proto.pd2 | ESe-w03-v07-WCChlrBase-mNE-HVAC-Proto | ESe-w03-v07 | California (Title 24) | Oakland Area (CZ03) | Oakland AP | 149994 | 72.3258 | 1.1473 | 0 | 0 | 0 | 0 | 248.111 | 44.3198 | 0 | 264.281 | 0 | 421.107 | 1051.29 | 0 | 0 | 0 | 2816.36 | 0 | 1062.68 | 0 | 0 | 0 | 20.6107 | 0 | 0 | 3899.65 | 169.552 | 4.2157 | 0 | 0 | 0 | 0 | 102.491 | 36.9134 | 0 | 146.406 | 0 | 178.923 | 638.501 | 0 | 0 | 0 | 5728.1 | 0 | 1.941 | 0 | 0 | 0 | 0 | 0 | 0 | 5730.04 | 3459.71 | 5.8889 | - | - | - | - | 0 | 0 | 53 | 0 | 0 | 0 | 0 | 0 | 0 | 0 | 0 | 53
07/26/18 @ 19:48 | ESe-w04-v07-WCChlrBase-mNE-HVAC-Proto.pd2 | ESe-w04-v07-WCChlrBase-mNE-HVAC-Proto | ESe-w04-v07 | California (Title 24) | Sunnyvale Area (CZ04) | San Jose | 149994 | 146.458 | 2.8625 | 0 | 0 | 0 | 0 | 275.361 | 72.4364 | 0 | 264.281 | 0 | 421.107 | 1182.51 | 0 | 0 | 0 | 2392.77 | 0 | 1032.07 | 0 | 0 | 0 | 20.6107 | 0 | 0 | 3445.44 | 240.461 | 6.3527 | 0 | 0 | 0 | 0 | 114.789 | 50.1894 | 0 | 131.306 | 0 | 181.457 | 724.555 | 0 | 0 | 0 | 5803.39 | 0 | 1.8843 | 0 | 0 | 0 | 0 | 0 | 0 | 5805.28 | 4771.3 | 41.6667 | - | - | - | - | 0 | 0 | 375 | 0 | 0 | 0 | 0 | 0 | 0 | 0 | 0 | 375
07/26/18 @ 19:48 | ESe-w05-v07-WCChlrBase-mNE-HVAC-Proto.pd2 | ESe-w05-v07-WCChlrBase-mNE-HVAC-Proto | ESe-w05-v07 | California (Title 24) | Santa Maria Area (CZ05) | Santa Maria AP | 149994 | 77.9507 | 1.205 | 0 | 0 | 0 | 0 | 234.87 | 48.3509 | 0 | 264.281 | 0 | 421.107 | 1047.77 | 0 | 0 | 0 | 2840.18 | 0 | 1078.17 | 0 | 0 | 0 | 20.6107 | 0 | 0 | 3938.96 | 176.103 | 4.5556 | 0 | 0 | 0 | 0 | 92.7468 | 35.8004 | 0 | 146.406 | 0 | 178.923 | 634.535 | 0 | 0 | 0 | 5837.87 | 0 | 1.9081 | 0 | 0 | 0 | 0 | 0 | 0 | 5839.78 | 3471.43 | 344.889 | - | - | - | - | 0 | 0 | 3104 | 0 | 0 | 0 | 0 | 0 | 0 | 0 | 0 | 3104
07/26/18 @ 19:49 | ESe-w06-v07-WCChlrBase-mNE-HVAC-Proto.pd2 | ESe-w06-v07-WCChlrBase-mNE-HVAC-Proto | ESe-w06-v07 | California (Title 24) | Los Angeles Area (CZ06) | Torrance | 149994 | 192.401 | 3.9904 | 0 | 0 | 0 | 0 | 277.972 | 93.3165 | 0 | 264.281 | 0 | 421.107 | 1253.07 | 0 | 0 | 0 | 1571.19 | 0 | 1000.17 | 0 | 0 | 0 | 20.6107 | 0 | 0 | 2591.97 | 292.506 | 9.2562 | 0 | 0 | 0 | 0 | 118.35 | 61.5498 | 0 | 151.853 | 0 | 181.457 | 814.972 | 0 | 0 | 0 | 5572.54 | 0 | 1.9851 | 0 | 0 | 0 | 0 | 0 | 0 | 5574.53 | 5665.57 | 72.4444 | - | - | - | - | 0 | 0 | 652 | 0 | 0 | 0 | 0 | 0 | 0 | 0 | 0 | 652
07/26/18 @ 19:49 | ESe-w07-v07-WCChlrBase-mNE-HVAC-Proto.pd2 | ESe-w07-v07-WCChlrBase-mNE-HVAC-Proto | ESe-w07-v07 | California (Title 24) | San Diego Area (CZ07) | San Diego AP | 149994 | 160.568 | 3.1153 | 0 | 0 | 0 | 0 | 265.764 | 79.4067 | 0 | 264.281 | 0 | 421.107 | 1194.24 | 0 | 0 | 0 | 1177.76 | 0 | 988.676 | 0 | 0 | 0 | 20.6107 | 0 | 0 | 2187.04 | 241.914 | 9.0718 | 0 | 0 | 0 | 0 | 106.922 | 49.8176 | 0 | 146.406 | 0 | 178.923 | 733.055 | 0 | 0 | 0 | 4626.6 | 0 | 2.0259 | 0 | 0 | 0 | 0 | 0 | 0 | 4628.63 | 4757.22 | 494.333 | - | - | - | - | 0 | 0 | 4449 | 0 | 0 | 0 | 0 | 0 | 0 | 0 | 0 | 4449
07/26/18 @ 19:49 | ESe-w08-v07-WCChlrBase-mNE-HVAC-Proto.pd2 | ESe-w08-v07-WCChlrBase-mNE-HVAC-Proto | ESe-w08-v07 | California (Title 24) | El Toro Area (CZ08) | Fullerton | 149994 | 237.112 | 4.9853 | 0 | 0 | 0 | 0 | 297.227 | 111.454 | 0 | 264.281 | 0 | 421.107 | 1336.17 | 0 | 0 | 0 | 1307.11 | 0 | 974.282 | 0 | 0 | 0 | 20.6107 | 0 | 0 | 2302.01 | 309.079 | 9.9434 | 0 | 0 | 0 | 0 | 123.794 | 66.4655 | 0 | 131.306 | 0 | 181.457 | 822.046 | 0 | 0 | 0 | 5149.69 | 0 | 1.9445 | 0 | 0 | 0 | 0 | 0 | 0 | 5151.64 | 5990.29 | 617.667 | - | - | - | - | 0 | 0 | 5559 | 0 | 0 | 0 | 0 | 0 | 0 | 0 | 0 | 5559
07/26/18 @ 19:50 | ESe-w09-v07-WCChlrBase-mNE-HVAC-Proto.pd2 | ESe-w09-v07-WCChlrBase-mNE-HVAC-Proto | ESe-w09-v07 | California (Title 24) | Pasadena Area (CZ09) | Burbank AP | 149994 | 277.02 | 5.9511 | 0 | 0 | 0 | 0 | 319.222 | 145.081 | 0 | 264.281 | 0 | 421.107 | 1432.66 | 0 | 0 | 0 | 1542.66 | 0 | 974.389 | 0 | 0 | 0 | 20.6107 | 0 | 0 | 2537.66 | 378.038 | 18.6844 | 0 | 0 | 0 | 0 | 129.439 | 78.2656 | 0 | 146.406 | 0 | 178.923 | 929.756 | 0 | 0 | 0 | 5397.69 | 0 | 1.9674 | 0 | 0 | 0 | 0 | 0 | 0 | 5399.65 | 7474.78 | 168.333 | - | - | - | - | 0 | 0 | 1515 | 0 | 0 | 0 | 0 | 0 | 0 | 0 | 0 | 1515
07/26/18 @ 19:50 | ESe-w10-v07-WCChlrBase-mNE-HVAC-Proto.pd2 | ESe-w10-v07-WCChlrBase-mNE-HVAC-Proto | ESe-w10-v07 | California (Title 24) | San Bernardino Area (CZ10) | Riverside FS 3 | 149994 | 246.57 | 5.0506 | 0 | 0 | 0 | 0 | 305.891 | 126.297 | 0 | 264.281 | 0 | 421.107 | 1369.2 | 0 | 0 | 0 | 1641.75 | 0 | 971.038 | 0 | 0 | 0 | 20.6107 | 0 | 0 | 2633.39 | 348.291 | 15.9354 | 0 | 0 | 0 | 0 | 124.606 | 68.6214 | 0 | 131.306 | 0 | 181.457 | 870.217 | 0 | 0 | 0 | 6175.49 | 0 | 1.9577 | 0 | 0 | 0 | 0 | 0 | 0 | 6177.45 | 6639.59 | 135.556 | - | - | - | - | 0 | 0 | 1220 | 0 | 0 | 0 | 0 | 0 | 0 | 0 | 0 | 1220
07/26/18 @ 19:50 | ESe-w11-v07-WCChlrBase-mNE-HVAC-Proto.pd2 | ESe-w11-v07-WCChlrBase-mNE-HVAC-Proto | ESe-w11-v07 | California (Title 24) | Red Bluff Area (CZ11) | Red Bluff AP | 149994 | 227.069 | 4.9252 | 0 | 0 | 0 | 0 | 364.791 | 107.682 | 0 | 264.281 | 0 | 421.107 | 1389.85 | 0 | 0 | 0 | 2856.8 | 0 | 990.12 | 0 | 0 | 0 | 20.6107 | 0 | 0 | 3867.54 | 273.647 | 7.2011 | 0 | 0 | 0 | 0 | 124.565 | 55.0373 | 0 | 131.306 | 0 | 181.457 | 773.214 | 0 | 0 | 0 | 5663.64 | 0 | 385.006 | 0 | 0 | 0 | 0 | 0 | 0 | 6048.64 | 5233.62 | 173.222 | - | - | - | - | 0 | 0 | 1559 | 0 | 0 | 0 | 0 | 0 | 0 | 0 | 0 | 1559
07/26/18 @ 19:50 | ESe-w12-v07-WCChlrBase-mNE-HVAC-Proto.pd2 | ESe-w12-v07-WCChlrBase-mNE-HVAC-Proto | ESe-w12-v07 | California (Title 24) | Sacramento Area (CZ12) | Sacramento AP | 149994 | 175.566 | 3.6019 | 0 | 0 | 0 | 0 | 289.321 | 91.5383 | 0 | 264.281 | 0 | 421.107 | 1245.42 | 0 | 0 | 0 | 2818.82 | 0 | 1016.65 | 0 | 0 | 0 | 20.6107 | 0 | 0 | 3856.08 | 276.684 | 10.5722 | 0 | 0 | 0 | 0 | 112.545 | 58.1323 | 0 | 131.306 | 0 | 181.457 | 770.697 | 0 | 0 | 0 | 6228.61 | 0 | 1.9172 | 0 | 0 | 0 | 0 | 0 | 0 | 6230.53 | 5474.15 | 85.8889 | - | - | - | - | 0 | 0 | 773 | 0 | 0 | 0 | 0 | 0 | 0 | 0 | 0 | 773
07/26/18 @ 19:51 | ESe-w13-v07-WCChlrBase-mNE-HVAC-Proto.pd2 | ESe-w13-v07-WCChlrBase-mNE-HVAC-Proto | ESe-w13-v07 | California (Title 24) | Fresno Area (CZ13) | Fresno AP | 149994 | 257.927 | 5.8842 | 0 | 0 | 0 | 0 | 365.451 | 121.212 | 0 | 264.281 | 0 | 421.107 | 1435.86 | 0 | 0 | 0 | 2528.5 | 0 | 977.715 | 0 | 0 | 0 | 20.6107 | 0 | 0 | 3526.82 | 298.775 | 9.6228 | 0 | 0 | 0 | 0 | 123.667 | 63.3491 | 0 | 131.306 | 0 | 181.457 | 808.177 | 0 | 0 | 0 | 6006.14 | 0 | 1.9773 | 0 | 0 | 0 | 0 | 0 | 0 | 6008.12 | 5830.68 | 183.556 | - | - | - | - | 0 | 0 | 1652 | 0 | 0 | 0 | 0 | 0 | 0 | 0 | 0 | 1652
07/26/18 @ 19:51 | ESe-w14-v07-WCChlrBase-mNE-HVAC-Proto.pd2 | ESe-w14-v07-WCChlrBase-mNE-HVAC-Proto | ESe-w14-v07 | California (Title 24) | China Lake Area (CZ14) | Palmdale AP | 149994 | 272.583 | 5.0304 | 0 | 0 | 0 | 0 | 350.883 | 152.305 | 0 | 264.281 | 0 | 421.107 | 1466.19 | 0 | 0 | 0 | 2905.8 | 0 | 997.479 | 0 | 0 | 0 | 20.6107 | 0 | 0 | 3923.89 | 466.972 | 34.2669 | 0 | 0 | 0 | 0 | 121.322 | 75.932 | 0 | 146.406 | 0 | 178.923 | 1023.82 | 0 | 0 | 0 | 7033.9 | 0 | 1.9614 | 0 | 0 | 0 | 0 | 0 | 0 | 7035.87 | 8670.27 | 203.889 | - | - | - | - | 0 | 0 | 1835 | 0 | 0 | 0 | 0 | 0 | 0 | 0 | 0 | 1835
07/26/18 @ 19:51 | ESe-w15-v07-WCChlrBase-mNE-HVAC-Proto.pd2 | ESe-w15-v07-WCChlrBase-mNE-HVAC-Proto | ESe-w15-v07 | California (Title 24) | Blythe Area (CZ15) | Palm Springs | 149994 | 548.612 | 15.2238 | 0 | 0 | 0 | 0 | 511.731 | 232.497 | 0 | 264.281 | 0 | 421.107 | 1993.45 | 0 | 0 | 0 | 713.271 | 0 | 825.683 | 0 | 0 | 0 | 20.6107 | 0 | 0 | 1559.56 | 439 | 30.7384 | 0 | 0 | 0 | 0 | 138.025 | 83.1609 | 0 | 131.306 | 0 | 181.457 | 1003.69 | 0 | 0 | 0 | 4320.39 | 0 | 1.9865 | 0 | 0 | 0 | 0 | 0 | 0 | 4322.38 | 8188.24 | 238.222 | - | - | - | - | 0 | 0 | 2144 | 0 | 0 | 0 | 0 | 0 | 0 | 0 | 0 | 2144
07/26/18 @ 19:52 | ESe-w16-v07-WCChlrBase-mNE-HVAC-Proto.pd2 | ESe-w16-v07-WCChlrBase-mNE-HVAC-Proto | ESe-w16-v07 | California (Title 24) | Mount Shasta Area (CZ16) | Blue Canyon AP | 149994 | 76.0665 | 0.98553 | 0 | 0 | 0 | 0 | 286.424 | 50.0543 | 0 | 264.281 | 0 | 421.107 | 1098.92 | 0 | 0 | 0 | 5642.9 | 0 | 1141.41 | 0 | 0 | 0 | 20.6107 | 0 | 0 | 6804.93 | 143.672 | 2.9434 | 0 | 0 | 0 | 0 | 110.59 | 35.4687 | 0 | 151.853 | 0 | 181.457 | 625.984 | 0 | 0 | 0 | 6241.87 | 0 | 1.9296 | 0 | 0 | 0 | 0 | 0 | 0 | 6243.79 | 3191.88 | 60.1111 | - | - | - | - | 0 | 0 | 541 | 0 | 0 | 0 | 0 | 0 | 0 | 0 | 0 | 541
07/26/18 @ 19:52 | ESe-w01-v11-WCChlrBase-mNE-HVAC-Proto.pd2 | ESe-w01-v11-WCChlrBase-mNE-HVAC-Proto | ESe-w01-v11 | California (Title 24) | Arcata Area (CZ01) | Arcata | 149994 | 22.2782 | 0.12863 | 0 | 0 | 0 | 0 | 218.53 | 25.1799 | 0 | 264.281 | 0 | 419.135 | 949.533 | 0 | 0 | 0 | 4371.98 | 0 | 1137.32 | 0 | 0 | 0 | 20.6107 | 0 | 0 | 5529.91 | 87.9639 | 2.1299 | 0 | 0 | 0 | 0 | 84.3642 | 23.8548 | 0 | 131.306 | 0 | 180.653 | 510.272 | 0 | 0 | 0 | 5839.43 | 0 | 1.9052 | 0 | 0 | 0 | 0 | 0 | 0 | 5841.34 | 2023.79 | 314.444 | - | - | - | - | 0 | 0 | 2830 | 0 | 0 | 0 | 0 | 0 | 0 | 0 | 0 | 2830
07/26/18 @ 19:52 | ESe-w02-v11-WCChlrBase-mNE-HVAC-Proto.pd2 | ESe-w02-v11-WCChlrBase-mNE-HVAC-Proto | ESe-w02-v11 | California (Title 24) | Santa Rosa Area (CZ02) | Santa Rosa | 149994 | 117.973 | 2.2503 | 0 | 0 | 0 | 0 | 252.148 | 64.3868 | 0 | 264.281 | 0 | 419.135 | 1120.17 | 0 | 0 | 0 | 3054.43 | 0 | 1061.28 | 0 | 0 | 0 | 20.6107 | 0 | 0 | 4136.32 | 259.78 | 7.7072 | 0 | 0 | 0 | 0 | 105.042 | 58.1729 | 0 | 131.306 | 0 | 180.653 | 742.662 | 0 | 0 | 0 | 6138.03 | 0 | 1.8358 | 0 | 0 | 0 | 0 | 0 | 0 | 6139.86 | 5588.82 | 5.8889 | - | - | - | - | 0 | 0 | 53 | 0 | 0 | 0 | 0 | 0 | 0 | 0 | 0 | 53
07/26/18 @ 19:52 | ESe-w03-v11-WCChlrBase-mNE-HVAC-Proto.pd2 | ESe-w03-v11-WCChlrBase-mNE-HVAC-Proto | ESe-w03-v11 | California (Title 24) | Oakland Area (CZ03) | Oakland AP | 149994 | 71.9181 | 1.1404 | 0 | 0 | 0 | 0 | 245.657 | 43.5172 | 0 | 264.281 | 0 | 419.135 | 1045.65 | 0 | 0 | 0 | 2781.91 | 0 | 1062.6 | 0 | 0 | 0 | 20.6107 | 0 | 0 | 3865.12 | 168.521 | 4.0772 | 0 | 0 | 0 | 0 | 101.598 | 36.5568 | 0 | 146.406 | 0 | 178.119 | 635.279 | 0 | 0 | 0 | 5665.59 | 0 | 1.9039 | 0 | 0 | 0 | 0 | 0 | 0 | 5667.49 | 3425.98 | 5.8889 | - | - | - | - | 0 | 0 | 53 | 0 | 0 | 0 | 0 | 0 | 0 | 0 | 0 | 53
07/26/18 @ 19:53 | ESe-w04-v11-WCChlrBase-mNE-HVAC-Proto.pd2 | ESe-w04-v11-WCChlrBase-mNE-HVAC-Proto | ESe-w04-v11 | California (Title 24) | Sunnyvale Area (CZ04) | San Jose | 149994 | 144.656 | 2.8347 | 0 | 0 | 0 | 0 | 272.237 | 70.6462 | 0 | 264.281 | 0 | 419.135 | 1173.79 | 0 | 0 | 0 | 2357.65 | 0 | 1032.01 | 0 | 0 | 0 | 20.6107 | 0 | 0 | 3410.26 | 238.679 | 6.2983 | 0 | 0 | 0 | 0 | 113.72 | 49.7002 | 0 | 131.306 | 0 | 180.653 | 720.357 | 0 | 0 | 0 | 5758.66 | 0 | 1.8462 | 0 | 0 | 0 | 0 | 0 | 0 | 5760.5 | 4727.19 | 25.2222 | - | - | - | - | 0 | 0 | 227 | 0 | 0 | 0 | 0 | 0 | 0 | 0 | 0 | 227
07/26/18 @ 19:53 | ESe-w05-v11-WCChlrBase-mNE-HVAC-Proto.pd2 | ESe-w05-v11-WCChlrBase-mNE-HVAC-Proto | ESe-w05-v11 | California (Title 24) | Santa Maria Area (CZ05) | Santa Maria AP | 149994 | 77.8781 | 1.2026 | 0 | 0 | 0 | 0 | 234.719 | 48.3497 | 0 | 264.281 | 0 | 419.135 | 1045.57 | 0 | 0 | 0 | 2837.55 | 0 | 1078.17 | 0 | 0 | 0 | 20.6107 | 0 | 0 | 3936.33 | 174.889 | 4.5396 | 0 | 0 | 0 | 0 | 92.5643 | 35.7025 | 0 | 146.406 | 0 | 178.119 | 632.221 | 0 | 0 | 0 | 5834.7 | 0 | 1.9063 | 0 | 0 | 0 | 0 | 0 | 0 | 5836.61 | 3444.79 | 344.222 | - | - | - | - | 0 | 0 | 3098 | 0 | 0 | 0 | 0 | 0 | 0 | 0 | 0 | 3098
07/26/18 @ 19:53 | ESe-w06-v11-WCChlrBase-mNE-HVAC-Proto.pd2 | ESe-w06-v11-WCChlrBase-mNE-HVAC-Proto | ESe-w06-v11 | California (Title 24) | Los Angeles Area (CZ06) | Torrance | 149994 | 192.004 | 3.9809 | 0 | 0 | 0 | 0 | 277.155 | 93.1007 | 0 | 264.281 | 0 | 419.135 | 1249.66 | 0 | 0 | 0 | 1564.88 | 0 | 1000.16 | 0 | 0 | 0 | 20.6107 | 0 | 0 | 2585.65 | 291.691 | 9.2299 | 0 | 0 | 0 | 0 | 117.969 | 61.4328 | 0 | 151.853 | 0 | 180.653 | 812.829 | 0 | 0 | 0 | 5556.86 | 0 | 1.9759 | 0 | 0 | 0 | 0 | 0 | 0 | 5558.83 | 5651.69 | 72.2222 | - | - | - | - | 0 | 0 | 650 | 0 | 0 | 0 | 0 | 0 | 0 | 0 | 0 | 650
07/26/18 @ 19:54 | ESe-w07-v11-WCChlrBase-mNE-HVAC-Proto.pd2 | ESe-w07-v11-WCChlrBase-mNE-HVAC-Proto | ESe-w07-v11 | California (Title 24) | San Diego Area (CZ07) | San Diego AP | 149994 | 159.558 | 3.0989 | 0 | 0 | 0 | 0 | 263.856 | 78.4884 | 0 | 264.281 | 0 | 419.135 | 1188.42 | 0 | 0 | 0 | 1165.75 | 0 | 988.631 | 0 | 0 | 0 | 20.6107 | 0 | 0 | 2174.99 | 240.53 | 9.0183 | 0 | 0 | 0 | 0 | 106.106 | 49.5504 | 0 | 146.406 | 0 | 178.119 | 729.73 | 0 | 0 | 0 | 4418.26 | 0 | 1.9895 | 0 | 0 | 0 | 0 | 0 | 0 | 4420.25 | 4730.52 | 491.556 | - | - | - | - | 0 | 0 | 4424 | 0 | 0 | 0 | 0 | 0 | 0 | 0 | 0 | 4424
07/26/18 @ 19:54 | ESe-w08-v11-WCChlrBase-mNE-HVAC-Proto.pd2 | ESe-w08-v11-WCChlrBase-mNE-HVAC-Proto | ESe-w08-v11 | California (Title 24) | El Toro Area (CZ08) | Fullerton | 149994 | 234.524 | 4.9421 | 0 | 0 | 0 | 0 | 293.591 | 109.447 | 0 | 264.281 | 0 | 419.135 | 1325.92 | 0 | 0 | 0 | 1285.94 | 0 | 974.245 | 0 | 0 | 0 | 20.6107 | 0 | 0 | 2280.79 | 306.426 | 9.871 | 0 | 0 | 0 | 0 | 122.399 | 66.0113 | 0 | 131.306 | 0 | 180.653 | 816.667 | 0 | 0 | 0 | 5102.02 | 0 | 1.9102 | 0 | 0 | 0 | 0 | 0 | 0 | 5103.93 | 5945.73 | 613.778 | - | - | - | - | 0 | 0 | 5524 | 0 | 0 | 0 | 0 | 0 | 0 | 0 | 0 | 5524
07/26/18 @ 19:54 | ESe-w09-v11-WCChlrBase-mNE-HVAC-Proto.pd2 | ESe-w09-v11-WCChlrBase-mNE-HVAC-Proto | ESe-w09-v11 | California (Title 24) | Pasadena Area (CZ09) | Burbank AP | 149994 | 272.591 | 5.8544 | 0 | 0 | 0 | 0 | 313.145 | 140.744 | 0 | 264.281 | 0 | 419.135 | 1415.75 | 0 | 0 | 0 | 1496.86 | 0 | 974.32 | 0 | 0 | 0 | 20.6107 | 0 | 0 | 2491.79 | 373.384 | 18.535 | 0 | 0 | 0 | 0 | 127.309 | 77.525 | 0 | 146.406 | 0 | 178.119 | 921.279 | 0 | 0 | 0 | 5397.94 | 0 | 1.8981 | 0 | 0 | 0 | 0 | 0 | 0 | 5399.83 | 7407.78 | 154.889 | - | - | - | - | 0 | 0 | 1394 | 0 | 0 | 0 | 0 | 0 | 0 | 0 | 0 | 1394
07/26/18 @ 19:54 | ESe-w10-v11-WCChlrBase-mNE-HVAC-Proto.pd2 | ESe-w10-v11-WCChlrBase-mNE-HVAC-Proto | ESe-w10-v11 | California (Title 24) | San Bernardino Area (CZ10) | Riverside FS 3 | 149994 | 243.69 | 4.9919 | 0 | 0 | 0 | 0 | 300.373 | 124.367 | 0 | 264.281 | 0 | 419.135 | 1356.84 | 0 | 0 | 0 | 1612.39 | 0 | 970.993 | 0 | 0 | 0 | 20.6107 | 0 | 0 | 2603.99 | 345.539 | 15.8518 | 0 | 0 | 0 | 0 | 123.082 | 68.1772 | 0 | 131.306 | 0 | 180.653 | 864.609 | 0 | 0 | 0 | 6071.07 | 0 | 1.9164 | 0 | 0 | 0 | 0 | 0 | 0 | 6072.98 | 6601.78 | 127.667 | - | - | - | - | 0 | 0 | 1149 | 0 | 0 | 0 | 0 | 0 | 0 | 0 | 0 | 1149
07/26/18 @ 19:55 | ESe-w11-v11-WCChlrBase-mNE-HVAC-Proto.pd2 | ESe-w11-v11-WCChlrBase-mNE-HVAC-Proto | ESe-w11-v11 | California (Title 24) | Red Bluff Area (CZ11) | Red Bluff AP | 149994 | 212.729 | 4.5213 | 0 | 0 | 0 | 0 | 331.371 | 100.348 | 0 | 264.281 | 0 | 419.135 | 1332.39 | 0 | 0 | 0 | 2639.86 | 0 | 990.065 | 0 | 0 | 0 | 20.6107 | 0 | 0 | 3650.54 | 266.175 | 7.016 | 0 | 0 | 0 | 0 | 119.863 | 53.7504 | 0 | 131.306 | 0 | 180.653 | 758.764 | 0 | 0 | 0 | 6096.25 | 0 | 1.9168 | 0 | 0 | 0 | 0 | 0 | 0 | 6098.17 | 5102.9 | 162.111 | - | - | - | - | 0 | 0 | 1459 | 0 | 0 | 0 | 0 | 0 | 0 | 0 | 0 | 1459
07/26/18 @ 19:55 | ESe-w12-v11-WCChlrBase-mNE-HVAC-Proto.pd2 | ESe-w12-v11-WCChlrBase-mNE-HVAC-Proto | ESe-w12-v11 | California (Title 24) | Sacramento Area (CZ12) | Sacramento AP | 149994 | 172.429 | 3.5457 | 0 | 0 | 0 | 0 | 282.682 | 88.608 | 0 | 264.281 | 0 | 419.135 | 1230.68 | 0 | 0 | 0 | 2759.55 | 0 | 1016.59 | 0 | 0 | 0 | 20.6107 | 0 | 0 | 3796.75 | 274.346 | 10.459 | 0 | 0 | 0 | 0 | 110.724 | 57.9664 | 0 | 131.306 | 0 | 180.653 | 765.455 | 0 | 0 | 0 | 6161.56 | 0 | 1.8787 | 0 | 0 | 0 | 0 | 0 | 0 | 6163.44 | 5431.97 | 83.6667 | - | - | - | - | 0 | 0 | 753 | 0 | 0 | 0 | 0 | 0 | 0 | 0 | 0 | 753
07/26/18 @ 19:55 | ESe-w13-v11-WCChlrBase-mNE-HVAC-Proto.pd2 | ESe-w13-v11-WCChlrBase-mNE-HVAC-Proto | ESe-w13-v11 | California (Title 24) | Fresno Area (CZ13) | Fresno AP | 149994 | 245.429 | 5.5498 | 0 | 0 | 0 | 0 | 339.247 | 114.793 | 0 | 264.281 | 0 | 419.135 | 1388.44 | 0 | 0 | 0 | 2406.62 | 0 | 977.689 | 0 | 0 | 0 | 20.6107 | 0 | 0 | 3404.92 | 292.803 | 9.3881 | 0 | 0 | 0 | 0 | 119.846 | 62.2091 | 0 | 131.306 | 0 | 180.653 | 796.206 | 0 | 0 | 0 | 5440.91 | 0 | 379.568 | 0 | 0 | 0 | 0 | 0 | 0 | 5820.47 | 5722.78 | 175 | - | - | - | - | 0 | 0 | 1575 | 0 | 0 | 0 | 0 | 0 | 0 | 0 | 0 | 1575
07/26/18 @ 19:56 | ESe-w14-v11-WCChlrBase-mNE-HVAC-Proto.pd2 | ESe-w14-v11-WCChlrBase-mNE-HVAC-Proto | ESe-w14-v11 | California (Title 24) | China Lake Area (CZ14) | Palmdale AP | 149994 | 255.428 | 4.7482 | 0 | 0 | 0 | 0 | 320.06 | 140.348 | 0 | 264.281 | 0 | 419.135 | 1404 | 0 | 0 | 0 | 2692.51 | 0 | 997.428 | 0 | 0 | 0 | 20.6107 | 0 | 0 | 3710.55 | 458.284 | 33.229 | 0 | 0 | 0 | 0 | 116.653 | 73.6242 | 0 | 146.406 | 0 | 178.119 | 1006.32 | 0 | 0 | 0 | 7003.96 | 0 | 1.9296 | 0 | 0 | 0 | 0 | 0 | 0 | 7005.89 | 8529.38 | 187.556 | - | - | - | - | 0 | 0 | 1688 | 0 | 0 | 0 | 0 | 0 | 0 | 0 | 0 | 1688
07/26/18 @ 19:56 | ESe-w15-v11-WCChlrBase-mNE-HVAC-Proto.pd2 | ESe-w15-v11-WCChlrBase-mNE-HVAC-Proto | ESe-w15-v11 | California (Title 24) | Blythe Area (CZ15) | Palm Springs | 149994 | 517.797 | 14.1129 | 0 | 0 | 0 | 0 | 463.224 | 222.597 | 0 | 264.281 | 0 | 419.135 | 1901.15 | 0 | 0 | 0 | 668.341 | 0 | 825.701 | 0 | 0 | 0 | 20.6107 | 0 | 0 | 1514.65 | 429.182 | 30.2029 | 0 | 0 | 0 | 0 | 132.043 | 81.3449 | 0 | 131.306 | 0 | 180.653 | 984.732 | 0 | 0 | 0 | 4462.84 | 0 | 1.9855 | 0 | 0 | 0 | 0 | 0 | 0 | 4464.83 | 8029.8 | 228.333 | - | - | - | - | 0 | 0 | 2055 | 0 | 0 | 0 | 0 | 0 | 0 | 0 | 0 | 2055
07/26/18 @ 19:56 | ESe-w16-v11-WCChlrBase-mNE-HVAC-Proto.pd2 | ESe-w16-v11-WCChlrBase-mNE-HVAC-Proto | ESe-w16-v11 | California (Title 24) | Mount Shasta Area (CZ16) | Blue Canyon AP | 149994 | 70.2895 | 0.93615 | 0 | 0 | 0 | 0 | 260.926 | 44.3688 | 0 | 264.281 | 0 | 419.135 | 1059.94 | 0 | 0 | 0 | 5078.87 | 0 | 1141.28 | 0 | 0 | 0 | 20.6107 | 0 | 0 | 6240.76 | 138.369 | 2.8232 | 0 | 0 | 0 | 0 | 106.144 | 33.7845 | 0 | 151.853 | 0 | 180.653 | 613.627 | 0 | 0 | 0 | 6256.03 | 0 | 1.9171 | 0 | 0 | 0 | 0 | 0 | 0 | 6257.94 | 3043.57 | 50.4444 | - | - | - | - | 0 | 0 | 454 | 0 | 0 | 0 | 0 | 0 | 0 | 0 | 0 | 454
07/26/18 @ 19:56 | ESe-w01-v14-WCChlrBase-mNE-HVAC-Proto.pd2 | ESe-w01-v14-WCChlrBase-mNE-HVAC-Proto | ESe-w01-v14 | California (Title 24) | Arcata Area (CZ01) | Arcata | 149994 | 18.6358 | 0.097967 | 0 | 0 | 0 | 0 | 208.952 | 21.9316 | 0 | 264.281 | 0 | 419.135 | 933.033 | 0 | 0 | 0 | 4523.03 | 0 | 1137.49 | 0 | 0 | 0 | 20.6107 | 0 | 0 | 5681.13 | 78.2051 | 1.8788 | 0 | 0 | 0 | 0 | 79.5194 | 20.4148 | 0 | 131.306 | 0 | 180.653 | 491.978 | 0 | 0 | 0 | 5542.69 | 0 | 1.9117 | 0 | 0 | 0 | 0 | 0 | 0 | 5544.6 | 1773.72 | 304.222 | - | - | - | - | 0 | 0 | 2738 | 0 | 0 | 0 | 0 | 0 | 0 | 0 | 0 | 2738
07/26/18 @ 19:57 | ESe-w02-v14-WCChlrBase-mNE-HVAC-Proto.pd2 | ESe-w02-v14-WCChlrBase-mNE-HVAC-Proto | ESe-w02-v14 | California (Title 24) | Santa Rosa Area (CZ02) | Santa Rosa | 149994 | 107.295 | 2.0406 | 0 | 0 | 0 | 0 | 235.362 | 58.8128 | 0 | 264.281 | 0 | 419.135 | 1086.93 | 0 | 0 | 0 | 3189.67 | 0 | 1061.4 | 0 | 0 | 0 | 20.6107 | 0 | 0 | 4271.68 | 251.733 | 7.3066 | 0 | 0 | 0 | 0 | 98.0581 | 54.9292 | 0 | 131.306 | 0 | 180.653 | 723.987 | 0 | 0 | 0 | 6030.91 | 0 | 1.8833 | 0 | 0 | 0 | 0 | 0 | 0 | 6032.79 | 5272.35 | 5.8889 | - | - | - | - | 0 | 0 | 53 | 0 | 0 | 0 | 0 | 0 | 0 | 0 | 0 | 53
07/26/18 @ 19:57 | ESe-w03-v14-WCChlrBase-mNE-HVAC-Proto.pd2 | ESe-w03-v14-WCChlrBase-mNE-HVAC-Proto | ESe-w03-v14 | California (Title 24) | Oakland Area (CZ03) | Oakland AP | 149994 | 60.696 | 0.92999 | 0 | 0 | 0 | 0 | 219.765 | 38.0582 | 0 | 264.281 | 0 | 419.135 | 1002.86 | 0 | 0 | 0 | 2821.19 | 0 | 1062.76 | 0 | 0 | 0 | 20.6107 | 0 | 0 | 3904.56 | 150.686 | 3.7338 | 0 | 0 | 0 | 0 | 90.508 | 31.863 | 0 | 146.406 | 0 | 178.119 | 601.316 | 0 | 0 | 0 | 5482.69 | 0 | 1.9191 | 0 | 0 | 0 | 0 | 0 | 0 | 5484.61 | 3068.31 | 5.8889 | - | - | - | - | 0 | 0 | 53 | 0 | 0 | 0 | 0 | 0 | 0 | 0 | 0 | 53
07/26/18 @ 19:57 | ESe-w04-v14-WCChlrBase-mNE-HVAC-Proto.pd2 | ESe-w04-v14-WCChlrBase-mNE-HVAC-Proto | ESe-w04-v14 | California (Title 24) | Sunnyvale Area (CZ04) | San Jose | 149994 | 114.699 | 2.248 | 0 | 0 | 0 | 0 | 240.131 | 56.3637 | 0 | 264.281 | 0 | 419.135 | 1096.86 | 0 | 0 | 0 | 2405.7 | 0 | 1032.06 | 0 | 0 | 0 | 20.6107 | 0 | 0 | 3458.38 | 217.572 | 5.8941 | 0 | 0 | 0 | 0 | 98.9346 | 46.6285 | 0 | 131.306 | 0 | 180.653 | 680.988 | 0 | 0 | 0 | 5571.78 | 0 | 1.9232 | 0 | 0 | 0 | 0 | 0 | 0 | 5573.71 | 4312.47 | 5.8889 | - | - | - | - | 0 | 0 | 53 | 0 | 0 | 0 | 0 | 0 | 0 | 0 | 0 | 53
07/26/18 @ 19:58 | ESe-w05-v14-WCChlrBase-mNE-HVAC-Proto.pd2 | ESe-w05-v14-WCChlrBase-mNE-HVAC-Proto | ESe-w05-v14 | California (Title 24) | Santa Maria Area (CZ05) | Santa Maria AP | 149994 | 66.103 | 0.97195 | 0 | 0 | 0 | 0 | 214.447 | 42.8844 | 0 | 264.281 | 0 | 419.135 | 1007.82 | 0 | 0 | 0 | 2901.57 | 0 | 1078.33 | 0 | 0 | 0 | 20.6107 | 0 | 0 | 4000.51 | 158.161 | 4.0175 | 0 | 0 | 0 | 0 | 84.4216 | 31.4569 | 0 | 146.406 | 0 | 178.119 | 602.583 | 0 | 0 | 0 | 5570.48 | 0 | 1.9136 | 0 | 0 | 0 | 0 | 0 | 0 | 5572.39 | 3105.4 | 325.111 | - | - | - | - | 0 | 0 | 2926 | 0 | 0 | 0 | 0 | 0 | 0 | 0 | 0 | 2926
07/26/18 @ 19:58 | ESe-w06-v14-WCChlrBase-mNE-HVAC-Proto.pd2 | ESe-w06-v14-WCChlrBase-mNE-HVAC-Proto | ESe-w06-v14 | California (Title 24) | Los Angeles Area (CZ06) | Torrance | 149994 | 153.944 | 3.1099 | 0 | 0 | 0 | 0 | 243.626 | 78.888 | 0 | 264.281 | 0 | 419.135 | 1162.98 | 0 | 0 | 0 | 1621.48 | 0 | 1000.21 | 0 | 0 | 0 | 20.6107 | 0 | 0 | 2642.3 | 266.718 | 8.6166 | 0 | 0 | 0 | 0 | 104.669 | 56.6833 | 0 | 151.853 | 0 | 180.653 | 769.193 | 0 | 0 | 0 | 5088.41 | 0 | 1.9945 | 0 | 0 | 0 | 0 | 0 | 0 | 5090.41 | 5182.42 | 5.8889 | - | - | - | - | 0 | 0 | 53 | 0 | 0 | 0 | 0 | 0 | 0 | 0 | 0 | 53
07/26/18 @ 19:58 | ESe-w07-v14-WCChlrBase-mNE-HVAC-Proto.pd2 | ESe-w07-v14-WCChlrBase-mNE-HVAC-Proto | ESe-w07-v14 | California (Title 24) | San Diego Area (CZ07) | San Diego AP | 149994 | 132.436 | 2.5576 | 0 | 0 | 0 | 0 | 230.563 | 66.4962 | 0 | 264.281 | 0 | 419.135 | 1115.47 | 0 | 0 | 0 | 1321.57 | 0 | 988.71 | 0 | 0 | 0 | 20.6107 | 0 | 0 | 2330.9 | 225.345 | 9.0061 | 0 | 0 | 0 | 0 | 94.6071 | 49.6672 | 0 | 146.406 | 0 | 178.119 | 703.151 | 0 | 0 | 0 | 4351.66 | 0 | 2.0344 | 0 | 0 | 0 | 0 | 0 | 0 | 4353.69 | 4481.06 | 468.333 | - | - | - | - | 0 | 0 | 4215 | 0 | 0 | 0 | 0 | 0 | 0 | 0 | 0 | 4215
07/26/18 @ 19:58 | ESe-w08-v14-WCChlrBase-mNE-HVAC-Proto.pd2 | ESe-w08-v14-WCChlrBase-mNE-HVAC-Proto | ESe-w08-v14 | California (Title 24) | El Toro Area (CZ08) | Fullerton | 149994 | 189.064 | 3.7848 | 0 | 0 | 0 | 0 | 256.35 | 95.956 | 0 | 264.281 | 0 | 419.135 | 1228.57 | 0 | 0 | 0 | 1385.21 | 0 | 974.233 | 0 | 0 | 0 | 20.6107 | 0 | 0 | 2380.06 | 279.744 | 9.1756 | 0 | 0 | 0 | 0 | 109.373 | 58.5841 | 0 | 131.306 | 0 | 180.653 | 768.836 | 0 | 0 | 0 | 4875.89 | 0 | 1.9185 | 0 | 0 | 0 | 0 | 0 | 0 | 4877.81 | 5458.78 | 564.222 | - | - | - | - | 0 | 0 | 5078 | 0 | 0 | 0 | 0 | 0 | 0 | 0 | 0 | 5078
07/26/18 @ 19:59 | ESe-w09-v14-WCChlrBase-mNE-HVAC-Proto.pd2 | ESe-w09-v14-WCChlrBase-mNE-HVAC-Proto | ESe-w09-v14 | California (Title 24) | Pasadena Area (CZ09) | Burbank AP | 149994 | 217.651 | 4.4523 | 0 | 0 | 0 | 0 | 265.935 | 122.216 | 0 | 264.281 | 0 | 419.135 | 1293.67 | 0 | 0 | 0 | 1612.22 | 0 | 974.285 | 0 | 0 | 0 | 20.6107 | 0 | 0 | 2607.12 | 369.638 | 20.5829 | 0 | 0 | 0 | 0 | 113.816 | 70.8375 | 0 | 131.306 | 0 | 180.653 | 886.834 | 0 | 0 | 0 | 5111.84 | 0 | 1.919 | 0 | 0 | 0 | 0 | 0 | 0 | 5113.76 | 6993.87 | 83.4444 | - | - | - | - | 0 | 0 | 751 | 0 | 0 | 0 | 0 | 0 | 0 | 0 | 0 | 751
07/26/18 @ 19:59 | ESe-w10-v14-WCChlrBase-mNE-HVAC-Proto.pd2 | ESe-w10-v14-WCChlrBase-mNE-HVAC-Proto | ESe-w10-v14 | California (Title 24) | San Bernardino Area (CZ10) | Riverside FS 3 | 149994 | 214.611 | 4.3418 | 0 | 0 | 0 | 0 | 273.97 | 111.565 | 0 | 264.281 | 0 | 419.135 | 1287.9 | 0 | 0 | 0 | 1740.94 | 0 | 971.013 | 0 | 0 | 0 | 20.6107 | 0 | 0 | 2732.57 | 336.322 | 14.6942 | 0 | 0 | 0 | 0 | 117.26 | 65.0237 | 0 | 131.306 | 0 | 180.653 | 845.259 | 0 | 0 | 0 | 5977.78 | 0 | 1.9342 | 0 | 0 | 0 | 0 | 0 | 0 | 5979.71 | 6425.27 | 87.1111 | - | - | - | - | 0 | 0 | 784 | 0 | 0 | 0 | 0 | 0 | 0 | 0 | 0 | 784
07/26/18 @ 19:59 | ESe-w11-v14-WCChlrBase-mNE-HVAC-Proto.pd2 | ESe-w11-v14-WCChlrBase-mNE-HVAC-Proto | ESe-w11-v14 | California (Title 24) | Red Bluff Area (CZ11) | Red Bluff AP | 149994 | 185.694 | 3.8267 | 0 | 0 | 0 | 0 | 292.987 | 90.4182 | 0 | 264.281 | 0 | 419.135 | 1256.34 | 0 | 0 | 0 | 2782.06 | 0 | 990.058 | 0 | 0 | 0 | 20.6107 | 0 | 0 | 3792.73 | 253.841 | 6.7224 | 0 | 0 | 0 | 0 | 112.213 | 52.1181 | 0 | 131.306 | 0 | 180.653 | 736.854 | 0 | 0 | 0 | 6157.69 | 0 | 1.937 | 0 | 0 | 0 | 0 | 0 | 0 | 6159.63 | 4888.51 | 127 | - | - | - | - | 0 | 0 | 1143 | 0 | 0 | 0 | 0 | 0 | 0 | 0 | 0 | 1143
07/26/18 @ 20:00 | ESe-w12-v14-WCChlrBase-mNE-HVAC-Proto.pd2 | ESe-w12-v14-WCChlrBase-mNE-HVAC-Proto | ESe-w12-v14 | California (Title 24) | Sacramento Area (CZ12) | Sacramento AP | 149994 | 147.728 | 3.0554 | 0 | 0 | 0 | 0 | 260.281 | 75.5104 | 0 | 264.281 | 0 | 419.135 | 1169.99 | 0 | 0 | 0 | 2878.27 | 0 | 1016.61 | 0 | 0 | 0 | 20.6107 | 0 | 0 | 3915.5 | 262.197 | 10.0852 | 0 | 0 | 0 | 0 | 103.713 | 54.5272 | 0 | 131.306 | 0 | 180.653 | 742.482 | 0 | 0 | 0 | 6082.47 | 0 | 1.89 | 0 | 0 | 0 | 0 | 0 | 0 | 6084.36 | 5211.54 | 61.5556 | - | - | - | - | 0 | 0 | 554 | 0 | 0 | 0 | 0 | 0 | 0 | 0 | 0 | 554
07/26/18 @ 20:00 | ESe-w13-v14-WCChlrBase-mNE-HVAC-Proto.pd2 | ESe-w13-v14-WCChlrBase-mNE-HVAC-Proto | ESe-w13-v14 | California (Title 24) | Fresno Area (CZ13) | Fresno AP | 149994 | 217.795 | 4.8754 | 0 | 0 | 0 | 0 | 303.252 | 103.705 | 0 | 264.281 | 0 | 419.135 | 1313.04 | 0 | 0 | 0 | 2512.84 | 0 | 977.673 | 0 | 0 | 0 | 20.6107 | 0 | 0 | 3511.12 | 281.053 | 9.0814 | 0 | 0 | 0 | 0 | 112.594 | 58.8345 | 0 | 131.306 | 0 | 180.653 | 773.522 | 0 | 0 | 0 | 5841.77 | 0 | 1.9469 | 0 | 0 | 0 | 0 | 0 | 0 | 5843.72 | 5525.36 | 141.111 | - | - | - | - | 0 | 0 | 1270 | 0 | 0 | 0 | 0 | 0 | 0 | 0 | 0 | 1270
07/26/18 @ 20:00 | ESe-w14-v14-WCChlrBase-mNE-HVAC-Proto.pd2 | ESe-w14-v14-WCChlrBase-mNE-HVAC-Proto | ESe-w14-v14 | California (Title 24) | China Lake Area (CZ14) | Palmdale AP | 149994 | 222.398 | 4.1534 | 0 | 0 | 0 | 0 | 287.82 | 123.378 | 0 | 264.281 | 0 | 419.135 | 1321.16 | 0 | 0 | 0 | 2876.64 | 0 | 997.42 | 0 | 0 | 0 | 20.6107 | 0 | 0 | 3894.67 | 443.428 | 31.0089 | 0 | 0 | 0 | 0 | 110.199 | 67.8991 | 0 | 146.406 | 0 | 178.119 | 977.06 | 0 | 0 | 0 | 6834.58 | 0 | 1.9431 | 0 | 0 | 0 | 0 | 0 | 0 | 6836.52 | 8264.2 | 150.667 | - | - | - | - | 0 | 0 | 1356 | 0 | 0 | 0 | 0 | 0 | 0 | 0 | 0 | 1356
07/26/18 @ 20:00 | ESe-w15-v14-WCChlrBase-mNE-HVAC-Proto.pd2 | ESe-w15-v14-WCChlrBase-mNE-HVAC-Proto | ESe-w15-v14 | California (Title 24) | Blythe Area (CZ15) | Palm Springs | 149994 | 482.63 | 13.0112 | 0 | 0 | 0 | 0 | 422.13 | 209.847 | 0 | 264.281 | 0 | 419.135 | 1811.04 | 0 | 0 | 0 | 739.564 | 0 | 825.704 | 0 | 0 | 0 | 20.6107 | 0 | 0 | 1585.88 | 419.56 | 29.5809 | 0 | 0 | 0 | 0 | 125.33 | 78.0282 | 0 | 131.306 | 0 | 180.653 | 964.459 | 0 | 0 | 0 | 4465.54 | 0 | 1.9853 | 0 | 0 | 0 | 0 | 0 | 0 | 4467.53 | 7850.83 | 213.222 | - | - | - | - | 0 | 0 | 1919 | 0 | 0 | 0 | 0 | 0 | 0 | 0 | 0 | 1919
07/26/18 @ 20:01 | ESe-w16-v14-WCChlrBase-mNE-HVAC-Proto.pd2 | ESe-w16-v14-WCChlrBase-mNE-HVAC-Proto | ESe-w16-v14 | California (Title 24) | Mount Shasta Area (CZ16) | Blue Canyon AP | 149994 | 54.6634 | 0.72612 | 0 | 0 | 0 | 0 | 239.19 | 36.6123 | 0 | 264.281 | 0 | 419.135 | 1014.61 | 0 | 0 | 0 | 5346.03 | 0 | 1141.37 | 0 | 0 | 0 | 20.6107 | 0 | 0 | 6508.01 | 125.997 | 2.5833 | 0 | 0 | 0 | 0 | 96.4554 | 31.0713 | 0 | 151.853 | 0 | 180.653 | 588.613 | 0 | 0 | 0 | 6019.1 | 0 | 1.9258 | 0 | 0 | 0 | 0 | 0 | 0 | 6021.03 | 2800.5 | 5.8889 | - | - | - | - | 0 | 0 | 53 | 0 | 0 | 0 | 0 | 0 | 0 | 0 | 0 | 53
07/26/18 @ 20:01 | Hsp-w01-v96-WCChlrBase-mNE-HVAC-Proto.pd2 | Hsp-w01-v96-WCChlrBase-mNE-HVAC-Proto | Hsp-w01-v96 | California (Title 24) | Arcata Area (CZ01) | Arcata | 499998 | 609.602 | 15.9665 | 0 | 0 | 0 | 0 | 3120.69 | 1042.51 | 0 | 5513.19 | 0 | 3604.3 | 13906.2 | 0 | 0 | 0 | 41379.2 | 0 | 12232.8 | 0 | 0 | 0 | 58.7864 | 0 | 0 | 53670.8 | 493.56 | 30.2657 | 0 | 0 | 0 | 0 | 356.641 | 180.916 | 0 | 931.123 | 0 | 564.645 | 2557.15 | 0 | 0 | 0 | 7491.49 | 0 | 2484.05 | 0 | 0 | 0 | 7.2135 | 0 | 0 | 9982.75 | 11310.8 | 2077.22 | - | - | - | - | 0 | 0 | 18695 | 0 | 0 | 0 | 0 | 0 | 0 | 0 | 0 | 18695
07/26/18 @ 20:01 | Hsp-w02-v96-WCChlrBase-mNE-HVAC-Proto.pd2 | Hsp-w02-v96-WCChlrBase-mNE-HVAC-Proto | Hsp-w02-v96 | California (Title 24) | Santa Rosa Area (CZ02) | Santa Rosa | 499998 | 1558.85 | 82.9629 | 0 | 0 | 0 | 0 | 3122.6 | 1283.12 | 0 | 5513.19 | 0 | 3604.3 | 15165 | 0 | 0 | 0 | 39893.4 | 0 | 11380 | 0 | 0 | 0 | 58.7864 | 0 | 0 | 51332.1 | 894.015 | 65.5947 | 0 | 0 | 0 | 0 | 360.901 | 258.243 | 0 | 934.822 | 0 | 564.645 | 3078.22 | 0 | 0 | 0 | 7578.34 | 0 | 2439.2 | 0 | 0 | 0 | 7.2135 | 0 | 0 | 10024.7 | 17208.3 | 2617.67 | - | - | - | - | 0 | 0 | 23559 | 0 | 0 | 0 | 0 | 0 | 0 | 0 | 0 | 23559
07/26/18 @ 20:01 | Hsp-w03-v96-WCChlrBase-mNE-HVAC-Proto.pd2 | Hsp-w03-v96-WCChlrBase-mNE-HVAC-Proto | Hsp-w03-v96 | California (Title 24) | Oakland Area (CZ03) | Oakland AP | 499998 | 1231.92 | 59.306 | 0 | 0 | 0 | 0 | 3121.65 | 1274.66 | 0 | 5513.19 | 0 | 3604.3 | 14805 | 0 | 0 | 0 | 38992.7 | 0 | 11413.7 | 0 | 0 | 0 | 58.7864 | 0 | 0 | 50465.2 | 655.032 | 43.6697 | 0 | 0 | 0 | 0 | 356.801 | 225.976 | 0 | 866.987 | 0 | 564.645 | 2713.11 | 0 | 0 | 0 | 7170.25 | 0 | 2417.04 | 0 | 0 | 0 | 7.2135 | 0 | 0 | 9594.5 | 13103.3 | 2147.11 | - | - | - | - | 0 | 0 | 19324 | 0 | 0 | 0 | 0 | 0 | 0 | 0 | 0 | 19324
07/26/18 @ 20:02 | Hsp-w04-v96-WCChlrBase-mNE-HVAC-Proto.pd2 | Hsp-w04-v96-WCChlrBase-mNE-HVAC-Proto | Hsp-w04-v96 | California (Title 24) | Sunnyvale Area (CZ04) | San Jose | 499998 | 1731.57 | 98.4952 | 0 | 0 | 0 | 0 | 3123.52 | 1330.27 | 0 | 5513.19 | 0 | 3604.3 | 15401.3 | 0 | 0 | 0 | 38608.9 | 0 | 11057.2 | 0 | 0 | 0 | 58.7864 | 0 | 0 | 49724.8 | 763.021 | 52.3173 | 0 | 0 | 0 | 0 | 361.285 | 238.523 | 0 | 934.822 | 0 | 564.645 | 2914.61 | 0 | 0 | 0 | 7484.61 | 0 | 2430.24 | 0 | 0 | 0 | 7.2135 | 0 | 0 | 9922.07 | 14911.6 | 2440.22 | - | - | - | - | 0 | 0 | 21962 | 0 | 0 | 0 | 0 | 0 | 0 | 0 | 0 | 21962
07/26/18 @ 20:02 | Hsp-w05-v96-WCChlrBase-mNE-HVAC-Proto.pd2 | Hsp-w05-v96-WCChlrBase-mNE-HVAC-Proto | Hsp-w05-v96 | California (Title 24) | Santa Maria Area (CZ05) | Santa Maria AP | 499998 | 1141.38 | 54.1208 | 0 | 0 | 0 | 0 | 3122.26 | 1167.81 | 0 | 5513.19 | 0 | 3604.3 | 14603 | 0 | 0 | 0 | 38832.4 | 0 | 11589.9 | 0 | 0 | 0 | 58.7864 | 0 | 0 | 50481.1 | 663.748 | 42.35 | 0 | 0 | 0 | 0 | 356.676 | 222.67 | 0 | 910.246 | 0 | 564.645 | 2760.34 | 0 | 0 | 0 | 6993.22 | 0 | 2441.74 | 0 | 0 | 0 | 7.2135 | 0 | 0 | 9442.17 | 13047.2 | 2358.89 | - | - | - | - | 0 | 0 | 21230 | 0 | 0 | 0 | 0 | 0 | 0 | 0 | 0 | 21230
07/26/18 @ 20:02 | Hsp-w06-v96-WCChlrBase-mNE-HVAC-Proto.pd2 | Hsp-w06-v96-WCChlrBase-mNE-HVAC-Proto | Hsp-w06-v96 | California (Title 24) | Los Angeles Area (CZ06) | Torrance | 499998 | 2202.36 | 143.934 | 0 | 0 | 0 | 0 | 3124.5 | 1434.04 | 0 | 5513.19 | 0 | 3604.3 | 16022.3 | 0 | 0 | 0 | 35614.5 | 0 | 10735 | 0 | 0 | 0 | 58.7864 | 0 | 0 | 46408.3 | 762.617 | 56.0114 | 0 | 0 | 0 | 0 | 356.763 | 240.536 | 0 | 932.638 | 0 | 564.645 | 2913.21 | 0 | 0 | 0 | 6530.35 | 0 | 2226.36 | 0 | 0 | 0 | 7.2135 | 0 | 0 | 8763.92 | 14926.3 | 2556 | - | - | - | - | 0 | 0 | 23004 | 0 | 0 | 0 | 0 | 0 | 0 | 0 | 0 | 23004
07/26/18 @ 20:03 | Hsp-w07-v96-WCChlrBase-mNE-HVAC-Proto.pd2 | Hsp-w07-v96-WCChlrBase-mNE-HVAC-Proto | Hsp-w07-v96 | California (Title 24) | San Diego Area (CZ07) | San Diego AP | 499998 | 2248.89 | 148.382 | 0 | 0 | 0 | 0 | 3124.52 | 1472.2 | 0 | 5513.19 | 0 | 3604.3 | 16111.5 | 0 | 0 | 0 | 34659.4 | 0 | 10623.6 | 0 | 0 | 0 | 58.7864 | 0 | 0 | 45341.8 | 741.098 | 54.4997 | 0 | 0 | 0 | 0 | 356.719 | 234.301 | 0 | 910.246 | 0 | 564.645 | 2861.51 | 0 | 0 | 0 | 6046.72 | 0 | 2245.84 | 0 | 0 | 0 | 7.2135 | 0 | 0 | 8299.78 | 14476.4 | 2612.78 | - | - | - | - | 0 | 0 | 23515 | 0 | 0 | 0 | 0 | 0 | 0 | 0 | 0 | 23515
07/26/18 @ 20:03 | Hsp-w08-v96-WCChlrBase-mNE-HVAC-Proto.pd2 | Hsp-w08-v96-WCChlrBase-mNE-HVAC-Proto | Hsp-w08-v96 | California (Title 24) | El Toro Area (CZ08) | Fullerton | 499998 | 2458.31 | 161.327 | 0 | 0 | 0 | 0 | 3124.15 | 1508.41 | 0 | 5513.19 | 0 | 3604.3 | 16369.7 | 0 | 0 | 0 | 36648.4 | 0 | 10451.7 | 0 | 0 | 0 | 58.7864 | 0 | 0 | 47158.9 | 814.591 | 59.2085 | 0 | 0 | 0 | 0 | 358.969 | 248.706 | 0 | 934.822 | 0 | 564.645 | 2980.94 | 0 | 0 | 0 | 6558.94 | 0 | 2169.8 | 0 | 0 | 0 | 7.2135 | 0 | 0 | 8735.95 | 15875.4 | 2761.44 | - | - | - | - | 0 | 0 | 24853 | 0 | 0 | 0 | 0 | 0 | 0 | 0 | 0 | 24853
07/26/18 @ 20:03 | Hsp-w09-v96-WCChlrBase-mNE-HVAC-Proto.pd2 | Hsp-w09-v96-WCChlrBase-mNE-HVAC-Proto | Hsp-w09-v96 | California (Title 24) | Pasadena Area (CZ09) | Burbank AP | 499998 | 2517.06 | 167.501 | 0 | 0 | 0 | 0 | 3128.26 | 1581.19 | 0 | 5513.19 | 0 | 3604.3 | 16511.5 | 0 | 0 | 0 | 36590.7 | 0 | 10439.6 | 0 | 0 | 0 | 58.7864 | 0 | 0 | 47089.1 | 1038.73 | 87.9332 | 0 | 0 | 0 | 0 | 362.476 | 276.858 | 0 | 934.822 | 0 | 564.645 | 3265.47 | 0 | 0 | 0 | 6616.18 | 0 | 2247.06 | 0 | 0 | 0 | 7.2135 | 0 | 0 | 8870.45 | 19289.8 | 2785.44 | - | - | - | - | 0 | 0 | 25069 | 0 | 0 | 0 | 0 | 0 | 0 | 0 | 0 | 25069
07/26/18 @ 20:03 | Hsp-w10-v96-WCChlrBase-mNE-HVAC-Proto.pd2 | Hsp-w10-v96-WCChlrBase-mNE-HVAC-Proto | Hsp-w10-v96 | California (Title 24) | San Bernardino Area (CZ10) | Riverside FS 3 | 499998 | 2410.72 | 153.76 | 0 | 0 | 0 | 0 | 3130.51 | 1465.26 | 0 | 5513.19 | 0 | 3604.3 | 16277.7 | 0 | 0 | 0 | 37762.9 | 0 | 10391.5 | 0 | 0 | 0 | 58.7864 | 0 | 0 | 48213.1 | 891.076 | 65.0215 | 0 | 0 | 0 | 0 | 364.882 | 256.993 | 0 | 934.822 | 0 | 564.645 | 3077.44 | 0 | 0 | 0 | 6787.93 | 0 | 2254.99 | 0 | 0 | 0 | 7.2135 | 0 | 0 | 9050.13 | 17023.9 | 2847.78 | - | - | - | - | 0 | 0 | 25630 | 0 | 0 | 0 | 0 | 0 | 0 | 0 | 0 | 25630
07/26/18 @ 20:04 | Hsp-w11-v96-WCChlrBase-mNE-HVAC-Proto.pd2 | Hsp-w11-v96-WCChlrBase-mNE-HVAC-Proto | Hsp-w11-v96 | California (Title 24) | Red Bluff Area (CZ11) | Red Bluff AP | 499998 | 2291.75 | 145.539 | 0 | 0 | 0 | 0 | 3133.43 | 1418.36 | 0 | 5513.19 | 0 | 3604.3 | 16106.5 | 0 | 0 | 0 | 39309.6 | 0 | 10526.7 | 0 | 0 | 0 | 58.7864 | 0 | 0 | 49895.1 | 995.136 | 80.0303 | 0 | 0 | 0 | 0 | 363.521 | 264.579 | 0 | 934.822 | 0 | 564.645 | 3202.73 | 0 | 0 | 0 | 7520.5 | 0 | 2376.25 | 0 | 0 | 0 | 7.2135 | 0 | 0 | 9903.96 | 18637.8 | 2513.22 | - | - | - | - | 0 | 0 | 22619 | 0 | 0 | 0 | 0 | 0 | 0 | 0 | 0 | 22619
07/26/18 @ 20:04 | Hsp-w12-v96-WCChlrBase-mNE-HVAC-Proto.pd2 | Hsp-w12-v96-WCChlrBase-mNE-HVAC-Proto | Hsp-w12-v96 | California (Title 24) | Sacramento Area (CZ12) | Sacramento AP | 499998 | 1974.15 | 118.971 | 0 | 0 | 0 | 0 | 3125.89 | 1390.53 | 0 | 5513.19 | 0 | 3604.3 | 15727 | 0 | 0 | 0 | 39355.2 | 0 | 10860.6 | 0 | 0 | 0 | 58.7864 | 0 | 0 | 50274.7 | 901.884 | 65.4418 | 0 | 0 | 0 | 0 | 364.516 | 257.868 | 0 | 934.822 | 0 | 564.645 | 3089.18 | 0 | 0 | 0 | 7476.75 | 0 | 2382.53 | 0 | 0 | 0 | 7.2135 | 0 | 0 | 9866.5 | 16985.6 | 2741 | - | - | - | - | 0 | 0 | 24669 | 0 | 0 | 0 | 0 | 0 | 0 | 0 | 0 | 24669
07/26/18 @ 20:04 | Hsp-w13-v96-WCChlrBase-mNE-HVAC-Proto.pd2 | Hsp-w13-v96-WCChlrBase-mNE-HVAC-Proto | Hsp-w13-v96 | California (Title 24) | Fresno Area (CZ13) | Fresno AP | 499998 | 2418.72 | 156.265 | 0 | 0 | 0 | 0 | 3128.33 | 1443.08 | 0 | 5513.19 | 0 | 3604.3 | 16263.9 | 0 | 0 | 0 | 38770.5 | 0 | 10399.3 | 0 | 0 | 0 | 58.7864 | 0 | 0 | 49228.6 | 931.292 | 68.09 | 0 | 0 | 0 | 0 | 365.037 | 258.915 | 0 | 931.123 | 0 | 564.645 | 3119.1 | 0 | 0 | 0 | 7198.98 | 0 | 2342.94 | 0 | 0 | 0 | 7.2135 | 0 | 0 | 9549.14 | 17337.8 | 2520.67 | - | - | - | - | 0 | 0 | 22686 | 0 | 0 | 0 | 0 | 0 | 0 | 0 | 0 | 22686
07/26/18 @ 20:05 | Hsp-w14-v96-WCChlrBase-mNE-HVAC-Proto.pd2 | Hsp-w14-v96-WCChlrBase-mNE-HVAC-Proto | Hsp-w14-v96 | California (Title 24) | China Lake Area (CZ14) | Palmdale AP | 499998 | 2252.87 | 138.442 | 0 | 0 | 0 | 0 | 3124.62 | 1406.8 | 0 | 5513.19 | 0 | 3604.3 | 16040.2 | 0 | 0 | 0 | 39190.3 | 0 | 10603.9 | 0 | 0 | 0 | 58.7864 | 0 | 0 | 49853 | 1174.07 | 99.4026 | 0 | 0 | 0 | 0 | 357.3 | 283.431 | 0 | 910.246 | 0 | 564.645 | 3389.09 | 0 | 0 | 0 | 8148.62 | 0 | 2394.44 | 0 | 0 | 0 | 7.2135 | 0 | 0 | 10550.3 | 21323.3 | 2719 | - | - | - | - | 0 | 0 | 24471 | 0 | 0 | 0 | 0 | 0 | 0 | 0 | 0 | 24471
07/26/18 @ 20:05 | Hsp-w15-v96-WCChlrBase-mNE-HVAC-Proto.pd2 | Hsp-w15-v96-WCChlrBase-mNE-HVAC-Proto | Hsp-w15-v96 | California (Title 24) | Blythe Area (CZ15) | Palm Springs | 499998 | 3571.79 | 260.349 | 0 | 0 | 0 | 0 | 3140.14 | 1745.38 | 0 | 5513.19 | 0 | 3604.3 | 17835.1 | 0 | 0 | 0 | 35320.2 | 0 | 8759.57 | 0 | 0 | 0 | 58.7864 | 0 | 0 | 44138.5 | 1107.23 | 96.9204 | 0 | 0 | 0 | 0 | 366.373 | 286.339 | 0 | 931.123 | 0 | 564.645 | 3352.63 | 0 | 0 | 0 | 6138.47 | 0 | 2003.02 | 0 | 0 | 0 | 7.2135 | 0 | 0 | 8148.7 | 20635.4 | 2762.67 | - | - | - | - | 0 | 0 | 24864 | 0 | 0 | 0 | 0 | 0 | 0 | 0 | 0 | 24864
07/26/18 @ 20:05 | Hsp-w16-v96-WCChlrBase-mNE-HVAC-Proto.pd2 | Hsp-w16-v96-WCChlrBase-mNE-HVAC-Proto | Hsp-w16-v96 | California (Title 24) | Mount Shasta Area (CZ16) | Blue Canyon AP | 499998 | 1201.99 | 56.2144 | 0 | 0 | 0 | 0 | 3125.32 | 1090.06 | 0 | 5513.19 | 0 | 3604.3 | 14591.1 | 0 | 0 | 0 | 37780.7 | 0 | 12179.5 | 0 | 0 | 0 | 58.7864 | 0 | 0 | 50018.9 | 637.157 | 39.0486 | 0 | 0 | 0 | 0 | 360.216 | 223.855 | 0 | 934.822 | 0 | 564.645 | 2759.74 | 0 | 0 | 0 | 8103.56 | 0 | 2689.23 | 0 | 0 | 0 | 7.2135 | 0 | 0 | 10800 | 12829.2 | 2419.11 | - | - | - | - | 0 | 0 | 21772 | 0 | 0 | 0 | 0 | 0 | 0 | 0 | 0 | 21772
07/26/18 @ 20:05 | Hsp-w01-v03-WCChlrBase-mNE-HVAC-Proto.pd2 | Hsp-w01-v03-WCChlrBase-mNE-HVAC-Proto | Hsp-w01-v03 | California (Title 24) | Arcata Area (CZ01) | Arcata | 499998 | 560.185 | 7.2012 | 0 | 0 | 0 | 0 | 2303.79 | 1006.62 | 0 | 5252.45 | 0 | 3604.3 | 12734.5 | 0 | 0 | 0 | 40251.9 | 0 | 11839.9 | 0 | 0 | 0 | 58.7864 | 0 | 0 | 52150.5 | 441.467 | 10.2425 | 0 | 0 | 0 | 0 | 279.009 | 173.237 | 0 | 887.081 | 0 | 564.645 | 2355.68 | 0 | 0 | 0 | 7470.08 | 0 | 2411.87 | 0 | 0 | 0 | 7.2135 | 0 | 0 | 9889.16 | 9912.57 | 1934.89 | - | - | - | - | 0 | 0 | 17414 | 0 | 0 | 0 | 0 | 0 | 0 | 0 | 0 | 17414
07/26/18 @ 20:06 | Hsp-w02-v03-WCChlrBase-mNE-HVAC-Proto.pd2 | Hsp-w02-v03-WCChlrBase-mNE-HVAC-Proto | Hsp-w02-v03 | California (Title 24) | Santa Rosa Area (CZ02) | Santa Rosa | 499998 | 1390.87 | 29.2715 | 0 | 0 | 0 | 0 | 2321.55 | 1251.55 | 0 | 5252.45 | 0 | 3604.3 | 13850 | 0 | 0 | 0 | 38458.1 | 0 | 11008.6 | 0 | 0 | 0 | 58.7864 | 0 | 0 | 49525.5 | 830.651 | 47.5003 | 0 | 0 | 0 | 0 | 280.498 | 249.513 | 0 | 826.016 | 0 | 564.645 | 2798.82 | 0 | 0 | 0 | 7501.98 | 0 | 2368.1 | 0 | 0 | 0 | 7.2135 | 0 | 0 | 9877.29 | 15801.1 | 2390.44 | - | - | - | - | 0 | 0 | 21514 | 0 | 0 | 0 | 0 | 0 | 0 | 0 | 0 | 21514
07/26/18 @ 20:06 | Hsp-w03-v03-WCChlrBase-mNE-HVAC-Proto.pd2 | Hsp-w03-v03-WCChlrBase-mNE-HVAC-Proto | Hsp-w03-v03 | California (Title 24) | Oakland Area (CZ03) | Oakland AP | 499998 | 1110.18 | 22.3996 | 0 | 0 | 0 | 0 | 2319.52 | 1232.87 | 0 | 5252.45 | 0 | 3604.3 | 13541.7 | 0 | 0 | 0 | 38033.5 | 0 | 11041.6 | 0 | 0 | 0 | 58.7864 | 0 | 0 | 49133.9 | 540.523 | 13.8485 | 0 | 0 | 0 | 0 | 279.27 | 185.874 | 0 | 890.703 | 0 | 564.645 | 2474.86 | 0 | 0 | 0 | 6993.51 | 0 | 2346.52 | 0 | 0 | 0 | 7.2135 | 0 | 0 | 9347.24 | 11777.9 | 1947.78 | - | - | - | - | 0 | 0 | 17530 | 0 | 0 | 0 | 0 | 0 | 0 | 0 | 0 | 17530
07/26/18 @ 20:06 | Hsp-w04-v03-WCChlrBase-mNE-HVAC-Proto.pd2 | Hsp-w04-v03-WCChlrBase-mNE-HVAC-Proto | Hsp-w04-v03 | California (Title 24) | Sunnyvale Area (CZ04) | San Jose | 499998 | 1556.56 | 35.3163 | 0 | 0 | 0 | 0 | 2331.06 | 1290.53 | 0 | 5252.45 | 0 | 3604.3 | 14070.2 | 0 | 0 | 0 | 37677.8 | 0 | 10694.5 | 0 | 0 | 0 | 58.7864 | 0 | 0 | 48431 | 692.714 | 19.5661 | 0 | 0 | 0 | 0 | 278.387 | 228.998 | 0 | 890.703 | 0 | 564.645 | 2675.01 | 0 | 0 | 0 | 7457.29 | 0 | 2359.49 | 0 | 0 | 0 | 7.2135 | 0 | 0 | 9823.99 | 13685.9 | 2208 | - | - | - | - | 0 | 0 | 19872 | 0 | 0 | 0 | 0 | 0 | 0 | 0 | 0 | 19872
07/26/18 @ 20:07 | Hsp-w05-v03-WCChlrBase-mNE-HVAC-Proto.pd2 | Hsp-w05-v03-WCChlrBase-mNE-HVAC-Proto | Hsp-w05-v03 | California (Title 24) | Santa Maria Area (CZ05) | Santa Maria AP | 499998 | 1020.58 | 20.0261 | 0 | 0 | 0 | 0 | 2318.93 | 1122.32 | 0 | 5252.45 | 0 | 3604.3 | 13338.6 | 0 | 0 | 0 | 38063.6 | 0 | 11213.1 | 0 | 0 | 0 | 58.7864 | 0 | 0 | 49335.6 | 546.293 | 14.0439 | 0 | 0 | 0 | 0 | 278.016 | 181.294 | 0 | 867.179 | 0 | 564.645 | 2451.47 | 0 | 0 | 0 | 6905.77 | 0 | 2278.81 | 0 | 0 | 0 | 7.2135 | 0 | 0 | 9191.79 | 11607.7 | 2159.67 | - | - | - | - | 0 | 0 | 19437 | 0 | 0 | 0 | 0 | 0 | 0 | 0 | 0 | 19437
07/26/18 @ 20:07 | Hsp-w06-v03-WCChlrBase-mNE-HVAC-Proto.pd2 | Hsp-w06-v03-WCChlrBase-mNE-HVAC-Proto | Hsp-w06-v03 | California (Title 24) | Los Angeles Area (CZ06) | Torrance | 499998 | 2036.1 | 52.9644 | 0 | 0 | 0 | 0 | 2337.87 | 1436.7 | 0 | 5252.45 | 0 | 3604.3 | 14720.4 | 0 | 0 | 0 | 35583.7 | 0 | 10379.6 | 0 | 0 | 0 | 58.7864 | 0 | 0 | 46022.2 | 692.476 | 28.6961 | 0 | 0 | 0 | 0 | 279.816 | 237.272 | 0 | 888.596 | 0 | 564.645 | 2691.5 | 0 | 0 | 0 | 6386.95 | 0 | 2098.88 | 0 | 0 | 0 | 7.2135 | 0 | 0 | 8493.05 | 13810.2 | 2370.78 | - | - | - | - | 0 | 0 | 21337 | 0 | 0 | 0 | 0 | 0 | 0 | 0 | 0 | 21337
07/26/18 @ 20:07 | Hsp-w07-v03-WCChlrBase-mNE-HVAC-Proto.pd2 | Hsp-w07-v03-WCChlrBase-mNE-HVAC-Proto | Hsp-w07-v03 | California (Title 24) | San Diego Area (CZ07) | San Diego AP | 499998 | 2049.65 | 53.7398 | 0 | 0 | 0 | 0 | 2336.38 | 1428.29 | 0 | 5252.45 | 0 | 3604.3 | 14724.8 | 0 | 0 | 0 | 35003 | 0 | 10270.4 | 0 | 0 | 0 | 58.7864 | 0 | 0 | 45332.2 | 666.497 | 26.314 | 0 | 0 | 0 | 0 | 280.091 | 224.322 | 0 | 867.179 | 0 | 564.645 | 2629.05 | 0 | 0 | 0 | 5563.02 | 0 | 2179.48 | 0 | 0 | 0 | 7.2135 | 0 | 0 | 7749.71 | 13318.4 | 2415.11 | - | - | - | - | 0 | 0 | 21736 | 0 | 0 | 0 | 0 | 0 | 0 | 0 | 0 | 21736
07/26/18 @ 20:07 | Hsp-w08-v03-WCChlrBase-mNE-HVAC-Proto.pd2 | Hsp-w08-v03-WCChlrBase-mNE-HVAC-Proto | Hsp-w08-v03 | California (Title 24) | El Toro Area (CZ08) | Fullerton | 499998 | 2210.87 | 57.8947 | 0 | 0 | 0 | 0 | 2336.87 | 1464.91 | 0 | 5252.45 | 0 | 3604.3 | 14927.3 | 0 | 0 | 0 | 35490.5 | 0 | 10103.3 | 0 | 0 | 0 | 58.7864 | 0 | 0 | 45652.6 | 753.672 | 28.805 | 0 | 0 | 0 | 0 | 277.162 | 239.631 | 0 | 890.703 | 0 | 564.645 | 2754.62 | 0 | 0 | 0 | 6103.52 | 0 | 2105.42 | 0 | 0 | 0 | 7.2135 | 0 | 0 | 8216.16 | 14638.9 | 2537.22 | - | - | - | - | 0 | 0 | 22835 | 0 | 0 | 0 | 0 | 0 | 0 | 0 | 0 | 22835
07/26/18 @ 20:08 | Hsp-w09-v03-WCChlrBase-mNE-HVAC-Proto.pd2 | Hsp-w09-v03-WCChlrBase-mNE-HVAC-Proto | Hsp-w09-v03 | California (Title 24) | Pasadena Area (CZ09) | Burbank AP | 499998 | 2265.4 | 60.3113 | 0 | 0 | 0 | 0 | 2339.2 | 1525.73 | 0 | 5252.45 | 0 | 3604.3 | 15047.4 | 0 | 0 | 0 | 35024 | 0 | 10091.6 | 0 | 0 | 0 | 58.7864 | 0 | 0 | 45174.4 | 954.728 | 75.9827 | 0 | 0 | 0 | 0 | 277.987 | 266.799 | 0 | 890.703 | 0 | 564.645 | 3030.84 | 0 | 0 | 0 | 6249.29 | 0 | 2180.78 | 0 | 0 | 0 | 7.2135 | 0 | 0 | 8437.28 | 18003.9 | 2536.67 | - | - | - | - | 0 | 0 | 22830 | 0 | 0 | 0 | 0 | 0 | 0 | 0 | 0 | 22830
07/26/18 @ 20:08 | Hsp-w10-v03-WCChlrBase-mNE-HVAC-Proto.pd2 | Hsp-w10-v03-WCChlrBase-mNE-HVAC-Proto | Hsp-w10-v03 | California (Title 24) | San Bernardino Area (CZ10) | Riverside FS 3 | 499998 | 2135.96 | 54.4617 | 0 | 0 | 0 | 0 | 2338.44 | 1412.38 | 0 | 5252.45 | 0 | 3604.3 | 14798 | 0 | 0 | 0 | 36179.7 | 0 | 10044.7 | 0 | 0 | 0 | 58.7864 | 0 | 0 | 46283.1 | 805.506 | 36.3817 | 0 | 0 | 0 | 0 | 279.029 | 246.316 | 0 | 890.703 | 0 | 564.645 | 2822.58 | 0 | 0 | 0 | 6711.36 | 0 | 2011.58 | 0 | 0 | 0 | 7.2135 | 0 | 0 | 8730.15 | 15624 | 2597 | - | - | - | - | 0 | 0 | 23373 | 0 | 0 | 0 | 0 | 0 | 0 | 0 | 0 | 23373
07/26/18 @ 20:08 | Hsp-w11-v03-WCChlrBase-mNE-HVAC-Proto.pd2 | Hsp-w11-v03-WCChlrBase-mNE-HVAC-Proto | Hsp-w11-v03 | California (Title 24) | Red Bluff Area (CZ11) | Red Bluff AP | 499998 | 2037.28 | 51.1299 | 0 | 0 | 0 | 0 | 2334.27 | 1385.62 | 0 | 5252.45 | 0 | 3604.3 | 14665 | 0 | 0 | 0 | 37001.6 | 0 | 10176.9 | 0 | 0 | 0 | 58.7864 | 0 | 0 | 47237.4 | 919.945 | 65.6095 | 0 | 0 | 0 | 0 | 279.171 | 258.794 | 0 | 890.703 | 0 | 564.645 | 2978.87 | 0 | 0 | 0 | 7328.56 | 0 | 2306.74 | 0 | 0 | 0 | 7.2135 | 0 | 0 | 9642.51 | 17395.7 | 2275.67 | - | - | - | - | 0 | 0 | 20481 | 0 | 0 | 0 | 0 | 0 | 0 | 0 | 0 | 20481
07/26/18 @ 20:09 | Hsp-w12-v03-WCChlrBase-mNE-HVAC-Proto.pd2 | Hsp-w12-v03-WCChlrBase-mNE-HVAC-Proto | Hsp-w12-v03 | California (Title 24) | Sacramento Area (CZ12) | Sacramento AP | 499998 | 1756.95 | 41.9744 | 0 | 0 | 0 | 0 | 2330.09 | 1344.21 | 0 | 5252.45 | 0 | 3604.3 | 14330 | 0 | 0 | 0 | 37327.6 | 0 | 10501.9 | 0 | 0 | 0 | 58.7864 | 0 | 0 | 47888.2 | 818.997 | 36.8847 | 0 | 0 | 0 | 0 | 279.404 | 247.784 | 0 | 890.703 | 0 | 564.645 | 2838.42 | 0 | 0 | 0 | 7341.68 | 0 | 2312.79 | 0 | 0 | 0 | 7.2135 | 0 | 0 | 9661.69 | 15676.3 | 2510 | - | - | - | - | 0 | 0 | 22590 | 0 | 0 | 0 | 0 | 0 | 0 | 0 | 0 | 22590
07/26/18 @ 20:09 | Hsp-w13-v03-WCChlrBase-mNE-HVAC-Proto.pd2 | Hsp-w13-v03-WCChlrBase-mNE-HVAC-Proto | Hsp-w13-v03 | California (Title 24) | Fresno Area (CZ13) | Fresno AP | 499998 | 2117.36 | 54.1749 | 0 | 0 | 0 | 0 | 2337.69 | 1387.91 | 0 | 5252.45 | 0 | 3604.3 | 14753.8 | 0 | 0 | 0 | 36431 | 0 | 10052.3 | 0 | 0 | 0 | 58.7864 | 0 | 0 | 46542.1 | 846.611 | 41.7797 | 0 | 0 | 0 | 0 | 277.972 | 248.703 | 0 | 887.081 | 0 | 564.645 | 2866.79 | 0 | 0 | 0 | 6987.57 | 0 | 2274.23 | 0 | 0 | 0 | 7.2135 | 0 | 0 | 9269.01 | 16024.2 | 2287.78 | - | - | - | - | 0 | 0 | 20590 | 0 | 0 | 0 | 0 | 0 | 0 | 0 | 0 | 20590
07/26/18 @ 20:09 | Hsp-w14-v03-WCChlrBase-mNE-HVAC-Proto.pd2 | Hsp-w14-v03-WCChlrBase-mNE-HVAC-Proto | Hsp-w14-v03 | California (Title 24) | China Lake Area (CZ14) | Palmdale AP | 499998 | 2016.64 | 48.5717 | 0 | 0 | 0 | 0 | 2335.07 | 1350.49 | 0 | 5252.45 | 0 | 3604.3 | 14607.5 | 0 | 0 | 0 | 37487.9 | 0 | 10252.6 | 0 | 0 | 0 | 58.7864 | 0 | 0 | 47799.3 | 1089.73 | 91.6096 | 0 | 0 | 0 | 0 | 279.615 | 274.62 | 0 | 867.179 | 0 | 564.645 | 3167.4 | 0 | 0 | 0 | 8247.02 | 0 | 2324.52 | 0 | 0 | 0 | 7.2135 | 0 | 0 | 10578.8 | 20064.2 | 2500.44 | - | - | - | - | 0 | 0 | 22504 | 0 | 0 | 0 | 0 | 0 | 0 | 0 | 0 | 22504
07/26/18 @ 20:09 | Hsp-w15-v03-WCChlrBase-mNE-HVAC-Proto.pd2 | Hsp-w15-v03-WCChlrBase-mNE-HVAC-Proto | Hsp-w15-v03 | California (Title 24) | Blythe Area (CZ15) | Palm Springs | 499998 | 3169.05 | 91.9733 | 0 | 0 | 0 | 0 | 2362.46 | 1668.06 | 0 | 5252.45 | 0 | 3604.3 | 16148.3 | 0 | 0 | 0 | 32313.6 | 0 | 8453.56 | 0 | 0 | 0 | 58.7864 | 0 | 0 | 40825.9 | 1023.04 | 89.0068 | 0 | 0 | 0 | 0 | 277.732 | 276.403 | 0 | 887.081 | 0 | 564.645 | 3117.9 | 0 | 0 | 0 | 5737.79 | 0 | 1942.73 | 0 | 0 | 0 | 7.2135 | 0 | 0 | 7687.74 | 19307.5 | 2522.11 | - | - | - | - | 0 | 0 | 22699 | 0 | 0 | 0 | 0 | 0 | 0 | 0 | 0 | 22699
07/26/18 @ 20:10 | Hsp-w16-v03-WCChlrBase-mNE-HVAC-Proto.pd2 | Hsp-w16-v03-WCChlrBase-mNE-HVAC-Proto | Hsp-w16-v03 | California (Title 24) | Mount Shasta Area (CZ16) | Blue Canyon AP | 499998 | 1088.08 | 19.6681 | 0 | 0 | 0 | 0 | 2327.32 | 1050.67 | 0 | 5252.45 | 0 | 3604.3 | 13342.5 | 0 | 0 | 0 | 37979.6 | 0 | 11788.4 | 0 | 0 | 0 | 58.7864 | 0 | 0 | 49826.8 | 577.347 | 14.3363 | 0 | 0 | 0 | 0 | 280.038 | 214.57 | 0 | 890.703 | 0 | 564.645 | 2541.64 | 0 | 0 | 0 | 8237.62 | 0 | 2611.86 | 0 | 0 | 0 | 7.2135 | 0 | 0 | 10856.7 | 11634.7 | 2237.67 | - | - | - | - | 0 | 0 | 20139 | 0 | 0 | 0 | 0 | 0 | 0 | 0 | 0 | 20139
07/26/18 @ 20:10 | Hsp-w01-v07-WCChlrBase-mNE-HVAC-Proto.pd2 | Hsp-w01-v07-WCChlrBase-mNE-HVAC-Proto | Hsp-w01-v07 | California (Title 24) | Arcata Area (CZ01) | Arcata | 499998 | 416.01 | 4.1446 | 0 | 0 | 0 | 0 | 2023.71 | 254.849 | 0 | 5044.4 | 0 | 3269.9 | 11013 | 0 | 0 | 0 | 37203.3 | 0 | 11840.3 | 0 | 0 | 0 | 58.7864 | 0 | 0 | 49102.3 | 415.212 | 9.6315 | 0 | 0 | 0 | 0 | 247.986 | 88.0989 | 0 | 851.94 | 0 | 516.938 | 2129.81 | 0 | 0 | 0 | 7175.39 | 0 | 2411.95 | 0 | 0 | 0 | 7.2135 | 0 | 0 | 9594.55 | 9500.98 | 1692.78 | - | - | - | - | 0 | 0 | 15235 | 0 | 0 | 0 | 0 | 0 | 0 | 0 | 0 | 15235
07/26/18 @ 20:10 | Hsp-w02-v07-WCChlrBase-mNE-HVAC-Proto.pd2 | Hsp-w02-v07-WCChlrBase-mNE-HVAC-Proto | Hsp-w02-v07 | California (Title 24) | Santa Rosa Area (CZ02) | Santa Rosa | 499998 | 1197.44 | 26.0194 | 0 | 0 | 0 | 0 | 2041.65 | 494.22 | 0 | 5044.4 | 0 | 3269.9 | 12073.6 | 0 | 0 | 0 | 36562.7 | 0 | 11008.9 | 0 | 0 | 0 | 58.7864 | 0 | 0 | 47630.4 | 778.572 | 33.908 | 0 | 0 | 0 | 0 | 250.428 | 166.256 | 0 | 855.501 | 0 | 516.938 | 2601.6 | 0 | 0 | 0 | 7205.37 | 0 | 2368.19 | 0 | 0 | 0 | 7.2135 | 0 | 0 | 9580.77 | 15339.3 | 2167.33 | - | - | - | - | 0 | 0 | 19506 | 0 | 0 | 0 | 0 | 0 | 0 | 0 | 0 | 19506
07/26/18 @ 20:10 | Hsp-w03-v07-WCChlrBase-mNE-HVAC-Proto.pd2 | Hsp-w03-v07-WCChlrBase-mNE-HVAC-Proto | Hsp-w03-v07 | California (Title 24) | Oakland Area (CZ03) | Oakland AP | 499998 | 915.987 | 17.8573 | 0 | 0 | 0 | 0 | 2040.27 | 390.047 | 0 | 5044.4 | 0 | 3269.9 | 11678.5 | 0 | 0 | 0 | 35593.7 | 0 | 11041.9 | 0 | 0 | 0 | 58.7864 | 0 | 0 | 46694.3 | 514.644 | 13.1728 | 0 | 0 | 0 | 0 | 250.068 | 105.762 | 0 | 855.501 | 0 | 516.938 | 2256.09 | 0 | 0 | 0 | 6648.87 | 0 | 2346.6 | 0 | 0 | 0 | 7.2135 | 0 | 0 | 9002.68 | 11369 | 1716.67 | - | - | - | - | 0 | 0 | 15450 | 0 | 0 | 0 | 0 | 0 | 0 | 0 | 0 | 15450
07/26/18 @ 20:11 | Hsp-w04-v07-WCChlrBase-mNE-HVAC-Proto.pd2 | Hsp-w04-v07-WCChlrBase-mNE-HVAC-Proto | Hsp-w04-v07 | California (Title 24) | Sunnyvale Area (CZ04) | San Jose | 499998 | 1370.68 | 31.2488 | 0 | 0 | 0 | 0 | 2052.09 | 502.46 | 0 | 5044.4 | 0 | 3269.9 | 12270.8 | 0 | 0 | 0 | 36106 | 0 | 10694.8 | 0 | 0 | 0 | 58.7864 | 0 | 0 | 46859.6 | 671.075 | 19.1812 | 0 | 0 | 0 | 0 | 248.552 | 144.578 | 0 | 855.501 | 0 | 516.938 | 2455.82 | 0 | 0 | 0 | 7100.51 | 0 | 2359.56 | 0 | 0 | 0 | 7.2135 | 0 | 0 | 9467.28 | 13281.1 | 2000.78 | - | - | - | - | 0 | 0 | 18007 | 0 | 0 | 0 | 0 | 0 | 0 | 0 | 0 | 18007
07/26/18 @ 20:11 | Hsp-w05-v07-WCChlrBase-mNE-HVAC-Proto.pd2 | Hsp-w05-v07-WCChlrBase-mNE-HVAC-Proto | Hsp-w05-v07 | California (Title 24) | Santa Maria Area (CZ05) | Santa Maria AP | 499998 | 845.379 | 16.2354 | 0 | 0 | 0 | 0 | 2039 | 354.099 | 0 | 5044.4 | 0 | 3269.9 | 11569 | 0 | 0 | 0 | 35957.6 | 0 | 11213.4 | 0 | 0 | 0 | 58.7864 | 0 | 0 | 47229.8 | 525.146 | 13.428 | 0 | 0 | 0 | 0 | 246.606 | 104.639 | 0 | 832.815 | 0 | 516.938 | 2239.57 | 0 | 0 | 0 | 6617.27 | 0 | 2278.87 | 0 | 0 | 0 | 7.2135 | 0 | 0 | 8903.36 | 11186.1 | 1932.44 | - | - | - | - | 0 | 0 | 17392 | 0 | 0 | 0 | 0 | 0 | 0 | 0 | 0 | 17392
07/26/18 @ 20:11 | Hsp-w06-v07-WCChlrBase-mNE-HVAC-Proto.pd2 | Hsp-w06-v07-WCChlrBase-mNE-HVAC-Proto | Hsp-w06-v07 | California (Title 24) | Los Angeles Area (CZ06) | Torrance | 499998 | 1809.59 | 47.1874 | 0 | 0 | 0 | 0 | 2059.05 | 574.984 | 0 | 5044.4 | 0 | 3269.9 | 12805.1 | 0 | 0 | 0 | 34171.7 | 0 | 10379.8 | 0 | 0 | 0 | 58.7864 | 0 | 0 | 44610.3 | 662.58 | 27.0307 | 0 | 0 | 0 | 0 | 249.296 | 156.37 | 0 | 853.456 | 0 | 516.938 | 2465.67 | 0 | 0 | 0 | 6122.05 | 0 | 2098.94 | 0 | 0 | 0 | 7.2135 | 0 | 0 | 8228.21 | 13376.3 | 2152.22 | - | - | - | - | 0 | 0 | 19370 | 0 | 0 | 0 | 0 | 0 | 0 | 0 | 0 | 19370
07/26/18 @ 20:12 | Hsp-w07-v07-WCChlrBase-mNE-HVAC-Proto.pd2 | Hsp-w07-v07-WCChlrBase-mNE-HVAC-Proto | Hsp-w07-v07 | California (Title 24) | San Diego Area (CZ07) | San Diego AP | 499998 | 1821.78 | 47.632 | 0 | 0 | 0 | 0 | 2057.58 | 572.826 | 0 | 5044.4 | 0 | 3269.9 | 12814.1 | 0 | 0 | 0 | 33662.4 | 0 | 10270.6 | 0 | 0 | 0 | 58.7864 | 0 | 0 | 43991.8 | 641.009 | 25.6979 | 0 | 0 | 0 | 0 | 248.993 | 144.162 | 0 | 832.815 | 0 | 516.938 | 2409.61 | 0 | 0 | 0 | 5422.37 | 0 | 2179.53 | 0 | 0 | 0 | 7.2135 | 0 | 0 | 7609.12 | 12878.4 | 2195.33 | - | - | - | - | 0 | 0 | 19758 | 0 | 0 | 0 | 0 | 0 | 0 | 0 | 0 | 19758
07/26/18 @ 20:12 | Hsp-w08-v07-WCChlrBase-mNE-HVAC-Proto.pd2 | Hsp-w08-v07-WCChlrBase-mNE-HVAC-Proto | Hsp-w08-v07 | California (Title 24) | El Toro Area (CZ08) | Fullerton | 499998 | 1982.97 | 52.45 | 0 | 0 | 0 | 0 | 2058.99 | 623.483 | 0 | 5044.4 | 0 | 3269.9 | 13032.2 | 0 | 0 | 0 | 34133 | 0 | 10103.5 | 0 | 0 | 0 | 58.7864 | 0 | 0 | 44295.3 | 728.42 | 29.1449 | 0 | 0 | 0 | 0 | 247.349 | 153.046 | 0 | 855.501 | 0 | 516.938 | 2530.4 | 0 | 0 | 0 | 5829.48 | 0 | 2105.49 | 0 | 0 | 0 | 7.2135 | 0 | 0 | 7942.19 | 14219.3 | 2314.67 | - | - | - | - | 0 | 0 | 20832 | 0 | 0 | 0 | 0 | 0 | 0 | 0 | 0 | 20832
07/26/18 @ 20:12 | Hsp-w09-v07-WCChlrBase-mNE-HVAC-Proto.pd2 | Hsp-w09-v07-WCChlrBase-mNE-HVAC-Proto | Hsp-w09-v07 | California (Title 24) | Pasadena Area (CZ09) | Burbank AP | 499998 | 2035.79 | 55.3598 | 0 | 0 | 0 | 0 | 2061.47 | 692.485 | 0 | 5044.4 | 0 | 3269.9 | 13159.4 | 0 | 0 | 0 | 33611.8 | 0 | 10091.8 | 0 | 0 | 0 | 58.7864 | 0 | 0 | 43762.4 | 919.304 | 72.8415 | 0 | 0 | 0 | 0 | 247.515 | 195.561 | 0 | 855.501 | 0 | 516.938 | 2807.66 | 0 | 0 | 0 | 6107.32 | 0 | 2180.85 | 0 | 0 | 0 | 7.2135 | 0 | 0 | 8295.38 | 17572.7 | 2322.56 | - | - | - | - | 0 | 0 | 20903 | 0 | 0 | 0 | 0 | 0 | 0 | 0 | 0 | 20903
07/26/18 @ 20:12 | Hsp-w10-v07-WCChlrBase-mNE-HVAC-Proto.pd2 | Hsp-w10-v07-WCChlrBase-mNE-HVAC-Proto | Hsp-w10-v07 | California (Title 24) | San Bernardino Area (CZ10) | Riverside FS 3 | 499998 | 1928.7 | 49.7916 | 0 | 0 | 0 | 0 | 2059.63 | 629.621 | 0 | 5044.4 | 0 | 3269.9 | 12982 | 0 | 0 | 0 | 34985.5 | 0 | 10044.9 | 0 | 0 | 0 | 58.7864 | 0 | 0 | 45089.2 | 781.306 | 34.4125 | 0 | 0 | 0 | 0 | 250.155 | 162.344 | 0 | 855.501 | 0 | 516.938 | 2600.66 | 0 | 0 | 0 | 6367.73 | 0 | 2188.58 | 0 | 0 | 0 | 7.2135 | 0 | 0 | 8563.52 | 15201.2 | 2378.78 | - | - | - | - | 0 | 0 | 21409 | 0 | 0 | 0 | 0 | 0 | 0 | 0 | 0 | 21409
07/26/18 @ 20:13 | Hsp-w11-v07-WCChlrBase-mNE-HVAC-Proto.pd2 | Hsp-w11-v07-WCChlrBase-mNE-HVAC-Proto | Hsp-w11-v07 | California (Title 24) | Red Bluff Area (CZ11) | Red Bluff AP | 499998 | 1834.82 | 47.4337 | 0 | 0 | 0 | 0 | 2057.04 | 623.801 | 0 | 5044.4 | 0 | 3269.9 | 12877.4 | 0 | 0 | 0 | 35584.9 | 0 | 10177.2 | 0 | 0 | 0 | 58.7864 | 0 | 0 | 45820.9 | 890.738 | 62.6153 | 0 | 0 | 0 | 0 | 250.282 | 177.561 | 0 | 855.501 | 0 | 516.938 | 2753.63 | 0 | 0 | 0 | 7064.77 | 0 | 2306.82 | 0 | 0 | 0 | 7.2135 | 0 | 0 | 9378.81 | 16979.2 | 2067.44 | - | - | - | - | 0 | 0 | 18607 | 0 | 0 | 0 | 0 | 0 | 0 | 0 | 0 | 18607
07/26/18 @ 20:13 | Hsp-w12-v07-WCChlrBase-mNE-HVAC-Proto.pd2 | Hsp-w12-v07-WCChlrBase-mNE-HVAC-Proto | Hsp-w12-v07 | California (Title 24) | Sacramento Area (CZ12) | Sacramento AP | 499998 | 1557.8 | 38.1306 | 0 | 0 | 0 | 0 | 2051.49 | 565.356 | 0 | 5044.4 | 0 | 3269.9 | 12527.1 | 0 | 0 | 0 | 35708.5 | 0 | 10502.2 | 0 | 0 | 0 | 58.7864 | 0 | 0 | 46269.5 | 798.86 | 35.4423 | 0 | 0 | 0 | 0 | 249.543 | 162.106 | 0 | 855.501 | 0 | 516.938 | 2618.39 | 0 | 0 | 0 | 7116.12 | 0 | 2312.87 | 0 | 0 | 0 | 7.2135 | 0 | 0 | 9436.2 | 15275.6 | 2289.56 | - | - | - | - | 0 | 0 | 20606 | 0 | 0 | 0 | 0 | 0 | 0 | 0 | 0 | 20606
07/26/18 @ 20:13 | Hsp-w13-v07-WCChlrBase-mNE-HVAC-Proto.pd2 | Hsp-w13-v07-WCChlrBase-mNE-HVAC-Proto | Hsp-w13-v07 | California (Title 24) | Fresno Area (CZ13) | Fresno AP | 499998 | 1919.23 | 50.3977 | 0 | 0 | 0 | 0 | 2060.66 | 628.788 | 0 | 5044.4 | 0 | 3269.9 | 12973.4 | 0 | 0 | 0 | 35072.8 | 0 | 10052.6 | 0 | 0 | 0 | 58.7864 | 0 | 0 | 45184.2 | 824.813 | 39.5482 | 0 | 0 | 0 | 0 | 248.164 | 165.286 | 0 | 851.94 | 0 | 516.938 | 2646.69 | 0 | 0 | 0 | 6772.1 | 0 | 2274.3 | 0 | 0 | 0 | 7.2135 | 0 | 0 | 9053.62 | 15611.7 | 2079.89 | - | - | - | - | 0 | 0 | 18719 | 0 | 0 | 0 | 0 | 0 | 0 | 0 | 0 | 18719
07/26/18 @ 20:13 | Hsp-w14-v07-WCChlrBase-mNE-HVAC-Proto.pd2 | Hsp-w14-v07-WCChlrBase-mNE-HVAC-Proto | Hsp-w14-v07 | California (Title 24) | China Lake Area (CZ14) | Palmdale AP | 499998 | 1827.7 | 45.2996 | 0 | 0 | 0 | 0 | 2057.75 | 645.311 | 0 | 5044.4 | 0 | 3269.9 | 12890.3 | 0 | 0 | 0 | 36280.6 | 0 | 10252.9 | 0 | 0 | 0 | 58.7864 | 0 | 0 | 46592.3 | 1074.43 | 88.9931 | 0 | 0 | 0 | 0 | 249.816 | 199.96 | 0 | 832.815 | 0 | 516.938 | 2962.95 | 0 | 0 | 0 | 7976.5 | 0 | 2324.61 | 0 | 0 | 0 | 7.2135 | 0 | 0 | 10308.3 | 19577.9 | 2293.33 | - | - | - | - | 0 | 0 | 20640 | 0 | 0 | 0 | 0 | 0 | 0 | 0 | 0 | 20640
07/26/18 @ 20:14 | Hsp-w15-v07-WCChlrBase-mNE-HVAC-Proto.pd2 | Hsp-w15-v07-WCChlrBase-mNE-HVAC-Proto | Hsp-w15-v07 | California (Title 24) | Blythe Area (CZ15) | Palm Springs | 499998 | 2956.84 | 86.9963 | 0 | 0 | 0 | 0 | 2089.36 | 849.104 | 0 | 5044.4 | 0 | 3269.9 | 14296.6 | 0 | 0 | 0 | 31613.9 | 0 | 8453.75 | 0 | 0 | 0 | 58.7864 | 0 | 0 | 40126.4 | 1009.53 | 86.4753 | 0 | 0 | 0 | 0 | 247.836 | 202.146 | 0 | 851.94 | 0 | 516.938 | 2914.87 | 0 | 0 | 0 | 5678.64 | 0 | 1942.81 | 0 | 0 | 0 | 7.2135 | 0 | 0 | 7628.66 | 18913.9 | 2308.78 | - | - | - | - | 0 | 0 | 20779 | 0 | 0 | 0 | 0 | 0 | 0 | 0 | 0 | 20779
07/26/18 @ 20:14 | Hsp-w16-v07-WCChlrBase-mNE-HVAC-Proto.pd2 | Hsp-w16-v07-WCChlrBase-mNE-HVAC-Proto | Hsp-w16-v07 | California (Title 24) | Mount Shasta Area (CZ16) | Blue Canyon AP | 499998 | 932.909 | 17.728 | 0 | 0 | 0 | 0 | 2048.25 | 341.286 | 0 | 5044.4 | 0 | 3269.9 | 11654.5 | 0 | 0 | 0 | 37268.2 | 0 | 11788.8 | 0 | 0 | 0 | 58.7864 | 0 | 0 | 49115.8 | 524.555 | 12.7737 | 0 | 0 | 0 | 0 | 251.292 | 101.394 | 0 | 855.501 | 0 | 516.938 | 2262.45 | 0 | 0 | 0 | 8056.23 | 0 | 2611.98 | 0 | 0 | 0 | 7.2135 | 0 | 0 | 10675.4 | 11201.7 | 2018.78 | - | - | - | - | 0 | 0 | 18169 | 0 | 0 | 0 | 0 | 0 | 0 | 0 | 0 | 18169
07/26/18 @ 20:14 | Hsp-w01-v11-WCChlrBase-mNE-HVAC-Proto.pd2 | Hsp-w01-v11-WCChlrBase-mNE-HVAC-Proto | Hsp-w01-v11 | California (Title 24) | Arcata Area (CZ01) | Arcata | 499998 | 418.049 | 4.265 | 0 | 0 | 0 | 0 | 2022.85 | 254.066 | 0 | 5044.4 | 0 | 3052.95 | 10796.6 | 0 | 0 | 0 | 37848.9 | 0 | 11840.2 | 0 | 0 | 0 | 58.7864 | 0 | 0 | 49747.9 | 412.202 | 9.5761 | 0 | 0 | 0 | 0 | 246.415 | 87.6221 | 0 | 851.94 | 0 | 476.249 | 2084 | 0 | 0 | 0 | 7208.31 | 0 | 2411.94 | 0 | 0 | 0 | 7.2135 | 0 | 0 | 9627.47 | 9452.94 | 1650.56 | - | - | - | - | 0 | 0 | 14855 | 0 | 0 | 0 | 0 | 0 | 0 | 0 | 0 | 14855
07/26/18 @ 20:15 | Hsp-w02-v11-WCChlrBase-mNE-HVAC-Proto.pd2 | Hsp-w02-v11-WCChlrBase-mNE-HVAC-Proto | Hsp-w02-v11 | California (Title 24) | Santa Rosa Area (CZ02) | Santa Rosa | 499998 | 1190.71 | 25.8692 | 0 | 0 | 0 | 0 | 2039.02 | 491.733 | 0 | 5044.4 | 0 | 3052.95 | 11844.7 | 0 | 0 | 0 | 37193.1 | 0 | 11008.9 | 0 | 0 | 0 | 58.7864 | 0 | 0 | 48260.8 | 798.146 | 44.3669 | 0 | 0 | 0 | 0 | 248.924 | 167.915 | 0 | 793.326 | 0 | 476.249 | 2528.93 | 0 | 0 | 0 | 7230.96 | 0 | 2368.19 | 0 | 0 | 0 | 7.2135 | 0 | 0 | 9606.36 | 15232.9 | 2120.33 | - | - | - | - | 0 | 0 | 19083 | 0 | 0 | 0 | 0 | 0 | 0 | 0 | 0 | 19083
07/26/18 @ 20:15 | Hsp-w03-v11-WCChlrBase-mNE-HVAC-Proto.pd2 | Hsp-w03-v11-WCChlrBase-mNE-HVAC-Proto | Hsp-w03-v11 | California (Title 24) | Oakland Area (CZ03) | Oakland AP | 499998 | 911.816 | 17.7822 | 0 | 0 | 0 | 0 | 2037.85 | 387.705 | 0 | 5044.4 | 0 | 3052.95 | 11452.5 | 0 | 0 | 0 | 36224 | 0 | 11041.9 | 0 | 0 | 0 | 58.7864 | 0 | 0 | 47324.6 | 509.471 | 13.0608 | 0 | 0 | 0 | 0 | 249.13 | 105.95 | 0 | 855.501 | 0 | 476.249 | 2209.36 | 0 | 0 | 0 | 6675.55 | 0 | 2346.6 | 0 | 0 | 0 | 7.2135 | 0 | 0 | 9029.36 | 11274.2 | 1687 | - | - | - | - | 0 | 0 | 15183 | 0 | 0 | 0 | 0 | 0 | 0 | 0 | 0 | 15183
07/26/18 @ 20:15 | Hsp-w04-v11-WCChlrBase-mNE-HVAC-Proto.pd2 | Hsp-w04-v11-WCChlrBase-mNE-HVAC-Proto | Hsp-w04-v11 | California (Title 24) | Sunnyvale Area (CZ04) | San Jose | 499998 | 1362.83 | 31.0798 | 0 | 0 | 0 | 0 | 2049.34 | 499.41 | 0 | 5044.4 | 0 | 3052.95 | 12040 | 0 | 0 | 0 | 36766.7 | 0 | 10694.8 | 0 | 0 | 0 | 58.7864 | 0 | 0 | 47520.3 | 663.604 | 18.9885 | 0 | 0 | 0 | 0 | 247.907 | 144.05 | 0 | 855.501 | 0 | 476.249 | 2406.3 | 0 | 0 | 0 | 7124.96 | 0 | 2359.56 | 0 | 0 | 0 | 7.2135 | 0 | 0 | 9491.73 | 13169.4 | 1967.33 | - | - | - | - | 0 | 0 | 17706 | 0 | 0 | 0 | 0 | 0 | 0 | 0 | 0 | 17706
07/26/18 @ 20:15 | Hsp-w05-v11-WCChlrBase-mNE-HVAC-Proto.pd2 | Hsp-w05-v11-WCChlrBase-mNE-HVAC-Proto | Hsp-w05-v11 | California (Title 24) | Santa Maria Area (CZ05) | Santa Maria AP | 499998 | 842.593 | 16.1861 | 0 | 0 | 0 | 0 | 2035.91 | 353.162 | 0 | 5044.4 | 0 | 3052.95 | 11345.2 | 0 | 0 | 0 | 36658.3 | 0 | 11213.4 | 0 | 0 | 0 | 58.7864 | 0 | 0 | 47930.6 | 522.881 | 13.3717 | 0 | 0 | 0 | 0 | 245.466 | 104.462 | 0 | 832.815 | 0 | 476.249 | 2195.25 | 0 | 0 | 0 | 6678.29 | 0 | 2278.87 | 0 | 0 | 0 | 7.2135 | 0 | 0 | 8964.38 | 11139.1 | 1896 | - | - | - | - | 0 | 0 | 17064 | 0 | 0 | 0 | 0 | 0 | 0 | 0 | 0 | 17064
07/26/18 @ 20:16 | Hsp-w06-v11-WCChlrBase-mNE-HVAC-Proto.pd2 | Hsp-w06-v11-WCChlrBase-mNE-HVAC-Proto | Hsp-w06-v11 | California (Title 24) | Los Angeles Area (CZ06) | Torrance | 499998 | 1804.6 | 47.0488 | 0 | 0 | 0 | 0 | 2055.68 | 573.589 | 0 | 5044.4 | 0 | 3052.95 | 12578.2 | 0 | 0 | 0 | 34879.1 | 0 | 10379.8 | 0 | 0 | 0 | 58.7864 | 0 | 0 | 45317.8 | 659.653 | 26.9189 | 0 | 0 | 0 | 0 | 248.049 | 156.013 | 0 | 853.456 | 0 | 476.249 | 2420.34 | 0 | 0 | 0 | 6186.92 | 0 | 2098.94 | 0 | 0 | 0 | 7.2135 | 0 | 0 | 8293.08 | 13309.1 | 2114.56 | - | - | - | - | 0 | 0 | 19031 | 0 | 0 | 0 | 0 | 0 | 0 | 0 | 0 | 19031
07/26/18 @ 20:16 | Hsp-w07-v11-WCChlrBase-mNE-HVAC-Proto.pd2 | Hsp-w07-v11-WCChlrBase-mNE-HVAC-Proto | Hsp-w07-v11 | California (Title 24) | San Diego Area (CZ07) | San Diego AP | 499998 | 1816.4 | 47.4876 | 0 | 0 | 0 | 0 | 2054.5 | 570.445 | 0 | 5044.4 | 0 | 3052.95 | 12586.2 | 0 | 0 | 0 | 34366.4 | 0 | 10270.6 | 0 | 0 | 0 | 58.7864 | 0 | 0 | 44695.8 | 636.346 | 25.4486 | 0 | 0 | 0 | 0 | 247.587 | 143.257 | 0 | 832.815 | 0 | 476.249 | 2361.7 | 0 | 0 | 0 | 5450.56 | 0 | 2179.53 | 0 | 0 | 0 | 7.2135 | 0 | 0 | 7637.3 | 12785.6 | 2148.56 | - | - | - | - | 0 | 0 | 19337 | 0 | 0 | 0 | 0 | 0 | 0 | 0 | 0 | 19337
07/26/18 @ 20:16 | Hsp-w08-v11-WCChlrBase-mNE-HVAC-Proto.pd2 | Hsp-w08-v11-WCChlrBase-mNE-HVAC-Proto | Hsp-w08-v11 | California (Title 24) | El Toro Area (CZ08) | Fullerton | 499998 | 1974.23 | 52.2334 | 0 | 0 | 0 | 0 | 2056.02 | 620.854 | 0 | 5044.4 | 0 | 3052.95 | 12800.7 | 0 | 0 | 0 | 34829.7 | 0 | 10103.5 | 0 | 0 | 0 | 58.7864 | 0 | 0 | 44992 | 720.699 | 28.8998 | 0 | 0 | 0 | 0 | 246.837 | 152.497 | 0 | 855.501 | 0 | 476.249 | 2480.68 | 0 | 0 | 0 | 5872.77 | 0 | 2105.49 | 0 | 0 | 0 | 7.2135 | 0 | 0 | 7985.47 | 14099.2 | 2266.67 | - | - | - | - | 0 | 0 | 20400 | 0 | 0 | 0 | 0 | 0 | 0 | 0 | 0 | 20400
07/26/18 @ 20:16 | Hsp-w09-v11-WCChlrBase-mNE-HVAC-Proto.pd2 | Hsp-w09-v11-WCChlrBase-mNE-HVAC-Proto | Hsp-w09-v11 | California (Title 24) | Pasadena Area (CZ09) | Burbank AP | 499998 | 2022.89 | 54.9817 | 0 | 0 | 0 | 0 | 2058.97 | 688.465 | 0 | 5044.4 | 0 | 3052.95 | 12922.6 | 0 | 0 | 0 | 34277.2 | 0 | 10091.8 | 0 | 0 | 0 | 58.7864 | 0 | 0 | 44427.8 | 910.58 | 72.0316 | 0 | 0 | 0 | 0 | 246.22 | 193.69 | 0 | 855.501 | 0 | 476.249 | 2754.27 | 0 | 0 | 0 | 6109.84 | 0 | 2180.85 | 0 | 0 | 0 | 7.2135 | 0 | 0 | 8297.91 | 17392.4 | 2277.44 | - | - | - | - | 0 | 0 | 20497 | 0 | 0 | 0 | 0 | 0 | 0 | 0 | 0 | 20497
07/26/18 @ 20:17 | Hsp-w10-v11-WCChlrBase-mNE-HVAC-Proto.pd2 | Hsp-w10-v11-WCChlrBase-mNE-HVAC-Proto | Hsp-w10-v11 | California (Title 24) | San Bernardino Area (CZ10) | Riverside FS 3 | 499998 | 1918.1 | 49.5207 | 0 | 0 | 0 | 0 | 2056.51 | 625.914 | 0 | 5044.4 | 0 | 3052.95 | 12747.4 | 0 | 0 | 0 | 35663.6 | 0 | 10044.9 | 0 | 0 | 0 | 58.7864 | 0 | 0 | 45767.3 | 771.498 | 34.0919 | 0 | 0 | 0 | 0 | 249.551 | 161.915 | 0 | 855.501 | 0 | 476.249 | 2548.81 | 0 | 0 | 0 | 6391 | 0 | 2188.58 | 0 | 0 | 0 | 7.2135 | 0 | 0 | 8586.79 | 15083.5 | 2329.67 | - | - | - | - | 0 | 0 | 20967 | 0 | 0 | 0 | 0 | 0 | 0 | 0 | 0 | 20967
07/26/18 @ 20:17 | Hsp-w11-v11-WCChlrBase-mNE-HVAC-Proto.pd2 | Hsp-w11-v11-WCChlrBase-mNE-HVAC-Proto | Hsp-w11-v11 | California (Title 24) | Red Bluff Area (CZ11) | Red Bluff AP | 499998 | 1827.84 | 47.1305 | 0 | 0 | 0 | 0 | 2055.91 | 620.593 | 0 | 5044.4 | 0 | 3052.95 | 12648.8 | 0 | 0 | 0 | 36405.8 | 0 | 10177.2 | 0 | 0 | 0 | 58.7864 | 0 | 0 | 46641.8 | 882.603 | 62.3921 | 0 | 0 | 0 | 0 | 251.445 | 177.344 | 0 | 855.501 | 0 | 476.249 | 2705.53 | 0 | 0 | 0 | 7013.63 | 0 | 2306.81 | 0 | 0 | 0 | 7.2135 | 0 | 0 | 9327.65 | 16795.4 | 2032.11 | - | - | - | - | 0 | 0 | 18289 | 0 | 0 | 0 | 0 | 0 | 0 | 0 | 0 | 18289
07/26/18 @ 20:17 | Hsp-w12-v11-WCChlrBase-mNE-HVAC-Proto.pd2 | Hsp-w12-v11-WCChlrBase-mNE-HVAC-Proto | Hsp-w12-v11 | California (Title 24) | Sacramento Area (CZ12) | Sacramento AP | 499998 | 1546.31 | 37.8338 | 0 | 0 | 0 | 0 | 2049.67 | 560.316 | 0 | 5044.4 | 0 | 3052.95 | 12291.5 | 0 | 0 | 0 | 36399.8 | 0 | 10502.2 | 0 | 0 | 0 | 58.7864 | 0 | 0 | 46960.7 | 781.96 | 35.0481 | 0 | 0 | 0 | 0 | 250.005 | 161.158 | 0 | 855.501 | 0 | 476.249 | 2559.92 | 0 | 0 | 0 | 7117.08 | 0 | 2312.87 | 0 | 0 | 0 | 7.2135 | 0 | 0 | 9437.17 | 15029 | 2238.44 | - | - | - | - | 0 | 0 | 20146 | 0 | 0 | 0 | 0 | 0 | 0 | 0 | 0 | 20146
07/26/18 @ 20:18 | Hsp-w13-v11-WCChlrBase-mNE-HVAC-Proto.pd2 | Hsp-w13-v11-WCChlrBase-mNE-HVAC-Proto | Hsp-w13-v11 | California (Title 24) | Fresno Area (CZ13) | Fresno AP | 499998 | 1898.11 | 49.7671 | 0 | 0 | 0 | 0 | 2058.94 | 622.079 | 0 | 5044.4 | 0 | 3052.95 | 12726.2 | 0 | 0 | 0 | 35866.9 | 0 | 10052.6 | 0 | 0 | 0 | 58.7864 | 0 | 0 | 45978.3 | 802.209 | 38.7576 | 0 | 0 | 0 | 0 | 249.525 | 163.563 | 0 | 851.94 | 0 | 476.249 | 2582.24 | 0 | 0 | 0 | 6758.77 | 0 | 2274.3 | 0 | 0 | 0 | 7.2135 | 0 | 0 | 9040.28 | 15312.8 | 2039.44 | - | - | - | - | 0 | 0 | 18355 | 0 | 0 | 0 | 0 | 0 | 0 | 0 | 0 | 18355
07/26/18 @ 20:18 | Hsp-w14-v11-WCChlrBase-mNE-HVAC-Proto.pd2 | Hsp-w14-v11-WCChlrBase-mNE-HVAC-Proto | Hsp-w14-v11 | California (Title 24) | China Lake Area (CZ14) | Palmdale AP | 499998 | 1810.72 | 44.9348 | 0 | 0 | 0 | 0 | 2056.64 | 639.141 | 0 | 5044.4 | 0 | 3052.95 | 12648.8 | 0 | 0 | 0 | 37112.1 | 0 | 10252.9 | 0 | 0 | 0 | 58.7864 | 0 | 0 | 47423.7 | 1063.59 | 88.1615 | 0 | 0 | 0 | 0 | 249.024 | 197.764 | 0 | 832.815 | 0 | 476.249 | 2907.6 | 0 | 0 | 0 | 7927.24 | 0 | 2324.6 | 0 | 0 | 0 | 7.2135 | 0 | 0 | 10259.1 | 19393.3 | 2242.67 | - | - | - | - | 0 | 0 | 20184 | 0 | 0 | 0 | 0 | 0 | 0 | 0 | 0 | 20184
07/26/18 @ 20:18 | Hsp-w15-v11-WCChlrBase-mNE-HVAC-Proto.pd2 | Hsp-w15-v11-WCChlrBase-mNE-HVAC-Proto | Hsp-w15-v11 | California (Title 24) | Blythe Area (CZ15) | Palm Springs | 499998 | 2909.32 | 85.6436 | 0 | 0 | 0 | 0 | 2088.37 | 838.356 | 0 | 5044.4 | 0 | 3052.95 | 14019 | 0 | 0 | 0 | 32867.9 | 0 | 8453.75 | 0 | 0 | 0 | 58.7864 | 0 | 0 | 41380.4 | 982.076 | 84.7468 | 0 | 0 | 0 | 0 | 247.786 | 200.296 | 0 | 851.94 | 0 | 476.249 | 2843.09 | 0 | 0 | 0 | 5668.53 | 0 | 1942.8 | 0 | 0 | 0 | 7.2135 | 0 | 0 | 7618.54 | 18547 | 2256 | - | - | - | - | 0 | 0 | 20304 | 0 | 0 | 0 | 0 | 0 | 0 | 0 | 0 | 20304
07/26/18 @ 20:18 | Hsp-w16-v11-WCChlrBase-mNE-HVAC-Proto.pd2 | Hsp-w16-v11-WCChlrBase-mNE-HVAC-Proto | Hsp-w16-v11 | California (Title 24) | Mount Shasta Area (CZ16) | Blue Canyon AP | 499998 | 927.98 | 17.571 | 0 | 0 | 0 | 0 | 2049.77 | 336.684 | 0 | 5044.4 | 0 | 3052.95 | 11429.3 | 0 | 0 | 0 | 37494.5 | 0 | 11788.7 | 0 | 0 | 0 | 58.7864 | 0 | 0 | 49342.1 | 512.161 | 12.5144 | 0 | 0 | 0 | 0 | 251.277 | 101.668 | 0 | 855.501 | 0 | 476.249 | 2209.37 | 0 | 0 | 0 | 7990.76 | 0 | 2611.97 | 0 | 0 | 0 | 7.2135 | 0 | 0 | 10609.9 | 10972.8 | 1972.44 | - | - | - | - | 0 | 0 | 17752 | 0 | 0 | 0 | 0 | 0 | 0 | 0 | 0 | 17752
07/26/18 @ 20:19 | Hsp-w01-v14-WCChlrBase-mNE-HVAC-Proto.pd2 | Hsp-w01-v14-WCChlrBase-mNE-HVAC-Proto | Hsp-w01-v14 | California (Title 24) | Arcata Area (CZ01) | Arcata | 499998 | 411.947 | 4.1187 | 0 | 0 | 0 | 0 | 1982.52 | 248.43 | 0 | 5044.4 | 0 | 3052.95 | 10744.3 | 0 | 0 | 0 | 37902.9 | 0 | 11840.3 | 0 | 0 | 0 | 58.7864 | 0 | 0 | 49802 | 408.188 | 9.482 | 0 | 0 | 0 | 0 | 240.043 | 85.9468 | 0 | 851.94 | 0 | 476.249 | 2071.85 | 0 | 0 | 0 | 7214.03 | 0 | 2411.94 | 0 | 0 | 0 | 7.2135 | 0 | 0 | 9633.18 | 9360.18 | 1642.22 | - | - | - | - | 0 | 0 | 14780 | 0 | 0 | 0 | 0 | 0 | 0 | 0 | 0 | 14780
07/26/18 @ 20:19 | Hsp-w02-v14-WCChlrBase-mNE-HVAC-Proto.pd2 | Hsp-w02-v14-WCChlrBase-mNE-HVAC-Proto | Hsp-w02-v14 | California (Title 24) | Santa Rosa Area (CZ02) | Santa Rosa | 499998 | 1176.88 | 25.5626 | 0 | 0 | 0 | 0 | 1998.51 | 482.545 | 0 | 5044.4 | 0 | 3052.95 | 11780.8 | 0 | 0 | 0 | 37273 | 0 | 11008.9 | 0 | 0 | 0 | 58.7864 | 0 | 0 | 48340.7 | 793.396 | 44.0464 | 0 | 0 | 0 | 0 | 243.719 | 164.888 | 0 | 793.326 | 0 | 476.249 | 2515.62 | 0 | 0 | 0 | 7227.67 | 0 | 2368.19 | 0 | 0 | 0 | 7.2135 | 0 | 0 | 9603.07 | 15143 | 2103 | - | - | - | - | 0 | 0 | 18927 | 0 | 0 | 0 | 0 | 0 | 0 | 0 | 0 | 18927
07/26/18 @ 20:19 | Hsp-w03-v14-WCChlrBase-mNE-HVAC-Proto.pd2 | Hsp-w03-v14-WCChlrBase-mNE-HVAC-Proto | Hsp-w03-v14 | California (Title 24) | Oakland Area (CZ03) | Oakland AP | 499998 | 900.275 | 17.5303 | 0 | 0 | 0 | 0 | 1996.39 | 377.885 | 0 | 5044.4 | 0 | 3052.95 | 11389.4 | 0 | 0 | 0 | 36364.1 | 0 | 11041.9 | 0 | 0 | 0 | 58.7864 | 0 | 0 | 47464.7 | 500.865 | 12.8713 | 0 | 0 | 0 | 0 | 245.092 | 105.378 | 0 | 855.501 | 0 | 476.249 | 2195.96 | 0 | 0 | 0 | 6659.13 | 0 | 2346.59 | 0 | 0 | 0 | 7.2135 | 0 | 0 | 9012.93 | 11113.2 | 1675.33 | - | - | - | - | 0 | 0 | 15078 | 0 | 0 | 0 | 0 | 0 | 0 | 0 | 0 | 15078
07/26/18 @ 20:19 | Hsp-w04-v14-WCChlrBase-mNE-HVAC-Proto.pd2 | Hsp-w04-v14-WCChlrBase-mNE-HVAC-Proto | Hsp-w04-v14 | California (Title 24) | Sunnyvale Area (CZ04) | San Jose | 499998 | 1341.62 | 30.5727 | 0 | 0 | 0 | 0 | 2007.86 | 484.19 | 0 | 5044.4 | 0 | 3052.95 | 11961.6 | 0 | 0 | 0 | 36937.2 | 0 | 10694.9 | 0 | 0 | 0 | 58.7864 | 0 | 0 | 47690.9 | 649.186 | 18.289 | 0 | 0 | 0 | 0 | 246 | 142.726 | 0 | 855.501 | 0 | 476.249 | 2387.95 | 0 | 0 | 0 | 7085.85 | 0 | 2359.57 | 0 | 0 | 0 | 7.2135 | 0 | 0 | 9452.64 | 12972.8 | 1950.89 | - | - | - | - | 0 | 0 | 17558 | 0 | 0 | 0 | 0 | 0 | 0 | 0 | 0 | 17558
07/26/18 @ 20:20 | Hsp-w05-v14-WCChlrBase-mNE-HVAC-Proto.pd2 | Hsp-w05-v14-WCChlrBase-mNE-HVAC-Proto | Hsp-w05-v14 | California (Title 24) | Santa Maria Area (CZ05) | Santa Maria AP | 499998 | 831.254 | 15.9271 | 0 | 0 | 0 | 0 | 1994.31 | 345 | 0 | 5044.4 | 0 | 3052.95 | 11283.8 | 0 | 0 | 0 | 36831.1 | 0 | 11213.4 | 0 | 0 | 0 | 58.7864 | 0 | 0 | 48103.3 | 517.578 | 13.4117 | 0 | 0 | 0 | 0 | 239.489 | 102.359 | 0 | 832.815 | 0 | 476.249 | 2181.9 | 0 | 0 | 0 | 6659.74 | 0 | 2278.87 | 0 | 0 | 0 | 7.2135 | 0 | 0 | 8945.83 | 11025.9 | 1883.89 | - | - | - | - | 0 | 0 | 16955 | 0 | 0 | 0 | 0 | 0 | 0 | 0 | 0 | 16955
07/26/18 @ 20:20 | Hsp-w06-v14-WCChlrBase-mNE-HVAC-Proto.pd2 | Hsp-w06-v14-WCChlrBase-mNE-HVAC-Proto | Hsp-w06-v14 | California (Title 24) | Los Angeles Area (CZ06) | Torrance | 499998 | 1785.98 | 46.5319 | 0 | 0 | 0 | 0 | 2013.72 | 559.653 | 0 | 5044.4 | 0 | 3052.95 | 12503.2 | 0 | 0 | 0 | 35175.7 | 0 | 10379.9 | 0 | 0 | 0 | 58.7864 | 0 | 0 | 45614.4 | 651.619 | 26.5857 | 0 | 0 | 0 | 0 | 242.494 | 152.081 | 0 | 853.456 | 0 | 476.249 | 2402.48 | 0 | 0 | 0 | 6183.64 | 0 | 2098.95 | 0 | 0 | 0 | 7.2135 | 0 | 0 | 8289.8 | 13149.3 | 2099.44 | - | - | - | - | 0 | 0 | 18895 | 0 | 0 | 0 | 0 | 0 | 0 | 0 | 0 | 18895
07/26/18 @ 20:20 | Hsp-w07-v14-WCChlrBase-mNE-HVAC-Proto.pd2 | Hsp-w07-v14-WCChlrBase-mNE-HVAC-Proto | Hsp-w07-v14 | California (Title 24) | San Diego Area (CZ07) | San Diego AP | 499998 | 1794.27 | 46.9577 | 0 | 0 | 0 | 0 | 2012.2 | 559.335 | 0 | 5044.4 | 0 | 3052.95 | 12510.1 | 0 | 0 | 0 | 34726 | 0 | 10270.6 | 0 | 0 | 0 | 58.7864 | 0 | 0 | 45055.3 | 629.358 | 25.0774 | 0 | 0 | 0 | 0 | 240.825 | 140.367 | 0 | 832.815 | 0 | 476.249 | 2344.69 | 0 | 0 | 0 | 5457.38 | 0 | 2179.53 | 0 | 0 | 0 | 7.2135 | 0 | 0 | 7644.13 | 12645.1 | 2133.78 | - | - | - | - | 0 | 0 | 19204 | 0 | 0 | 0 | 0 | 0 | 0 | 0 | 0 | 19204
07/26/18 @ 20:21 | Hsp-w08-v14-WCChlrBase-mNE-HVAC-Proto.pd2 | Hsp-w08-v14-WCChlrBase-mNE-HVAC-Proto | Hsp-w08-v14 | California (Title 24) | El Toro Area (CZ08) | Fullerton | 499998 | 1949.85 | 51.5987 | 0 | 0 | 0 | 0 | 2014.69 | 604.846 | 0 | 5044.4 | 0 | 3052.95 | 12718.3 | 0 | 0 | 0 | 35148 | 0 | 10103.5 | 0 | 0 | 0 | 58.7864 | 0 | 0 | 45310.4 | 696.877 | 26.3279 | 0 | 0 | 0 | 0 | 245.651 | 154.557 | 0 | 855.501 | 0 | 476.249 | 2455.16 | 0 | 0 | 0 | 5871.37 | 0 | 2105.49 | 0 | 0 | 0 | 7.2135 | 0 | 0 | 7984.08 | 13903 | 2250.22 | - | - | - | - | 0 | 0 | 20252 | 0 | 0 | 0 | 0 | 0 | 0 | 0 | 0 | 20252
07/26/18 @ 20:21 | Hsp-w09-v14-WCChlrBase-mNE-HVAC-Proto.pd2 | Hsp-w09-v14-WCChlrBase-mNE-HVAC-Proto | Hsp-w09-v14 | California (Title 24) | Pasadena Area (CZ09) | Burbank AP | 499998 | 1998.87 | 54.3772 | 0 | 0 | 0 | 0 | 2018.24 | 674.061 | 0 | 5044.4 | 0 | 3052.95 | 12842.9 | 0 | 0 | 0 | 34624 | 0 | 10091.8 | 0 | 0 | 0 | 58.7864 | 0 | 0 | 44774.6 | 895.756 | 70.8683 | 0 | 0 | 0 | 0 | 245.639 | 184.358 | 0 | 855.501 | 0 | 476.249 | 2728.37 | 0 | 0 | 0 | 6094.97 | 0 | 2180.85 | 0 | 0 | 0 | 7.2135 | 0 | 0 | 8283.04 | 17145.1 | 2256.67 | - | - | - | - | 0 | 0 | 20310 | 0 | 0 | 0 | 0 | 0 | 0 | 0 | 0 | 20310
07/26/18 @ 20:21 | Hsp-w10-v14-WCChlrBase-mNE-HVAC-Proto.pd2 | Hsp-w10-v14-WCChlrBase-mNE-HVAC-Proto | Hsp-w10-v14 | California (Title 24) | San Bernardino Area (CZ10) | Riverside FS 3 | 499998 | 1906.31 | 49.3047 | 0 | 0 | 0 | 0 | 2015.52 | 612.124 | 0 | 5044.4 | 0 | 3052.95 | 12680.6 | 0 | 0 | 0 | 35792.6 | 0 | 10044.9 | 0 | 0 | 0 | 58.7864 | 0 | 0 | 45896.3 | 760.828 | 33.8456 | 0 | 0 | 0 | 0 | 246.012 | 161.126 | 0 | 855.501 | 0 | 476.249 | 2533.56 | 0 | 0 | 0 | 6388.45 | 0 | 2188.58 | 0 | 0 | 0 | 7.2135 | 0 | 0 | 8584.24 | 15008.5 | 2317.89 | - | - | - | - | 0 | 0 | 20861 | 0 | 0 | 0 | 0 | 0 | 0 | 0 | 0 | 20861
07/26/18 @ 20:21 | Hsp-w11-v14-WCChlrBase-mNE-HVAC-Proto.pd2 | Hsp-w11-v14-WCChlrBase-mNE-HVAC-Proto | Hsp-w11-v14 | California (Title 24) | Red Bluff Area (CZ11) | Red Bluff AP | 499998 | 1815.57 | 46.8509 | 0 | 0 | 0 | 0 | 2015.25 | 610.975 | 0 | 5044.4 | 0 | 3052.95 | 12586 | 0 | 0 | 0 | 36550.8 | 0 | 10177.2 | 0 | 0 | 0 | 58.7864 | 0 | 0 | 46786.8 | 872.04 | 62.1196 | 0 | 0 | 0 | 0 | 247.363 | 176.344 | 0 | 855.501 | 0 | 476.249 | 2689.62 | 0 | 0 | 0 | 7008.68 | 0 | 2306.81 | 0 | 0 | 0 | 7.2135 | 0 | 0 | 9322.7 | 16696.5 | 2020.33 | - | - | - | - | 0 | 0 | 18183 | 0 | 0 | 0 | 0 | 0 | 0 | 0 | 0 | 18183
07/26/18 @ 20:22 | Hsp-w12-v14-WCChlrBase-mNE-HVAC-Proto.pd2 | Hsp-w12-v14-WCChlrBase-mNE-HVAC-Proto | Hsp-w12-v14 | California (Title 24) | Sacramento Area (CZ12) | Sacramento AP | 499998 | 1541.36 | 37.8244 | 0 | 0 | 0 | 0 | 2008.76 | 550.178 | 0 | 5044.4 | 0 | 3052.95 | 12235.5 | 0 | 0 | 0 | 36509.1 | 0 | 10502.2 | 0 | 0 | 0 | 58.7864 | 0 | 0 | 47070.1 | 772.639 | 34.7878 | 0 | 0 | 0 | 0 | 246.803 | 159.623 | 0 | 855.501 | 0 | 476.249 | 2545.6 | 0 | 0 | 0 | 7114.57 | 0 | 2312.87 | 0 | 0 | 0 | 7.2135 | 0 | 0 | 9434.65 | 14946.2 | 2227.33 | - | - | - | - | 0 | 0 | 20046 | 0 | 0 | 0 | 0 | 0 | 0 | 0 | 0 | 20046
07/26/18 @ 20:22 | Hsp-w13-v14-WCChlrBase-mNE-HVAC-Proto.pd2 | Hsp-w13-v14-WCChlrBase-mNE-HVAC-Proto | Hsp-w13-v14 | California (Title 24) | Fresno Area (CZ13) | Fresno AP | 499998 | 1886.25 | 49.4799 | 0 | 0 | 0 | 0 | 2018.28 | 612.683 | 0 | 5044.4 | 0 | 3052.95 | 12664 | 0 | 0 | 0 | 35991.4 | 0 | 10052.6 | 0 | 0 | 0 | 58.7864 | 0 | 0 | 46102.8 | 791.776 | 38.6909 | 0 | 0 | 0 | 0 | 246.385 | 162.488 | 0 | 851.94 | 0 | 476.249 | 2567.53 | 0 | 0 | 0 | 6757.97 | 0 | 2274.3 | 0 | 0 | 0 | 7.2135 | 0 | 0 | 9039.48 | 15216.9 | 2027.78 | - | - | - | - | 0 | 0 | 18250 | 0 | 0 | 0 | 0 | 0 | 0 | 0 | 0 | 18250
07/26/18 @ 20:22 | Hsp-w14-v14-WCChlrBase-mNE-HVAC-Proto.pd2 | Hsp-w14-v14-WCChlrBase-mNE-HVAC-Proto | Hsp-w14-v14 | California (Title 24) | China Lake Area (CZ14) | Palmdale AP | 499998 | 1798.35 | 44.6896 | 0 | 0 | 0 | 0 | 2015.78 | 630.491 | 0 | 5044.4 | 0 | 3052.95 | 12586.6 | 0 | 0 | 0 | 37271.4 | 0 | 10252.9 | 0 | 0 | 0 | 58.7864 | 0 | 0 | 47583.1 | 1058.71 | 87.7664 | 0 | 0 | 0 | 0 | 244.154 | 194.784 | 0 | 832.815 | 0 | 476.249 | 2894.48 | 0 | 0 | 0 | 7924.96 | 0 | 2324.6 | 0 | 0 | 0 | 7.2135 | 0 | 0 | 10256.8 | 19305.9 | 2229.89 | - | - | - | - | 0 | 0 | 20069 | 0 | 0 | 0 | 0 | 0 | 0 | 0 | 0 | 20069
07/26/18 @ 20:22 | Hsp-w15-v14-WCChlrBase-mNE-HVAC-Proto.pd2 | Hsp-w15-v14-WCChlrBase-mNE-HVAC-Proto | Hsp-w15-v14 | California (Title 24) | Blythe Area (CZ15) | Palm Springs | 499998 | 2891.84 | 85.1938 | 0 | 0 | 0 | 0 | 2048.13 | 826.188 | 0 | 5044.4 | 0 | 3052.95 | 13948.7 | 0 | 0 | 0 | 33066 | 0 | 8453.75 | 0 | 0 | 0 | 58.7864 | 0 | 0 | 41578.5 | 975.577 | 84.169 | 0 | 0 | 0 | 0 | 245.627 | 195.319 | 0 | 851.94 | 0 | 476.249 | 2828.88 | 0 | 0 | 0 | 5658.82 | 0 | 1942.8 | 0 | 0 | 0 | 7.2135 | 0 | 0 | 7608.83 | 18435.5 | 2243.78 | - | - | - | - | 0 | 0 | 20194 | 0 | 0 | 0 | 0 | 0 | 0 | 0 | 0 | 20194
07/26/18 @ 20:23 | Hsp-w16-v14-WCChlrBase-mNE-HVAC-Proto.pd2 | Hsp-w16-v14-WCChlrBase-mNE-HVAC-Proto | Hsp-w16-v14 | California (Title 24) | Mount Shasta Area (CZ16) | Blue Canyon AP | 499998 | 918.737 | 17.4044 | 0 | 0 | 0 | 0 | 2008.83 | 330.037 | 0 | 5044.4 | 0 | 3052.95 | 11372.3 | 0 | 0 | 0 | 37703.9 | 0 | 11788.7 | 0 | 0 | 0 | 58.7864 | 0 | 0 | 49551.4 | 503.227 | 12.3689 | 0 | 0 | 0 | 0 | 248.29 | 104.583 | 0 | 855.501 | 0 | 476.249 | 2200.22 | 0 | 0 | 0 | 7951.98 | 0 | 2611.97 | 0 | 0 | 0 | 7.2135 | 0 | 0 | 10571.2 | 10859.7 | 1961.11 | - | - | - | - | 0 | 0 | 17650 | 0 | 0 | 0 | 0 | 0 | 0 | 0 | 0 | 17650
07/26/18 @ 20:23 | Htl-w01-v96-WCChlrBase-mNE-HVAC-Proto.pd2 | Htl-w01-v96-WCChlrBase-mNE-HVAC-Proto | Htl-w01-v96 | California (Title 24) | Arcata Area (CZ01) | Arcata | 400162 | 477.511 | 19.2002 | 0 | 0 | 0 | 0 | 397.446 | 737.791 | 0 | 1825.63 | 0 | 649.398 | 4106.98 | 0 | 0 | 0 | 10899.5 | 0 | 4551.13 | 0 | 0 | 0 | 0 | 0 | 0 | 15450.6 | 199.26 | 11.4165 | 0 | 0 | 0 | 0 | 67.7496 | 99.3671 | 0 | 291.793 | 0 | 83.7621 | 753.349 | 0 | 0 | 0 | 4072.27 | 0 | 436.524 | 0 | 0 | 0 | 0 | 0 | 0 | 4508.79 | 4773.36 | 562.111 | - | - | - | - | 0 | 0 | 5059 | 0 | 0 | 0 | 0 | 0 | 0 | 0 | 0 | 5059
07/26/18 @ 20:23 | Htl-w02-v96-WCChlrBase-mNE-HVAC-Proto.pd2 | Htl-w02-v96-WCChlrBase-mNE-HVAC-Proto | Htl-w02-v96 | California (Title 24) | Santa Rosa Area (CZ02) | Santa Rosa | 400162 | 818.176 | 40.4189 | 0 | 0 | 0 | 0 | 474.481 | 893.833 | 0 | 1825.63 | 0 | 649.398 | 4701.95 | 0 | 0 | 0 | 10361 | 0 | 4139.14 | 0 | 0 | 0 | 0 | 0 | 0 | 14500.1 | 394.738 | 25.8336 | 0 | 0 | 0 | 0 | 100.534 | 132.704 | 0 | 291.793 | 0 | 83.7621 | 1029.36 | 0 | 0 | 0 | 4337.22 | 0 | 804.902 | 0 | 0 | 0 | 0 | 0 | 0 | 5142.12 | 7485.11 | 719.667 | - | - | - | - | 0 | 0 | 6477 | 0 | 0 | 0 | 0 | 0 | 0 | 0 | 0 | 6477
07/26/18 @ 20:24 | Htl-w03-v96-WCChlrBase-mNE-HVAC-Proto.pd2 | Htl-w03-v96-WCChlrBase-mNE-HVAC-Proto | Htl-w03-v96 | California (Title 24) | Oakland Area (CZ03) | Oakland AP | 400162 | 662.988 | 31.0757 | 0 | 0 | 0 | 0 | 438.271 | 814.915 | 0 | 1825.63 | 0 | 649.398 | 4422.29 | 0 | 0 | 0 | 9461.04 | 0 | 4155.53 | 0 | 0 | 0 | 0 | 0 | 0 | 13616.6 | 268.27 | 17.2224 | 0 | 0 | 0 | 0 | 82.0309 | 113.321 | 0 | 291.793 | 0 | 83.7621 | 856.4 | 0 | 0 | 0 | 3827.73 | 0 | 620.161 | 0 | 0 | 0 | 0 | 0 | 0 | 4447.89 | 6094.91 | 625.222 | - | - | - | - | 0 | 0 | 5627 | 0 | 0 | 0 | 0 | 0 | 0 | 0 | 0 | 5627
07/26/18 @ 20:24 | Htl-w04-v96-WCChlrBase-mNE-HVAC-Proto.pd2 | Htl-w04-v96-WCChlrBase-mNE-HVAC-Proto | Htl-w04-v96 | California (Title 24) | Sunnyvale Area (CZ04) | San Jose | 400162 | 866.029 | 44.9516 | 0 | 0 | 0 | 0 | 476.498 | 893.607 | 0 | 1825.63 | 0 | 649.398 | 4756.12 | 0 | 0 | 0 | 9405.37 | 0 | 3983.46 | 0 | 0 | 0 | 0 | 0 | 0 | 13388.8 | 350.061 | 23.4209 | 0 | 0 | 0 | 0 | 93.0044 | 126.974 | 0 | 291.793 | 0 | 83.7621 | 969.016 | 0 | 0 | 0 | 5789.31 | 0 | 374.837 | 0 | 0 | 0 | 0 | 0 | 0 | 6164.15 | 7285.54 | 783.333 | - | - | - | - | 0 | 0 | 7050 | 0 | 0 | 0 | 0 | 0 | 0 | 0 | 0 | 7050
07/26/18 @ 20:24 | Htl-w05-v96-WCChlrBase-mNE-HVAC-Proto.pd2 | Htl-w05-v96-WCChlrBase-mNE-HVAC-Proto | Htl-w05-v96 | California (Title 24) | Santa Maria Area (CZ05) | Santa Maria AP | 400162 | 675.776 | 31.842 | 0 | 0 | 0 | 0 | 446.637 | 839.99 | 0 | 1825.63 | 0 | 649.398 | 4469.28 | 0 | 0 | 0 | 10152 | 0 | 4240.44 | 0 | 0 | 0 | 0 | 0 | 0 | 14392.5 | 308.164 | 15.0926 | 0 | 0 | 0 | 0 | 91.4313 | 118.148 | 0 | 233.14 | 0 | 79.1589 | 845.136 | 0 | 0 | 0 | 4112.94 | 0 | 599.001 | 0 | 0 | 0 | 0 | 0 | 0 | 4711.94 | 6125.51 | 644.778 | - | - | - | - | 0 | 0 | 5803 | 0 | 0 | 0 | 0 | 0 | 0 | 0 | 0 | 5803
07/26/18 @ 20:25 | Htl-w06-v96-WCChlrBase-mNE-HVAC-Proto.pd2 | Htl-w06-v96-WCChlrBase-mNE-HVAC-Proto | Htl-w06-v96 | California (Title 24) | Los Angeles Area (CZ06) | Torrance | 400162 | 798.265 | 48.953 | 0 | 0 | 0 | 0 | 456.83 | 842.332 | 0 | 1825.63 | 0 | 649.398 | 4621.41 | 0 | 0 | 0 | 7426.97 | 0 | 3826.99 | 0 | 0 | 0 | 0 | 0 | 0 | 11254 | 331.049 | 19.9795 | 0 | 0 | 0 | 0 | 88.0063 | 117.882 | 0 | 291.793 | 0 | 83.7621 | 932.471 | 0 | 0 | 0 | 4494.07 | 0 | 362.496 | 0 | 0 | 0 | 0 | 0 | 0 | 4856.57 | 6489.3 | 728.778 | - | - | - | - | 0 | 0 | 6559 | 0 | 0 | 0 | 0 | 0 | 0 | 0 | 0 | 6559
07/26/18 @ 20:25 | Htl-w07-v96-WCChlrBase-mNE-HVAC-Proto.pd2 | Htl-w07-v96-WCChlrBase-mNE-HVAC-Proto | Htl-w07-v96 | California (Title 24) | San Diego Area (CZ07) | San Diego AP | 400162 | 764.803 | 47.5704 | 0 | 0 | 0 | 0 | 447.87 | 819.507 | 0 | 1825.63 | 0 | 649.398 | 4554.78 | 0 | 0 | 0 | 5924.88 | 0 | 3772.6 | 0 | 0 | 0 | 0 | 0 | 0 | 9697.48 | 287.211 | 14.0564 | 0 | 0 | 0 | 0 | 86.8792 | 106.152 | 0 | 235.526 | 0 | 81.2619 | 811.087 | 0 | 0 | 0 | 2365.14 | 0 | 659.454 | 0 | 0 | 0 | 0 | 0 | 0 | 3024.59 | 5582.61 | 754.333 | - | - | - | - | 0 | 0 | 6789 | 0 | 0 | 0 | 0 | 0 | 0 | 0 | 0 | 6789
07/26/18 @ 20:25 | Htl-w08-v96-WCChlrBase-mNE-HVAC-Proto.pd2 | Htl-w08-v96-WCChlrBase-mNE-HVAC-Proto | Htl-w08-v96 | California (Title 24) | El Toro Area (CZ08) | Fullerton | 400162 | 901.052 | 54.6902 | 0 | 0 | 0 | 0 | 467.506 | 843.116 | 0 | 1825.63 | 0 | 649.398 | 4741.4 | 0 | 0 | 0 | 6688.89 | 0 | 3690 | 0 | 0 | 0 | 0 | 0 | 0 | 10378.9 | 392.4 | 25.9141 | 0 | 0 | 0 | 0 | 100.383 | 119.558 | 0 | 232.174 | 0 | 76.1397 | 946.569 | 0 | 0 | 0 | 3596.56 | 0 | 363.996 | 0 | 0 | 0 | 0 | 0 | 0 | 3960.55 | 7215.08 | 838.111 | - | - | - | - | 0 | 0 | 7543 | 0 | 0 | 0 | 0 | 0 | 0 | 0 | 0 | 7543
07/26/18 @ 20:25 | Htl-w09-v96-WCChlrBase-mNE-HVAC-Proto.pd2 | Htl-w09-v96-WCChlrBase-mNE-HVAC-Proto | Htl-w09-v96 | California (Title 24) | Pasadena Area (CZ09) | Burbank AP | 400162 | 980.929 | 59.1957 | 0 | 0 | 0 | 0 | 479.436 | 902.534 | 0 | 1825.63 | 0 | 649.398 | 4897.13 | 0 | 0 | 0 | 7082.29 | 0 | 3684.33 | 0 | 0 | 0 | 0 | 0 | 0 | 10766.6 | 414.56 | 32.5972 | 0 | 0 | 0 | 0 | 92.5735 | 132.996 | 0 | 291.793 | 0 | 83.7621 | 1048.28 | 0 | 0 | 0 | 3555.86 | 0 | 496.362 | 0 | 0 | 0 | 0 | 0 | 0 | 4052.22 | 8402.98 | 886.222 | - | - | - | - | 0 | 0 | 7976 | 0 | 0 | 0 | 0 | 0 | 0 | 0 | 0 | 7976
07/26/18 @ 20:26 | Htl-w10-v96-WCChlrBase-mNE-HVAC-Proto.pd2 | Htl-w10-v96-WCChlrBase-mNE-HVAC-Proto | Htl-w10-v96 | California (Title 24) | San Bernardino Area (CZ10) | Riverside FS 3 | 400162 | 1104.43 | 63.9085 | 0 | 0 | 0 | 0 | 509.111 | 988.122 | 0 | 1825.63 | 0 | 649.398 | 5140.61 | 0 | 0 | 0 | 7852.76 | 0 | 3661.1 | 0 | 0 | 0 | 0 | 0 | 0 | 11513.9 | 473.842 | 33.9048 | 0 | 0 | 0 | 0 | 112.059 | 141.417 | 0 | 226.777 | 0 | 78.9922 | 1066.99 | 0 | 0 | 0 | 4041.13 | 0 | 490.345 | 0 | 0 | 0 | 0 | 0 | 0 | 4531.48 | 8795.54 | 959.556 | - | - | - | - | 0 | 0 | 8636 | 0 | 0 | 0 | 0 | 0 | 0 | 0 | 0 | 8636
07/26/18 @ 20:26 | Htl-w11-v96-WCChlrBase-mNE-HVAC-Proto.pd2 | Htl-w11-v96-WCChlrBase-mNE-HVAC-Proto | Htl-w11-v96 | California (Title 24) | Red Bluff Area (CZ11) | Red Bluff AP | 400162 | 940.543 | 53.9719 | 0 | 0 | 0 | 0 | 483.997 | 866.49 | 0 | 1825.63 | 0 | 649.398 | 4820.04 | 0 | 0 | 0 | 8506.72 | 0 | 3726.88 | 0 | 0 | 0 | 0 | 0 | 0 | 12233.6 | 417.608 | 26.1282 | 0 | 0 | 0 | 0 | 105.13 | 130.915 | 0 | 291.793 | 0 | 83.7621 | 1055.34 | 0 | 0 | 0 | 4488.9 | 0 | 409.055 | 0 | 0 | 0 | 0 | 0 | 0 | 4897.96 | 7752.09 | 819.333 | - | - | - | - | 0 | 0 | 7374 | 0 | 0 | 0 | 0 | 0 | 0 | 0 | 0 | 7374
07/26/18 @ 20:26 | Htl-w12-v96-WCChlrBase-mNE-HVAC-Proto.pd2 | Htl-w12-v96-WCChlrBase-mNE-HVAC-Proto | Htl-w12-v96 | California (Title 24) | Sacramento Area (CZ12) | Sacramento AP | 400162 | 835.098 | 45.6352 | 0 | 0 | 0 | 0 | 455.453 | 816.71 | 0 | 1825.63 | 0 | 649.398 | 4627.93 | 0 | 0 | 0 | 8385.36 | 0 | 3887.82 | 0 | 0 | 0 | 0 | 0 | 0 | 12273.2 | 415.307 | 29.6272 | 0 | 0 | 0 | 0 | 97.801 | 122.56 | 0 | 291.793 | 0 | 83.7621 | 1040.85 | 0 | 0 | 0 | 4003.9 | 0 | 413.085 | 0 | 0 | 0 | 0 | 0 | 0 | 4416.98 | 7598.51 | 825.444 | - | - | - | - | 0 | 0 | 7429 | 0 | 0 | 0 | 0 | 0 | 0 | 0 | 0 | 7429
07/26/18 @ 20:27 | Htl-w13-v96-WCChlrBase-mNE-HVAC-Proto.pd2 | Htl-w13-v96-WCChlrBase-mNE-HVAC-Proto | Htl-w13-v96 | California (Title 24) | Fresno Area (CZ13) | Fresno AP | 400162 | 963.436 | 57.3001 | 0 | 0 | 0 | 0 | 477.117 | 818.793 | 0 | 1825.63 | 0 | 649.398 | 4791.68 | 0 | 0 | 0 | 7370.44 | 0 | 3664.97 | 0 | 0 | 0 | 0 | 0 | 0 | 11035.4 | 401.37 | 29.2265 | 0 | 0 | 0 | 0 | 98.1227 | 122.579 | 0 | 291.793 | 0 | 81.5811 | 1024.67 | 0 | 0 | 0 | 3897.93 | 0 | 403.956 | 0 | 0 | 0 | 0 | 0 | 0 | 4301.88 | 7649.49 | 883 | - | - | - | - | 0 | 0 | 7947 | 0 | 0 | 0 | 0 | 0 | 0 | 0 | 0 | 7947
07/26/18 @ 20:27 | Htl-w14-v96-WCChlrBase-mNE-HVAC-Proto.pd2 | Htl-w14-v96-WCChlrBase-mNE-HVAC-Proto | Htl-w14-v96 | California (Title 24) | China Lake Area (CZ14) | Palmdale AP | 400162 | 959.783 | 49.7082 | 0 | 0 | 0 | 0 | 477.189 | 853.204 | 0 | 1825.63 | 0 | 649.398 | 4814.92 | 0 | 0 | 0 | 8631.59 | 0 | 3764.43 | 0 | 0 | 0 | 0 | 0 | 0 | 12396 | 433.822 | 32.4476 | 0 | 0 | 0 | 0 | 95.2226 | 129.879 | 0 | 291.793 | 0 | 83.7621 | 1066.93 | 0 | 0 | 0 | 5031.35 | 0 | 415.894 | 0 | 0 | 0 | 0 | 0 | 0 | 5447.24 | 7878.17 | 874.444 | - | - | - | - | 0 | 0 | 7870 | 0 | 0 | 0 | 0 | 0 | 0 | 0 | 0 | 7870
07/26/18 @ 20:27 | Htl-w15-v96-WCChlrBase-mNE-HVAC-Proto.pd2 | Htl-w15-v96-WCChlrBase-mNE-HVAC-Proto | Htl-w15-v96 | California (Title 24) | Blythe Area (CZ15) | Palm Springs | 400162 | 1402.07 | 97.0966 | 0 | 0 | 0 | 0 | 543.186 | 963.669 | 0 | 1825.63 | 0 | 649.398 | 5481.06 | 0 | 0 | 0 | 4138.85 | 0 | 2872.42 | 0 | 0 | 0 | 0 | 0 | 0 | 7011.27 | 495.939 | 42.6254 | 0 | 0 | 0 | 0 | 103.004 | 137.909 | 0 | 291.793 | 0 | 81.5811 | 1152.85 | 0 | 0 | 0 | 3588.98 | 0 | 293.07 | 0 | 0 | 0 | 0 | 0 | 0 | 3882.05 | 8945.49 | 944.222 | - | - | - | - | 0 | 0 | 8498 | 0 | 0 | 0 | 0 | 0 | 0 | 0 | 0 | 8498
07/26/18 @ 20:28 | Htl-w16-v96-WCChlrBase-mNE-HVAC-Proto.pd2 | Htl-w16-v96-WCChlrBase-mNE-HVAC-Proto | Htl-w16-v96 | California (Title 24) | Mount Shasta Area (CZ16) | Blue Canyon AP | 400162 | 555.908 | 22.4199 | 0 | 0 | 0 | 0 | 436.793 | 658.422 | 0 | 1825.63 | 0 | 649.398 | 4148.58 | 0 | 0 | 0 | 12929.1 | 0 | 4525.7 | 0 | 0 | 0 | 0 | 0 | 0 | 17454.8 | 285.322 | 15.8012 | 0 | 0 | 0 | 0 | 86.2453 | 104.265 | 0 | 291.793 | 0 | 83.7621 | 867.189 | 0 | 0 | 0 | 5506.41 | 0 | 483.887 | 0 | 0 | 0 | 0 | 0 | 0 | 5990.3 | 5439.02 | 747.889 | - | - | - | - | 0 | 0 | 6731 | 0 | 0 | 0 | 0 | 0 | 0 | 0 | 0 | 6731
07/26/18 @ 20:28 | Htl-w01-v03-WCChlrBase-mNE-HVAC-Proto.pd2 | Htl-w01-v03-WCChlrBase-mNE-HVAC-Proto | Htl-w01-v03 | California (Title 24) | Arcata Area (CZ01) | Arcata | 400162 | 303.187 | 4.4177 | 0 | 0 | 0 | 0 | 340.233 | 521.808 | 0 | 1738.7 | 0 | 649.398 | 3557.74 | 0 | 0 | 0 | 9679.14 | 0 | 4482.65 | 0 | 0 | 0 | 0 | 0 | 0 | 14161.8 | 151.764 | 3.5238 | 0 | 0 | 0 | 0 | 56.8115 | 73.3646 | 0 | 277.898 | 0 | 83.7621 | 647.124 | 0 | 0 | 0 | 3383.57 | 0 | 920.233 | 0 | 0 | 0 | 0 | 0 | 0 | 4303.8 | 3453.01 | 475.333 | - | - | - | - | 0 | 0 | 4278 | 0 | 0 | 0 | 0 | 0 | 0 | 0 | 0 | 4278
07/26/18 @ 20:28 | Htl-w02-v03-WCChlrBase-mNE-HVAC-Proto.pd2 | Htl-w02-v03-WCChlrBase-mNE-HVAC-Proto | Htl-w02-v03 | California (Title 24) | Santa Rosa Area (CZ02) | Santa Rosa | 400162 | 573.081 | 10.5187 | 0 | 0 | 0 | 0 | 376.587 | 630.498 | 0 | 1738.7 | 0 | 649.398 | 3978.78 | 0 | 0 | 0 | 8137.91 | 0 | 4073.16 | 0 | 0 | 0 | 0 | 0 | 0 | 12211.1 | 302.105 | 8.0755 | 0 | 0 | 0 | 0 | 75.3413 | 95.1427 | 0 | 277.898 | 0 | 83.7621 | 842.325 | 0 | 0 | 0 | 3567.81 | 0 | 796.335 | 0 | 0 | 0 | 0 | 0 | 0 | 4364.14 | 5764.93 | 584 | - | - | - | - | 0 | 0 | 5256 | 0 | 0 | 0 | 0 | 0 | 0 | 0 | 0 | 5256
07/26/18 @ 20:29 | Htl-w03-v03-WCChlrBase-mNE-HVAC-Proto.pd2 | Htl-w03-v03-WCChlrBase-mNE-HVAC-Proto | Htl-w03-v03 | California (Title 24) | Oakland Area (CZ03) | Oakland AP | 400162 | 452.411 | 7.8189 | 0 | 0 | 0 | 0 | 364.595 | 603.396 | 0 | 1738.7 | 0 | 649.398 | 3816.32 | 0 | 0 | 0 | 7354.35 | 0 | 4089.36 | 0 | 0 | 0 | 0 | 0 | 0 | 11443.7 | 199.798 | 5.2474 | 0 | 0 | 0 | 0 | 65.5985 | 83.4181 | 0 | 277.898 | 0 | 83.7621 | 715.723 | 0 | 0 | 0 | 3206.74 | 0 | 612.222 | 0 | 0 | 0 | 0 | 0 | 0 | 3818.96 | 4401.92 | 520.889 | - | - | - | - | 0 | 0 | 4688 | 0 | 0 | 0 | 0 | 0 | 0 | 0 | 0 | 4688
07/26/18 @ 20:29 | Htl-w04-v03-WCChlrBase-mNE-HVAC-Proto.pd2 | Htl-w04-v03-WCChlrBase-mNE-HVAC-Proto | Htl-w04-v03 | California (Title 24) | Sunnyvale Area (CZ04) | San Jose | 400162 | 619.151 | 12.078 | 0 | 0 | 0 | 0 | 389.167 | 656.381 | 0 | 1738.7 | 0 | 649.398 | 4064.87 | 0 | 0 | 0 | 7356.45 | 0 | 3918.46 | 0 | 0 | 0 | 0 | 0 | 0 | 11274.9 | 270.999 | 7.0366 | 0 | 0 | 0 | 0 | 72.2225 | 93.2052 | 0 | 277.898 | 0 | 83.7621 | 805.124 | 0 | 0 | 0 | 4750.89 | 0 | 368.212 | 0 | 0 | 0 | 0 | 0 | 0 | 5119.1 | 5436.26 | 645 | - | - | - | - | 0 | 0 | 5805 | 0 | 0 | 0 | 0 | 0 | 0 | 0 | 0 | 5805
07/26/18 @ 20:29 | Htl-w05-v03-WCChlrBase-mNE-HVAC-Proto.pd2 | Htl-w05-v03-WCChlrBase-mNE-HVAC-Proto | Htl-w05-v03 | California (Title 24) | Santa Maria Area (CZ05) | Santa Maria AP | 400162 | 450.253 | 7.8617 | 0 | 0 | 0 | 0 | 367.047 | 601.283 | 0 | 1738.7 | 0 | 649.398 | 3814.54 | 0 | 0 | 0 | 7920.1 | 0 | 4173.8 | 0 | 0 | 0 | 0 | 0 | 0 | 12093.9 | 176.899 | 4.6921 | 0 | 0 | 0 | 0 | 60.8832 | 84.8931 | 0 | 277.898 | 0 | 83.7621 | 689.028 | 0 | 0 | 0 | 3416.91 | 0 | 591.458 | 0 | 0 | 0 | 0 | 0 | 0 | 4008.36 | 4320.97 | 537.111 | - | - | - | - | 0 | 0 | 4834 | 0 | 0 | 0 | 0 | 0 | 0 | 0 | 0 | 4834
07/26/18 @ 20:29 | Htl-w06-v03-WCChlrBase-mNE-HVAC-Proto.pd2 | Htl-w06-v03-WCChlrBase-mNE-HVAC-Proto | Htl-w06-v03 | California (Title 24) | Los Angeles Area (CZ06) | Torrance | 400162 | 680.543 | 15.5242 | 0 | 0 | 0 | 0 | 396.609 | 722.094 | 0 | 1738.7 | 0 | 649.398 | 4202.87 | 0 | 0 | 0 | 5952.25 | 0 | 3763.12 | 0 | 0 | 0 | 0 | 0 | 0 | 9715.37 | 280.831 | 6.946 | 0 | 0 | 0 | 0 | 73.4955 | 98.2989 | 0 | 277.898 | 0 | 83.7621 | 821.232 | 0 | 0 | 0 | 3703.1 | 0 | 355.959 | 0 | 0 | 0 | 0 | 0 | 0 | 4059.06 | 5412.66 | 644 | - | - | - | - | 0 | 0 | 5796 | 0 | 0 | 0 | 0 | 0 | 0 | 0 | 0 | 5796
07/26/18 @ 20:30 | Htl-w07-v03-WCChlrBase-mNE-HVAC-Proto.pd2 | Htl-w07-v03-WCChlrBase-mNE-HVAC-Proto | Htl-w07-v03 | California (Title 24) | San Diego Area (CZ07) | San Diego AP | 400162 | 645.288 | 15.1765 | 0 | 0 | 0 | 0 | 393.296 | 694.363 | 0 | 1738.7 | 0 | 649.398 | 4136.22 | 0 | 0 | 0 | 4750.08 | 0 | 3709.17 | 0 | 0 | 0 | 0 | 0 | 0 | 8459.25 | 198.32 | 6.2812 | 0 | 0 | 0 | 0 | 59.4547 | 88.6439 | 0 | 277.898 | 0 | 83.7621 | 714.36 | 0 | 0 | 0 | 2586.88 | 0 | 191.766 | 0 | 0 | 0 | 0 | 0 | 0 | 2778.65 | 4625.81 | 662.556 | - | - | - | - | 0 | 0 | 5963 | 0 | 0 | 0 | 0 | 0 | 0 | 0 | 0 | 5963
07/26/18 @ 20:30 | Htl-w08-v03-WCChlrBase-mNE-HVAC-Proto.pd2 | Htl-w08-v03-WCChlrBase-mNE-HVAC-Proto | Htl-w08-v03 | California (Title 24) | El Toro Area (CZ08) | Fullerton | 400162 | 768.603 | 17.365 | 0 | 0 | 0 | 0 | 404.677 | 721.364 | 0 | 1738.7 | 0 | 649.398 | 4300.11 | 0 | 0 | 0 | 5363.08 | 0 | 3626.99 | 0 | 0 | 0 | 0 | 0 | 0 | 8990.07 | 329.532 | 8.85 | 0 | 0 | 0 | 0 | 82.7865 | 99.7542 | 0 | 221.118 | 0 | 76.1397 | 818.181 | 0 | 0 | 0 | 2790.32 | 0 | 515.448 | 0 | 0 | 0 | 0 | 0 | 0 | 3305.77 | 6063.56 | 738.778 | - | - | - | - | 0 | 0 | 6649 | 0 | 0 | 0 | 0 | 0 | 0 | 0 | 0 | 6649
07/26/18 @ 20:30 | Htl-w09-v03-WCChlrBase-mNE-HVAC-Proto.pd2 | Htl-w09-v03-WCChlrBase-mNE-HVAC-Proto | Htl-w09-v03 | California (Title 24) | Pasadena Area (CZ09) | Burbank AP | 400162 | 841.522 | 19.1817 | 0 | 0 | 0 | 0 | 412.282 | 776.257 | 0 | 1738.7 | 0 | 649.398 | 4437.34 | 0 | 0 | 0 | 5670.94 | 0 | 3621.27 | 0 | 0 | 0 | 0 | 0 | 0 | 9292.2 | 355.834 | 18.0266 | 0 | 0 | 0 | 0 | 76.9956 | 110.926 | 0 | 277.898 | 0 | 83.7621 | 923.443 | 0 | 0 | 0 | 3158.36 | 0 | 314.553 | 0 | 0 | 0 | 0 | 0 | 0 | 3472.92 | 7090.75 | 771.556 | - | - | - | - | 0 | 0 | 6944 | 0 | 0 | 0 | 0 | 0 | 0 | 0 | 0 | 6944
07/26/18 @ 20:31 | Htl-w10-v03-WCChlrBase-mNE-HVAC-Proto.pd2 | Htl-w10-v03-WCChlrBase-mNE-HVAC-Proto | Htl-w10-v03 | California (Title 24) | San Bernardino Area (CZ10) | Riverside FS 3 | 400162 | 795.889 | 17.4526 | 0 | 0 | 0 | 0 | 403.803 | 715.705 | 0 | 1738.7 | 0 | 649.398 | 4320.95 | 0 | 0 | 0 | 5961.33 | 0 | 3598.21 | 0 | 0 | 0 | 0 | 0 | 0 | 9559.54 | 360.079 | 16.265 | 0 | 0 | 0 | 0 | 83.2212 | 103.914 | 0 | 215.979 | 0 | 78.9922 | 858.45 | 0 | 0 | 0 | 3357.27 | 0 | 483.257 | 0 | 0 | 0 | 0 | 0 | 0 | 3840.53 | 6640.02 | 774.333 | - | - | - | - | 0 | 0 | 6969 | 0 | 0 | 0 | 0 | 0 | 0 | 0 | 0 | 6969
07/26/18 @ 20:31 | Htl-w11-v03-WCChlrBase-mNE-HVAC-Proto.pd2 | Htl-w11-v03-WCChlrBase-mNE-HVAC-Proto | Htl-w11-v03 | California (Title 24) | Red Bluff Area (CZ11) | Red Bluff AP | 400162 | 803.42 | 17.7002 | 0 | 0 | 0 | 0 | 414.992 | 746.045 | 0 | 1738.7 | 0 | 649.398 | 4370.26 | 0 | 0 | 0 | 7385.95 | 0 | 3663.52 | 0 | 0 | 0 | 0 | 0 | 0 | 11049.5 | 369.042 | 9.3013 | 0 | 0 | 0 | 0 | 87.9624 | 113.561 | 0 | 277.898 | 0 | 83.7621 | 941.527 | 0 | 0 | 0 | 4025.65 | 0 | 402.289 | 0 | 0 | 0 | 0 | 0 | 0 | 4427.94 | 6847.54 | 703.556 | - | - | - | - | 0 | 0 | 6332 | 0 | 0 | 0 | 0 | 0 | 0 | 0 | 0 | 6332
07/26/18 @ 20:31 | Htl-w12-v03-WCChlrBase-mNE-HVAC-Proto.pd2 | Htl-w12-v03-WCChlrBase-mNE-HVAC-Proto | Htl-w12-v03 | California (Title 24) | Sacramento Area (CZ12) | Sacramento AP | 400162 | 710.246 | 14.5973 | 0 | 0 | 0 | 0 | 393.463 | 705.992 | 0 | 1738.7 | 0 | 649.398 | 4212.39 | 0 | 0 | 0 | 7418.49 | 0 | 3823.49 | 0 | 0 | 0 | 0 | 0 | 0 | 11242 | 368.532 | 16.4415 | 0 | 0 | 0 | 0 | 82.4186 | 106.819 | 0 | 277.898 | 0 | 83.7621 | 935.871 | 0 | 0 | 0 | 3334.18 | 0 | 771.29 | 0 | 0 | 0 | 0 | 0 | 0 | 4105.47 | 6722.15 | 733.222 | - | - | - | - | 0 | 0 | 6599 | 0 | 0 | 0 | 0 | 0 | 0 | 0 | 0 | 6599
07/26/18 @ 20:32 | Htl-w13-v03-WCChlrBase-mNE-HVAC-Proto.pd2 | Htl-w13-v03-WCChlrBase-mNE-HVAC-Proto | Htl-w13-v03 | California (Title 24) | Fresno Area (CZ13) | Fresno AP | 400162 | 826.886 | 18.8585 | 0 | 0 | 0 | 0 | 411.615 | 706.988 | 0 | 1738.7 | 0 | 649.398 | 4352.44 | 0 | 0 | 0 | 6420.5 | 0 | 3602.06 | 0 | 0 | 0 | 0 | 0 | 0 | 10022.6 | 355.577 | 15.6162 | 0 | 0 | 0 | 0 | 82.5679 | 106.663 | 0 | 277.898 | 0 | 81.5811 | 919.903 | 0 | 0 | 0 | 3519.36 | 0 | 397.228 | 0 | 0 | 0 | 0 | 0 | 0 | 3916.59 | 6753.04 | 784 | - | - | - | - | 0 | 0 | 7056 | 0 | 0 | 0 | 0 | 0 | 0 | 0 | 0 | 7056
07/26/18 @ 20:32 | Htl-w14-v03-WCChlrBase-mNE-HVAC-Proto.pd2 | Htl-w14-v03-WCChlrBase-mNE-HVAC-Proto | Htl-w14-v03 | California (Title 24) | China Lake Area (CZ14) | Palmdale AP | 400162 | 797.359 | 15.979 | 0 | 0 | 0 | 0 | 408.325 | 715.447 | 0 | 1738.7 | 0 | 649.398 | 4325.21 | 0 | 0 | 0 | 7593.04 | 0 | 3700.86 | 0 | 0 | 0 | 0 | 0 | 0 | 11293.9 | 381.203 | 20.7321 | 0 | 0 | 0 | 0 | 79.5932 | 111.069 | 0 | 277.898 | 0 | 83.7621 | 954.258 | 0 | 0 | 0 | 4602.2 | 0 | 409.085 | 0 | 0 | 0 | 0 | 0 | 0 | 5011.28 | 6895.6 | 775.333 | - | - | - | - | 0 | 0 | 6978 | 0 | 0 | 0 | 0 | 0 | 0 | 0 | 0 | 6978
07/26/18 @ 20:32 | Htl-w15-v03-WCChlrBase-mNE-HVAC-Proto.pd2 | Htl-w15-v03-WCChlrBase-mNE-HVAC-Proto | Htl-w15-v03 | California (Title 24) | Blythe Area (CZ15) | Palm Springs | 400162 | 1221.71 | 33.7004 | 0 | 0 | 0 | 0 | 460.796 | 844.406 | 0 | 1738.7 | 0 | 649.398 | 4948.7 | 0 | 0 | 0 | 3503.64 | 0 | 2814.48 | 0 | 0 | 0 | 0 | 0 | 0 | 6318.12 | 452.364 | 36.9526 | 0 | 0 | 0 | 0 | 85.209 | 122.075 | 0 | 277.898 | 0 | 81.5811 | 1056.08 | 0 | 0 | 0 | 3053.36 | 0 | 331.026 | 0 | 0 | 0 | 0 | 0 | 0 | 3384.39 | 7943.65 | 831.667 | - | - | - | - | 0 | 0 | 7485 | 0 | 0 | 0 | 0 | 0 | 0 | 0 | 0 | 7485
07/26/18 @ 20:33 | Htl-w16-v03-WCChlrBase-mNE-HVAC-Proto.pd2 | Htl-w16-v03-WCChlrBase-mNE-HVAC-Proto | Htl-w16-v03 | California (Title 24) | Mount Shasta Area (CZ16) | Blue Canyon AP | 400162 | 486.586 | 7.4915 | 0 | 0 | 0 | 0 | 387.252 | 589.126 | 0 | 1738.7 | 0 | 649.398 | 3858.56 | 0 | 0 | 0 | 11867 | 0 | 4457.34 | 0 | 0 | 0 | 0 | 0 | 0 | 16324.4 | 255.077 | 5.8105 | 0 | 0 | 0 | 0 | 75.182 | 93.0549 | 0 | 277.898 | 0 | 83.7621 | 790.785 | 0 | 0 | 0 | 4664.71 | 0 | 906.699 | 0 | 0 | 0 | 0 | 0 | 0 | 5571.4 | 4836.91 | 681.556 | - | - | - | - | 0 | 0 | 6134 | 0 | 0 | 0 | 0 | 0 | 0 | 0 | 0 | 6134
07/26/18 @ 20:33 | Htl-w01-v07-WCChlrBase-mNE-HVAC-Proto.pd2 | Htl-w01-v07-WCChlrBase-mNE-HVAC-Proto | Htl-w01-v07 | California (Title 24) | Arcata Area (CZ01) | Arcata | 400162 | 245.697 | 3.3306 | 0 | 0 | 0 | 0 | 334.059 | 148.483 | 0 | 1695.23 | 0 | 573.497 | 3000.3 | 0 | 0 | 0 | 9989.31 | 0 | 4482.68 | 0 | 0 | 0 | 0 | 0 | 0 | 14472 | 143.459 | 3.334 | 0 | 0 | 0 | 0 | 55.3609 | 39.0209 | 0 | 270.951 | 0 | 75.0875 | 587.213 | 0 | 0 | 0 | 3471.05 | 0 | 920.235 | 0 | 0 | 0 | 0 | 0 | 0 | 4391.28 | 3377.49 | 401.556 | - | - | - | - | 0 | 0 | 3614 | 0 | 0 | 0 | 0 | 0 | 0 | 0 | 0 | 3614
07/26/18 @ 20:33 | Htl-w02-v07-WCChlrBase-mNE-HVAC-Proto.pd2 | Htl-w02-v07-WCChlrBase-mNE-HVAC-Proto | Htl-w02-v07 | California (Title 24) | Santa Rosa Area (CZ02) | Santa Rosa | 400162 | 501.356 | 9.4299 | 0 | 0 | 0 | 0 | 370.018 | 240.65 | 0 | 1695.23 | 0 | 573.497 | 3390.18 | 0 | 0 | 0 | 8258.73 | 0 | 4073.17 | 0 | 0 | 0 | 0 | 0 | 0 | 12331.9 | 290.137 | 7.7843 | 0 | 0 | 0 | 0 | 74.0867 | 56.0667 | 0 | 270.951 | 0 | 75.0875 | 774.114 | 0 | 0 | 0 | 3641.13 | 0 | 796.337 | 0 | 0 | 0 | 0 | 0 | 0 | 4437.47 | 5705.28 | 521.667 | - | - | - | - | 0 | 0 | 4695 | 0 | 0 | 0 | 0 | 0 | 0 | 0 | 0 | 4695
07/26/18 @ 20:34 | Htl-w03-v07-WCChlrBase-mNE-HVAC-Proto.pd2 | Htl-w03-v07-WCChlrBase-mNE-HVAC-Proto | Htl-w03-v07 | California (Title 24) | Oakland Area (CZ03) | Oakland AP | 400162 | 380.375 | 6.5262 | 0 | 0 | 0 | 0 | 357.711 | 196.682 | 0 | 1695.23 | 0 | 573.497 | 3210.03 | 0 | 0 | 0 | 7416.09 | 0 | 4089.38 | 0 | 0 | 0 | 0 | 0 | 0 | 11505.5 | 195.108 | 5.0276 | 0 | 0 | 0 | 0 | 64.3611 | 45.1515 | 0 | 270.951 | 0 | 75.0875 | 655.687 | 0 | 0 | 0 | 3491.13 | 0 | 414.243 | 0 | 0 | 0 | 0 | 0 | 0 | 3905.37 | 4341.42 | 458.778 | - | - | - | - | 0 | 0 | 4129 | 0 | 0 | 0 | 0 | 0 | 0 | 0 | 0 | 4129
07/26/18 @ 20:34 | Htl-w04-v07-WCChlrBase-mNE-HVAC-Proto.pd2 | Htl-w04-v07-WCChlrBase-mNE-HVAC-Proto | Htl-w04-v07 | California (Title 24) | Sunnyvale Area (CZ04) | San Jose | 400162 | 542.574 | 10.7386 | 0 | 0 | 0 | 0 | 382.026 | 248.147 | 0 | 1695.23 | 0 | 573.497 | 3452.22 | 0 | 0 | 0 | 7544.78 | 0 | 3918.47 | 0 | 0 | 0 | 0 | 0 | 0 | 11463.3 | 260.029 | 6.936 | 0 | 0 | 0 | 0 | 71.5375 | 53.2263 | 0 | 270.951 | 0 | 75.0875 | 737.767 | 0 | 0 | 0 | 4869.73 | 0 | 368.215 | 0 | 0 | 0 | 0 | 0 | 0 | 5237.94 | 5379.25 | 582.444 | - | - | - | - | 0 | 0 | 5242 | 0 | 0 | 0 | 0 | 0 | 0 | 0 | 0 | 5242
07/26/18 @ 20:34 | Htl-w05-v07-WCChlrBase-mNE-HVAC-Proto.pd2 | Htl-w05-v07-WCChlrBase-mNE-HVAC-Proto | Htl-w05-v07 | California (Title 24) | Santa Maria Area (CZ05) | Santa Maria AP | 400162 | 381.317 | 6.589 | 0 | 0 | 0 | 0 | 360.261 | 192.306 | 0 | 1695.23 | 0 | 573.497 | 3209.2 | 0 | 0 | 0 | 7984.42 | 0 | 4173.82 | 0 | 0 | 0 | 0 | 0 | 0 | 12158.2 | 170.183 | 4.1862 | 0 | 0 | 0 | 0 | 60.138 | 44.7461 | 0 | 270.951 | 0 | 75.0875 | 625.292 | 0 | 0 | 0 | 3522.93 | 0 | 591.46 | 0 | 0 | 0 | 0 | 0 | 0 | 4114.39 | 4241.75 | 473.111 | - | - | - | - | 0 | 0 | 4258 | 0 | 0 | 0 | 0 | 0 | 0 | 0 | 0 | 4258
07/26/18 @ 20:34 | Htl-w06-v07-WCChlrBase-mNE-HVAC-Proto.pd2 | Htl-w06-v07-WCChlrBase-mNE-HVAC-Proto | Htl-w06-v07 | California (Title 24) | Los Angeles Area (CZ06) | Torrance | 400162 | 605.537 | 13.6142 | 0 | 0 | 0 | 0 | 389.083 | 261.057 | 0 | 1695.23 | 0 | 573.497 | 3538.02 | 0 | 0 | 0 | 5895.09 | 0 | 3763.13 | 0 | 0 | 0 | 0 | 0 | 0 | 9658.22 | 269.886 | 6.6884 | 0 | 0 | 0 | 0 | 72.3414 | 52.7724 | 0 | 270.951 | 0 | 75.0875 | 747.727 | 0 | 0 | 0 | 3811.22 | 0 | 355.961 | 0 | 0 | 0 | 0 | 0 | 0 | 4167.18 | 5364.29 | 577 | - | - | - | - | 0 | 0 | 5193 | 0 | 0 | 0 | 0 | 0 | 0 | 0 | 0 | 5193
07/26/18 @ 20:35 | Htl-w07-v07-WCChlrBase-mNE-HVAC-Proto.pd2 | Htl-w07-v07-WCChlrBase-mNE-HVAC-Proto | Htl-w07-v07 | California (Title 24) | San Diego Area (CZ07) | San Diego AP | 400162 | 573.495 | 13.2397 | 0 | 0 | 0 | 0 | 385.29 | 243.047 | 0 | 1695.23 | 0 | 573.497 | 3483.8 | 0 | 0 | 0 | 4565.55 | 0 | 3709.18 | 0 | 0 | 0 | 0 | 0 | 0 | 8274.73 | 192.849 | 6.0178 | 0 | 0 | 0 | 0 | 58.2616 | 48.0093 | 0 | 270.951 | 0 | 75.0875 | 651.176 | 0 | 0 | 0 | 2052.32 | 0 | 525.052 | 0 | 0 | 0 | 0 | 0 | 0 | 2577.37 | 4566.68 | 598.667 | - | - | - | - | 0 | 0 | 5388 | 0 | 0 | 0 | 0 | 0 | 0 | 0 | 0 | 5388
07/26/18 @ 20:35 | Htl-w08-v07-WCChlrBase-mNE-HVAC-Proto.pd2 | Htl-w08-v07-WCChlrBase-mNE-HVAC-Proto | Htl-w08-v07 | California (Title 24) | El Toro Area (CZ08) | Fullerton | 400162 | 694.654 | 15.6113 | 0 | 0 | 0 | 0 | 397.181 | 295.498 | 0 | 1695.23 | 0 | 573.497 | 3671.68 | 0 | 0 | 0 | 5216.58 | 0 | 3627 | 0 | 0 | 0 | 0 | 0 | 0 | 8843.58 | 318.237 | 10.2857 | 0 | 0 | 0 | 0 | 79.8856 | 59.4534 | 0 | 216.488 | 0 | 70.4299 | 754.78 | 0 | 0 | 0 | 2920.12 | 0 | 515.45 | 0 | 0 | 0 | 0 | 0 | 0 | 3435.57 | 6000.05 | 683.111 | - | - | - | - | 0 | 0 | 6148 | 0 | 0 | 0 | 0 | 0 | 0 | 0 | 0 | 6148
07/26/18 @ 20:35 | Htl-w09-v07-WCChlrBase-mNE-HVAC-Proto.pd2 | Htl-w09-v07-WCChlrBase-mNE-HVAC-Proto | Htl-w09-v07 | California (Title 24) | Pasadena Area (CZ09) | Burbank AP | 400162 | 761.958 | 17.5005 | 0 | 0 | 0 | 0 | 404.79 | 334.497 | 0 | 1695.23 | 0 | 573.497 | 3787.48 | 0 | 0 | 0 | 5556.81 | 0 | 3621.28 | 0 | 0 | 0 | 0 | 0 | 0 | 9178.08 | 353.338 | 18.1188 | 0 | 0 | 0 | 0 | 75.8302 | 69.3181 | 0 | 270.951 | 0 | 75.0875 | 862.644 | 0 | 0 | 0 | 2978.75 | 0 | 516.44 | 0 | 0 | 0 | 0 | 0 | 0 | 3495.19 | 7038.83 | 710.222 | - | - | - | - | 0 | 0 | 6392 | 0 | 0 | 0 | 0 | 0 | 0 | 0 | 0 | 6392
07/26/18 @ 20:36 | Htl-w10-v07-WCChlrBase-mNE-HVAC-Proto.pd2 | Htl-w10-v07-WCChlrBase-mNE-HVAC-Proto | Htl-w10-v07 | California (Title 24) | San Bernardino Area (CZ10) | Riverside FS 3 | 400162 | 722.155 | 15.9781 | 0 | 0 | 0 | 0 | 396.412 | 308.632 | 0 | 1695.23 | 0 | 573.497 | 3711.91 | 0 | 0 | 0 | 5913.88 | 0 | 3598.22 | 0 | 0 | 0 | 0 | 0 | 0 | 9512.1 | 352.572 | 15.4689 | 0 | 0 | 0 | 0 | 81.954 | 65.1718 | 0 | 210.579 | 0 | 70.2739 | 796.019 | 0 | 0 | 0 | 3469.19 | 0 | 483.259 | 0 | 0 | 0 | 0 | 0 | 0 | 3952.45 | 6585.31 | 714.889 | - | - | - | - | 0 | 0 | 6434 | 0 | 0 | 0 | 0 | 0 | 0 | 0 | 0 | 6434
07/26/18 @ 20:36 | Htl-w11-v07-WCChlrBase-mNE-HVAC-Proto.pd2 | Htl-w11-v07-WCChlrBase-mNE-HVAC-Proto | Htl-w11-v07 | California (Title 24) | Red Bluff Area (CZ11) | Red Bluff AP | 400162 | 723.097 | 16.2671 | 0 | 0 | 0 | 0 | 408.366 | 296.376 | 0 | 1695.23 | 0 | 573.497 | 3712.84 | 0 | 0 | 0 | 7500.49 | 0 | 3663.53 | 0 | 0 | 0 | 0 | 0 | 0 | 11164 | 356.948 | 9.1779 | 0 | 0 | 0 | 0 | 86.8555 | 66.3548 | 0 | 270.951 | 0 | 75.0875 | 865.375 | 0 | 0 | 0 | 4122.92 | 0 | 402.291 | 0 | 0 | 0 | 0 | 0 | 0 | 4525.21 | 6807.99 | 638.556 | - | - | - | - | 0 | 0 | 5747 | 0 | 0 | 0 | 0 | 0 | 0 | 0 | 0 | 5747
07/26/18 @ 20:36 | Htl-w12-v07-WCChlrBase-mNE-HVAC-Proto.pd2 | Htl-w12-v07-WCChlrBase-mNE-HVAC-Proto | Htl-w12-v07 | California (Title 24) | Sacramento Area (CZ12) | Sacramento AP | 400162 | 629.791 | 13.3317 | 0 | 0 | 0 | 0 | 386.642 | 287.932 | 0 | 1695.23 | 0 | 573.497 | 3586.43 | 0 | 0 | 0 | 7486.88 | 0 | 3823.5 | 0 | 0 | 0 | 0 | 0 | 0 | 11310.4 | 360.409 | 15.593 | 0 | 0 | 0 | 0 | 81.2345 | 65.7284 | 0 | 270.951 | 0 | 75.0875 | 869.003 | 0 | 0 | 0 | 3414.09 | 0 | 771.292 | 0 | 0 | 0 | 0 | 0 | 0 | 4185.38 | 6672.18 | 664.778 | - | - | - | - | 0 | 0 | 5983 | 0 | 0 | 0 | 0 | 0 | 0 | 0 | 0 | 5983
07/26/18 @ 20:37 | Htl-w13-v07-WCChlrBase-mNE-HVAC-Proto.pd2 | Htl-w13-v07-WCChlrBase-mNE-HVAC-Proto | Htl-w13-v07 | California (Title 24) | Fresno Area (CZ13) | Fresno AP | 400162 | 752.623 | 17.5206 | 0 | 0 | 0 | 0 | 404.844 | 304.541 | 0 | 1695.23 | 0 | 573.497 | 3748.26 | 0 | 0 | 0 | 6501.08 | 0 | 3602.07 | 0 | 0 | 0 | 0 | 0 | 0 | 10103.2 | 350.939 | 14.9049 | 0 | 0 | 0 | 0 | 81.4374 | 65.9666 | 0 | 270.951 | 0 | 72.933 | 857.132 | 0 | 0 | 0 | 3622.7 | 0 | 397.23 | 0 | 0 | 0 | 0 | 0 | 0 | 4019.93 | 6711 | 709.778 | - | - | - | - | 0 | 0 | 6388 | 0 | 0 | 0 | 0 | 0 | 0 | 0 | 0 | 6388
07/26/18 @ 20:37 | Htl-w14-v07-WCChlrBase-mNE-HVAC-Proto.pd2 | Htl-w14-v07-WCChlrBase-mNE-HVAC-Proto | Htl-w14-v07 | California (Title 24) | China Lake Area (CZ14) | Palmdale AP | 400162 | 720.547 | 14.6933 | 0 | 0 | 0 | 0 | 401.622 | 296.298 | 0 | 1695.23 | 0 | 573.497 | 3701.89 | 0 | 0 | 0 | 7814.24 | 0 | 3700.87 | 0 | 0 | 0 | 0 | 0 | 0 | 11515.1 | 373.032 | 19.8858 | 0 | 0 | 0 | 0 | 78.4248 | 67.7655 | 0 | 270.951 | 0 | 75.0875 | 885.147 | 0 | 0 | 0 | 4722.4 | 0 | 409.087 | 0 | 0 | 0 | 0 | 0 | 0 | 5131.48 | 6840.76 | 704.444 | - | - | - | - | 0 | 0 | 6340 | 0 | 0 | 0 | 0 | 0 | 0 | 0 | 0 | 6340
07/26/18 @ 20:37 | Htl-w15-v07-WCChlrBase-mNE-HVAC-Proto.pd2 | Htl-w15-v07-WCChlrBase-mNE-HVAC-Proto | Htl-w15-v07 | California (Title 24) | Blythe Area (CZ15) | Palm Springs | 400162 | 1140.51 | 31.7691 | 0 | 0 | 0 | 0 | 452.936 | 396.53 | 0 | 1695.23 | 0 | 573.497 | 4290.48 | 0 | 0 | 0 | 3415.48 | 0 | 2814.49 | 0 | 0 | 0 | 0 | 0 | 0 | 6229.96 | 440.929 | 36.2495 | 0 | 0 | 0 | 0 | 84.0871 | 78.6539 | 0 | 270.951 | 0 | 72.933 | 983.803 | 0 | 0 | 0 | 2723.44 | 0 | 411.021 | 0 | 0 | 0 | 0 | 0 | 0 | 3134.46 | 7905.67 | 752.111 | - | - | - | - | 0 | 0 | 6769 | 0 | 0 | 0 | 0 | 0 | 0 | 0 | 0 | 6769
07/26/18 @ 20:37 | Htl-w16-v07-WCChlrBase-mNE-HVAC-Proto.pd2 | Htl-w16-v07-WCChlrBase-mNE-HVAC-Proto | Htl-w16-v07 | California (Title 24) | Mount Shasta Area (CZ16) | Blue Canyon AP | 400162 | 427.263 | 6.5616 | 0 | 0 | 0 | 0 | 381.2 | 197.71 | 0 | 1695.23 | 0 | 573.497 | 3281.46 | 0 | 0 | 0 | 12180.6 | 0 | 4457.35 | 0 | 0 | 0 | 0 | 0 | 0 | 16638 | 248.975 | 5.5902 | 0 | 0 | 0 | 0 | 73.97 | 47.6849 | 0 | 270.951 | 0 | 75.0875 | 722.259 | 0 | 0 | 0 | 4786.52 | 0 | 906.702 | 0 | 0 | 0 | 0 | 0 | 0 | 5693.22 | 4790.2 | 615.444 | - | - | - | - | 0 | 0 | 5539 | 0 | 0 | 0 | 0 | 0 | 0 | 0 | 0 | 5539
07/26/18 @ 20:38 | Htl-w01-v11-WCChlrBase-mNE-HVAC-Proto.pd2 | Htl-w01-v11-WCChlrBase-mNE-HVAC-Proto | Htl-w01-v11 | California (Title 24) | Arcata Area (CZ01) | Arcata | 400162 | 245.823 | 3.3287 | 0 | 0 | 0 | 0 | 333.646 | 148.692 | 0 | 1695.23 | 0 | 567.018 | 2993.74 | 0 | 0 | 0 | 10001 | 0 | 4482.68 | 0 | 0 | 0 | 0 | 0 | 0 | 14483.7 | 143.302 | 3.3302 | 0 | 0 | 0 | 0 | 55.2802 | 38.9735 | 0 | 270.951 | 0 | 74.3452 | 586.182 | 0 | 0 | 0 | 3474.15 | 0 | 920.235 | 0 | 0 | 0 | 0 | 0 | 0 | 4394.39 | 3373.48 | 400.111 | - | - | - | - | 0 | 0 | 3601 | 0 | 0 | 0 | 0 | 0 | 0 | 0 | 0 | 3601
07/26/18 @ 20:38 | Htl-w02-v11-WCChlrBase-mNE-HVAC-Proto.pd2 | Htl-w02-v11-WCChlrBase-mNE-HVAC-Proto | Htl-w02-v11 | California (Title 24) | Santa Rosa Area (CZ02) | Santa Rosa | 400162 | 500.955 | 9.4222 | 0 | 0 | 0 | 0 | 369.596 | 240.496 | 0 | 1695.23 | 0 | 567.018 | 3382.72 | 0 | 0 | 0 | 8266.63 | 0 | 4073.17 | 0 | 0 | 0 | 0 | 0 | 0 | 12339.8 | 289.956 | 7.7787 | 0 | 0 | 0 | 0 | 74.0193 | 56.0249 | 0 | 270.951 | 0 | 74.3452 | 773.075 | 0 | 0 | 0 | 3641.69 | 0 | 796.337 | 0 | 0 | 0 | 0 | 0 | 0 | 4438.03 | 5700.89 | 520.111 | - | - | - | - | 0 | 0 | 4681 | 0 | 0 | 0 | 0 | 0 | 0 | 0 | 0 | 4681
07/26/18 @ 20:38 | Htl-w03-v11-WCChlrBase-mNE-HVAC-Proto.pd2 | Htl-w03-v11-WCChlrBase-mNE-HVAC-Proto | Htl-w03-v11 | California (Title 24) | Oakland Area (CZ03) | Oakland AP | 400162 | 380.043 | 6.5211 | 0 | 0 | 0 | 0 | 357.279 | 196.53 | 0 | 1695.23 | 0 | 567.018 | 3202.62 | 0 | 0 | 0 | 7421.67 | 0 | 4089.38 | 0 | 0 | 0 | 0 | 0 | 0 | 11511.1 | 194.942 | 5.0232 | 0 | 0 | 0 | 0 | 64.2944 | 45.1081 | 0 | 270.951 | 0 | 74.3452 | 654.664 | 0 | 0 | 0 | 3493.08 | 0 | 414.243 | 0 | 0 | 0 | 0 | 0 | 0 | 3907.33 | 4337.03 | 457.667 | - | - | - | - | 0 | 0 | 4119 | 0 | 0 | 0 | 0 | 0 | 0 | 0 | 0 | 4119
07/26/18 @ 20:39 | Htl-w04-v11-WCChlrBase-mNE-HVAC-Proto.pd2 | Htl-w04-v11-WCChlrBase-mNE-HVAC-Proto | Htl-w04-v11 | California (Title 24) | Sunnyvale Area (CZ04) | San Jose | 400162 | 542.112 | 10.7293 | 0 | 0 | 0 | 0 | 381.587 | 247.998 | 0 | 1695.23 | 0 | 567.018 | 3444.68 | 0 | 0 | 0 | 7551.22 | 0 | 3918.47 | 0 | 0 | 0 | 0 | 0 | 0 | 11469.7 | 259.854 | 6.9309 | 0 | 0 | 0 | 0 | 71.47 | 53.1861 | 0 | 270.951 | 0 | 74.3452 | 736.737 | 0 | 0 | 0 | 4873.14 | 0 | 368.215 | 0 | 0 | 0 | 0 | 0 | 0 | 5241.36 | 5375.1 | 581.333 | - | - | - | - | 0 | 0 | 5232 | 0 | 0 | 0 | 0 | 0 | 0 | 0 | 0 | 5232
07/26/18 @ 20:39 | Htl-w05-v11-WCChlrBase-mNE-HVAC-Proto.pd2 | Htl-w05-v11-WCChlrBase-mNE-HVAC-Proto | Htl-w05-v11 | California (Title 24) | Santa Maria Area (CZ05) | Santa Maria AP | 400162 | 381.02 | 6.584 | 0 | 0 | 0 | 0 | 359.826 | 192.223 | 0 | 1695.23 | 0 | 567.018 | 3201.9 | 0 | 0 | 0 | 7991.77 | 0 | 4173.82 | 0 | 0 | 0 | 0 | 0 | 0 | 12165.6 | 170.027 | 4.1825 | 0 | 0 | 0 | 0 | 60.0716 | 44.7088 | 0 | 270.951 | 0 | 74.3452 | 624.286 | 0 | 0 | 0 | 3523.91 | 0 | 591.46 | 0 | 0 | 0 | 0 | 0 | 0 | 4115.37 | 4238.52 | 471.778 | - | - | - | - | 0 | 0 | 4246 | 0 | 0 | 0 | 0 | 0 | 0 | 0 | 0 | 4246
07/26/18 @ 20:39 | Htl-w06-v11-WCChlrBase-mNE-HVAC-Proto.pd2 | Htl-w06-v11-WCChlrBase-mNE-HVAC-Proto | Htl-w06-v11 | California (Title 24) | Los Angeles Area (CZ06) | Torrance | 400162 | 604.954 | 13.6006 | 0 | 0 | 0 | 0 | 388.615 | 260.875 | 0 | 1695.23 | 0 | 567.018 | 3530.29 | 0 | 0 | 0 | 5897.73 | 0 | 3763.13 | 0 | 0 | 0 | 0 | 0 | 0 | 9660.86 | 269.719 | 6.684 | 0 | 0 | 0 | 0 | 72.2743 | 52.7369 | 0 | 270.951 | 0 | 74.3452 | 746.71 | 0 | 0 | 0 | 3813.34 | 0 | 355.961 | 0 | 0 | 0 | 0 | 0 | 0 | 4169.3 | 5360.64 | 575.667 | - | - | - | - | 0 | 0 | 5181 | 0 | 0 | 0 | 0 | 0 | 0 | 0 | 0 | 5181
07/26/18 @ 20:40 | Htl-w07-v11-WCChlrBase-mNE-HVAC-Proto.pd2 | Htl-w07-v11-WCChlrBase-mNE-HVAC-Proto | Htl-w07-v11 | California (Title 24) | San Diego Area (CZ07) | San Diego AP | 400162 | 572.92 | 13.2264 | 0 | 0 | 0 | 0 | 384.822 | 242.845 | 0 | 1695.23 | 0 | 567.018 | 3476.06 | 0 | 0 | 0 | 4568.01 | 0 | 3709.18 | 0 | 0 | 0 | 0 | 0 | 0 | 8277.19 | 192.707 | 6.0123 | 0 | 0 | 0 | 0 | 58.1913 | 47.9563 | 0 | 270.951 | 0 | 74.3452 | 650.163 | 0 | 0 | 0 | 2055.03 | 0 | 525.052 | 0 | 0 | 0 | 0 | 0 | 0 | 2580.08 | 4562.27 | 597 | - | - | - | - | 0 | 0 | 5373 | 0 | 0 | 0 | 0 | 0 | 0 | 0 | 0 | 5373
07/26/18 @ 20:40 | Htl-w08-v11-WCChlrBase-mNE-HVAC-Proto.pd2 | Htl-w08-v11-WCChlrBase-mNE-HVAC-Proto | Htl-w08-v11 | California (Title 24) | El Toro Area (CZ08) | Fullerton | 400162 | 694.074 | 15.5973 | 0 | 0 | 0 | 0 | 396.726 | 295.337 | 0 | 1695.23 | 0 | 567.018 | 3663.98 | 0 | 0 | 0 | 5220.66 | 0 | 3627 | 0 | 0 | 0 | 0 | 0 | 0 | 8847.66 | 317.999 | 10.277 | 0 | 0 | 0 | 0 | 79.7707 | 59.4091 | 0 | 216.488 | 0 | 69.1825 | 753.126 | 0 | 0 | 0 | 2922.83 | 0 | 515.45 | 0 | 0 | 0 | 0 | 0 | 0 | 3438.28 | 5995.57 | 681.444 | - | - | - | - | 0 | 0 | 6133 | 0 | 0 | 0 | 0 | 0 | 0 | 0 | 0 | 6133
07/26/18 @ 20:40 | Htl-w09-v11-WCChlrBase-mNE-HVAC-Proto.pd2 | Htl-w09-v11-WCChlrBase-mNE-HVAC-Proto | Htl-w09-v11 | California (Title 24) | Pasadena Area (CZ09) | Burbank AP | 400162 | 761.386 | 17.486 | 0 | 0 | 0 | 0 | 404.335 | 334.315 | 0 | 1695.23 | 0 | 567.018 | 3779.77 | 0 | 0 | 0 | 5560.5 | 0 | 3621.28 | 0 | 0 | 0 | 0 | 0 | 0 | 9181.77 | 353.153 | 18.1089 | 0 | 0 | 0 | 0 | 75.765 | 69.2781 | 0 | 270.951 | 0 | 74.3452 | 861.601 | 0 | 0 | 0 | 2981.52 | 0 | 516.44 | 0 | 0 | 0 | 0 | 0 | 0 | 3497.96 | 7034.62 | 708.889 | - | - | - | - | 0 | 0 | 6380 | 0 | 0 | 0 | 0 | 0 | 0 | 0 | 0 | 6380
07/26/18 @ 20:41 | Htl-w10-v11-WCChlrBase-mNE-HVAC-Proto.pd2 | Htl-w10-v11-WCChlrBase-mNE-HVAC-Proto | Htl-w10-v11 | California (Title 24) | San Bernardino Area (CZ10) | Riverside FS 3 | 400162 | 721.574 | 15.9639 | 0 | 0 | 0 | 0 | 395.953 | 308.454 | 0 | 1695.23 | 0 | 567.018 | 3704.19 | 0 | 0 | 0 | 5917.83 | 0 | 3598.22 | 0 | 0 | 0 | 0 | 0 | 0 | 9516.06 | 352.345 | 15.459 | 0 | 0 | 0 | 0 | 81.8502 | 65.1305 | 0 | 210.579 | 0 | 69.1274 | 794.492 | 0 | 0 | 0 | 3470.89 | 0 | 483.259 | 0 | 0 | 0 | 0 | 0 | 0 | 3954.15 | 6581.08 | 713.333 | - | - | - | - | 0 | 0 | 6420 | 0 | 0 | 0 | 0 | 0 | 0 | 0 | 0 | 6420
07/26/18 @ 20:41 | Htl-w11-v11-WCChlrBase-mNE-HVAC-Proto.pd2 | Htl-w11-v11-WCChlrBase-mNE-HVAC-Proto | Htl-w11-v11 | California (Title 24) | Red Bluff Area (CZ11) | Red Bluff AP | 400162 | 722.556 | 16.2545 | 0 | 0 | 0 | 0 | 407.945 | 296.202 | 0 | 1695.23 | 0 | 567.018 | 3705.21 | 0 | 0 | 0 | 7507.19 | 0 | 3663.53 | 0 | 0 | 0 | 0 | 0 | 0 | 11170.7 | 356.785 | 9.1738 | 0 | 0 | 0 | 0 | 86.7947 | 66.3261 | 0 | 270.951 | 0 | 74.3452 | 864.375 | 0 | 0 | 0 | 4125.01 | 0 | 402.291 | 0 | 0 | 0 | 0 | 0 | 0 | 4527.3 | 6804.97 | 637.333 | - | - | - | - | 0 | 0 | 5736 | 0 | 0 | 0 | 0 | 0 | 0 | 0 | 0 | 5736
07/26/18 @ 20:41 | Htl-w12-v11-WCChlrBase-mNE-HVAC-Proto.pd2 | Htl-w12-v11-WCChlrBase-mNE-HVAC-Proto | Htl-w12-v11 | California (Title 24) | Sacramento Area (CZ12) | Sacramento AP | 400162 | 629.391 | 13.3218 | 0 | 0 | 0 | 0 | 386.216 | 287.877 | 0 | 1695.23 | 0 | 567.018 | 3579.06 | 0 | 0 | 0 | 7493.71 | 0 | 3823.5 | 0 | 0 | 0 | 0 | 0 | 0 | 11317.2 | 360.238 | 15.5856 | 0 | 0 | 0 | 0 | 81.1714 | 65.6983 | 0 | 270.951 | 0 | 74.3452 | 867.989 | 0 | 0 | 0 | 3414.86 | 0 | 771.292 | 0 | 0 | 0 | 0 | 0 | 0 | 4186.15 | 6669.05 | 663.222 | - | - | - | - | 0 | 0 | 5969 | 0 | 0 | 0 | 0 | 0 | 0 | 0 | 0 | 5969
07/26/18 @ 20:41 | Htl-w13-v11-WCChlrBase-mNE-HVAC-Proto.pd2 | Htl-w13-v11-WCChlrBase-mNE-HVAC-Proto | Htl-w13-v11 | California (Title 24) | Fresno Area (CZ13) | Fresno AP | 400162 | 752.051 | 17.5074 | 0 | 0 | 0 | 0 | 404.421 | 304.367 | 0 | 1695.23 | 0 | 567.018 | 3740.6 | 0 | 0 | 0 | 6508.07 | 0 | 3602.07 | 0 | 0 | 0 | 0 | 0 | 0 | 10110.1 | 350.82 | 14.9003 | 0 | 0 | 0 | 0 | 81.4069 | 65.9449 | 0 | 270.951 | 0 | 72.4004 | 856.424 | 0 | 0 | 0 | 3625.06 | 0 | 397.23 | 0 | 0 | 0 | 0 | 0 | 0 | 4022.29 | 6708.66 | 708.667 | - | - | - | - | 0 | 0 | 6378 | 0 | 0 | 0 | 0 | 0 | 0 | 0 | 0 | 6378
07/26/18 @ 20:42 | Htl-w14-v11-WCChlrBase-mNE-HVAC-Proto.pd2 | Htl-w14-v11-WCChlrBase-mNE-HVAC-Proto | Htl-w14-v11 | California (Title 24) | China Lake Area (CZ14) | Palmdale AP | 400162 | 720.034 | 14.6823 | 0 | 0 | 0 | 0 | 401.196 | 296.152 | 0 | 1695.23 | 0 | 567.018 | 3694.31 | 0 | 0 | 0 | 7821.6 | 0 | 3700.87 | 0 | 0 | 0 | 0 | 0 | 0 | 11522.5 | 372.858 | 19.8769 | 0 | 0 | 0 | 0 | 78.362 | 67.7349 | 0 | 270.951 | 0 | 74.3452 | 884.128 | 0 | 0 | 0 | 4724.99 | 0 | 409.087 | 0 | 0 | 0 | 0 | 0 | 0 | 5134.08 | 6837.59 | 703.111 | - | - | - | - | 0 | 0 | 6328 | 0 | 0 | 0 | 0 | 0 | 0 | 0 | 0 | 6328
07/26/18 @ 20:42 | Htl-w15-v11-WCChlrBase-mNE-HVAC-Proto.pd2 | Htl-w15-v11-WCChlrBase-mNE-HVAC-Proto | Htl-w15-v11 | California (Title 24) | Blythe Area (CZ15) | Palm Springs | 400162 | 1139.74 | 31.7477 | 0 | 0 | 0 | 0 | 452.458 | 396.349 | 0 | 1695.23 | 0 | 567.018 | 4282.55 | 0 | 0 | 0 | 3417 | 0 | 2814.49 | 0 | 0 | 0 | 0 | 0 | 0 | 6231.48 | 440.804 | 36.2384 | 0 | 0 | 0 | 0 | 84.0562 | 78.6351 | 0 | 270.951 | 0 | 72.4004 | 983.085 | 0 | 0 | 0 | 2726.32 | 0 | 411.021 | 0 | 0 | 0 | 0 | 0 | 0 | 3137.34 | 7903.31 | 750.778 | - | - | - | - | 0 | 0 | 6757 | 0 | 0 | 0 | 0 | 0 | 0 | 0 | 0 | 6757
07/26/18 @ 20:42 | Htl-w16-v11-WCChlrBase-mNE-HVAC-Proto.pd2 | Htl-w16-v11-WCChlrBase-mNE-HVAC-Proto | Htl-w16-v11 | California (Title 24) | Mount Shasta Area (CZ16) | Blue Canyon AP | 400162 | 426.938 | 6.5562 | 0 | 0 | 0 | 0 | 380.813 | 197.603 | 0 | 1695.23 | 0 | 567.018 | 3274.16 | 0 | 0 | 0 | 12190.4 | 0 | 4457.35 | 0 | 0 | 0 | 0 | 0 | 0 | 16647.8 | 248.814 | 5.5866 | 0 | 0 | 0 | 0 | 73.8999 | 47.654 | 0 | 270.951 | 0 | 74.3452 | 721.251 | 0 | 0 | 0 | 4786.96 | 0 | 906.701 | 0 | 0 | 0 | 0 | 0 | 0 | 5693.66 | 4787.14 | 614 | - | - | - | - | 0 | 0 | 5526 | 0 | 0 | 0 | 0 | 0 | 0 | 0 | 0 | 5526
07/26/18 @ 20:43 | Htl-w01-v14-WCChlrBase-mNE-HVAC-Proto.pd2 | Htl-w01-v14-WCChlrBase-mNE-HVAC-Proto | Htl-w01-v14 | California (Title 24) | Arcata Area (CZ01) | Arcata | 400162 | 193.146 | 2.3131 | 0 | 0 | 0 | 0 | 311.933 | 128.07 | 0 | 1695.23 | 0 | 567.018 | 2897.71 | 0 | 0 | 0 | 10158.4 | 0 | 4482.77 | 0 | 0 | 0 | 0 | 0 | 0 | 14641.2 | 124.478 | 2.8619 | 0 | 0 | 0 | 0 | 50.2759 | 33.2549 | 0 | 270.951 | 0 | 74.3452 | 556.166 | 0 | 0 | 0 | 3602.71 | 0 | 920.237 | 0 | 0 | 0 | 0 | 0 | 0 | 4522.95 | 2847.36 | 378.444 | - | - | - | - | 0 | 0 | 3406 | 0 | 0 | 0 | 0 | 0 | 0 | 0 | 0 | 3406
07/26/18 @ 20:43 | Htl-w02-v14-WCChlrBase-mNE-HVAC-Proto.pd2 | Htl-w02-v14-WCChlrBase-mNE-HVAC-Proto | Htl-w02-v14 | California (Title 24) | Santa Rosa Area (CZ02) | Santa Rosa | 400162 | 447.963 | 8.3863 | 0 | 0 | 0 | 0 | 348.3 | 216.196 | 0 | 1695.23 | 0 | 567.018 | 3283.1 | 0 | 0 | 0 | 8286.25 | 0 | 4073.21 | 0 | 0 | 0 | 0 | 0 | 0 | 12359.5 | 272.742 | 7.3199 | 0 | 0 | 0 | 0 | 68.7514 | 52.1327 | 0 | 270.951 | 0 | 74.3452 | 746.242 | 0 | 0 | 0 | 3654.25 | 0 | 796.339 | 0 | 0 | 0 | 0 | 0 | 0 | 4450.59 | 5358.77 | 500.444 | - | - | - | - | 0 | 0 | 4504 | 0 | 0 | 0 | 0 | 0 | 0 | 0 | 0 | 4504
07/26/18 @ 20:43 | Htl-w03-v14-WCChlrBase-mNE-HVAC-Proto.pd2 | Htl-w03-v14-WCChlrBase-mNE-HVAC-Proto | Htl-w03-v14 | California (Title 24) | Oakland Area (CZ03) | Oakland AP | 400162 | 318.895 | 5.3452 | 0 | 0 | 0 | 0 | 330.735 | 167.645 | 0 | 1695.23 | 0 | 567.018 | 3084.87 | 0 | 0 | 0 | 7415.13 | 0 | 4089.47 | 0 | 0 | 0 | 0 | 0 | 0 | 11504.6 | 173.234 | 4.4828 | 0 | 0 | 0 | 0 | 57.8546 | 40.0558 | 0 | 270.951 | 0 | 74.3452 | 620.923 | 0 | 0 | 0 | 3504.08 | 0 | 414.247 | 0 | 0 | 0 | 0 | 0 | 0 | 3918.33 | 3874.54 | 432 | - | - | - | - | 0 | 0 | 3888 | 0 | 0 | 0 | 0 | 0 | 0 | 0 | 0 | 3888
07/26/18 @ 20:44 | Htl-w04-v14-WCChlrBase-mNE-HVAC-Proto.pd2 | Htl-w04-v14-WCChlrBase-mNE-HVAC-Proto | Htl-w04-v14 | California (Title 24) | Sunnyvale Area (CZ04) | San Jose | 400162 | 470.148 | 9.23 | 0 | 0 | 0 | 0 | 352.408 | 219.797 | 0 | 1695.23 | 0 | 567.018 | 3313.83 | 0 | 0 | 0 | 7551.75 | 0 | 3918.54 | 0 | 0 | 0 | 0 | 0 | 0 | 11470.3 | 241.877 | 6.1984 | 0 | 0 | 0 | 0 | 65.2633 | 48.016 | 0 | 270.951 | 0 | 74.3452 | 706.651 | 0 | 0 | 0 | 4919.19 | 0 | 368.225 | 0 | 0 | 0 | 0 | 0 | 0 | 5287.42 | 4907.76 | 549.667 | - | - | - | - | 0 | 0 | 4947 | 0 | 0 | 0 | 0 | 0 | 0 | 0 | 0 | 4947
07/26/18 @ 20:44 | Htl-w05-v14-WCChlrBase-mNE-HVAC-Proto.pd2 | Htl-w05-v14-WCChlrBase-mNE-HVAC-Proto | Htl-w05-v14 | California (Title 24) | Santa Maria Area (CZ05) | Santa Maria AP | 400162 | 318.74 | 5.3674 | 0 | 0 | 0 | 0 | 332.286 | 164.35 | 0 | 1695.23 | 0 | 567.018 | 3082.99 | 0 | 0 | 0 | 8024.43 | 0 | 4173.91 | 0 | 0 | 0 | 0 | 0 | 0 | 12198.3 | 149.026 | 3.915 | 0 | 0 | 0 | 0 | 53.4788 | 38.9115 | 0 | 270.951 | 0 | 74.3452 | 590.627 | 0 | 0 | 0 | 3544.62 | 0 | 591.469 | 0 | 0 | 0 | 0 | 0 | 0 | 4136.08 | 3730.78 | 447.333 | - | - | - | - | 0 | 0 | 4026 | 0 | 0 | 0 | 0 | 0 | 0 | 0 | 0 | 4026
07/26/18 @ 20:44 | Htl-w06-v14-WCChlrBase-mNE-HVAC-Proto.pd2 | Htl-w06-v14-WCChlrBase-mNE-HVAC-Proto | Htl-w06-v14 | California (Title 24) | Los Angeles Area (CZ06) | Torrance | 400162 | 508.366 | 11.3292 | 0 | 0 | 0 | 0 | 353.644 | 225.513 | 0 | 1695.23 | 0 | 567.018 | 3361.1 | 0 | 0 | 0 | 5778.44 | 0 | 3763.19 | 0 | 0 | 0 | 0 | 0 | 0 | 9541.63 | 245.858 | 6.0334 | 0 | 0 | 0 | 0 | 66.0387 | 47.1408 | 0 | 270.951 | 0 | 74.3452 | 710.367 | 0 | 0 | 0 | 3831.99 | 0 | 355.971 | 0 | 0 | 0 | 0 | 0 | 0 | 4187.96 | 4798.38 | 537.333 | - | - | - | - | 0 | 0 | 4836 | 0 | 0 | 0 | 0 | 0 | 0 | 0 | 0 | 4836
07/26/18 @ 20:45 | Htl-w07-v14-WCChlrBase-mNE-HVAC-Proto.pd2 | Htl-w07-v14-WCChlrBase-mNE-HVAC-Proto | Htl-w07-v14 | California (Title 24) | San Diego Area (CZ07) | San Diego AP | 400162 | 476.373 | 10.959 | 0 | 0 | 0 | 0 | 349.83 | 203.435 | 0 | 1695.23 | 0 | 567.018 | 3302.85 | 0 | 0 | 0 | 4447.95 | 0 | 3709.23 | 0 | 0 | 0 | 0 | 0 | 0 | 8157.19 | 169.14 | 4.472 | 0 | 0 | 0 | 0 | 56.2559 | 40.8266 | 0 | 270.951 | 0 | 74.3452 | 615.991 | 0 | 0 | 0 | 2034.3 | 0 | 525.06 | 0 | 0 | 0 | 0 | 0 | 0 | 2559.36 | 3971.9 | 553.111 | - | - | - | - | 0 | 0 | 4978 | 0 | 0 | 0 | 0 | 0 | 0 | 0 | 0 | 4978
07/26/18 @ 20:45 | Htl-w08-v14-WCChlrBase-mNE-HVAC-Proto.pd2 | Htl-w08-v14-WCChlrBase-mNE-HVAC-Proto | Htl-w08-v14 | California (Title 24) | El Toro Area (CZ08) | Fullerton | 400162 | 590.369 | 13.225 | 0 | 0 | 0 | 0 | 361.656 | 253.111 | 0 | 1695.23 | 0 | 567.018 | 3480.61 | 0 | 0 | 0 | 5124.49 | 0 | 3627.05 | 0 | 0 | 0 | 0 | 0 | 0 | 8751.54 | 238.415 | 6.4786 | 0 | 0 | 0 | 0 | 62.3301 | 51.5165 | 0 | 270.951 | 0 | 74.3452 | 704.036 | 0 | 0 | 0 | 2929 | 0 | 515.459 | 0 | 0 | 0 | 0 | 0 | 0 | 3444.46 | 5375.44 | 617.556 | - | - | - | - | 0 | 0 | 5558 | 0 | 0 | 0 | 0 | 0 | 0 | 0 | 0 | 5558
07/26/18 @ 20:45 | Htl-w09-v14-WCChlrBase-mNE-HVAC-Proto.pd2 | Htl-w09-v14-WCChlrBase-mNE-HVAC-Proto | Htl-w09-v14 | California (Title 24) | Pasadena Area (CZ09) | Burbank AP | 400162 | 656.342 | 15.0257 | 0 | 0 | 0 | 0 | 367.964 | 291.324 | 0 | 1695.23 | 0 | 567.018 | 3592.91 | 0 | 0 | 0 | 5475.78 | 0 | 3621.34 | 0 | 0 | 0 | 0 | 0 | 0 | 9097.12 | 329.033 | 17.1635 | 0 | 0 | 0 | 0 | 69.4441 | 62.7081 | 0 | 270.951 | 0 | 74.3452 | 823.645 | 0 | 0 | 0 | 2991.96 | 0 | 516.45 | 0 | 0 | 0 | 0 | 0 | 0 | 3508.41 | 6420.21 | 664.667 | - | - | - | - | 0 | 0 | 5982 | 0 | 0 | 0 | 0 | 0 | 0 | 0 | 0 | 5982
07/26/18 @ 20:45 | Htl-w10-v14-WCChlrBase-mNE-HVAC-Proto.pd2 | Htl-w10-v14-WCChlrBase-mNE-HVAC-Proto | Htl-w10-v14 | California (Title 24) | San Bernardino Area (CZ10) | Riverside FS 3 | 400162 | 658.978 | 14.5346 | 0 | 0 | 0 | 0 | 372.812 | 282.435 | 0 | 1695.23 | 0 | 567.018 | 3591.01 | 0 | 0 | 0 | 5899.72 | 0 | 3598.25 | 0 | 0 | 0 | 0 | 0 | 0 | 9497.97 | 291.839 | 8.6304 | 0 | 0 | 0 | 0 | 68.021 | 60.2159 | 0 | 270.951 | 0 | 74.3452 | 774.002 | 0 | 0 | 0 | 3481.05 | 0 | 483.262 | 0 | 0 | 0 | 0 | 0 | 0 | 3964.31 | 6240.17 | 687.222 | - | - | - | - | 0 | 0 | 6185 | 0 | 0 | 0 | 0 | 0 | 0 | 0 | 0 | 6185
07/26/18 @ 20:46 | Htl-w11-v14-WCChlrBase-mNE-HVAC-Proto.pd2 | Htl-w11-v14-WCChlrBase-mNE-HVAC-Proto | Htl-w11-v14 | California (Title 24) | Red Bluff Area (CZ11) | Red Bluff AP | 400162 | 662.982 | 14.9952 | 0 | 0 | 0 | 0 | 383.629 | 269.896 | 0 | 1695.23 | 0 | 567.018 | 3593.75 | 0 | 0 | 0 | 7508.37 | 0 | 3663.56 | 0 | 0 | 0 | 0 | 0 | 0 | 11171.9 | 339.482 | 8.5664 | 0 | 0 | 0 | 0 | 80.8106 | 62.4012 | 0 | 270.951 | 0 | 74.3452 | 836.556 | 0 | 0 | 0 | 4148.06 | 0 | 402.293 | 0 | 0 | 0 | 0 | 0 | 0 | 4550.36 | 6479.67 | 600 | - | - | - | - | 0 | 0 | 5400 | 0 | 0 | 0 | 0 | 0 | 0 | 0 | 0 | 5400
07/26/18 @ 20:46 | Htl-w12-v14-WCChlrBase-mNE-HVAC-Proto.pd2 | Htl-w12-v14-WCChlrBase-mNE-HVAC-Proto | Htl-w12-v14 | California (Title 24) | Sacramento Area (CZ12) | Sacramento AP | 400162 | 571.621 | 12.0715 | 0 | 0 | 0 | 0 | 364.029 | 262.823 | 0 | 1695.23 | 0 | 567.018 | 3472.79 | 0 | 0 | 0 | 7520.24 | 0 | 3823.53 | 0 | 0 | 0 | 0 | 0 | 0 | 11343.8 | 343.343 | 14.9152 | 0 | 0 | 0 | 0 | 75.6966 | 61.9512 | 0 | 270.951 | 0 | 74.3452 | 841.202 | 0 | 0 | 0 | 3434.41 | 0 | 771.293 | 0 | 0 | 0 | 0 | 0 | 0 | 4205.7 | 6359.15 | 638.556 | - | - | - | - | 0 | 0 | 5747 | 0 | 0 | 0 | 0 | 0 | 0 | 0 | 0 | 5747
07/26/18 @ 20:46 | Htl-w13-v14-WCChlrBase-mNE-HVAC-Proto.pd2 | Htl-w13-v14-WCChlrBase-mNE-HVAC-Proto | Htl-w13-v14 | California (Title 24) | Fresno Area (CZ13) | Fresno AP | 400162 | 695.122 | 16.2582 | 0 | 0 | 0 | 0 | 381.74 | 279.824 | 0 | 1695.23 | 0 | 567.018 | 3635.19 | 0 | 0 | 0 | 6520.94 | 0 | 3602.1 | 0 | 0 | 0 | 0 | 0 | 0 | 10123 | 335.062 | 14.3046 | 0 | 0 | 0 | 0 | 76.206 | 62.1746 | 0 | 270.951 | 0 | 72.4004 | 831.099 | 0 | 0 | 0 | 3649.62 | 0 | 397.231 | 0 | 0 | 0 | 0 | 0 | 0 | 4046.85 | 6397.88 | 682.778 | - | - | - | - | 0 | 0 | 6145 | 0 | 0 | 0 | 0 | 0 | 0 | 0 | 0 | 6145
07/26/18 @ 20:47 | Htl-w14-v14-WCChlrBase-mNE-HVAC-Proto.pd2 | Htl-w14-v14-WCChlrBase-mNE-HVAC-Proto | Htl-w14-v14 | California (Title 24) | China Lake Area (CZ14) | Palmdale AP | 400162 | 682.903 | 13.93 | 0 | 0 | 0 | 0 | 381.444 | 280.025 | 0 | 1695.23 | 0 | 567.018 | 3620.55 | 0 | 0 | 0 | 7914.52 | 0 | 3700.9 | 0 | 0 | 0 | 0 | 0 | 0 | 11615.4 | 359.912 | 19.2156 | 0 | 0 | 0 | 0 | 73.6747 | 64.7075 | 0 | 270.951 | 0 | 74.3452 | 862.805 | 0 | 0 | 0 | 4800.36 | 0 | 373.984 | 0 | 0 | 0 | 0 | 0 | 0 | 5174.34 | 6599.64 | 685.333 | - | - | - | - | 0 | 0 | 6168 | 0 | 0 | 0 | 0 | 0 | 0 | 0 | 0 | 6168
07/26/18 @ 20:47 | Htl-w15-v14-WCChlrBase-mNE-HVAC-Proto.pd2 | Htl-w15-v14-WCChlrBase-mNE-HVAC-Proto | Htl-w15-v14 | California (Title 24) | Blythe Area (CZ15) | Palm Springs | 400162 | 1098.05 | 30.614 | 0 | 0 | 0 | 0 | 429.871 | 378.701 | 0 | 1695.23 | 0 | 567.018 | 4199.49 | 0 | 0 | 0 | 3428.4 | 0 | 2814.5 | 0 | 0 | 0 | 0 | 0 | 0 | 6242.91 | 428.982 | 35.2268 | 0 | 0 | 0 | 0 | 79.514 | 75.7355 | 0 | 270.951 | 0 | 72.4004 | 962.81 | 0 | 0 | 0 | 2739.26 | 0 | 411.027 | 0 | 0 | 0 | 0 | 0 | 0 | 3150.29 | 7686.48 | 725.333 | - | - | - | - | 0 | 0 | 6528 | 0 | 0 | 0 | 0 | 0 | 0 | 0 | 0 | 6528
07/26/18 @ 20:47 | Htl-w16-v14-WCChlrBase-mNE-HVAC-Proto.pd2 | Htl-w16-v14-WCChlrBase-mNE-HVAC-Proto | Htl-w16-v14 | California (Title 24) | Mount Shasta Area (CZ16) | Blue Canyon AP | 400162 | 353.055 | 5.3687 | 0 | 0 | 0 | 0 | 354.226 | 168.195 | 0 | 1695.23 | 0 | 567.018 | 3143.09 | 0 | 0 | 0 | 12495.3 | 0 | 4457.41 | 0 | 0 | 0 | 0 | 0 | 0 | 16952.7 | 223.211 | 5.0168 | 0 | 0 | 0 | 0 | 66.7908 | 42.1893 | 0 | 270.951 | 0 | 74.3452 | 682.504 | 0 | 0 | 0 | 4830.3 | 0 | 906.707 | 0 | 0 | 0 | 0 | 0 | 0 | 5737.01 | 4295.74 | 572.778 | - | - | - | - | 0 | 0 | 5155 | 0 | 0 | 0 | 0 | 0 | 0 | 0 | 0 | 5155
07/26/18 @ 20:47 | MBT-w01-v96-WCChlrBase-mNE-HVAC-Proto.pd2 | MBT-w01-v96-WCChlrBase-mNE-HVAC-Proto | MBT-w01-v96 | California (Title 24) | Arcata Area (CZ01) | Arcata | 199974 | 35.6236 | 1.8585 | 0 | 0 | 0 | 0 | 225.617 | 28.8985 | 0 | 1767.84 | 0 | 862.464 | 2922.28 | 0 | 0 | 0 | 213.067 | 0 | 481.222 | 0 | 0 | 0 | 0 | 0 | 0 | 694.288 | 164.728 | 8.8656 | 0 | 0 | 0 | 0 | 109.166 | 52.7515 | 0 | 440.963 | 0 | 221.996 | 998.47 | 0 | 0 | 0 | 2770.37 | 0 | 40.3276 | 0 | 0 | 0 | 0 | 0 | 0 | 2810.7 | 3505.74 | 754.333 | - | - | - | - | 0 | 0 | 6789 | 0 | 0 | 0 | 0 | 0 | 0 | 0 | 0 | 6789
07/26/18 @ 20:48 | MBT-w02-v96-WCChlrBase-mNE-HVAC-Proto.pd2 | MBT-w02-v96-WCChlrBase-mNE-HVAC-Proto | MBT-w02-v96 | California (Title 24) | Santa Rosa Area (CZ02) | Santa Rosa | 199974 | 209.29 | 13.7735 | 0 | 0 | 0 | 0 | 253.204 | 91.7161 | 0 | 1767.84 | 0 | 862.464 | 3198.27 | 0 | 0 | 0 | 167.516 | 0 | 448.519 | 0 | 0 | 0 | 0 | 0 | 0 | 616.035 | 266.993 | 16.2084 | 0 | 0 | 0 | 0 | 125.686 | 65.8154 | 0 | 446.85 | 0 | 214.881 | 1136.43 | 0 | 0 | 0 | 1915.61 | 0 | 38.4623 | 0 | 0 | 0 | 0 | 0 | 0 | 1954.08 | 5370.06 | 933.778 | - | - | - | - | 0 | 0 | 8404 | 0 | 0 | 0 | 0 | 0 | 0 | 0 | 0 | 8404
07/26/18 @ 20:48 | MBT-w03-v96-WCChlrBase-mNE-HVAC-Proto.pd2 | MBT-w03-v96-WCChlrBase-mNE-HVAC-Proto | MBT-w03-v96 | California (Title 24) | Oakland Area (CZ03) | Oakland AP | 199974 | 147.662 | 9.0969 | 0 | 0 | 0 | 0 | 251.541 | 78.5808 | 0 | 1767.84 | 0 | 862.464 | 3117.17 | 0 | 0 | 0 | 117.475 | 0 | 449.826 | 0 | 0 | 0 | 0 | 0 | 0 | 567.301 | 198.701 | 11.515 | 0 | 0 | 0 | 0 | 140.185 | 58.0643 | 0 | 441.655 | 0 | 221.996 | 1072.12 | 0 | 0 | 0 | 1617.17 | 0 | 38.1289 | 0 | 0 | 0 | 0 | 0 | 0 | 1655.3 | 4232.28 | 371.333 | - | - | - | - | 0 | 0 | 3342 | 0 | 0 | 0 | 0 | 0 | 0 | 0 | 0 | 3342
07/26/18 @ 20:48 | MBT-w04-v96-WCChlrBase-mNE-HVAC-Proto.pd2 | MBT-w04-v96-WCChlrBase-mNE-HVAC-Proto | MBT-w04-v96 | California (Title 24) | Sunnyvale Area (CZ04) | San Jose | 199974 | 245.482 | 15.7278 | 0 | 0 | 0 | 0 | 269.136 | 109.446 | 0 | 1767.84 | 0 | 862.464 | 3270.08 | 0 | 0 | 0 | 118.604 | 0 | 436.154 | 0 | 0 | 0 | 0 | 0 | 0 | 554.758 | 257.374 | 17.4335 | 0 | 0 | 0 | 0 | 133.381 | 64.8848 | 0 | 440.963 | 0 | 221.996 | 1136.03 | 0 | 0 | 0 | 1616.77 | 0 | 37.5882 | 0 | 0 | 0 | 0 | 0 | 0 | 1654.35 | 5101.64 | 444.222 | - | - | - | - | 0 | 0 | 3998 | 0 | 0 | 0 | 0 | 0 | 0 | 0 | 0 | 3998
07/26/18 @ 20:48 | MBT-w05-v96-WCChlrBase-mNE-HVAC-Proto.pd2 | MBT-w05-v96-WCChlrBase-mNE-HVAC-Proto | MBT-w05-v96 | California (Title 24) | Santa Maria Area (CZ05) | Santa Maria AP | 199974 | 161.637 | 9.6595 | 0 | 0 | 0 | 0 | 248.691 | 86.3095 | 0 | 1767.84 | 0 | 862.464 | 3136.58 | 0 | 0 | 0 | 124.125 | 0 | 456.563 | 0 | 0 | 0 | 0 | 0 | 0 | 580.688 | 198.096 | 11.6085 | 0 | 0 | 0 | 0 | 129.065 | 57.1043 | 0 | 440.963 | 0 | 221.996 | 1058.83 | 0 | 0 | 0 | 1408.17 | 0 | 38.4657 | 0 | 0 | 0 | 0 | 0 | 0 | 1446.63 | 4193.88 | 641.556 | - | - | - | - | 0 | 0 | 5774 | 0 | 0 | 0 | 0 | 0 | 0 | 0 | 0 | 5774
07/26/18 @ 20:48 | MBT-w06-v96-WCChlrBase-mNE-HVAC-Proto.pd2 | MBT-w06-v96-WCChlrBase-mNE-HVAC-Proto | MBT-w06-v96 | California (Title 24) | Los Angeles Area (CZ06) | Torrance | 199974 | 316.742 | 21.0362 | 0 | 0 | 0 | 0 | 290.757 | 135.466 | 0 | 1767.84 | 0 | 862.464 | 3394.29 | 0 | 0 | 0 | 33.0535 | 0 | 423.717 | 0 | 0 | 0 | 0 | 0 | 0 | 456.77 | 231.433 | 15.3142 | 0 | 0 | 0 | 0 | 146.077 | 62.16 | 0 | 440.963 | 0 | 221.996 | 1117.94 | 0 | 0 | 0 | 885.07 | 0 | 24.2489 | 0 | 0 | 0 | 0 | 0 | 0 | 909.318 | 4776.7 | 714.222 | - | - | - | - | 0 | 0 | 6428 | 0 | 0 | 0 | 0 | 0 | 0 | 0 | 0 | 6428
07/26/18 @ 20:48 | MBT-w07-v96-WCChlrBase-mNE-HVAC-Proto.pd2 | MBT-w07-v96-WCChlrBase-mNE-HVAC-Proto | MBT-w07-v96 | California (Title 24) | San Diego Area (CZ07) | San Diego AP | 199974 | 295.188 | 19.6589 | 0 | 0 | 0 | 0 | 292.326 | 138.524 | 0 | 1767.84 | 0 | 862.464 | 3375.98 | 0 | 0 | 0 | 7.0538 | 0 | 419.391 | 0 | 0 | 0 | 0 | 0 | 0 | 426.445 | 234.522 | 16.2949 | 0 | 0 | 0 | 0 | 144.71 | 62.3638 | 0 | 440.963 | 0 | 221.996 | 1120.85 | 0 | 0 | 0 | 1381.57 | 0 | 24.1493 | 0 | 0 | 0 | 0 | 0 | 0 | 1405.72 | 4811.69 | 986.667 | - | - | - | - | 0 | 0 | 8880 | 0 | 0 | 0 | 0 | 0 | 0 | 0 | 0 | 8880
07/26/18 @ 20:48 | MBT-w08-v96-WCChlrBase-mNE-HVAC-Proto.pd2 | MBT-w08-v96-WCChlrBase-mNE-HVAC-Proto | MBT-w08-v96 | California (Title 24) | El Toro Area (CZ08) | Fullerton | 199974 | 352.705 | 24.7678 | 0 | 0 | 0 | 0 | 284.802 | 144.4 | 0 | 1767.84 | 0 | 862.464 | 3436.96 | 0 | 0 | 0 | 25.357 | 0 | 412.871 | 0 | 0 | 0 | 0 | 0 | 0 | 438.228 | 285.498 | 20.8672 | 0 | 0 | 0 | 0 | 140.881 | 68.5203 | 0 | 440.963 | 0 | 221.996 | 1178.72 | 0 | 0 | 0 | 1056.04 | 0 | 23.1458 | 0 | 0 | 0 | 0 | 0 | 0 | 1079.19 | 5581.27 | 1034.78 | - | - | - | - | 0 | 0 | 9313 | 0 | 0 | 0 | 0 | 0 | 0 | 0 | 0 | 9313
07/26/18 @ 20:48 | MBT-w09-v96-WCChlrBase-mNE-HVAC-Proto.pd2 | MBT-w09-v96-WCChlrBase-mNE-HVAC-Proto | MBT-w09-v96 | California (Title 24) | Pasadena Area (CZ09) | Burbank AP | 199974 | 351.541 | 25.625 | 0 | 0 | 0 | 0 | 284.741 | 144.831 | 0 | 1767.84 | 0 | 862.464 | 3437.03 | 0 | 0 | 0 | 58.787 | 0 | 412.446 | 0 | 0 | 0 | 0 | 0 | 0 | 471.233 | 337.44 | 25.6571 | 0 | 0 | 0 | 0 | 149.168 | 75.3775 | 0 | 441.655 | 0 | 221.996 | 1251.29 | 0 | 0 | 0 | 1347.13 | 0 | 35.7025 | 0 | 0 | 0 | 0 | 0 | 0 | 1382.84 | 6354.48 | 775.556 | - | - | - | - | 0 | 0 | 6980 | 0 | 0 | 0 | 0 | 0 | 0 | 0 | 0 | 6980
07/26/18 @ 20:49 | MBT-w10-v96-WCChlrBase-mNE-HVAC-Proto.pd2 | MBT-w10-v96-WCChlrBase-mNE-HVAC-Proto | MBT-w10-v96 | California (Title 24) | San Bernardino Area (CZ10) | Riverside FS 3 | 199974 | 353.894 | 25.2036 | 0 | 0 | 0 | 0 | 280.759 | 141.267 | 0 | 1767.84 | 0 | 862.464 | 3431.41 | 0 | 0 | 0 | 68.5405 | 0 | 410.622 | 0 | 0 | 0 | 0 | 0 | 0 | 479.162 | 319.382 | 23.1782 | 0 | 0 | 0 | 0 | 147.956 | 72.847 | 0 | 441.655 | 0 | 221.996 | 1227.01 | 0 | 0 | 0 | 1518.1 | 0 | 35.8272 | 0 | 0 | 0 | 0 | 0 | 0 | 1553.92 | 6067.18 | 1065.89 | - | - | - | - | 0 | 0 | 9593 | 0 | 0 | 0 | 0 | 0 | 0 | 0 | 0 | 9593
07/26/18 @ 20:49 | MBT-w11-v96-WCChlrBase-mNE-HVAC-Proto.pd2 | MBT-w11-v96-WCChlrBase-mNE-HVAC-Proto | MBT-w11-v96 | California (Title 24) | Red Bluff Area (CZ11) | Red Bluff AP | 199974 | 303.576 | 20.8426 | 0 | 0 | 0 | 0 | 276.493 | 117.289 | 0 | 1767.84 | 0 | 862.464 | 3348.49 | 0 | 0 | 0 | 192.903 | 0 | 415.9 | 0 | 0 | 0 | 0 | 0 | 0 | 608.803 | 297.394 | 21.6272 | 0 | 0 | 0 | 0 | 152.885 | 69.5521 | 0 | 440.963 | 0 | 221.996 | 1204.42 | 0 | 0 | 0 | 1804.48 | 0 | 35.7623 | 0 | 0 | 0 | 0 | 0 | 0 | 1840.25 | 5830.88 | 492.778 | - | - | - | - | 0 | 0 | 4435 | 0 | 0 | 0 | 0 | 0 | 0 | 0 | 0 | 4435
07/26/18 @ 20:49 | MBT-w12-v96-WCChlrBase-mNE-HVAC-Proto.pd2 | MBT-w12-v96-WCChlrBase-mNE-HVAC-Proto | MBT-w12-v96 | California (Title 24) | Sacramento Area (CZ12) | Sacramento AP | 199974 | 263.364 | 18.306 | 0 | 0 | 0 | 0 | 264.683 | 103.93 | 0 | 1767.84 | 0 | 862.464 | 3280.57 | 0 | 0 | 0 | 181.607 | 0 | 428.626 | 0 | 0 | 0 | 0 | 0 | 0 | 610.233 | 279.811 | 19.8051 | 0 | 0 | 0 | 0 | 142.533 | 67.2053 | 0 | 441.655 | 0 | 221.996 | 1173.01 | 0 | 0 | 0 | 2200.34 | 0 | 37.6846 | 0 | 0 | 0 | 0 | 0 | 0 | 2238.02 | 5479.89 | 1028.11 | - | - | - | - | 0 | 0 | 9253 | 0 | 0 | 0 | 0 | 0 | 0 | 0 | 0 | 9253
07/26/18 @ 20:49 | MBT-w13-v96-WCChlrBase-mNE-HVAC-Proto.pd2 | MBT-w13-v96-WCChlrBase-mNE-HVAC-Proto | MBT-w13-v96 | California (Title 24) | Fresno Area (CZ13) | Fresno AP | 199974 | 322.725 | 23.6488 | 0 | 0 | 0 | 0 | 284.149 | 122.94 | 0 | 1767.84 | 0 | 862.464 | 3383.75 | 0 | 0 | 0 | 164.948 | 0 | 410.96 | 0 | 0 | 0 | 0 | 0 | 0 | 575.908 | 313.642 | 23.153 | 0 | 0 | 0 | 0 | 152.817 | 72.8232 | 0 | 440.963 | 0 | 221.996 | 1225.39 | 0 | 0 | 0 | 2067.26 | 0 | 37.1222 | 0 | 0 | 0 | 0 | 0 | 0 | 2104.39 | 6060.89 | 505.111 | - | - | - | - | 0 | 0 | 4546 | 0 | 0 | 0 | 0 | 0 | 0 | 0 | 0 | 4546
07/26/18 @ 20:49 | MBT-w14-v96-WCChlrBase-mNE-HVAC-Proto.pd2 | MBT-w14-v96-WCChlrBase-mNE-HVAC-Proto | MBT-w14-v96 | California (Title 24) | China Lake Area (CZ14) | Palmdale AP | 199974 | 310.46 | 21.0618 | 0 | 0 | 0 | 0 | 280.481 | 119.891 | 0 | 1767.84 | 0 | 862.464 | 3362.18 | 0 | 0 | 0 | 147.371 | 0 | 418.855 | 0 | 0 | 0 | 0 | 0 | 0 | 566.227 | 361.311 | 31.0538 | 0 | 0 | 0 | 0 | 121.134 | 74.9235 | 0 | 441.655 | 0 | 221.996 | 1252.07 | 0 | 0 | 0 | 1801.52 | 0 | 36.029 | 0 | 0 | 0 | 0 | 0 | 0 | 1837.55 | 6557.17 | 756.444 | - | - | - | - | 0 | 0 | 6808 | 0 | 0 | 0 | 0 | 0 | 0 | 0 | 0 | 6808
07/26/18 @ 20:49 | MBT-w15-v96-WCChlrBase-mNE-HVAC-Proto.pd2 | MBT-w15-v96-WCChlrBase-mNE-HVAC-Proto | MBT-w15-v96 | California (Title 24) | Blythe Area (CZ15) | Palm Springs | 199974 | 534.106 | 40.6511 | 0 | 0 | 0 | 0 | 341.919 | 189.757 | 0 | 1767.84 | 0 | 862.464 | 3736.73 | 0 | 0 | 0 | 5.6888 | 0 | 348.118 | 0 | 0 | 0 | 0 | 0 | 0 | 353.807 | 361.923 | 30.3181 | 0 | 0 | 0 | 0 | 155.5 | 78.5178 | 0 | 440.963 | 0 | 221.996 | 1289.22 | 0 | 0 | 0 | 923.738 | 0 | 32.1005 | 0 | 0 | 0 | 0 | 0 | 0 | 955.839 | 6719.18 | 789.111 | - | - | - | - | 0 | 0 | 7102 | 0 | 0 | 0 | 0 | 0 | 0 | 0 | 0 | 7102
07/26/18 @ 20:49 | MBT-w16-v96-WCChlrBase-mNE-HVAC-Proto.pd2 | MBT-w16-v96-WCChlrBase-mNE-HVAC-Proto | MBT-w16-v96 | California (Title 24) | Mount Shasta Area (CZ16) | Blue Canyon AP | 199974 | 144.447 | 8.0589 | 0 | 0 | 0 | 0 | 259.087 | 68.0559 | 0 | 1767.84 | 0 | 862.464 | 3109.94 | 0 | 0 | 0 | 574.176 | 0 | 479.244 | 0 | 0 | 0 | 0 | 0 | 0 | 1053.42 | 238.879 | 14.6643 | 0 | 0 | 0 | 0 | 151.008 | 62.2041 | 0 | 446.85 | 0 | 214.881 | 1128.49 | 0 | 0 | 0 | 4957.78 | 0 | 40.429 | 0 | 0 | 0 | 0 | 0 | 0 | 4998.21 | 4878.14 | 673.556 | - | - | - | - | 0 | 0 | 6062 | 0 | 0 | 0 | 0 | 0 | 0 | 0 | 0 | 6062
07/26/18 @ 20:50 | MBT-w01-v03-WCChlrBase-mNE-HVAC-Proto.pd2 | MBT-w01-v03-WCChlrBase-mNE-HVAC-Proto | MBT-w01-v03 | California (Title 24) | Arcata Area (CZ01) | Arcata | 199974 | 55.857 | 0.99576 | 0 | 0 | 0 | 0 | 144.552 | 46.6974 | 0 | 1677.09 | 0 | 861.13 | 2786.33 | 0 | 0 | 0 | 167.499 | 0 | 458.887 | 0 | 0 | 0 | 0 | 0 | 0 | 626.386 | 153.69 | 3.6731 | 0 | 0 | 0 | 0 | 73.2785 | 49.8019 | 0 | 418.327 | 0 | 221.654 | 920.425 | 0 | 0 | 0 | 2731.36 | 0 | 38.0186 | 0 | 0 | 0 | 0 | 0 | 0 | 2769.38 | 3174.13 | 722.556 | - | - | - | - | 0 | 0 | 6503 | 0 | 0 | 0 | 0 | 0 | 0 | 0 | 0 | 6503
07/26/18 @ 20:50 | MBT-w02-v03-WCChlrBase-mNE-HVAC-Proto.pd2 | MBT-w02-v03-WCChlrBase-mNE-HVAC-Proto | MBT-w02-v03 | California (Title 24) | Santa Rosa Area (CZ02) | Santa Rosa | 199974 | 205.058 | 5.1697 | 0 | 0 | 0 | 0 | 170.924 | 93.7753 | 0 | 1677.09 | 0 | 861.13 | 3013.16 | 0 | 0 | 0 | 83.6786 | 0 | 427.1 | 0 | 0 | 0 | 0 | 0 | 0 | 510.779 | 251.103 | 7.1317 | 0 | 0 | 0 | 0 | 96.7205 | 61.526 | 0 | 418.327 | 0 | 221.654 | 1056.46 | 0 | 0 | 0 | 1696.26 | 0 | 36.2345 | 0 | 0 | 0 | 0 | 0 | 0 | 1732.5 | 5030.26 | 852.778 | - | - | - | - | 0 | 0 | 7675 | 0 | 0 | 0 | 0 | 0 | 0 | 0 | 0 | 7675
07/26/18 @ 20:50 | MBT-w03-v03-WCChlrBase-mNE-HVAC-Proto.pd2 | MBT-w03-v03-WCChlrBase-mNE-HVAC-Proto | MBT-w03-v03 | California (Title 24) | Oakland Area (CZ03) | Oakland AP | 199974 | 160.778 | 3.609 | 0 | 0 | 0 | 0 | 163.401 | 92.7743 | 0 | 1677.09 | 0 | 861.13 | 2958.79 | 0 | 0 | 0 | 95.716 | 0 | 428.374 | 0 | 0 | 0 | 0 | 0 | 0 | 524.09 | 190.298 | 4.386 | 0 | 0 | 0 | 0 | 94.6995 | 53.8193 | 0 | 418.987 | 0 | 221.654 | 983.844 | 0 | 0 | 0 | 1623.52 | 0 | 35.932 | 0 | 0 | 0 | 0 | 0 | 0 | 1659.45 | 3886.9 | 347 | - | - | - | - | 0 | 0 | 3123 | 0 | 0 | 0 | 0 | 0 | 0 | 0 | 0 | 3123
07/26/18 @ 20:50 | MBT-w04-v03-WCChlrBase-mNE-HVAC-Proto.pd2 | MBT-w04-v03-WCChlrBase-mNE-HVAC-Proto | MBT-w04-v03 | California (Title 24) | Sunnyvale Area (CZ04) | San Jose | 199974 | 244.962 | 6.0452 | 0 | 0 | 0 | 0 | 180.43 | 114.553 | 0 | 1677.09 | 0 | 861.13 | 3084.22 | 0 | 0 | 0 | 90.6097 | 0 | 415.106 | 0 | 0 | 0 | 0 | 0 | 0 | 505.716 | 234.519 | 6.0261 | 0 | 0 | 0 | 0 | 113.134 | 60.7001 | 0 | 418.327 | 0 | 221.654 | 1054.36 | 0 | 0 | 0 | 1623.13 | 0 | 35.4153 | 0 | 0 | 0 | 0 | 0 | 0 | 1658.55 | 4769.59 | 412 | - | - | - | - | 0 | 0 | 3708 | 0 | 0 | 0 | 0 | 0 | 0 | 0 | 0 | 3708
07/26/18 @ 20:50 | MBT-w05-v03-WCChlrBase-mNE-HVAC-Proto.pd2 | MBT-w05-v03-WCChlrBase-mNE-HVAC-Proto | MBT-w05-v03 | California (Title 24) | Santa Maria Area (CZ05) | Santa Maria AP | 199974 | 164.933 | 3.7005 | 0 | 0 | 0 | 0 | 161.416 | 91.2838 | 0 | 1677.09 | 0 | 861.13 | 2959.56 | 0 | 0 | 0 | 86.3863 | 0 | 434.926 | 0 | 0 | 0 | 0 | 0 | 0 | 521.312 | 192.8 | 4.674 | 0 | 0 | 0 | 0 | 89.4146 | 53.1138 | 0 | 418.987 | 0 | 221.654 | 980.643 | 0 | 0 | 0 | 1312.9 | 0 | 36.2685 | 0 | 0 | 0 | 0 | 0 | 0 | 1349.17 | 3931.56 | 595.222 | - | - | - | - | 0 | 0 | 5357 | 0 | 0 | 0 | 0 | 0 | 0 | 0 | 0 | 5357
07/26/18 @ 20:50 | MBT-w06-v03-WCChlrBase-mNE-HVAC-Proto.pd2 | MBT-w06-v03-WCChlrBase-mNE-HVAC-Proto | MBT-w06-v03 | California (Title 24) | Los Angeles Area (CZ06) | Torrance | 199974 | 321.943 | 8.4586 | 0 | 0 | 0 | 0 | 185.85 | 135.41 | 0 | 1677.09 | 0 | 861.13 | 3189.89 | 0 | 0 | 0 | 42.9349 | 0 | 403.083 | 0 | 0 | 0 | 0 | 0 | 0 | 446.017 | 243.205 | 5.8395 | 0 | 0 | 0 | 0 | 111.087 | 60.6159 | 0 | 418.822 | 0 | 221.654 | 1061.22 | 0 | 0 | 0 | 949.964 | 0 | 32.3209 | 0 | 0 | 0 | 0 | 0 | 0 | 982.285 | 4939.45 | 667.889 | - | - | - | - | 0 | 0 | 6011 | 0 | 0 | 0 | 0 | 0 | 0 | 0 | 0 | 6011
07/26/18 @ 20:50 | MBT-w07-v03-WCChlrBase-mNE-HVAC-Proto.pd2 | MBT-w07-v03-WCChlrBase-mNE-HVAC-Proto | MBT-w07-v03 | California (Title 24) | San Diego Area (CZ07) | San Diego AP | 199974 | 305.524 | 7.8464 | 0 | 0 | 0 | 0 | 183.598 | 139.355 | 0 | 1677.09 | 0 | 861.13 | 3174.55 | 0 | 0 | 0 | 10.0595 | 0 | 398.884 | 0 | 0 | 0 | 0 | 0 | 0 | 408.944 | 249.002 | 5.9778 | 0 | 0 | 0 | 0 | 106.845 | 60.4745 | 0 | 418.822 | 0 | 221.654 | 1062.77 | 0 | 0 | 0 | 861.317 | 0 | 33.5166 | 0 | 0 | 0 | 0 | 0 | 0 | 894.833 | 5112.2 | 918.222 | - | - | - | - | 0 | 0 | 8264 | 0 | 0 | 0 | 0 | 0 | 0 | 0 | 0 | 8264
07/26/18 @ 20:50 | MBT-w08-v03-WCChlrBase-mNE-HVAC-Proto.pd2 | MBT-w08-v03-WCChlrBase-mNE-HVAC-Proto | MBT-w08-v03 | California (Title 24) | El Toro Area (CZ08) | Fullerton | 199974 | 355.279 | 9.4609 | 0 | 0 | 0 | 0 | 188.932 | 146.419 | 0 | 1677.09 | 0 | 861.13 | 3238.32 | 0 | 0 | 0 | 45.9152 | 0 | 392.517 | 0 | 0 | 0 | 0 | 0 | 0 | 438.433 | 287.091 | 11.0657 | 0 | 0 | 0 | 0 | 105.501 | 65.7227 | 0 | 418.327 | 0 | 221.654 | 1109.36 | 0 | 0 | 0 | 1384.2 | 0 | 33.3759 | 0 | 0 | 0 | 0 | 0 | 0 | 1417.58 | 5450.53 | 975.556 | - | - | - | - | 0 | 0 | 8780 | 0 | 0 | 0 | 0 | 0 | 0 | 0 | 0 | 8780
07/26/18 @ 20:51 | MBT-w09-v03-WCChlrBase-mNE-HVAC-Proto.pd2 | MBT-w09-v03-WCChlrBase-mNE-HVAC-Proto | MBT-w09-v03 | California (Title 24) | Pasadena Area (CZ09) | Burbank AP | 199974 | 350.92 | 9.7584 | 0 | 0 | 0 | 0 | 194.128 | 146.595 | 0 | 1677.09 | 0 | 861.13 | 3239.63 | 0 | 0 | 0 | 44.5165 | 0 | 392.057 | 0 | 0 | 0 | 0 | 0 | 0 | 436.573 | 338.591 | 18.3618 | 0 | 0 | 0 | 0 | 121.86 | 72.115 | 0 | 418.987 | 0 | 221.654 | 1191.57 | 0 | 0 | 0 | 1515.53 | 0 | 33.593 | 0 | 0 | 0 | 0 | 0 | 0 | 1549.12 | 6233.58 | 720.889 | - | - | - | - | 0 | 0 | 6488 | 0 | 0 | 0 | 0 | 0 | 0 | 0 | 0 | 6488
07/26/18 @ 20:51 | MBT-w10-v03-WCChlrBase-mNE-HVAC-Proto.pd2 | MBT-w10-v03-WCChlrBase-mNE-HVAC-Proto | MBT-w10-v03 | California (Title 24) | San Bernardino Area (CZ10) | Riverside FS 3 | 199974 | 346.011 | 9.3138 | 0 | 0 | 0 | 0 | 195.697 | 140.86 | 0 | 1677.09 | 0 | 861.13 | 3230.11 | 0 | 0 | 0 | 13.4851 | 0 | 390.253 | 0 | 0 | 0 | 0 | 0 | 0 | 403.738 | 318.054 | 13.7477 | 0 | 0 | 0 | 0 | 120.778 | 69.1001 | 0 | 418.987 | 0 | 221.654 | 1162.32 | 0 | 0 | 0 | 1419.65 | 0 | 33.6828 | 0 | 0 | 0 | 0 | 0 | 0 | 1453.33 | 5894.82 | 977.111 | - | - | - | - | 0 | 0 | 8794 | 0 | 0 | 0 | 0 | 0 | 0 | 0 | 0 | 8794
07/26/18 @ 20:51 | MBT-w11-v03-WCChlrBase-mNE-HVAC-Proto.pd2 | MBT-w11-v03-WCChlrBase-mNE-HVAC-Proto | MBT-w11-v03 | California (Title 24) | Red Bluff Area (CZ11) | Red Bluff AP | 199974 | 297.892 | 7.9262 | 0 | 0 | 0 | 0 | 194.095 | 116.266 | 0 | 1677.09 | 0 | 861.13 | 3154.41 | 0 | 0 | 0 | 111.3 | 0 | 395.359 | 0 | 0 | 0 | 0 | 0 | 0 | 506.659 | 296.249 | 11.5514 | 0 | 0 | 0 | 0 | 120.766 | 65.9445 | 0 | 418.327 | 0 | 221.654 | 1134.49 | 0 | 0 | 0 | 1429.01 | 0 | 35.3518 | 0 | 0 | 0 | 0 | 0 | 0 | 1464.36 | 5603.8 | 448.556 | - | - | - | - | 0 | 0 | 4037 | 0 | 0 | 0 | 0 | 0 | 0 | 0 | 0 | 4037
07/26/18 @ 20:51 | MBT-w12-v03-WCChlrBase-mNE-HVAC-Proto.pd2 | MBT-w12-v03-WCChlrBase-mNE-HVAC-Proto | MBT-w12-v03 | California (Title 24) | Sacramento Area (CZ12) | Sacramento AP | 199974 | 260.65 | 6.9565 | 0 | 0 | 0 | 0 | 184.218 | 106.919 | 0 | 1677.09 | 0 | 861.13 | 3096.97 | 0 | 0 | 0 | 95.9149 | 0 | 407.745 | 0 | 0 | 0 | 0 | 0 | 0 | 503.66 | 267.648 | 7.2352 | 0 | 0 | 0 | 0 | 122.059 | 63.2784 | 0 | 418.987 | 0 | 221.654 | 1100.86 | 0 | 0 | 0 | 1698.5 | 0 | 35.4582 | 0 | 0 | 0 | 0 | 0 | 0 | 1733.96 | 5234.75 | 953.778 | - | - | - | - | 0 | 0 | 8584 | 0 | 0 | 0 | 0 | 0 | 0 | 0 | 0 | 8584
07/26/18 @ 20:51 | MBT-w13-v03-WCChlrBase-mNE-HVAC-Proto.pd2 | MBT-w13-v03-WCChlrBase-mNE-HVAC-Proto | MBT-w13-v03 | California (Title 24) | Fresno Area (CZ13) | Fresno AP | 199974 | 312.094 | 8.7275 | 0 | 0 | 0 | 0 | 200.616 | 121.351 | 0 | 1677.09 | 0 | 861.13 | 3181.02 | 0 | 0 | 0 | 85.2791 | 0 | 390.578 | 0 | 0 | 0 | 0 | 0 | 0 | 475.858 | 303.704 | 7.1676 | 0 | 0 | 0 | 0 | 131.328 | 68.8546 | 0 | 418.822 | 0 | 221.654 | 1151.53 | 0 | 0 | 0 | 1562.52 | 0 | 34.9127 | 0 | 0 | 0 | 0 | 0 | 0 | 1597.43 | 5931.89 | 435.556 | - | - | - | - | 0 | 0 | 3920 | 0 | 0 | 0 | 0 | 0 | 0 | 0 | 0 | 3920
07/26/18 @ 20:51 | MBT-w14-v03-WCChlrBase-mNE-HVAC-Proto.pd2 | MBT-w14-v03-WCChlrBase-mNE-HVAC-Proto | MBT-w14-v03 | California (Title 24) | China Lake Area (CZ14) | Palmdale AP | 199974 | 307.984 | 7.8326 | 0 | 0 | 0 | 0 | 195.871 | 122.802 | 0 | 1677.09 | 0 | 861.13 | 3172.72 | 0 | 0 | 0 | 118.19 | 0 | 398.259 | 0 | 0 | 0 | 0 | 0 | 0 | 516.449 | 346.171 | 29.0487 | 0 | 0 | 0 | 0 | 88.9185 | 71.4105 | 0 | 418.987 | 0 | 221.654 | 1176.19 | 0 | 0 | 0 | 1811.28 | 0 | 33.8706 | 0 | 0 | 0 | 0 | 0 | 0 | 1845.15 | 6320.1 | 705.667 | - | - | - | - | 0 | 0 | 6351 | 0 | 0 | 0 | 0 | 0 | 0 | 0 | 0 | 6351
07/26/18 @ 20:51 | MBT-w15-v03-WCChlrBase-mNE-HVAC-Proto.pd2 | MBT-w15-v03-WCChlrBase-mNE-HVAC-Proto | MBT-w15-v03 | California (Title 24) | Blythe Area (CZ15) | Palm Springs | 199974 | 519.273 | 15.8673 | 0 | 0 | 0 | 0 | 249.922 | 188.393 | 0 | 1677.09 | 0 | 861.13 | 3511.69 | 0 | 0 | 0 | 0.86354 | 0 | 329.475 | 0 | 0 | 0 | 0 | 0 | 0 | 330.339 | 356.962 | 28.3431 | 0 | 0 | 0 | 0 | 125.609 | 75.2538 | 0 | 418.327 | 0 | 221.654 | 1226.15 | 0 | 0 | 0 | 863.535 | 0 | 19.767 | 0 | 0 | 0 | 0 | 0 | 0 | 883.302 | 6539.49 | 718 | - | - | - | - | 0 | 0 | 6462 | 0 | 0 | 0 | 0 | 0 | 0 | 0 | 0 | 6462
07/26/18 @ 20:52 | MBT-w16-v03-WCChlrBase-mNE-HVAC-Proto.pd2 | MBT-w16-v03-WCChlrBase-mNE-HVAC-Proto | MBT-w16-v03 | California (Title 24) | Mount Shasta Area (CZ16) | Blue Canyon AP | 199974 | 146.104 | 3.0925 | 0 | 0 | 0 | 0 | 170.057 | 70.4286 | 0 | 1677.09 | 0 | 861.13 | 2927.91 | 0 | 0 | 0 | 557.099 | 0 | 456.975 | 0 | 0 | 0 | 0 | 0 | 0 | 1014.07 | 242.858 | 5.9716 | 0 | 0 | 0 | 0 | 130.632 | 60.5335 | 0 | 423.936 | 0 | 214.539 | 1078.47 | 0 | 0 | 0 | 4601.91 | 0 | 39.848 | 0 | 0 | 0 | 0 | 0 | 0 | 4641.75 | 4869.7 | 626.222 | - | - | - | - | 0 | 0 | 5636 | 0 | 0 | 0 | 0 | 0 | 0 | 0 | 0 | 5636
07/26/18 @ 20:52 | MBT-w01-v07-WCChlrBase-mNE-HVAC-Proto.pd2 | MBT-w01-v07-WCChlrBase-mNE-HVAC-Proto | MBT-w01-v07 | California (Title 24) | Arcata Area (CZ01) | Arcata | 199974 | 49.0921 | 0.82048 | 0 | 0 | 0 | 0 | 134.772 | 21.0636 | 0 | 1600.86 | 0 | 804.231 | 2610.84 | 0 | 0 | 0 | 185.496 | 0 | 458.917 | 0 | 0 | 0 | 0 | 0 | 0 | 644.413 | 145.769 | 3.4567 | 0 | 0 | 0 | 0 | 68.19 | 38.5872 | 0 | 399.312 | 0 | 204.641 | 859.957 | 0 | 0 | 0 | 2800.35 | 0 | 38.0314 | 0 | 0 | 0 | 0 | 0 | 0 | 2838.38 | 3029.4 | 663.444 | - | - | - | - | 0 | 0 | 5971 | 0 | 0 | 0 | 0 | 0 | 0 | 0 | 0 | 5971
07/26/18 @ 20:52 | MBT-w02-v07-WCChlrBase-mNE-HVAC-Proto.pd2 | MBT-w02-v07-WCChlrBase-mNE-HVAC-Proto | MBT-w02-v07 | California (Title 24) | Santa Rosa Area (CZ02) | Santa Rosa | 199974 | 193.613 | 4.8093 | 0 | 0 | 0 | 0 | 160.633 | 61.7633 | 0 | 1600.86 | 0 | 804.231 | 2825.91 | 0 | 0 | 0 | 92.6705 | 0 | 427.128 | 0 | 0 | 0 | 0 | 0 | 0 | 519.799 | 246.837 | 6.8587 | 0 | 0 | 0 | 0 | 91.8886 | 50.6382 | 0 | 399.312 | 0 | 204.641 | 1000.18 | 0 | 0 | 0 | 1685.09 | 0 | 36.2474 | 0 | 0 | 0 | 0 | 0 | 0 | 1721.34 | 4792.4 | 799.222 | - | - | - | - | 0 | 0 | 7193 | 0 | 0 | 0 | 0 | 0 | 0 | 0 | 0 | 7193
07/26/18 @ 20:52 | MBT-w03-v07-WCChlrBase-mNE-HVAC-Proto.pd2 | MBT-w03-v07-WCChlrBase-mNE-HVAC-Proto | MBT-w03-v07 | California (Title 24) | Oakland Area (CZ03) | Oakland AP | 199974 | 147.497 | 3.2465 | 0 | 0 | 0 | 0 | 153.236 | 51.1404 | 0 | 1600.86 | 0 | 804.231 | 2760.21 | 0 | 0 | 0 | 97.6962 | 0 | 428.403 | 0 | 0 | 0 | 0 | 0 | 0 | 526.099 | 183.116 | 4.1577 | 0 | 0 | 0 | 0 | 89.5143 | 42.3923 | 0 | 399.942 | 0 | 204.641 | 923.764 | 0 | 0 | 0 | 1585.19 | 0 | 35.9446 | 0 | 0 | 0 | 0 | 0 | 0 | 1621.14 | 3741.47 | 323 | - | - | - | - | 0 | 0 | 2907 | 0 | 0 | 0 | 0 | 0 | 0 | 0 | 0 | 2907
07/26/18 @ 20:52 | MBT-w04-v07-WCChlrBase-mNE-HVAC-Proto.pd2 | MBT-w04-v07-WCChlrBase-mNE-HVAC-Proto | MBT-w04-v07 | California (Title 24) | Sunnyvale Area (CZ04) | San Jose | 199974 | 230.593 | 5.6064 | 0 | 0 | 0 | 0 | 169.898 | 73.9898 | 0 | 1600.86 | 0 | 804.231 | 2885.18 | 0 | 0 | 0 | 93.0757 | 0 | 415.133 | 0 | 0 | 0 | 0 | 0 | 0 | 508.208 | 229.613 | 5.7748 | 0 | 0 | 0 | 0 | 108.014 | 49.3514 | 0 | 399.312 | 0 | 204.641 | 996.707 | 0 | 0 | 0 | 1397.81 | 0 | 35.4279 | 0 | 0 | 0 | 0 | 0 | 0 | 1433.24 | 4604.69 | 371.111 | - | - | - | - | 0 | 0 | 3340 | 0 | 0 | 0 | 0 | 0 | 0 | 0 | 0 | 3340
07/26/18 @ 20:52 | MBT-w05-v07-WCChlrBase-mNE-HVAC-Proto.pd2 | MBT-w05-v07-WCChlrBase-mNE-HVAC-Proto | MBT-w05-v07 | California (Title 24) | Santa Maria Area (CZ05) | Santa Maria AP | 199974 | 151.105 | 3.3329 | 0 | 0 | 0 | 0 | 151.261 | 51.1601 | 0 | 1600.86 | 0 | 804.231 | 2761.95 | 0 | 0 | 0 | 82.106 | 0 | 434.954 | 0 | 0 | 0 | 0 | 0 | 0 | 517.06 | 184.955 | 4.4093 | 0 | 0 | 0 | 0 | 83.7211 | 41.876 | 0 | 399.942 | 0 | 204.641 | 919.545 | 0 | 0 | 0 | 1147.06 | 0 | 34.5024 | 0 | 0 | 0 | 0 | 0 | 0 | 1181.56 | 3744.76 | 556 | - | - | - | - | 0 | 0 | 5004 | 0 | 0 | 0 | 0 | 0 | 0 | 0 | 0 | 5004
07/26/18 @ 20:52 | MBT-w06-v07-WCChlrBase-mNE-HVAC-Proto.pd2 | MBT-w06-v07-WCChlrBase-mNE-HVAC-Proto | MBT-w06-v07 | California (Title 24) | Los Angeles Area (CZ06) | Torrance | 199974 | 303.036 | 7.891 | 0 | 0 | 0 | 0 | 175.273 | 90.2758 | 0 | 1600.86 | 0 | 804.231 | 2981.57 | 0 | 0 | 0 | 47.1767 | 0 | 403.109 | 0 | 0 | 0 | 0 | 0 | 0 | 450.285 | 234.163 | 5.5613 | 0 | 0 | 0 | 0 | 104.649 | 49.3496 | 0 | 399.784 | 0 | 204.641 | 998.149 | 0 | 0 | 0 | 1000.28 | 0 | 32.3301 | 0 | 0 | 0 | 0 | 0 | 0 | 1032.61 | 4702.74 | 633.889 | - | - | - | - | 0 | 0 | 5705 | 0 | 0 | 0 | 0 | 0 | 0 | 0 | 0 | 5705
07/26/18 @ 20:53 | MBT-w07-v07-WCChlrBase-mNE-HVAC-Proto.pd2 | MBT-w07-v07-WCChlrBase-mNE-HVAC-Proto | MBT-w07-v07 | California (Title 24) | San Diego Area (CZ07) | San Diego AP | 199974 | 286.556 | 7.2753 | 0 | 0 | 0 | 0 | 173.177 | 90.084 | 0 | 1600.86 | 0 | 804.231 | 2962.18 | 0 | 0 | 0 | 10.3139 | 0 | 398.91 | 0 | 0 | 0 | 0 | 0 | 0 | 409.224 | 240.183 | 5.6091 | 0 | 0 | 0 | 0 | 104.276 | 49.3863 | 0 | 397.213 | 0 | 204.295 | 1000.96 | 0 | 0 | 0 | 621.142 | 0 | 31.1243 | 0 | 0 | 0 | 0 | 0 | 0 | 652.266 | 4890.79 | 864.111 | - | - | - | - | 0 | 0 | 7777 | 0 | 0 | 0 | 0 | 0 | 0 | 0 | 0 | 7777
07/26/18 @ 20:53 | MBT-w08-v07-WCChlrBase-mNE-HVAC-Proto.pd2 | MBT-w08-v07-WCChlrBase-mNE-HVAC-Proto | MBT-w08-v07 | California (Title 24) | El Toro Area (CZ08) | Fullerton | 199974 | 338.599 | 8.9057 | 0 | 0 | 0 | 0 | 178.74 | 102.32 | 0 | 1600.86 | 0 | 804.231 | 3033.66 | 0 | 0 | 0 | 46.6201 | 0 | 392.543 | 0 | 0 | 0 | 0 | 0 | 0 | 439.163 | 281.59 | 10.6066 | 0 | 0 | 0 | 0 | 101.176 | 56.2161 | 0 | 399.312 | 0 | 204.641 | 1053.54 | 0 | 0 | 0 | 1218.1 | 0 | 33.3877 | 0 | 0 | 0 | 0 | 0 | 0 | 1251.49 | 5293.78 | 923.444 | - | - | - | - | 0 | 0 | 8311 | 0 | 0 | 0 | 0 | 0 | 0 | 0 | 0 | 8311
07/26/18 @ 20:53 | MBT-w09-v07-WCChlrBase-mNE-HVAC-Proto.pd2 | MBT-w09-v07-WCChlrBase-mNE-HVAC-Proto | MBT-w09-v07 | California (Title 24) | Pasadena Area (CZ09) | Burbank AP | 199974 | 335.502 | 9.2244 | 0 | 0 | 0 | 0 | 183.647 | 105.323 | 0 | 1600.86 | 0 | 804.231 | 3038.79 | 0 | 0 | 0 | 49.4103 | 0 | 392.081 | 0 | 0 | 0 | 0 | 0 | 0 | 441.492 | 328.762 | 17.6393 | 0 | 0 | 0 | 0 | 117.18 | 66.8429 | 0 | 399.942 | 0 | 204.641 | 1135.01 | 0 | 0 | 0 | 1545.02 | 0 | 33.6054 | 0 | 0 | 0 | 0 | 0 | 0 | 1578.62 | 6077.37 | 690.556 | - | - | - | - | 0 | 0 | 6215 | 0 | 0 | 0 | 0 | 0 | 0 | 0 | 0 | 6215
07/26/18 @ 20:53 | MBT-w10-v07-WCChlrBase-mNE-HVAC-Proto.pd2 | MBT-w10-v07-WCChlrBase-mNE-HVAC-Proto | MBT-w10-v07 | California (Title 24) | San Bernardino Area (CZ10) | Riverside FS 3 | 199974 | 331 | 8.7977 | 0 | 0 | 0 | 0 | 185.078 | 101.005 | 0 | 1600.86 | 0 | 804.231 | 3030.97 | 0 | 0 | 0 | 14.1628 | 0 | 390.279 | 0 | 0 | 0 | 0 | 0 | 0 | 404.442 | 309.158 | 13.0258 | 0 | 0 | 0 | 0 | 115.581 | 62.0885 | 0 | 399.942 | 0 | 204.641 | 1104.44 | 0 | 0 | 0 | 1168.4 | 0 | 33.6958 | 0 | 0 | 0 | 0 | 0 | 0 | 1202.1 | 5723.01 | 925.333 | - | - | - | - | 0 | 0 | 8328 | 0 | 0 | 0 | 0 | 0 | 0 | 0 | 0 | 8328
07/26/18 @ 20:53 | MBT-w11-v07-WCChlrBase-mNE-HVAC-Proto.pd2 | MBT-w11-v07-WCChlrBase-mNE-HVAC-Proto | MBT-w11-v07 | California (Title 24) | Red Bluff Area (CZ11) | Red Bluff AP | 199974 | 285.82 | 7.4945 | 0 | 0 | 0 | 0 | 184.06 | 83.2392 | 0 | 1600.86 | 0 | 804.231 | 2965.71 | 0 | 0 | 0 | 106.415 | 0 | 395.383 | 0 | 0 | 0 | 0 | 0 | 0 | 501.797 | 289.368 | 10.9314 | 0 | 0 | 0 | 0 | 115.858 | 57.6277 | 0 | 399.312 | 0 | 204.641 | 1077.74 | 0 | 0 | 0 | 1378.61 | 0 | 33.6144 | 0 | 0 | 0 | 0 | 0 | 0 | 1412.23 | 5440.12 | 424.778 | - | - | - | - | 0 | 0 | 3823 | 0 | 0 | 0 | 0 | 0 | 0 | 0 | 0 | 3823
07/26/18 @ 20:53 | MBT-w12-v07-WCChlrBase-mNE-HVAC-Proto.pd2 | MBT-w12-v07-WCChlrBase-mNE-HVAC-Proto | MBT-w12-v07 | California (Title 24) | Sacramento Area (CZ12) | Sacramento AP | 199974 | 248.695 | 6.5505 | 0 | 0 | 0 | 0 | 173.871 | 73.9604 | 0 | 1600.86 | 0 | 804.231 | 2908.17 | 0 | 0 | 0 | 105.05 | 0 | 407.771 | 0 | 0 | 0 | 0 | 0 | 0 | 512.821 | 265.062 | 6.9679 | 0 | 0 | 0 | 0 | 117.324 | 52.3592 | 0 | 399.942 | 0 | 204.641 | 1046.3 | 0 | 0 | 0 | 1830.31 | 0 | 35.471 | 0 | 0 | 0 | 0 | 0 | 0 | 1865.78 | 5067.66 | 900.889 | - | - | - | - | 0 | 0 | 8108 | 0 | 0 | 0 | 0 | 0 | 0 | 0 | 0 | 8108
07/26/18 @ 20:53 | MBT-w13-v07-WCChlrBase-mNE-HVAC-Proto.pd2 | MBT-w13-v07-WCChlrBase-mNE-HVAC-Proto | MBT-w13-v07 | California (Title 24) | Fresno Area (CZ13) | Fresno AP | 199974 | 300.299 | 8.3136 | 0 | 0 | 0 | 0 | 190.181 | 87.2447 | 0 | 1600.86 | 0 | 804.231 | 2991.13 | 0 | 0 | 0 | 90.4576 | 0 | 390.604 | 0 | 0 | 0 | 0 | 0 | 0 | 481.061 | 304.353 | 12.8893 | 0 | 0 | 0 | 0 | 119.861 | 59.4832 | 0 | 399.312 | 0 | 204.641 | 1100.54 | 0 | 0 | 0 | 1535.03 | 0 | 34.9256 | 0 | 0 | 0 | 0 | 0 | 0 | 1569.95 | 5706.13 | 429.444 | - | - | - | - | 0 | 0 | 3865 | 0 | 0 | 0 | 0 | 0 | 0 | 0 | 0 | 3865
07/26/18 @ 20:53 | MBT-w14-v07-WCChlrBase-mNE-HVAC-Proto.pd2 | MBT-w14-v07-WCChlrBase-mNE-HVAC-Proto | MBT-w14-v07 | California (Title 24) | China Lake Area (CZ14) | Palmdale AP | 199974 | 296.201 | 7.438 | 0 | 0 | 0 | 0 | 185.306 | 90.5511 | 0 | 1600.86 | 0 | 804.231 | 2984.59 | 0 | 0 | 0 | 131.741 | 0 | 398.285 | 0 | 0 | 0 | 0 | 0 | 0 | 530.026 | 337.314 | 28.3573 | 0 | 0 | 0 | 0 | 85.6693 | 66.6775 | 0 | 399.942 | 0 | 204.641 | 1122.6 | 0 | 0 | 0 | 2467.48 | 0 | 33.8815 | 0 | 0 | 0 | 0 | 0 | 0 | 2501.36 | 6187.92 | 670.667 | - | - | - | - | 0 | 0 | 6036 | 0 | 0 | 0 | 0 | 0 | 0 | 0 | 0 | 6036
07/26/18 @ 20:54 | MBT-w15-v07-WCChlrBase-mNE-HVAC-Proto.pd2 | MBT-w15-v07-WCChlrBase-mNE-HVAC-Proto | MBT-w15-v07 | California (Title 24) | Blythe Area (CZ15) | Palm Springs | 199974 | 504.219 | 15.2086 | 0 | 0 | 0 | 0 | 238.696 | 143.367 | 0 | 1600.86 | 0 | 804.231 | 3306.59 | 0 | 0 | 0 | 1.1224 | 0 | 329.495 | 0 | 0 | 0 | 0 | 0 | 0 | 330.617 | 346.816 | 21.3164 | 0 | 0 | 0 | 0 | 130.774 | 69.9428 | 0 | 399.942 | 0 | 204.641 | 1173.43 | 0 | 0 | 0 | 574.414 | 0 | 19.7678 | 0 | 0 | 0 | 0 | 0 | 0 | 594.182 | 6422.52 | 686.111 | - | - | - | - | 0 | 0 | 6175 | 0 | 0 | 0 | 0 | 0 | 0 | 0 | 0 | 6175
07/26/18 @ 20:54 | MBT-w16-v07-WCChlrBase-mNE-HVAC-Proto.pd2 | MBT-w16-v07-WCChlrBase-mNE-HVAC-Proto | MBT-w16-v07 | California (Title 24) | Mount Shasta Area (CZ16) | Blue Canyon AP | 199974 | 136.726 | 2.8706 | 0 | 0 | 0 | 0 | 158.676 | 44.5216 | 0 | 1600.86 | 0 | 804.231 | 2747.89 | 0 | 0 | 0 | 596.283 | 0 | 457.01 | 0 | 0 | 0 | 0 | 0 | 0 | 1053.29 | 237.399 | 5.711 | 0 | 0 | 0 | 0 | 124.279 | 49.5201 | 0 | 404.666 | 0 | 198.153 | 1019.73 | 0 | 0 | 0 | 4710.4 | 0 | 38.0471 | 0 | 0 | 0 | 0 | 0 | 0 | 4748.45 | 4688.38 | 588.333 | - | - | - | - | 0 | 0 | 5295 | 0 | 0 | 0 | 0 | 0 | 0 | 0 | 0 | 5295
07/26/18 @ 20:54 | MBT-w01-v11-WCChlrBase-mNE-HVAC-Proto.pd2 | MBT-w01-v11-WCChlrBase-mNE-HVAC-Proto | MBT-w01-v11 | California (Title 24) | Arcata Area (CZ01) | Arcata | 199974 | 48.7604 | 0.81179 | 0 | 0 | 0 | 0 | 133.707 | 20.9458 | 0 | 1600.86 | 0 | 763.158 | 2568.25 | 0 | 0 | 0 | 167.943 | 0 | 458.91 | 0 | 0 | 0 | 0 | 0 | 0 | 626.853 | 144.913 | 3.4362 | 0 | 0 | 0 | 0 | 68.0988 | 38.3649 | 0 | 399.312 | 0 | 192.422 | 846.547 | 0 | 0 | 0 | 2572.98 | 0 | 38.0246 | 0 | 0 | 0 | 0 | 0 | 0 | 2611.01 | 2982.06 | 650.778 | - | - | - | - | 0 | 0 | 5857 | 0 | 0 | 0 | 0 | 0 | 0 | 0 | 0 | 5857
07/26/18 @ 20:54 | MBT-w02-v11-WCChlrBase-mNE-HVAC-Proto.pd2 | MBT-w02-v11-WCChlrBase-mNE-HVAC-Proto | MBT-w02-v11 | California (Title 24) | Santa Rosa Area (CZ02) | Santa Rosa | 199974 | 189.762 | 4.7231 | 0 | 0 | 0 | 0 | 164.669 | 60.1516 | 0 | 1600.86 | 0 | 763.158 | 2783.33 | 0 | 0 | 0 | 20.0392 | 0 | 427.089 | 0 | 0 | 0 | 0 | 0 | 0 | 447.128 | 243.701 | 5.8491 | 0 | 0 | 0 | 0 | 86.0611 | 49.3182 | 0 | 404.666 | 0 | 186.398 | 975.992 | 0 | 0 | 0 | 680.47 | 0 | 36.2053 | 0 | 0 | 0 | 0 | 0 | 0 | 716.676 | 4768.29 | 780.889 | - | - | - | - | 0 | 0 | 7028 | 0 | 0 | 0 | 0 | 0 | 0 | 0 | 0 | 7028
07/26/18 @ 20:54 | MBT-w03-v11-WCChlrBase-mNE-HVAC-Proto.pd2 | MBT-w03-v11-WCChlrBase-mNE-HVAC-Proto | MBT-w03-v11 | California (Title 24) | Oakland Area (CZ03) | Oakland AP | 199974 | 150.052 | 3.2854 | 0 | 0 | 0 | 0 | 158.499 | 52.808 | 0 | 1600.86 | 0 | 763.158 | 2728.66 | 0 | 0 | 0 | 29.9595 | 0 | 428.359 | 0 | 0 | 0 | 0 | 0 | 0 | 458.318 | 182.749 | 4.2436 | 0 | 0 | 0 | 0 | 89.897 | 43.4369 | 0 | 399.942 | 0 | 192.422 | 912.691 | 0 | 0 | 0 | 723.42 | 0 | 35.9041 | 0 | 0 | 0 | 0 | 0 | 0 | 759.324 | 3676.98 | 318.889 | - | - | - | - | 0 | 0 | 2870 | 0 | 0 | 0 | 0 | 0 | 0 | 0 | 0 | 2870
07/26/18 @ 20:54 | MBT-w04-v11-WCChlrBase-mNE-HVAC-Proto.pd2 | MBT-w04-v11-WCChlrBase-mNE-HVAC-Proto | MBT-w04-v11 | California (Title 24) | Sunnyvale Area (CZ04) | San Jose | 199974 | 227.712 | 5.5446 | 0 | 0 | 0 | 0 | 174.228 | 73.1686 | 0 | 1600.86 | 0 | 763.158 | 2844.67 | 0 | 0 | 0 | 29.5878 | 0 | 415.095 | 0 | 0 | 0 | 0 | 0 | 0 | 444.683 | 224.229 | 5.7253 | 0 | 0 | 0 | 0 | 107.397 | 48.9935 | 0 | 399.312 | 0 | 192.422 | 978.079 | 0 | 0 | 0 | 707.938 | 0 | 35.3873 | 0 | 0 | 0 | 0 | 0 | 0 | 743.326 | 4480.83 | 364 | - | - | - | - | 0 | 0 | 3276 | 0 | 0 | 0 | 0 | 0 | 0 | 0 | 0 | 3276
07/26/18 @ 20:54 | MBT-w05-v11-WCChlrBase-mNE-HVAC-Proto.pd2 | MBT-w05-v11-WCChlrBase-mNE-HVAC-Proto | MBT-w05-v11 | California (Title 24) | Santa Maria Area (CZ05) | Santa Maria AP | 199974 | 151.528 | 3.333 | 0 | 0 | 0 | 0 | 153.419 | 51.3064 | 0 | 1600.86 | 0 | 763.158 | 2723.61 | 0 | 0 | 0 | 38.5023 | 0 | 434.93 | 0 | 0 | 0 | 0 | 0 | 0 | 473.432 | 185.112 | 4.4101 | 0 | 0 | 0 | 0 | 85.4383 | 41.5987 | 0 | 399.942 | 0 | 192.422 | 908.923 | 0 | 0 | 0 | 843.524 | 0 | 36.2627 | 0 | 0 | 0 | 0 | 0 | 0 | 879.786 | 3746.07 | 546.556 | - | - | - | - | 0 | 0 | 4919 | 0 | 0 | 0 | 0 | 0 | 0 | 0 | 0 | 4919
07/26/18 @ 20:55 | MBT-w06-v11-WCChlrBase-mNE-HVAC-Proto.pd2 | MBT-w06-v11-WCChlrBase-mNE-HVAC-Proto | MBT-w06-v11 | California (Title 24) | Los Angeles Area (CZ06) | Torrance | 199974 | 299.784 | 7.8073 | 0 | 0 | 0 | 0 | 174.252 | 89.2909 | 0 | 1600.86 | 0 | 763.158 | 2935.15 | 0 | 0 | 0 | 36.7857 | 0 | 403.1 | 0 | 0 | 0 | 0 | 0 | 0 | 439.886 | 233.323 | 5.52 | 0 | 0 | 0 | 0 | 105.456 | 48.7796 | 0 | 399.784 | 0 | 192.422 | 985.286 | 0 | 0 | 0 | 820.043 | 0 | 32.3226 | 0 | 0 | 0 | 0 | 0 | 0 | 852.365 | 4685.62 | 622.778 | - | - | - | - | 0 | 0 | 5605 | 0 | 0 | 0 | 0 | 0 | 0 | 0 | 0 | 5605
07/26/18 @ 20:55 | MBT-w07-v11-WCChlrBase-mNE-HVAC-Proto.pd2 | MBT-w07-v11-WCChlrBase-mNE-HVAC-Proto | MBT-w07-v11 | California (Title 24) | San Diego Area (CZ07) | San Diego AP | 199974 | 284.448 | 7.2196 | 0 | 0 | 0 | 0 | 173.669 | 89.4234 | 0 | 1600.86 | 0 | 763.158 | 2918.78 | 0 | 0 | 0 | 4.4638 | 0 | 398.892 | 0 | 0 | 0 | 0 | 0 | 0 | 403.356 | 240.792 | 5.7984 | 0 | 0 | 0 | 0 | 102.227 | 48.8613 | 0 | 399.784 | 0 | 192.422 | 989.885 | 0 | 0 | 0 | 567.783 | 0 | 31.1178 | 0 | 0 | 0 | 0 | 0 | 0 | 598.9 | 4872.77 | 845.889 | - | - | - | - | 0 | 0 | 7613 | 0 | 0 | 0 | 0 | 0 | 0 | 0 | 0 | 7613
07/26/18 @ 20:55 | MBT-w08-v11-WCChlrBase-mNE-HVAC-Proto.pd2 | MBT-w08-v11-WCChlrBase-mNE-HVAC-Proto | MBT-w08-v11 | California (Title 24) | El Toro Area (CZ08) | Fullerton | 199974 | 333.714 | 8.7923 | 0 | 0 | 0 | 0 | 180.472 | 100.823 | 0 | 1600.86 | 0 | 763.158 | 2987.82 | 0 | 0 | 0 | 11.4101 | 0 | 392.515 | 0 | 0 | 0 | 0 | 0 | 0 | 403.925 | 274.895 | 6.5228 | 0 | 0 | 0 | 0 | 116.969 | 54.4295 | 0 | 399.784 | 0 | 192.422 | 1045.02 | 0 | 0 | 0 | 802.085 | 0 | 33.3577 | 0 | 0 | 0 | 0 | 0 | 0 | 835.443 | 5282.79 | 901.333 | - | - | - | - | 0 | 0 | 8112 | 0 | 0 | 0 | 0 | 0 | 0 | 0 | 0 | 8112
07/26/18 @ 20:55 | MBT-w09-v11-WCChlrBase-mNE-HVAC-Proto.pd2 | MBT-w09-v11-WCChlrBase-mNE-HVAC-Proto | MBT-w09-v11 | California (Title 24) | Pasadena Area (CZ09) | Burbank AP | 199974 | 327.052 | 8.988 | 0 | 0 | 0 | 0 | 187.859 | 102.203 | 0 | 1600.86 | 0 | 763.158 | 2990.12 | 0 | 0 | 0 | 5.3522 | 0 | 392.039 | 0 | 0 | 0 | 0 | 0 | 0 | 397.391 | 318.787 | 19.4965 | 0 | 0 | 0 | 0 | 110.243 | 64.7492 | 0 | 399.312 | 0 | 192.422 | 1105.01 | 0 | 0 | 0 | 556.048 | 0 | 22.5244 | 0 | 0 | 0 | 0 | 0 | 0 | 578.572 | 5862.99 | 663.778 | - | - | - | - | 0 | 0 | 5974 | 0 | 0 | 0 | 0 | 0 | 0 | 0 | 0 | 5974
07/26/18 @ 20:55 | MBT-w10-v11-WCChlrBase-mNE-HVAC-Proto.pd2 | MBT-w10-v11-WCChlrBase-mNE-HVAC-Proto | MBT-w10-v11 | California (Title 24) | San Bernardino Area (CZ10) | Riverside FS 3 | 199974 | 324.148 | 8.6202 | 0 | 0 | 0 | 0 | 187.636 | 98.9631 | 0 | 1600.86 | 0 | 763.158 | 2983.39 | 0 | 0 | 0 | 1.1089 | 0 | 390.25 | 0 | 0 | 0 | 0 | 0 | 0 | 391.359 | 302.522 | 12.7442 | 0 | 0 | 0 | 0 | 114.619 | 60.1615 | 0 | 399.942 | 0 | 192.422 | 1082.41 | 0 | 0 | 0 | 590.572 | 0 | 22.1506 | 0 | 0 | 0 | 0 | 0 | 0 | 612.723 | 5603.73 | 900.556 | - | - | - | - | 0 | 0 | 8105 | 0 | 0 | 0 | 0 | 0 | 0 | 0 | 0 | 8105
07/26/18 @ 20:55 | MBT-w11-v11-WCChlrBase-mNE-HVAC-Proto.pd2 | MBT-w11-v11-WCChlrBase-mNE-HVAC-Proto | MBT-w11-v11 | California (Title 24) | Red Bluff Area (CZ11) | Red Bluff AP | 199974 | 277.252 | 7.2518 | 0 | 0 | 0 | 0 | 185.66 | 80.457 | 0 | 1600.86 | 0 | 763.158 | 2914.64 | 0 | 0 | 0 | 35.2847 | 0 | 395.35 | 0 | 0 | 0 | 0 | 0 | 0 | 430.634 | 279.617 | 10.6534 | 0 | 0 | 0 | 0 | 112.484 | 55.3173 | 0 | 399.312 | 0 | 192.422 | 1049.81 | 0 | 0 | 0 | 687.604 | 0 | 23.296 | 0 | 0 | 0 | 0 | 0 | 0 | 710.9 | 5256.72 | 397.889 | - | - | - | - | 0 | 0 | 3581 | 0 | 0 | 0 | 0 | 0 | 0 | 0 | 0 | 3581
07/26/18 @ 20:55 | MBT-w12-v11-WCChlrBase-mNE-HVAC-Proto.pd2 | MBT-w12-v11-WCChlrBase-mNE-HVAC-Proto | MBT-w12-v11 | California (Title 24) | Sacramento Area (CZ12) | Sacramento AP | 199974 | 242.565 | 6.4044 | 0 | 0 | 0 | 0 | 176.906 | 72.7566 | 0 | 1600.86 | 0 | 763.158 | 2862.65 | 0 | 0 | 0 | 31.6561 | 0 | 407.737 | 0 | 0 | 0 | 0 | 0 | 0 | 439.393 | 256.64 | 6.8182 | 0 | 0 | 0 | 0 | 114.605 | 51.8477 | 0 | 399.942 | 0 | 192.422 | 1022.27 | 0 | 0 | 0 | 719.21 | 0 | 35.4282 | 0 | 0 | 0 | 0 | 0 | 0 | 754.638 | 4977.3 | 863 | - | - | - | - | 0 | 0 | 7767 | 0 | 0 | 0 | 0 | 0 | 0 | 0 | 0 | 7767
07/26/18 @ 20:55 | MBT-w13-v11-WCChlrBase-mNE-HVAC-Proto.pd2 | MBT-w13-v11-WCChlrBase-mNE-HVAC-Proto | MBT-w13-v11 | California (Title 24) | Fresno Area (CZ13) | Fresno AP | 199974 | 289.26 | 7.9781 | 0 | 0 | 0 | 0 | 191.178 | 83.4699 | 0 | 1600.86 | 0 | 763.158 | 2935.91 | 0 | 0 | 0 | 26.9993 | 0 | 390.573 | 0 | 0 | 0 | 0 | 0 | 0 | 417.572 | 293.094 | 6.8794 | 0 | 0 | 0 | 0 | 128.186 | 56.4592 | 0 | 399.784 | 0 | 192.422 | 1076.82 | 0 | 0 | 0 | 725.242 | 0 | 34.8824 | 0 | 0 | 0 | 0 | 0 | 0 | 760.125 | 5655.5 | 403.556 | - | - | - | - | 0 | 0 | 3632 | 0 | 0 | 0 | 0 | 0 | 0 | 0 | 0 | 3632
07/26/18 @ 20:56 | MBT-w14-v11-WCChlrBase-mNE-HVAC-Proto.pd2 | MBT-w14-v11-WCChlrBase-mNE-HVAC-Proto | MBT-w14-v11 | California (Title 24) | China Lake Area (CZ14) | Palmdale AP | 199974 | 287.542 | 7.2168 | 0 | 0 | 0 | 0 | 187.344 | 87.8109 | 0 | 1600.86 | 0 | 763.158 | 2933.93 | 0 | 0 | 0 | 45.1042 | 0 | 398.249 | 0 | 0 | 0 | 0 | 0 | 0 | 443.353 | 327.619 | 27.5649 | 0 | 0 | 0 | 0 | 82.1393 | 64.908 | 0 | 399.942 | 0 | 192.422 | 1094.6 | 0 | 0 | 0 | 789.949 | 0 | 33.8395 | 0 | 0 | 0 | 0 | 0 | 0 | 823.788 | 6013.26 | 651 | - | - | - | - | 0 | 0 | 5859 | 0 | 0 | 0 | 0 | 0 | 0 | 0 | 0 | 5859
07/26/18 @ 20:56 | MBT-w15-v11-WCChlrBase-mNE-HVAC-Proto.pd2 | MBT-w15-v11-WCChlrBase-mNE-HVAC-Proto | MBT-w15-v11 | California (Title 24) | Blythe Area (CZ15) | Palm Springs | 199974 | 485.632 | 14.6148 | 0 | 0 | 0 | 0 | 236.221 | 138.615 | 0 | 1600.86 | 0 | 763.158 | 3239.11 | 0 | 0 | 0 | 0 | 0 | 329.479 | 0 | 0 | 0 | 0 | 0 | 0 | 329.479 | 344.205 | 18.839 | 0 | 0 | 0 | 0 | 140.774 | 68.7015 | 0 | 400.265 | 0 | 174.436 | 1147.22 | 0 | 0 | 0 | 0 | 0 | 152.243 | 0 | 0 | 0 | 0 | 0 | 0 | 152.243 | 6383.18 | 659.778 | - | - | - | - | 0 | 0 | 5938 | 0 | 0 | 0 | 0 | 0 | 0 | 0 | 0 | 5938
07/26/18 @ 20:56 | MBT-w16-v11-WCChlrBase-mNE-HVAC-Proto.pd2 | MBT-w16-v11-WCChlrBase-mNE-HVAC-Proto | MBT-w16-v11 | California (Title 24) | Mount Shasta Area (CZ16) | Blue Canyon AP | 199974 | 135.062 | 2.8338 | 0 | 0 | 0 | 0 | 163.969 | 43.6993 | 0 | 1600.86 | 0 | 763.158 | 2709.58 | 0 | 0 | 0 | 362.757 | 0 | 456.947 | 0 | 0 | 0 | 0 | 0 | 0 | 819.704 | 233.961 | 5.679 | 0 | 0 | 0 | 0 | 123.795 | 49.2729 | 0 | 404.666 | 0 | 186.398 | 1003.77 | 0 | 0 | 0 | 4806.06 | 0 | 39.8222 | 0 | 0 | 0 | 0 | 0 | 0 | 4845.88 | 4602.68 | 574.333 | - | - | - | - | 0 | 0 | 5169 | 0 | 0 | 0 | 0 | 0 | 0 | 0 | 0 | 5169
07/26/18 @ 20:56 | MBT-w01-v14-WCChlrBase-mNE-HVAC-Proto.pd2 | MBT-w01-v14-WCChlrBase-mNE-HVAC-Proto | MBT-w01-v14 | California (Title 24) | Arcata Area (CZ01) | Arcata | 199974 | 46.5084 | 0.77978 | 0 | 0 | 0 | 0 | 126.462 | 19.5352 | 0 | 1600.86 | 0 | 763.158 | 2557.31 | 0 | 0 | 0 | 137.8 | 0 | 458.924 | 0 | 0 | 0 | 0 | 0 | 0 | 596.723 | 137.831 | 3.2736 | 0 | 0 | 0 | 0 | 63.0271 | 36.0744 | 0 | 399.312 | 0 | 192.422 | 831.94 | 0 | 0 | 0 | 2554.94 | 0 | 38.0254 | 0 | 0 | 0 | 0 | 0 | 0 | 2592.97 | 2887.15 | 646.556 | - | - | - | - | 0 | 0 | 5819 | 0 | 0 | 0 | 0 | 0 | 0 | 0 | 0 | 5819
07/26/18 @ 20:56 | MBT-w02-v14-WCChlrBase-mNE-HVAC-Proto.pd2 | MBT-w02-v14-WCChlrBase-mNE-HVAC-Proto | MBT-w02-v14 | California (Title 24) | Santa Rosa Area (CZ02) | Santa Rosa | 199974 | 184.755 | 4.5975 | 0 | 0 | 0 | 0 | 156.976 | 57.885 | 0 | 1600.86 | 0 | 763.158 | 2768.23 | 0 | 0 | 0 | 10.9852 | 0 | 427.1 | 0 | 0 | 0 | 0 | 0 | 0 | 438.086 | 232.931 | 6.5167 | 0 | 0 | 0 | 0 | 84.7127 | 47.4703 | 0 | 399.312 | 0 | 192.422 | 963.365 | 0 | 0 | 0 | 645.433 | 0 | 23.8911 | 0 | 0 | 0 | 0 | 0 | 0 | 669.324 | 4553.54 | 775.333 | - | - | - | - | 0 | 0 | 6978 | 0 | 0 | 0 | 0 | 0 | 0 | 0 | 0 | 6978
07/26/18 @ 20:56 | MBT-w03-v14-WCChlrBase-mNE-HVAC-Proto.pd2 | MBT-w03-v14-WCChlrBase-mNE-HVAC-Proto | MBT-w03-v14 | California (Title 24) | Oakland Area (CZ03) | Oakland AP | 199974 | 144.387 | 3.1745 | 0 | 0 | 0 | 0 | 153.185 | 49.4707 | 0 | 1600.86 | 0 | 763.158 | 2714.24 | 0 | 0 | 0 | 2.7035 | 0 | 428.361 | 0 | 0 | 0 | 0 | 0 | 0 | 431.065 | 173.012 | 4.0021 | 0 | 0 | 0 | 0 | 82.7475 | 40.3727 | 0 | 399.942 | 0 | 192.422 | 892.499 | 0 | 0 | 0 | 518.039 | 0 | 34.132 | 0 | 0 | 0 | 0 | 0 | 0 | 552.171 | 3517.7 | 317 | - | - | - | - | 0 | 0 | 2853 | 0 | 0 | 0 | 0 | 0 | 0 | 0 | 0 | 2853
07/26/18 @ 20:56 | MBT-w04-v14-WCChlrBase-mNE-HVAC-Proto.pd2 | MBT-w04-v14-WCChlrBase-mNE-HVAC-Proto | MBT-w04-v14 | California (Title 24) | Sunnyvale Area (CZ04) | San Jose | 199974 | 218.215 | 5.3046 | 0 | 0 | 0 | 0 | 167.873 | 69.1099 | 0 | 1600.86 | 0 | 763.158 | 2824.52 | 0 | 0 | 0 | 3.8168 | 0 | 415.1 | 0 | 0 | 0 | 0 | 0 | 0 | 418.917 | 228.284 | 6.0676 | 0 | 0 | 0 | 0 | 91.0433 | 46.2017 | 0 | 399.312 | 0 | 192.422 | 963.331 | 0 | 0 | 0 | 525.493 | 0 | 33.6191 | 0 | 0 | 0 | 0 | 0 | 0 | 559.112 | 4403.84 | 361.111 | - | - | - | - | 0 | 0 | 3250 | 0 | 0 | 0 | 0 | 0 | 0 | 0 | 0 | 3250
07/26/18 @ 20:57 | MBT-w05-v14-WCChlrBase-mNE-HVAC-Proto.pd2 | MBT-w05-v14-WCChlrBase-mNE-HVAC-Proto | MBT-w05-v14 | California (Title 24) | Santa Maria Area (CZ05) | Santa Maria AP | 199974 | 146.148 | 3.2235 | 0 | 0 | 0 | 0 | 147.414 | 48.747 | 0 | 1600.86 | 0 | 763.158 | 2709.55 | 0 | 0 | 0 | 13.3884 | 0 | 434.934 | 0 | 0 | 0 | 0 | 0 | 0 | 448.323 | 173.182 | 4.0762 | 0 | 0 | 0 | 0 | 79.2401 | 39.5451 | 0 | 399.312 | 0 | 192.422 | 887.777 | 0 | 0 | 0 | 682.047 | 0 | 36.255 | 0 | 0 | 0 | 0 | 0 | 0 | 718.302 | 3523.05 | 541.778 | - | - | - | - | 0 | 0 | 4876 | 0 | 0 | 0 | 0 | 0 | 0 | 0 | 0 | 4876
07/26/18 @ 20:57 | MBT-w06-v14-WCChlrBase-mNE-HVAC-Proto.pd2 | MBT-w06-v14-WCChlrBase-mNE-HVAC-Proto | MBT-w06-v14 | California (Title 24) | Los Angeles Area (CZ06) | Torrance | 199974 | 290.987 | 7.5301 | 0 | 0 | 0 | 0 | 167.57 | 84.9343 | 0 | 1600.86 | 0 | 763.158 | 2915.04 | 0 | 0 | 0 | 22.0291 | 0 | 403.107 | 0 | 0 | 0 | 0 | 0 | 0 | 425.136 | 214.844 | 5.6167 | 0 | 0 | 0 | 0 | 114.467 | 45.6892 | 0 | 399.942 | 0 | 192.422 | 972.981 | 0 | 0 | 0 | 778.07 | 0 | 32.3256 | 0 | 0 | 0 | 0 | 0 | 0 | 810.396 | 4551.91 | 616 | - | - | - | - | 0 | 0 | 5544 | 0 | 0 | 0 | 0 | 0 | 0 | 0 | 0 | 5544
07/26/18 @ 20:57 | MBT-w07-v14-WCChlrBase-mNE-HVAC-Proto.pd2 | MBT-w07-v14-WCChlrBase-mNE-HVAC-Proto | MBT-w07-v14 | California (Title 24) | San Diego Area (CZ07) | San Diego AP | 199974 | 275.259 | 6.9594 | 0 | 0 | 0 | 0 | 167.268 | 84.1036 | 0 | 1600.86 | 0 | 763.158 | 2897.61 | 0 | 0 | 0 | 2.6224 | 0 | 398.901 | 0 | 0 | 0 | 0 | 0 | 0 | 401.523 | 238.161 | 5.3627 | 0 | 0 | 0 | 0 | 114.529 | 45.4139 | 0 | 400.265 | 0 | 174.436 | 978.168 | 0 | 0 | 0 | 533.681 | 0 | 31.1173 | 0 | 0 | 0 | 0 | 0 | 0 | 564.798 | 4784.42 | 834.667 | - | - | - | - | 0 | 0 | 7512 | 0 | 0 | 0 | 0 | 0 | 0 | 0 | 0 | 7512
07/26/18 @ 20:57 | MBT-w08-v14-WCChlrBase-mNE-HVAC-Proto.pd2 | MBT-w08-v14-WCChlrBase-mNE-HVAC-Proto | MBT-w08-v14 | California (Title 24) | El Toro Area (CZ08) | Fullerton | 199974 | 325.109 | 8.5478 | 0 | 0 | 0 | 0 | 173.773 | 97.4451 | 0 | 1600.86 | 0 | 763.158 | 2968.9 | 0 | 0 | 0 | 4.7768 | 0 | 392.52 | 0 | 0 | 0 | 0 | 0 | 0 | 397.297 | 279.236 | 10.5184 | 0 | 0 | 0 | 0 | 105.207 | 55.9605 | 0 | 399.312 | 0 | 192.422 | 1042.66 | 0 | 0 | 0 | 730.351 | 0 | 33.3609 | 0 | 0 | 0 | 0 | 0 | 0 | 763.711 | 5240.99 | 882.778 | - | - | - | - | 0 | 0 | 7945 | 0 | 0 | 0 | 0 | 0 | 0 | 0 | 0 | 7945
07/26/18 @ 20:57 | MBT-w09-v14-WCChlrBase-mNE-HVAC-Proto.pd2 | MBT-w09-v14-WCChlrBase-mNE-HVAC-Proto | MBT-w09-v14 | California (Title 24) | Pasadena Area (CZ09) | Burbank AP | 199974 | 318.769 | 8.7166 | 0 | 0 | 0 | 0 | 180.972 | 99.1094 | 0 | 1600.86 | 0 | 763.158 | 2971.59 | 0 | 0 | 0 | 1.0114 | 0 | 392.045 | 0 | 0 | 0 | 0 | 0 | 0 | 393.056 | 315.211 | 16.9979 | 0 | 0 | 0 | 0 | 114.136 | 62.9882 | 0 | 399.942 | 0 | 192.422 | 1101.7 | 0 | 0 | 0 | 519.545 | 0 | 22.0751 | 0 | 0 | 0 | 0 | 0 | 0 | 541.62 | 5815.28 | 658.444 | - | - | - | - | 0 | 0 | 5926 | 0 | 0 | 0 | 0 | 0 | 0 | 0 | 0 | 5926
07/26/18 @ 20:57 | MBT-w10-v14-WCChlrBase-mNE-HVAC-Proto.pd2 | MBT-w10-v14-WCChlrBase-mNE-HVAC-Proto | MBT-w10-v14 | California (Title 24) | San Bernardino Area (CZ10) | Riverside FS 3 | 199974 | 314.341 | 8.3248 | 0 | 0 | 0 | 0 | 179.188 | 95.1716 | 0 | 1600.86 | 0 | 763.158 | 2961.05 | 0 | 0 | 0 | 1.0149 | 0 | 390.26 | 0 | 0 | 0 | 0 | 0 | 0 | 391.275 | 299.147 | 12.6928 | 0 | 0 | 0 | 0 | 111.796 | 60.3839 | 0 | 399.942 | 0 | 192.422 | 1076.38 | 0 | 0 | 0 | 514.889 | 0 | 22.1507 | 0 | 0 | 0 | 0 | 0 | 0 | 537.039 | 5531.41 | 893.889 | - | - | - | - | 0 | 0 | 8045 | 0 | 0 | 0 | 0 | 0 | 0 | 0 | 0 | 8045
07/26/18 @ 20:57 | MBT-w11-v14-WCChlrBase-mNE-HVAC-Proto.pd2 | MBT-w11-v14-WCChlrBase-mNE-HVAC-Proto | MBT-w11-v14 | California (Title 24) | Red Bluff Area (CZ11) | Red Bluff AP | 199974 | 269.57 | 7.0197 | 0 | 0 | 0 | 0 | 177.668 | 77.2204 | 0 | 1600.86 | 0 | 763.158 | 2895.5 | 0 | 0 | 0 | 19.5732 | 0 | 395.357 | 0 | 0 | 0 | 0 | 0 | 0 | 414.93 | 275.836 | 10.6405 | 0 | 0 | 0 | 0 | 109.618 | 54.33 | 0 | 399.312 | 0 | 192.422 | 1042.16 | 0 | 0 | 0 | 627.945 | 0 | 33.5807 | 0 | 0 | 0 | 0 | 0 | 0 | 661.526 | 5180.38 | 394.667 | - | - | - | - | 0 | 0 | 3552 | 0 | 0 | 0 | 0 | 0 | 0 | 0 | 0 | 3552
07/26/18 @ 20:58 | MBT-w12-v14-WCChlrBase-mNE-HVAC-Proto.pd2 | MBT-w12-v14-WCChlrBase-mNE-HVAC-Proto | MBT-w12-v14 | California (Title 24) | Sacramento Area (CZ12) | Sacramento AP | 199974 | 234.879 | 6.1881 | 0 | 0 | 0 | 0 | 168.841 | 69.874 | 0 | 1600.86 | 0 | 763.158 | 2843.8 | 0 | 0 | 0 | 16.7253 | 0 | 407.746 | 0 | 0 | 0 | 0 | 0 | 0 | 424.472 | 256.967 | 5.9085 | 0 | 0 | 0 | 0 | 115.117 | 50.3957 | 0 | 397.213 | 0 | 192.076 | 1017.68 | 0 | 0 | 0 | 643.098 | 0 | 35.4251 | 0 | 0 | 0 | 0 | 0 | 0 | 678.523 | 4929.63 | 855.889 | - | - | - | - | 0 | 0 | 7703 | 0 | 0 | 0 | 0 | 0 | 0 | 0 | 0 | 7703
07/26/18 @ 20:58 | MBT-w13-v14-WCChlrBase-mNE-HVAC-Proto.pd2 | MBT-w13-v14-WCChlrBase-mNE-HVAC-Proto | MBT-w13-v14 | California (Title 24) | Fresno Area (CZ13) | Fresno AP | 199974 | 281.931 | 7.7632 | 0 | 0 | 0 | 0 | 183.172 | 80.4268 | 0 | 1600.86 | 0 | 763.158 | 2917.31 | 0 | 0 | 0 | 13.6764 | 0 | 390.58 | 0 | 0 | 0 | 0 | 0 | 0 | 404.256 | 286.261 | 6.7782 | 0 | 0 | 0 | 0 | 126.251 | 55.097 | 0 | 399.784 | 0 | 192.422 | 1066.59 | 0 | 0 | 0 | 684.852 | 0 | 21.5974 | 0 | 0 | 0 | 0 | 0 | 0 | 706.449 | 5513.45 | 383.444 | - | - | - | - | 0 | 0 | 3451 | 0 | 0 | 0 | 0 | 0 | 0 | 0 | 0 | 3451
07/26/18 @ 20:58 | MBT-w14-v14-WCChlrBase-mNE-HVAC-Proto.pd2 | MBT-w14-v14-WCChlrBase-mNE-HVAC-Proto | MBT-w14-v14 | California (Title 24) | China Lake Area (CZ14) | Palmdale AP | 199974 | 280.2 | 6.9952 | 0 | 0 | 0 | 0 | 178.944 | 84.4514 | 0 | 1600.86 | 0 | 763.158 | 2914.61 | 0 | 0 | 0 | 33.4697 | 0 | 398.258 | 0 | 0 | 0 | 0 | 0 | 0 | 431.728 | 321.707 | 27.0949 | 0 | 0 | 0 | 0 | 78.6604 | 62.7328 | 0 | 399.942 | 0 | 192.422 | 1082.56 | 0 | 0 | 0 | 817.087 | 0 | 33.8438 | 0 | 0 | 0 | 0 | 0 | 0 | 850.931 | 5918.69 | 646.111 | - | - | - | - | 0 | 0 | 5815 | 0 | 0 | 0 | 0 | 0 | 0 | 0 | 0 | 5815
07/26/18 @ 20:58 | MBT-w15-v14-WCChlrBase-mNE-HVAC-Proto.pd2 | MBT-w15-v14-WCChlrBase-mNE-HVAC-Proto | MBT-w15-v14 | California (Title 24) | Blythe Area (CZ15) | Palm Springs | 199974 | 473.938 | 14.182 | 0 | 0 | 0 | 0 | 226.204 | 133.025 | 0 | 1600.86 | 0 | 763.158 | 3211.37 | 0 | 0 | 0 | 0 | 0 | 329.482 | 0 | 0 | 0 | 0 | 0 | 0 | 329.482 | 334.739 | 19.9296 | 0 | 0 | 0 | 0 | 126.032 | 66.8928 | 0 | 399.942 | 0 | 192.422 | 1139.96 | 0 | 0 | 0 | 0 | 0 | 152.243 | 0 | 0 | 0 | 0 | 0 | 0 | 152.243 | 6270.44 | 635.222 | - | - | - | - | 0 | 0 | 5717 | 0 | 0 | 0 | 0 | 0 | 0 | 0 | 0 | 5717
07/26/18 @ 20:58 | MBT-w16-v14-WCChlrBase-mNE-HVAC-Proto.pd2 | MBT-w16-v14-WCChlrBase-mNE-HVAC-Proto | MBT-w16-v14 | California (Title 24) | Mount Shasta Area (CZ16) | Blue Canyon AP | 199974 | 130.709 | 2.734 | 0 | 0 | 0 | 0 | 154.017 | 42.179 | 0 | 1600.86 | 0 | 763.158 | 2693.66 | 0 | 0 | 0 | 347.492 | 0 | 456.964 | 0 | 0 | 0 | 0 | 0 | 0 | 804.457 | 229.212 | 5.6009 | 0 | 0 | 0 | 0 | 119.96 | 47.8811 | 0 | 404.666 | 0 | 186.398 | 993.718 | 0 | 0 | 0 | 4917.79 | 0 | 39.8232 | 0 | 0 | 0 | 0 | 0 | 0 | 4957.62 | 4490.78 | 569.111 | - | - | - | - | 0 | 0 | 5122 | 0 | 0 | 0 | 0 | 0 | 0 | 0 | 0 | 5122
07/26/18 @ 20:58 | Nrs-w01-v96-WCChlrBase-mNE-HVAC-Proto.pd2 | Nrs-w01-v96-WCChlrBase-mNE-HVAC-Proto | Nrs-w01-v96 | California (Title 24) | Arcata Area (CZ01) | Arcata | 119982 | 77.9273 | 2.6333 | 0 | 0 | 0 | 0 | 436.688 | 205.076 | 0 | 850.86 | 0 | 491.747 | 2064.93 | 0 | 0 | 0 | 8957.23 | 0 | 2013.6 | 0 | 0 | 0 | 90.7431 | 0 | 0 | 11061.6 | 80.7457 | 4.6289 | 0 | 0 | 0 | 0 | 49.8504 | 39.4507 | 0 | 151.579 | 0 | 78.4951 | 404.75 | 0 | 0 | 0 | 3129.98 | 0 | 288.845 | 0 | 0 | 0 | 10.6293 | 0 | 0 | 3429.46 | 1633.21 | 306.667 | - | - | - | - | 0 | 0 | 2760 | 0 | 0 | 0 | 0 | 0 | 0 | 0 | 0 | 2760
07/26/18 @ 20:58 | Nrs-w02-v96-WCChlrBase-mNE-HVAC-Proto.pd2 | Nrs-w02-v96-WCChlrBase-mNE-HVAC-Proto | Nrs-w02-v96 | California (Title 24) | Santa Rosa Area (CZ02) | Santa Rosa | 119982 | 230.808 | 12.5361 | 0 | 0 | 0 | 0 | 439.199 | 256.927 | 0 | 850.86 | 0 | 491.747 | 2282.08 | 0 | 0 | 0 | 7470.71 | 0 | 1873.55 | 0 | 0 | 0 | 90.7431 | 0 | 0 | 9435 | 192.725 | 14.4288 | 0 | 0 | 0 | 0 | 50.1372 | 57.5802 | 0 | 151.579 | 0 | 78.4951 | 544.945 | 0 | 0 | 0 | 3279.59 | 0 | 283.666 | 0 | 0 | 0 | 10.6293 | 0 | 0 | 3573.88 | 3786.58 | 375.444 | - | - | - | - | 0 | 0 | 3379 | 0 | 0 | 0 | 0 | 0 | 0 | 0 | 0 | 3379
07/26/18 @ 20:59 | Nrs-w03-v96-WCChlrBase-mNE-HVAC-Proto.pd2 | Nrs-w03-v96-WCChlrBase-mNE-HVAC-Proto | Nrs-w03-v96 | California (Title 24) | Oakland Area (CZ03) | Oakland AP | 119982 | 153.875 | 7.1889 | 0 | 0 | 0 | 0 | 437.723 | 237.757 | 0 | 850.86 | 0 | 491.747 | 2179.15 | 0 | 0 | 0 | 6329.87 | 0 | 1879.27 | 0 | 0 | 0 | 90.7431 | 0 | 0 | 8299.88 | 119.309 | 7.6756 | 0 | 0 | 0 | 0 | 49.9682 | 46.3981 | 0 | 151.579 | 0 | 78.4951 | 453.425 | 0 | 0 | 0 | 3152.7 | 0 | 122.28 | 0 | 0 | 0 | 1.7598 | 0 | 0 | 3276.74 | 2435.45 | 336.111 | - | - | - | - | 0 | 0 | 3025 | 0 | 0 | 0 | 0 | 0 | 0 | 0 | 0 | 3025
07/26/18 @ 20:59 | Nrs-w04-v96-WCChlrBase-mNE-HVAC-Proto.pd2 | Nrs-w04-v96-WCChlrBase-mNE-HVAC-Proto | Nrs-w04-v96 | California (Title 24) | Sunnyvale Area (CZ04) | San Jose | 119982 | 247.906 | 13.8527 | 0 | 0 | 0 | 0 | 439.288 | 271.19 | 0 | 850.86 | 0 | 491.747 | 2314.84 | 0 | 0 | 0 | 6364.97 | 0 | 1820.65 | 0 | 0 | 0 | 90.7431 | 0 | 0 | 8276.37 | 165.076 | 11.6206 | 0 | 0 | 0 | 0 | 50.1471 | 53.326 | 0 | 151.579 | 0 | 78.4951 | 510.244 | 0 | 0 | 0 | 4418.9 | 0 | 103.446 | 0 | 0 | 0 | 1.7598 | 0 | 0 | 4524.1 | 3309.71 | 410.556 | - | - | - | - | 0 | 0 | 3695 | 0 | 0 | 0 | 0 | 0 | 0 | 0 | 0 | 3695
07/26/18 @ 20:59 | Nrs-w05-v96-WCChlrBase-mNE-HVAC-Proto.pd2 | Nrs-w05-v96-WCChlrBase-mNE-HVAC-Proto | Nrs-w05-v96 | California (Title 24) | Santa Maria Area (CZ05) | Santa Maria AP | 119982 | 146.396 | 7.2733 | 0 | 0 | 0 | 0 | 438.377 | 235.306 | 0 | 850.86 | 0 | 491.747 | 2169.96 | 0 | 0 | 0 | 7143.84 | 0 | 1908.09 | 0 | 0 | 0 | 90.7431 | 0 | 0 | 9142.68 | 102.297 | 5.5669 | 0 | 0 | 0 | 0 | 50.0432 | 46.3487 | 0 | 151.579 | 0 | 78.4951 | 434.33 | 0 | 0 | 0 | 3263.77 | 0 | 121.285 | 0 | 0 | 0 | 1.7598 | 0 | 0 | 3386.82 | 2193.77 | 344.333 | - | - | - | - | 0 | 0 | 3099 | 0 | 0 | 0 | 0 | 0 | 0 | 0 | 0 | 3099
07/26/18 @ 20:59 | Nrs-w06-v96-WCChlrBase-mNE-HVAC-Proto.pd2 | Nrs-w06-v96-WCChlrBase-mNE-HVAC-Proto | Nrs-w06-v96 | California (Title 24) | Los Angeles Area (CZ06) | Torrance | 119982 | 273.117 | 17.1368 | 0 | 0 | 0 | 0 | 439.95 | 302.508 | 0 | 850.86 | 0 | 491.747 | 2375.32 | 0 | 0 | 0 | 4608.33 | 0 | 1767.89 | 0 | 0 | 0 | 90.7431 | 0 | 0 | 6466.95 | 159.796 | 9.763 | 0 | 0 | 0 | 0 | 50.2224 | 55.6379 | 0 | 151.579 | 0 | 78.4951 | 505.494 | 0 | 0 | 0 | 3535.55 | 0 | 101.185 | 0 | 0 | 0 | 1.7598 | 0 | 0 | 3638.49 | 3175.15 | 405.444 | - | - | - | - | 0 | 0 | 3649 | 0 | 0 | 0 | 0 | 0 | 0 | 0 | 0 | 3649
07/26/18 @ 20:59 | Nrs-w07-v96-WCChlrBase-mNE-HVAC-Proto.pd2 | Nrs-w07-v96-WCChlrBase-mNE-HVAC-Proto | Nrs-w07-v96 | California (Title 24) | San Diego Area (CZ07) | San Diego AP | 119982 | 249.914 | 15.397 | 0 | 0 | 0 | 0 | 440.007 | 279.403 | 0 | 850.86 | 0 | 491.747 | 2327.34 | 0 | 0 | 0 | 3311.77 | 0 | 1749.6 | 0 | 0 | 0 | 90.7431 | 0 | 0 | 5152.12 | 127.592 | 9.0943 | 0 | 0 | 0 | 0 | 50.2293 | 48.8357 | 0 | 151.579 | 0 | 78.4951 | 465.826 | 0 | 0 | 0 | 2197.67 | 0 | 109.099 | 0 | 0 | 0 | 1.7598 | 0 | 0 | 2308.53 | 2715.4 | 396.111 | - | - | - | - | 0 | 0 | 3565 | 0 | 0 | 0 | 0 | 0 | 0 | 0 | 0 | 3565
07/26/18 @ 20:59 | Nrs-w08-v96-WCChlrBase-mNE-HVAC-Proto.pd2 | Nrs-w08-v96-WCChlrBase-mNE-HVAC-Proto | Nrs-w08-v96 | California (Title 24) | El Toro Area (CZ08) | Fullerton | 119982 | 316.08 | 19.8839 | 0 | 0 | 0 | 0 | 440.255 | 295.663 | 0 | 850.86 | 0 | 491.747 | 2414.49 | 0 | 0 | 0 | 3945.56 | 0 | 1721.34 | 0 | 0 | 0 | 90.7431 | 0 | 0 | 5757.64 | 167.726 | 12.402 | 0 | 0 | 0 | 0 | 50.257 | 54.4653 | 0 | 151.579 | 0 | 78.4951 | 514.924 | 0 | 0 | 0 | 2671.55 | 0 | 252.735 | 0 | 0 | 0 | 10.6293 | 0 | 0 | 2934.92 | 3501.04 | 445.556 | - | - | - | - | 0 | 0 | 4010 | 0 | 0 | 0 | 0 | 0 | 0 | 0 | 0 | 4010
07/26/18 @ 21:00 | Nrs-w09-v96-WCChlrBase-mNE-HVAC-Proto.pd2 | Nrs-w09-v96-WCChlrBase-mNE-HVAC-Proto | Nrs-w09-v96 | California (Title 24) | Pasadena Area (CZ09) | Burbank AP | 119982 | 379.35 | 24.1234 | 0 | 0 | 0 | 0 | 441.955 | 333.103 | 0 | 850.86 | 0 | 491.747 | 2521.14 | 0 | 0 | 0 | 4280.24 | 0 | 1719.54 | 0 | 0 | 0 | 90.7431 | 0 | 0 | 6090.53 | 245.22 | 19.504 | 0 | 0 | 0 | 0 | 50.4514 | 65.6028 | 0 | 151.579 | 0 | 78.4951 | 610.853 | 0 | 0 | 0 | 2684.71 | 0 | 253.155 | 0 | 0 | 0 | 10.6293 | 0 | 0 | 2948.49 | 4717.74 | 502.889 | - | - | - | - | 0 | 0 | 4526 | 0 | 0 | 0 | 0 | 0 | 0 | 0 | 0 | 4526
07/26/18 @ 21:00 | Nrs-w10-v96-WCChlrBase-mNE-HVAC-Proto.pd2 | Nrs-w10-v96-WCChlrBase-mNE-HVAC-Proto | Nrs-w10-v96 | California (Title 24) | San Bernardino Area (CZ10) | Riverside FS 3 | 119982 | 365.47 | 23.243 | 0 | 0 | 0 | 0 | 442.289 | 310.482 | 0 | 850.86 | 0 | 491.747 | 2484.09 | 0 | 0 | 0 | 4787.3 | 0 | 1711.42 | 0 | 0 | 0 | 90.7431 | 0 | 0 | 6589.46 | 222.253 | 16.1527 | 0 | 0 | 0 | 0 | 50.4894 | 61.3531 | 0 | 151.579 | 0 | 78.4951 | 580.322 | 0 | 0 | 0 | 3116.85 | 0 | 241.569 | 0 | 0 | 0 | 10.6293 | 0 | 0 | 3369.05 | 4217.69 | 498.333 | - | - | - | - | 0 | 0 | 4485 | 0 | 0 | 0 | 0 | 0 | 0 | 0 | 0 | 4485
07/26/18 @ 21:00 | Nrs-w11-v96-WCChlrBase-mNE-HVAC-Proto.pd2 | Nrs-w11-v96-WCChlrBase-mNE-HVAC-Proto | Nrs-w11-v96 | California (Title 24) | Red Bluff Area (CZ11) | Red Bluff AP | 119982 | 351.838 | 22.902 | 0 | 0 | 0 | 0 | 439.297 | 315.134 | 0 | 850.86 | 0 | 491.747 | 2471.78 | 0 | 0 | 0 | 6278.23 | 0 | 1733.87 | 0 | 0 | 0 | 90.7431 | 0 | 0 | 8102.84 | 220.372 | 18.9395 | 0 | 0 | 0 | 0 | 50.1479 | 65.2231 | 0 | 151.579 | 0 | 78.4951 | 584.756 | 0 | 0 | 0 | 3426.75 | 0 | 110.69 | 0 | 0 | 0 | 6.9865 | 0 | 0 | 3544.42 | 4367.97 | 431 | - | - | - | - | 0 | 0 | 3879 | 0 | 0 | 0 | 0 | 0 | 0 | 0 | 0 | 3879
07/26/18 @ 21:00 | Nrs-w12-v96-WCChlrBase-mNE-HVAC-Proto.pd2 | Nrs-w12-v96-WCChlrBase-mNE-HVAC-Proto | Nrs-w12-v96 | California (Title 24) | Sacramento Area (CZ12) | Sacramento AP | 119982 | 291.335 | 18.1355 | 0 | 0 | 0 | 0 | 438.407 | 282.56 | 0 | 850.86 | 0 | 491.747 | 2373.04 | 0 | 0 | 0 | 6424.61 | 0 | 1788.38 | 0 | 0 | 0 | 90.7431 | 0 | 0 | 8303.73 | 218.843 | 15.8536 | 0 | 0 | 0 | 0 | 50.0459 | 61.1075 | 0 | 151.579 | 0 | 78.4951 | 575.924 | 0 | 0 | 0 | 3181.23 | 0 | 277.112 | 0 | 0 | 0 | 10.6293 | 0 | 0 | 3468.97 | 4153.87 | 438.222 | - | - | - | - | 0 | 0 | 3944 | 0 | 0 | 0 | 0 | 0 | 0 | 0 | 0 | 3944
07/26/18 @ 21:00 | Nrs-w13-v96-WCChlrBase-mNE-HVAC-Proto.pd2 | Nrs-w13-v96-WCChlrBase-mNE-HVAC-Proto | Nrs-w13-v96 | California (Title 24) | Fresno Area (CZ13) | Fresno AP | 119982 | 372.38 | 25.2199 | 0 | 0 | 0 | 0 | 438.613 | 309.577 | 0 | 850.86 | 0 | 491.747 | 2488.4 | 0 | 0 | 0 | 5620.89 | 0 | 1712.73 | 0 | 0 | 0 | 90.7431 | 0 | 0 | 7424.36 | 231.693 | 17.1539 | 0 | 0 | 0 | 0 | 50.0698 | 62.9948 | 0 | 151.579 | 0 | 78.4951 | 591.985 | 0 | 0 | 0 | 3139.47 | 0 | 118.636 | 0 | 0 | 0 | 1.7598 | 0 | 0 | 3259.86 | 4383.61 | 452.667 | - | - | - | - | 0 | 0 | 4074 | 0 | 0 | 0 | 0 | 0 | 0 | 0 | 0 | 4074
07/26/18 @ 21:01 | Nrs-w14-v96-WCChlrBase-mNE-HVAC-Proto.pd2 | Nrs-w14-v96-WCChlrBase-mNE-HVAC-Proto | Nrs-w14-v96 | California (Title 24) | China Lake Area (CZ14) | Palmdale AP | 119982 | 378.916 | 22.052 | 0 | 0 | 0 | 0 | 438.535 | 322.957 | 0 | 850.86 | 0 | 491.747 | 2505.07 | 0 | 0 | 0 | 6346.8 | 0 | 1746.49 | 0 | 0 | 0 | 90.7431 | 0 | 0 | 8184.03 | 263.521 | 24.0851 | 0 | 0 | 0 | 0 | 50.0611 | 66.0437 | 0 | 136.929 | 0 | 78.4951 | 619.135 | 0 | 0 | 0 | 3894.07 | 0 | 105.503 | 0 | 0 | 0 | 1.7598 | 0 | 0 | 4001.33 | 4965.81 | 470.111 | - | - | - | - | 0 | 0 | 4231 | 0 | 0 | 0 | 0 | 0 | 0 | 0 | 0 | 4231
07/26/18 @ 21:01 | Nrs-w15-v96-WCChlrBase-mNE-HVAC-Proto.pd2 | Nrs-w15-v96-WCChlrBase-mNE-HVAC-Proto | Nrs-w15-v96 | California (Title 24) | Blythe Area (CZ15) | Palm Springs | 119982 | 640.775 | 49.4348 | 0 | 0 | 0 | 0 | 440.776 | 389.312 | 0 | 850.86 | 0 | 491.747 | 2862.91 | 0 | 0 | 0 | 2215.25 | 0 | 1443.86 | 0 | 0 | 0 | 90.7431 | 0 | 0 | 3749.85 | 287.897 | 26.2386 | 0 | 0 | 0 | 0 | 50.3174 | 70.7473 | 0 | 151.579 | 0 | 78.4951 | 665.275 | 0 | 0 | 0 | 2247.5 | 0 | 216.568 | 0 | 0 | 0 | 10.6293 | 0 | 0 | 2474.7 | 5505.72 | 482 | - | - | - | - | 0 | 0 | 4338 | 0 | 0 | 0 | 0 | 0 | 0 | 0 | 0 | 4338
07/26/18 @ 21:01 | Nrs-w16-v96-WCChlrBase-mNE-HVAC-Proto.pd2 | Nrs-w16-v96-WCChlrBase-mNE-HVAC-Proto | Nrs-w16-v96 | California (Title 24) | Mount Shasta Area (CZ16) | Blue Canyon AP | 119982 | 163.596 | 7.0608 | 0 | 0 | 0 | 0 | 436.805 | 230.192 | 0 | 850.86 | 0 | 491.747 | 2180.27 | 0 | 0 | 0 | 9679.5 | 0 | 2004.91 | 0 | 0 | 0 | 90.7431 | 0 | 0 | 11775.2 | 115.093 | 6.8488 | 0 | 0 | 0 | 0 | 49.8639 | 46.414 | 0 | 151.579 | 0 | 78.4951 | 448.294 | 0 | 0 | 0 | 3800.59 | 0 | 312.585 | 0 | 0 | 0 | 10.6293 | 0 | 0 | 4123.8 | 2350.21 | 393.667 | - | - | - | - | 0 | 0 | 3543 | 0 | 0 | 0 | 0 | 0 | 0 | 0 | 0 | 3543
07/26/18 @ 21:01 | Nrs-w01-v03-WCChlrBase-mNE-HVAC-Proto.pd2 | Nrs-w01-v03-WCChlrBase-mNE-HVAC-Proto | Nrs-w01-v03 | California (Title 24) | Arcata Area (CZ01) | Arcata | 119982 | 73.614 | 0.96366 | 0 | 0 | 0 | 0 | 436.688 | 201.748 | 0 | 813.657 | 0 | 491.747 | 2018.42 | 0 | 0 | 0 | 8653.05 | 0 | 1943.08 | 0 | 0 | 0 | 90.7431 | 0 | 0 | 10686.9 | 77.3057 | 1.8138 | 0 | 0 | 0 | 0 | 49.8504 | 38.8726 | 0 | 145.001 | 0 | 78.4951 | 391.339 | 0 | 0 | 0 | 3022.2 | 0 | 279.155 | 0 | 0 | 0 | 10.6293 | 0 | 0 | 3311.98 | 1557.24 | 299.556 | - | - | - | - | 0 | 0 | 2696 | 0 | 0 | 0 | 0 | 0 | 0 | 0 | 0 | 2696
07/26/18 @ 21:01 | Nrs-w02-v03-WCChlrBase-mNE-HVAC-Proto.pd2 | Nrs-w02-v03-WCChlrBase-mNE-HVAC-Proto | Nrs-w02-v03 | California (Title 24) | Santa Rosa Area (CZ02) | Santa Rosa | 119982 | 205.651 | 4.243 | 0 | 0 | 0 | 0 | 436.688 | 244.172 | 0 | 813.657 | 0 | 491.747 | 2196.16 | 0 | 0 | 0 | 6945.06 | 0 | 1806.9 | 0 | 0 | 0 | 90.7431 | 0 | 0 | 8842.7 | 175.586 | 8.2339 | 0 | 0 | 0 | 0 | 49.8504 | 54.9927 | 0 | 145.001 | 0 | 78.4951 | 512.159 | 0 | 0 | 0 | 3055.48 | 0 | 274.107 | 0 | 0 | 0 | 10.6293 | 0 | 0 | 3340.21 | 3466.62 | 356.444 | - | - | - | - | 0 | 0 | 3208 | 0 | 0 | 0 | 0 | 0 | 0 | 0 | 0 | 3208
07/26/18 @ 21:01 | Nrs-w03-v03-WCChlrBase-mNE-HVAC-Proto.pd2 | Nrs-w03-v03-WCChlrBase-mNE-HVAC-Proto | Nrs-w03-v03 | California (Title 24) | Oakland Area (CZ03) | Oakland AP | 119982 | 135.959 | 2.3876 | 0 | 0 | 0 | 0 | 436.688 | 229.304 | 0 | 813.657 | 0 | 491.747 | 2109.75 | 0 | 0 | 0 | 6198.31 | 0 | 1812.38 | 0 | 0 | 0 | 90.7431 | 0 | 0 | 8101.44 | 109.644 | 2.8975 | 0 | 0 | 0 | 0 | 49.8504 | 44.7432 | 0 | 145.001 | 0 | 78.4951 | 430.631 | 0 | 0 | 0 | 3049.09 | 0 | 116.783 | 0 | 0 | 0 | 1.7598 | 0 | 0 | 3167.64 | 2223.48 | 322.222 | - | - | - | - | 0 | 0 | 2900 | 0 | 0 | 0 | 0 | 0 | 0 | 0 | 0 | 2900
07/26/18 @ 21:02 | Nrs-w04-v03-WCChlrBase-mNE-HVAC-Proto.pd2 | Nrs-w04-v03-WCChlrBase-mNE-HVAC-Proto | Nrs-w04-v03 | California (Title 24) | Sunnyvale Area (CZ04) | San Jose | 119982 | 223.07 | 4.7561 | 0 | 0 | 0 | 0 | 436.688 | 259.015 | 0 | 813.657 | 0 | 491.747 | 2228.94 | 0 | 0 | 0 | 6234.72 | 0 | 1755.48 | 0 | 0 | 0 | 90.7431 | 0 | 0 | 8080.95 | 152.606 | 4.5677 | 0 | 0 | 0 | 0 | 49.8504 | 51.3083 | 0 | 145.001 | 0 | 78.4951 | 481.829 | 0 | 0 | 0 | 4251.83 | 0 | 98.4175 | 0 | 0 | 0 | 1.7598 | 0 | 0 | 4352.01 | 3077.44 | 389.667 | - | - | - | - | 0 | 0 | 3507 | 0 | 0 | 0 | 0 | 0 | 0 | 0 | 0 | 3507
07/26/18 @ 21:02 | Nrs-w05-v03-WCChlrBase-mNE-HVAC-Proto.pd2 | Nrs-w05-v03-WCChlrBase-mNE-HVAC-Proto | Nrs-w05-v03 | California (Title 24) | Santa Maria Area (CZ05) | Santa Maria AP | 119982 | 128.637 | 2.4029 | 0 | 0 | 0 | 0 | 436.688 | 227.358 | 0 | 813.657 | 0 | 491.747 | 2100.49 | 0 | 0 | 0 | 7045.39 | 0 | 1840.45 | 0 | 0 | 0 | 90.7431 | 0 | 0 | 8976.58 | 93.4499 | 2.0942 | 0 | 0 | 0 | 0 | 49.8504 | 45.4465 | 0 | 145.001 | 0 | 78.4951 | 414.337 | 0 | 0 | 0 | 3177.5 | 0 | 115.81 | 0 | 0 | 0 | 1.7598 | 0 | 0 | 3295.07 | 2033.7 | 330.444 | - | - | - | - | 0 | 0 | 2974 | 0 | 0 | 0 | 0 | 0 | 0 | 0 | 0 | 2974
07/26/18 @ 21:02 | Nrs-w06-v03-WCChlrBase-mNE-HVAC-Proto.pd2 | Nrs-w06-v03-WCChlrBase-mNE-HVAC-Proto | Nrs-w06-v03 | California (Title 24) | Los Angeles Area (CZ06) | Torrance | 119982 | 244.286 | 5.7838 | 0 | 0 | 0 | 0 | 436.688 | 287.522 | 0 | 813.657 | 0 | 491.747 | 2279.68 | 0 | 0 | 0 | 4562.55 | 0 | 1703.97 | 0 | 0 | 0 | 90.7431 | 0 | 0 | 6357.26 | 147.193 | 3.7063 | 0 | 0 | 0 | 0 | 49.8504 | 53.4016 | 0 | 145.001 | 0 | 78.4951 | 477.647 | 0 | 0 | 0 | 3443.34 | 0 | 96.1231 | 0 | 0 | 0 | 1.7598 | 0 | 0 | 3541.23 | 2942.2 | 383.556 | - | - | - | - | 0 | 0 | 3452 | 0 | 0 | 0 | 0 | 0 | 0 | 0 | 0 | 3452
07/26/18 @ 21:02 | Nrs-w07-v03-WCChlrBase-mNE-HVAC-Proto.pd2 | Nrs-w07-v03-WCChlrBase-mNE-HVAC-Proto | Nrs-w07-v03 | California (Title 24) | San Diego Area (CZ07) | San Diego AP | 119982 | 221.878 | 5.1905 | 0 | 0 | 0 | 0 | 436.688 | 267.659 | 0 | 813.657 | 0 | 491.747 | 2236.82 | 0 | 0 | 0 | 3327.05 | 0 | 1686.09 | 0 | 0 | 0 | 90.7431 | 0 | 0 | 5103.88 | 116.781 | 3.3844 | 0 | 0 | 0 | 0 | 49.8504 | 46.8198 | 0 | 145.001 | 0 | 78.4951 | 440.332 | 0 | 0 | 0 | 2164.26 | 0 | 103.856 | 0 | 0 | 0 | 1.7598 | 0 | 0 | 2269.88 | 2483.39 | 375.444 | - | - | - | - | 0 | 0 | 3379 | 0 | 0 | 0 | 0 | 0 | 0 | 0 | 0 | 3379
07/26/18 @ 21:02 | Nrs-w08-v03-WCChlrBase-mNE-HVAC-Proto.pd2 | Nrs-w08-v03-WCChlrBase-mNE-HVAC-Proto | Nrs-w08-v03 | California (Title 24) | El Toro Area (CZ08) | Fullerton | 119982 | 284.357 | 6.8325 | 0 | 0 | 0 | 0 | 436.688 | 279.19 | 0 | 813.657 | 0 | 491.747 | 2312.48 | 0 | 0 | 0 | 3923.9 | 0 | 1658.7 | 0 | 0 | 0 | 90.7431 | 0 | 0 | 5673.34 | 154.298 | 6.4024 | 0 | 0 | 0 | 0 | 49.8504 | 52.532 | 0 | 145.001 | 0 | 78.4951 | 486.578 | 0 | 0 | 0 | 2617.25 | 0 | 243.868 | 0 | 0 | 0 | 10.6293 | 0 | 0 | 2871.74 | 3258.23 | 420.778 | - | - | - | - | 0 | 0 | 3787 | 0 | 0 | 0 | 0 | 0 | 0 | 0 | 0 | 3787
07/26/18 @ 21:03 | Nrs-w09-v03-WCChlrBase-mNE-HVAC-Proto.pd2 | Nrs-w09-v03-WCChlrBase-mNE-HVAC-Proto | Nrs-w09-v03 | California (Title 24) | Pasadena Area (CZ09) | Burbank AP | 119982 | 343.007 | 8.4556 | 0 | 0 | 0 | 0 | 436.688 | 314.21 | 0 | 813.657 | 0 | 491.747 | 2407.77 | 0 | 0 | 0 | 4109.57 | 0 | 1656.8 | 0 | 0 | 0 | 90.7431 | 0 | 0 | 5857.11 | 227.871 | 15.0464 | 0 | 0 | 0 | 0 | 49.8504 | 62.6734 | 0 | 145.001 | 0 | 78.4951 | 578.937 | 0 | 0 | 0 | 2557.09 | 0 | 244.177 | 0 | 0 | 0 | 10.6293 | 0 | 0 | 2811.9 | 4377.54 | 466.333 | - | - | - | - | 0 | 0 | 4197 | 0 | 0 | 0 | 0 | 0 | 0 | 0 | 0 | 4197
07/26/18 @ 21:03 | Nrs-w10-v03-WCChlrBase-mNE-HVAC-Proto.pd2 | Nrs-w10-v03-WCChlrBase-mNE-HVAC-Proto | Nrs-w10-v03 | California (Title 24) | San Bernardino Area (CZ10) | Riverside FS 3 | 119982 | 329.985 | 7.9931 | 0 | 0 | 0 | 0 | 436.688 | 294.435 | 0 | 813.657 | 0 | 491.747 | 2374.51 | 0 | 0 | 0 | 4399.24 | 0 | 1649.06 | 0 | 0 | 0 | 90.7431 | 0 | 0 | 6139.04 | 198.268 | 8.9848 | 0 | 0 | 0 | 0 | 49.8504 | 57.7167 | 0 | 145.001 | 0 | 78.4951 | 538.316 | 0 | 0 | 0 | 2872.51 | 0 | 232.999 | 0 | 0 | 0 | 10.6293 | 0 | 0 | 3116.14 | 3796.64 | 459.444 | - | - | - | - | 0 | 0 | 4135 | 0 | 0 | 0 | 0 | 0 | 0 | 0 | 0 | 4135
07/26/18 @ 21:03 | Nrs-w11-v03-WCChlrBase-mNE-HVAC-Proto.pd2 | Nrs-w11-v03-WCChlrBase-mNE-HVAC-Proto | Nrs-w11-v03 | California (Title 24) | Red Bluff Area (CZ11) | Red Bluff AP | 119982 | 334.036 | 8.2689 | 0 | 0 | 0 | 0 | 436.688 | 308.016 | 0 | 813.657 | 0 | 491.747 | 2392.42 | 0 | 0 | 0 | 5645.54 | 0 | 1670.81 | 0 | 0 | 0 | 90.7431 | 0 | 0 | 7407.09 | 207.416 | 16.0287 | 0 | 0 | 0 | 0 | 49.8504 | 63.0025 | 0 | 145.001 | 0 | 78.4951 | 559.793 | 0 | 0 | 0 | 3123.09 | 0 | 114.824 | 0 | 0 | 0 | 1.7598 | 0 | 0 | 3239.68 | 4100.8 | 408.556 | - | - | - | - | 0 | 0 | 3677 | 0 | 0 | 0 | 0 | 0 | 0 | 0 | 0 | 3677
07/26/18 @ 21:03 | Nrs-w12-v03-WCChlrBase-mNE-HVAC-Proto.pd2 | Nrs-w12-v03-WCChlrBase-mNE-HVAC-Proto | Nrs-w12-v03 | California (Title 24) | Sacramento Area (CZ12) | Sacramento AP | 119982 | 278.589 | 6.5309 | 0 | 0 | 0 | 0 | 436.688 | 277.69 | 0 | 813.657 | 0 | 491.747 | 2304.9 | 0 | 0 | 0 | 5838.15 | 0 | 1723.94 | 0 | 0 | 0 | 90.7431 | 0 | 0 | 7652.83 | 204.217 | 9.2983 | 0 | 0 | 0 | 0 | 49.8504 | 59.0441 | 0 | 145.001 | 0 | 78.4951 | 545.906 | 0 | 0 | 0 | 2950.77 | 0 | 267.722 | 0 | 0 | 0 | 10.6293 | 0 | 0 | 3229.12 | 3889.9 | 415.778 | - | - | - | - | 0 | 0 | 3742 | 0 | 0 | 0 | 0 | 0 | 0 | 0 | 0 | 3742
07/26/18 @ 21:04 | Nrs-w13-v03-WCChlrBase-mNE-HVAC-Proto.pd2 | Nrs-w13-v03-WCChlrBase-mNE-HVAC-Proto | Nrs-w13-v03 | California (Title 24) | Fresno Area (CZ13) | Fresno AP | 119982 | 353.105 | 9.0511 | 0 | 0 | 0 | 0 | 436.688 | 302.294 | 0 | 813.657 | 0 | 491.747 | 2406.55 | 0 | 0 | 0 | 5101.4 | 0 | 1650.34 | 0 | 0 | 0 | 90.7431 | 0 | 0 | 6842.49 | 216.506 | 11.1341 | 0 | 0 | 0 | 0 | 49.8504 | 60.6433 | 0 | 145.001 | 0 | 78.4951 | 561.63 | 0 | 0 | 0 | 2890.91 | 0 | 113.221 | 0 | 0 | 0 | 1.7598 | 0 | 0 | 3005.89 | 4089.48 | 427.667 | - | - | - | - | 0 | 0 | 3849 | 0 | 0 | 0 | 0 | 0 | 0 | 0 | 0 | 3849
07/26/18 @ 21:04 | Nrs-w14-v03-WCChlrBase-mNE-HVAC-Proto.pd2 | Nrs-w14-v03-WCChlrBase-mNE-HVAC-Proto | Nrs-w14-v03 | California (Title 24) | China Lake Area (CZ14) | Palmdale AP | 119982 | 358.418 | 7.9032 | 0 | 0 | 0 | 0 | 436.688 | 315.084 | 0 | 813.657 | 0 | 491.747 | 2423.5 | 0 | 0 | 0 | 6159.68 | 0 | 1683.18 | 0 | 0 | 0 | 90.7431 | 0 | 0 | 7933.61 | 250.094 | 22.553 | 0 | 0 | 0 | 0 | 49.8504 | 65.0231 | 0 | 130.986 | 0 | 78.4951 | 597.001 | 0 | 0 | 0 | 3760.27 | 0 | 100.359 | 0 | 0 | 0 | 1.7598 | 0 | 0 | 3862.39 | 4783.85 | 448.778 | - | - | - | - | 0 | 0 | 4039 | 0 | 0 | 0 | 0 | 0 | 0 | 0 | 0 | 4039
07/26/18 @ 21:04 | Nrs-w15-v03-WCChlrBase-mNE-HVAC-Proto.pd2 | Nrs-w15-v03-WCChlrBase-mNE-HVAC-Proto | Nrs-w15-v03 | California (Title 24) | Blythe Area (CZ15) | Palm Springs | 119982 | 611.489 | 18.5014 | 0 | 0 | 0 | 0 | 436.815 | 378.192 | 0 | 813.657 | 0 | 491.747 | 2750.4 | 0 | 0 | 0 | 2138.94 | 0 | 1388.6 | 0 | 0 | 0 | 90.7431 | 0 | 0 | 3618.29 | 280.141 | 24.7043 | 0 | 0 | 0 | 0 | 49.8646 | 68.9988 | 0 | 145.001 | 0 | 78.4951 | 647.205 | 0 | 0 | 0 | 2158.2 | 0 | 208.716 | 0 | 0 | 0 | 10.6293 | 0 | 0 | 2377.55 | 5297.58 | 456.444 | - | - | - | - | 0 | 0 | 4108 | 0 | 0 | 0 | 0 | 0 | 0 | 0 | 0 | 4108
07/26/18 @ 21:04 | Nrs-w16-v03-WCChlrBase-mNE-HVAC-Proto.pd2 | Nrs-w16-v03-WCChlrBase-mNE-HVAC-Proto | Nrs-w16-v03 | California (Title 24) | Mount Shasta Area (CZ16) | Blue Canyon AP | 119982 | 156.652 | 2.6096 | 0 | 0 | 0 | 0 | 436.688 | 227.553 | 0 | 813.657 | 0 | 491.747 | 2128.91 | 0 | 0 | 0 | 9331.54 | 0 | 1934.65 | 0 | 0 | 0 | 90.7431 | 0 | 0 | 11356.9 | 110.283 | 2.6506 | 0 | 0 | 0 | 0 | 49.8504 | 45.6206 | 0 | 145.001 | 0 | 78.4951 | 431.901 | 0 | 0 | 0 | 3658.64 | 0 | 302.25 | 0 | 0 | 0 | 10.6293 | 0 | 0 | 3971.52 | 2244.1 | 380.556 | - | - | - | - | 0 | 0 | 3425 | 0 | 0 | 0 | 0 | 0 | 0 | 0 | 0 | 3425
07/26/18 @ 21:04 | Nrs-w01-v07-WCChlrBase-mNE-HVAC-Proto.pd2 | Nrs-w01-v07-WCChlrBase-mNE-HVAC-Proto | Nrs-w01-v07 | California (Title 24) | Arcata Area (CZ01) | Arcata | 119982 | 55.1225 | 0.54156 | 0 | 0 | 0 | 0 | 436.688 | 43.7699 | 0 | 783.852 | 0 | 489.755 | 1809.73 | 0 | 0 | 0 | 8884.25 | 0 | 1943.24 | 0 | 0 | 0 | 90.7431 | 0 | 0 | 10918.2 | 73.2497 | 1.7189 | 0 | 0 | 0 | 0 | 49.8504 | 16.3768 | 0 | 139.732 | 0 | 78.1512 | 359.079 | 0 | 0 | 0 | 3057.03 | 0 | 279.181 | 0 | 0 | 0 | 10.6293 | 0 | 0 | 3346.84 | 1544.26 | 265.556 | - | - | - | - | 0 | 0 | 2390 | 0 | 0 | 0 | 0 | 0 | 0 | 0 | 0 | 2390
07/26/18 @ 21:04 | Nrs-w02-v07-WCChlrBase-mNE-HVAC-Proto.pd2 | Nrs-w02-v07-WCChlrBase-mNE-HVAC-Proto | Nrs-w02-v07 | California (Title 24) | Santa Rosa Area (CZ02) | Santa Rosa | 119982 | 181.688 | 3.7603 | 0 | 0 | 0 | 0 | 436.688 | 87.8038 | 0 | 783.852 | 0 | 489.755 | 1983.55 | 0 | 0 | 0 | 7099.46 | 0 | 1807.01 | 0 | 0 | 0 | 90.7431 | 0 | 0 | 8997.22 | 173.446 | 7.9607 | 0 | 0 | 0 | 0 | 49.8504 | 34.9395 | 0 | 139.732 | 0 | 78.1512 | 484.08 | 0 | 0 | 0 | 3090.13 | 0 | 274.133 | 0 | 0 | 0 | 10.6293 | 0 | 0 | 3374.89 | 3453.33 | 325.222 | - | - | - | - | 0 | 0 | 2927 | 0 | 0 | 0 | 0 | 0 | 0 | 0 | 0 | 2927
07/26/18 @ 21:05 | Nrs-w03-v07-WCChlrBase-mNE-HVAC-Proto.pd2 | Nrs-w03-v07-WCChlrBase-mNE-HVAC-Proto | Nrs-w03-v07 | California (Title 24) | Oakland Area (CZ03) | Oakland AP | 119982 | 112.36 | 1.8656 | 0 | 0 | 0 | 0 | 436.688 | 62.8716 | 0 | 783.852 | 0 | 489.755 | 1887.39 | 0 | 0 | 0 | 6361.92 | 0 | 1812.49 | 0 | 0 | 0 | 90.7431 | 0 | 0 | 8265.15 | 105.318 | 2.7878 | 0 | 0 | 0 | 0 | 49.8504 | 22.8818 | 0 | 139.732 | 0 | 78.1512 | 398.721 | 0 | 0 | 0 | 3080.96 | 0 | 116.808 | 0 | 0 | 0 | 1.7598 | 0 | 0 | 3199.52 | 2207.01 | 289.444 | - | - | - | - | 0 | 0 | 2605 | 0 | 0 | 0 | 0 | 0 | 0 | 0 | 0 | 2605
07/26/18 @ 21:05 | Nrs-w04-v07-WCChlrBase-mNE-HVAC-Proto.pd2 | Nrs-w04-v07-WCChlrBase-mNE-HVAC-Proto | Nrs-w04-v07 | California (Title 24) | Sunnyvale Area (CZ04) | San Jose | 119982 | 198.84 | 4.2109 | 0 | 0 | 0 | 0 | 436.688 | 92.4627 | 0 | 783.852 | 0 | 489.755 | 2005.81 | 0 | 0 | 0 | 6379.41 | 0 | 1755.57 | 0 | 0 | 0 | 90.7431 | 0 | 0 | 8225.73 | 150.095 | 4.3726 | 0 | 0 | 0 | 0 | 49.8504 | 31.2404 | 0 | 139.732 | 0 | 78.1512 | 453.442 | 0 | 0 | 0 | 4280.94 | 0 | 98.4427 | 0 | 0 | 0 | 1.7598 | 0 | 0 | 4381.15 | 3065.15 | 360 | - | - | - | - | 0 | 0 | 3240 | 0 | 0 | 0 | 0 | 0 | 0 | 0 | 0 | 3240
07/26/18 @ 21:05 | Nrs-w05-v07-WCChlrBase-mNE-HVAC-Proto.pd2 | Nrs-w05-v07-WCChlrBase-mNE-HVAC-Proto | Nrs-w05-v07 | California (Title 24) | Santa Maria Area (CZ05) | Santa Maria AP | 119982 | 106.243 | 1.8429 | 0 | 0 | 0 | 0 | 436.688 | 57.9477 | 0 | 783.852 | 0 | 489.755 | 1876.33 | 0 | 0 | 0 | 7198.36 | 0 | 1840.56 | 0 | 0 | 0 | 90.7431 | 0 | 0 | 9129.67 | 88.8021 | 1.9913 | 0 | 0 | 0 | 0 | 49.8504 | 20.6356 | 0 | 139.732 | 0 | 78.1512 | 379.163 | 0 | 0 | 0 | 3207.73 | 0 | 115.835 | 0 | 0 | 0 | 1.7598 | 0 | 0 | 3325.33 | 2007.03 | 295.333 | - | - | - | - | 0 | 0 | 2658 | 0 | 0 | 0 | 0 | 0 | 0 | 0 | 0 | 2658
07/26/18 @ 21:05 | Nrs-w06-v07-WCChlrBase-mNE-HVAC-Proto.pd2 | Nrs-w06-v07-WCChlrBase-mNE-HVAC-Proto | Nrs-w06-v07 | California (Title 24) | Los Angeles Area (CZ06) | Torrance | 119982 | 215.822 | 4.9588 | 0 | 0 | 0 | 0 | 436.688 | 96.1601 | 0 | 783.852 | 0 | 489.755 | 2027.23 | 0 | 0 | 0 | 4651.67 | 0 | 1704.04 | 0 | 0 | 0 | 90.7431 | 0 | 0 | 6446.45 | 143.447 | 3.5964 | 0 | 0 | 0 | 0 | 49.8504 | 29.3261 | 0 | 139.732 | 0 | 78.1512 | 444.103 | 0 | 0 | 0 | 3468.56 | 0 | 96.1464 | 0 | 0 | 0 | 1.7598 | 0 | 0 | 3566.47 | 2929.9 | 349.667 | - | - | - | - | 0 | 0 | 3147 | 0 | 0 | 0 | 0 | 0 | 0 | 0 | 0 | 3147
07/26/18 @ 21:05 | Nrs-w07-v07-WCChlrBase-mNE-HVAC-Proto.pd2 | Nrs-w07-v07-WCChlrBase-mNE-HVAC-Proto | Nrs-w07-v07 | California (Title 24) | San Diego Area (CZ07) | San Diego AP | 119982 | 194.999 | 4.3671 | 0 | 0 | 0 | 0 | 436.688 | 85.2873 | 0 | 783.852 | 0 | 489.755 | 1994.95 | 0 | 0 | 0 | 3326.45 | 0 | 1686.14 | 0 | 0 | 0 | 90.7431 | 0 | 0 | 5103.34 | 112.959 | 3.3446 | 0 | 0 | 0 | 0 | 49.8504 | 25.2733 | 0 | 139.732 | 0 | 78.1512 | 409.31 | 0 | 0 | 0 | 2185.46 | 0 | 103.879 | 0 | 0 | 0 | 1.7598 | 0 | 0 | 2291.09 | 2472.36 | 344.556 | - | - | - | - | 0 | 0 | 3101 | 0 | 0 | 0 | 0 | 0 | 0 | 0 | 0 | 3101
07/26/18 @ 21:06 | Nrs-w08-v07-WCChlrBase-mNE-HVAC-Proto.pd2 | Nrs-w08-v07-WCChlrBase-mNE-HVAC-Proto | Nrs-w08-v07 | California (Title 24) | El Toro Area (CZ08) | Fullerton | 119982 | 257.501 | 6.1065 | 0 | 0 | 0 | 0 | 436.688 | 107.408 | 0 | 783.852 | 0 | 489.755 | 2081.31 | 0 | 0 | 0 | 4011.46 | 0 | 1658.76 | 0 | 0 | 0 | 90.7431 | 0 | 0 | 5760.96 | 152.246 | 6.2306 | 0 | 0 | 0 | 0 | 49.8504 | 33.3884 | 0 | 139.732 | 0 | 78.1512 | 459.599 | 0 | 0 | 0 | 2643.66 | 0 | 243.891 | 0 | 0 | 0 | 10.6293 | 0 | 0 | 2898.18 | 3249.92 | 389.333 | - | - | - | - | 0 | 0 | 3504 | 0 | 0 | 0 | 0 | 0 | 0 | 0 | 0 | 3504
07/26/18 @ 21:06 | Nrs-w09-v07-WCChlrBase-mNE-HVAC-Proto.pd2 | Nrs-w09-v07-WCChlrBase-mNE-HVAC-Proto | Nrs-w09-v07 | California (Title 24) | Pasadena Area (CZ09) | Burbank AP | 119982 | 313.159 | 7.7802 | 0 | 0 | 0 | 0 | 436.688 | 138.347 | 0 | 783.852 | 0 | 489.755 | 2169.58 | 0 | 0 | 0 | 4202.78 | 0 | 1656.86 | 0 | 0 | 0 | 90.7431 | 0 | 0 | 5950.38 | 225.018 | 14.8008 | 0 | 0 | 0 | 0 | 49.8504 | 44.5827 | 0 | 139.732 | 0 | 78.1512 | 552.135 | 0 | 0 | 0 | 2583.61 | 0 | 244.201 | 0 | 0 | 0 | 10.6293 | 0 | 0 | 2838.44 | 4364.74 | 439 | - | - | - | - | 0 | 0 | 3951 | 0 | 0 | 0 | 0 | 0 | 0 | 0 | 0 | 3951
07/26/18 @ 21:06 | Nrs-w10-v07-WCChlrBase-mNE-HVAC-Proto.pd2 | Nrs-w10-v07-WCChlrBase-mNE-HVAC-Proto | Nrs-w10-v07 | California (Title 24) | San Bernardino Area (CZ10) | Riverside FS 3 | 119982 | 303.045 | 7.3255 | 0 | 0 | 0 | 0 | 436.688 | 122.413 | 0 | 783.852 | 0 | 489.755 | 2143.08 | 0 | 0 | 0 | 4504.02 | 0 | 1649.12 | 0 | 0 | 0 | 90.7431 | 0 | 0 | 6243.88 | 196.87 | 8.6483 | 0 | 0 | 0 | 0 | 49.8504 | 37.0116 | 0 | 139.732 | 0 | 78.1512 | 510.263 | 0 | 0 | 0 | 2903.12 | 0 | 233.025 | 0 | 0 | 0 | 10.6293 | 0 | 0 | 3146.78 | 3784.67 | 431.556 | - | - | - | - | 0 | 0 | 3884 | 0 | 0 | 0 | 0 | 0 | 0 | 0 | 0 | 3884
07/26/18 @ 21:06 | Nrs-w11-v07-WCChlrBase-mNE-HVAC-Proto.pd2 | Nrs-w11-v07-WCChlrBase-mNE-HVAC-Proto | Nrs-w11-v07 | California (Title 24) | Red Bluff Area (CZ11) | Red Bluff AP | 119982 | 303.923 | 7.6466 | 0 | 0 | 0 | 0 | 436.688 | 122.633 | 0 | 783.852 | 0 | 489.755 | 2144.5 | 0 | 0 | 0 | 5770.52 | 0 | 1670.89 | 0 | 0 | 0 | 90.7431 | 0 | 0 | 7532.16 | 203.494 | 15.675 | 0 | 0 | 0 | 0 | 49.8504 | 41.2665 | 0 | 139.732 | 0 | 78.1512 | 528.169 | 0 | 0 | 0 | 3156.74 | 0 | 114.851 | 0 | 0 | 0 | 1.7598 | 0 | 0 | 3273.35 | 4088.83 | 375.444 | - | - | - | - | 0 | 0 | 3379 | 0 | 0 | 0 | 0 | 0 | 0 | 0 | 0 | 3379
07/26/18 @ 21:06 | Nrs-w12-v07-WCChlrBase-mNE-HVAC-Proto.pd2 | Nrs-w12-v07-WCChlrBase-mNE-HVAC-Proto | Nrs-w12-v07 | California (Title 24) | Sacramento Area (CZ12) | Sacramento AP | 119982 | 250.675 | 5.9814 | 0 | 0 | 0 | 0 | 436.688 | 109.118 | 0 | 783.852 | 0 | 489.755 | 2076.07 | 0 | 0 | 0 | 5972.74 | 0 | 1724.03 | 0 | 0 | 0 | 90.7431 | 0 | 0 | 7787.52 | 202.802 | 8.8926 | 0 | 0 | 0 | 0 | 49.8504 | 37.7912 | 0 | 139.732 | 0 | 78.1512 | 517.22 | 0 | 0 | 0 | 2984.38 | 0 | 267.747 | 0 | 0 | 0 | 10.6293 | 0 | 0 | 3262.76 | 3876.41 | 386.111 | - | - | - | - | 0 | 0 | 3475 | 0 | 0 | 0 | 0 | 0 | 0 | 0 | 0 | 3475
07/26/18 @ 21:06 | Nrs-w13-v07-WCChlrBase-mNE-HVAC-Proto.pd2 | Nrs-w13-v07-WCChlrBase-mNE-HVAC-Proto | Nrs-w13-v07 | California (Title 24) | Fresno Area (CZ13) | Fresno AP | 119982 | 324.749 | 8.451 | 0 | 0 | 0 | 0 | 436.688 | 128.425 | 0 | 783.852 | 0 | 489.755 | 2171.92 | 0 | 0 | 0 | 5224.89 | 0 | 1650.41 | 0 | 0 | 0 | 90.7431 | 0 | 0 | 6966.05 | 212.307 | 10.7138 | 0 | 0 | 0 | 0 | 49.8504 | 40.2959 | 0 | 139.732 | 0 | 78.1512 | 531.051 | 0 | 0 | 0 | 2924.16 | 0 | 113.247 | 0 | 0 | 0 | 1.7598 | 0 | 0 | 3039.16 | 4079.07 | 398.667 | - | - | - | - | 0 | 0 | 3588 | 0 | 0 | 0 | 0 | 0 | 0 | 0 | 0 | 3588
07/26/18 @ 21:07 | Nrs-w14-v07-WCChlrBase-mNE-HVAC-Proto.pd2 | Nrs-w14-v07-WCChlrBase-mNE-HVAC-Proto | Nrs-w14-v07 | California (Title 24) | China Lake Area (CZ14) | Palmdale AP | 119982 | 330.641 | 7.4224 | 0 | 0 | 0 | 0 | 436.688 | 147.352 | 0 | 783.852 | 0 | 489.755 | 2195.71 | 0 | 0 | 0 | 6276.16 | 0 | 1683.26 | 0 | 0 | 0 | 90.7431 | 0 | 0 | 8050.17 | 250.606 | 22.3067 | 0 | 0 | 0 | 0 | 49.8504 | 48.1421 | 0 | 126.225 | 0 | 78.1512 | 575.281 | 0 | 0 | 0 | 3792.56 | 0 | 100.386 | 0 | 0 | 0 | 1.7598 | 0 | 0 | 3894.7 | 4770.71 | 422 | - | - | - | - | 0 | 0 | 3798 | 0 | 0 | 0 | 0 | 0 | 0 | 0 | 0 | 3798
07/26/18 @ 21:07 | Nrs-w15-v07-WCChlrBase-mNE-HVAC-Proto.pd2 | Nrs-w15-v07-WCChlrBase-mNE-HVAC-Proto | Nrs-w15-v07 | California (Title 24) | Blythe Area (CZ15) | Palm Springs | 119982 | 584.762 | 17.7478 | 0 | 0 | 0 | 0 | 436.768 | 201.98 | 0 | 783.852 | 0 | 489.755 | 2514.86 | 0 | 0 | 0 | 2121.73 | 0 | 1388.62 | 0 | 0 | 0 | 90.7431 | 0 | 0 | 3601.1 | 281.421 | 24.4611 | 0 | 0 | 0 | 0 | 49.8594 | 53.1056 | 0 | 139.732 | 0 | 78.1512 | 626.731 | 0 | 0 | 0 | 2182.51 | 0 | 208.74 | 0 | 0 | 0 | 10.6293 | 0 | 0 | 2401.88 | 5282.57 | 430.111 | - | - | - | - | 0 | 0 | 3871 | 0 | 0 | 0 | 0 | 0 | 0 | 0 | 0 | 3871
07/26/18 @ 21:07 | Nrs-w16-v07-WCChlrBase-mNE-HVAC-Proto.pd2 | Nrs-w16-v07-WCChlrBase-mNE-HVAC-Proto | Nrs-w16-v07 | California (Title 24) | Mount Shasta Area (CZ16) | Blue Canyon AP | 119982 | 134.981 | 2.2527 | 0 | 0 | 0 | 0 | 436.688 | 64.4716 | 0 | 783.852 | 0 | 489.755 | 1912 | 0 | 0 | 0 | 9535.53 | 0 | 1934.78 | 0 | 0 | 0 | 90.7431 | 0 | 0 | 11561.1 | 106.279 | 2.6061 | 0 | 0 | 0 | 0 | 49.8504 | 23.073 | 0 | 139.732 | 0 | 78.1512 | 399.692 | 0 | 0 | 0 | 3696.79 | 0 | 302.276 | 0 | 0 | 0 | 10.6293 | 0 | 0 | 4009.7 | 2234.62 | 348.667 | - | - | - | - | 0 | 0 | 3138 | 0 | 0 | 0 | 0 | 0 | 0 | 0 | 0 | 3138
07/26/18 @ 21:07 | Nrs-w01-v11-WCChlrBase-mNE-HVAC-Proto.pd2 | Nrs-w01-v11-WCChlrBase-mNE-HVAC-Proto | Nrs-w01-v11 | California (Title 24) | Arcata Area (CZ01) | Arcata | 119982 | 49.2258 | 0.48202 | 0 | 0 | 0 | 0 | 436.688 | 40.605 | 0 | 783.852 | 0 | 450.749 | 1761.6 | 0 | 0 | 0 | 8938.91 | 0 | 1943.23 | 0 | 0 | 0 | 90.7431 | 0 | 0 | 10972.9 | 72.186 | 1.693 | 0 | 0 | 0 | 0 | 49.8504 | 16.1431 | 0 | 139.732 | 0 | 71.3046 | 350.909 | 0 | 0 | 0 | 3066.81 | 0 | 279.179 | 0 | 0 | 0 | 10.6293 | 0 | 0 | 3356.62 | 1521.67 | 257.444 | - | - | - | - | 0 | 0 | 2317 | 0 | 0 | 0 | 0 | 0 | 0 | 0 | 0 | 2317
07/26/18 @ 21:07 | Nrs-w02-v11-WCChlrBase-mNE-HVAC-Proto.pd2 | Nrs-w02-v11-WCChlrBase-mNE-HVAC-Proto | Nrs-w02-v11 | California (Title 24) | Santa Rosa Area (CZ02) | Santa Rosa | 119982 | 174.03 | 3.658 | 0 | 0 | 0 | 0 | 436.688 | 83.5503 | 0 | 783.852 | 0 | 450.749 | 1932.53 | 0 | 0 | 0 | 6916.81 | 0 | 1806.94 | 0 | 0 | 0 | 90.7431 | 0 | 0 | 8814.49 | 169.836 | 7.7684 | 0 | 0 | 0 | 0 | 49.8504 | 34.2414 | 0 | 139.732 | 0 | 71.3046 | 472.733 | 0 | 0 | 0 | 3018.68 | 0 | 274.1 | 0 | 0 | 0 | 10.6293 | 0 | 0 | 3303.41 | 3384.62 | 316.333 | - | - | - | - | 0 | 0 | 2847 | 0 | 0 | 0 | 0 | 0 | 0 | 0 | 0 | 2847
07/26/18 @ 21:08 | Nrs-w03-v11-WCChlrBase-mNE-HVAC-Proto.pd2 | Nrs-w03-v11-WCChlrBase-mNE-HVAC-Proto | Nrs-w03-v11 | California (Title 24) | Oakland Area (CZ03) | Oakland AP | 119982 | 105.27 | 1.7756 | 0 | 0 | 0 | 0 | 436.688 | 59.1964 | 0 | 783.852 | 0 | 450.749 | 1837.53 | 0 | 0 | 0 | 6329.3 | 0 | 1812.43 | 0 | 0 | 0 | 90.7431 | 0 | 0 | 8232.47 | 103.683 | 2.7433 | 0 | 0 | 0 | 0 | 49.8504 | 22.5252 | 0 | 139.732 | 0 | 71.3046 | 389.839 | 0 | 0 | 0 | 2852.78 | 0 | 324.017 | 0 | 0 | 0 | 14.1138 | 0 | 0 | 3190.91 | 2172.61 | 281.111 | - | - | - | - | 0 | 0 | 2530 | 0 | 0 | 0 | 0 | 0 | 0 | 0 | 0 | 2530
07/26/18 @ 21:08 | Nrs-w04-v11-WCChlrBase-mNE-HVAC-Proto.pd2 | Nrs-w04-v11-WCChlrBase-mNE-HVAC-Proto | Nrs-w04-v11 | California (Title 24) | Sunnyvale Area (CZ04) | San Jose | 119982 | 192.696 | 4.1092 | 0 | 0 | 0 | 0 | 436.688 | 89.4326 | 0 | 783.852 | 0 | 450.749 | 1957.53 | 0 | 0 | 0 | 6173.71 | 0 | 1755.49 | 0 | 0 | 0 | 90.7431 | 0 | 0 | 8019.94 | 146.843 | 4.2554 | 0 | 0 | 0 | 0 | 49.8504 | 30.5905 | 0 | 139.732 | 0 | 71.3046 | 442.576 | 0 | 0 | 0 | 4185.53 | 0 | 98.4077 | 0 | 0 | 0 | 1.7598 | 0 | 0 | 4285.7 | 3000.88 | 350.444 | - | - | - | - | 0 | 0 | 3154 | 0 | 0 | 0 | 0 | 0 | 0 | 0 | 0 | 3154
07/26/18 @ 21:08 | Nrs-w05-v11-WCChlrBase-mNE-HVAC-Proto.pd2 | Nrs-w05-v11-WCChlrBase-mNE-HVAC-Proto | Nrs-w05-v11 | California (Title 24) | Santa Maria Area (CZ05) | Santa Maria AP | 119982 | 100.411 | 1.7564 | 0 | 0 | 0 | 0 | 436.688 | 55.2709 | 0 | 783.852 | 0 | 450.749 | 1828.73 | 0 | 0 | 0 | 7237.35 | 0 | 1840.56 | 0 | 0 | 0 | 90.7431 | 0 | 0 | 9168.66 | 87.7359 | 1.9669 | 0 | 0 | 0 | 0 | 49.8504 | 20.3999 | 0 | 139.732 | 0 | 71.3046 | 370.99 | 0 | 0 | 0 | 3216.96 | 0 | 115.834 | 0 | 0 | 0 | 1.7598 | 0 | 0 | 3334.55 | 1983.8 | 287.333 | - | - | - | - | 0 | 0 | 2586 | 0 | 0 | 0 | 0 | 0 | 0 | 0 | 0 | 2586
07/26/18 @ 21:08 | Nrs-w06-v11-WCChlrBase-mNE-HVAC-Proto.pd2 | Nrs-w06-v11-WCChlrBase-mNE-HVAC-Proto | Nrs-w06-v11 | California (Title 24) | Los Angeles Area (CZ06) | Torrance | 119982 | 208.826 | 4.8227 | 0 | 0 | 0 | 0 | 436.688 | 93.6156 | 0 | 783.852 | 0 | 450.749 | 1978.55 | 0 | 0 | 0 | 4663.54 | 0 | 1704.03 | 0 | 0 | 0 | 90.7431 | 0 | 0 | 6458.31 | 142.194 | 3.5645 | 0 | 0 | 0 | 0 | 49.8504 | 29.0764 | 0 | 139.732 | 0 | 71.3046 | 435.722 | 0 | 0 | 0 | 3472.62 | 0 | 96.1404 | 0 | 0 | 0 | 1.7598 | 0 | 0 | 3570.52 | 2904.19 | 341.222 | - | - | - | - | 0 | 0 | 3071 | 0 | 0 | 0 | 0 | 0 | 0 | 0 | 0 | 3071
07/26/18 @ 21:08 | Nrs-w07-v11-WCChlrBase-mNE-HVAC-Proto.pd2 | Nrs-w07-v11-WCChlrBase-mNE-HVAC-Proto | Nrs-w07-v11 | California (Title 24) | San Diego Area (CZ07) | San Diego AP | 119982 | 187.984 | 4.2136 | 0 | 0 | 0 | 0 | 436.688 | 82.9322 | 0 | 783.852 | 0 | 450.749 | 1946.42 | 0 | 0 | 0 | 3305.72 | 0 | 1686.11 | 0 | 0 | 0 | 90.7431 | 0 | 0 | 5082.57 | 110.948 | 3.2888 | 0 | 0 | 0 | 0 | 49.8504 | 24.8667 | 0 | 139.732 | 0 | 71.3046 | 399.99 | 0 | 0 | 0 | 2173.36 | 0 | 103.859 | 0 | 0 | 0 | 1.7598 | 0 | 0 | 2278.97 | 2434.36 | 333.556 | - | - | - | - | 0 | 0 | 3002 | 0 | 0 | 0 | 0 | 0 | 0 | 0 | 0 | 3002
07/26/18 @ 21:08 | Nrs-w08-v11-WCChlrBase-mNE-HVAC-Proto.pd2 | Nrs-w08-v11-WCChlrBase-mNE-HVAC-Proto | Nrs-w08-v11 | California (Title 24) | El Toro Area (CZ08) | Fullerton | 119982 | 249.604 | 5.9511 | 0 | 0 | 0 | 0 | 436.688 | 104.423 | 0 | 783.852 | 0 | 450.749 | 2031.26 | 0 | 0 | 0 | 3986.56 | 0 | 1658.73 | 0 | 0 | 0 | 90.7431 | 0 | 0 | 5736.03 | 149.961 | 6.1146 | 0 | 0 | 0 | 0 | 49.8504 | 32.884 | 0 | 139.732 | 0 | 71.3046 | 449.847 | 0 | 0 | 0 | 2626.82 | 0 | 243.868 | 0 | 0 | 0 | 10.6293 | 0 | 0 | 2881.32 | 3207.2 | 380.111 | - | - | - | - | 0 | 0 | 3421 | 0 | 0 | 0 | 0 | 0 | 0 | 0 | 0 | 3421
07/26/18 @ 21:09 | Nrs-w09-v11-WCChlrBase-mNE-HVAC-Proto.pd2 | Nrs-w09-v11-WCChlrBase-mNE-HVAC-Proto | Nrs-w09-v11 | California (Title 24) | Pasadena Area (CZ09) | Burbank AP | 119982 | 304.831 | 7.5927 | 0 | 0 | 0 | 0 | 436.688 | 135.162 | 0 | 783.852 | 0 | 450.749 | 2118.87 | 0 | 0 | 0 | 4022.41 | 0 | 1656.79 | 0 | 0 | 0 | 90.7431 | 0 | 0 | 5769.94 | 219.188 | 14.3837 | 0 | 0 | 0 | 0 | 49.8504 | 43.2832 | 0 | 139.732 | 0 | 71.3046 | 537.742 | 0 | 0 | 0 | 2481.28 | 0 | 244.147 | 0 | 0 | 0 | 10.6293 | 0 | 0 | 2736.05 | 4253.96 | 423.111 | - | - | - | - | 0 | 0 | 3808 | 0 | 0 | 0 | 0 | 0 | 0 | 0 | 0 | 3808
07/26/18 @ 21:09 | Nrs-w10-v11-WCChlrBase-mNE-HVAC-Proto.pd2 | Nrs-w10-v11-WCChlrBase-mNE-HVAC-Proto | Nrs-w10-v11 | California (Title 24) | San Bernardino Area (CZ10) | Riverside FS 3 | 119982 | 293.972 | 7.1419 | 0 | 0 | 0 | 0 | 436.688 | 118.647 | 0 | 783.852 | 0 | 450.749 | 2091.05 | 0 | 0 | 0 | 4347.57 | 0 | 1649.1 | 0 | 0 | 0 | 90.7431 | 0 | 0 | 6087.41 | 192.639 | 8.4458 | 0 | 0 | 0 | 0 | 49.8504 | 36.2478 | 0 | 139.732 | 0 | 71.3046 | 498.22 | 0 | 0 | 0 | 2830.3 | 0 | 232.994 | 0 | 0 | 0 | 10.6293 | 0 | 0 | 3073.92 | 3705.66 | 420.667 | - | - | - | - | 0 | 0 | 3786 | 0 | 0 | 0 | 0 | 0 | 0 | 0 | 0 | 3786
07/26/18 @ 21:09 | Nrs-w11-v11-WCChlrBase-mNE-HVAC-Proto.pd2 | Nrs-w11-v11-WCChlrBase-mNE-HVAC-Proto | Nrs-w11-v11 | California (Title 24) | Red Bluff Area (CZ11) | Red Bluff AP | 119982 | 295.826 | 7.4961 | 0 | 0 | 0 | 0 | 436.688 | 119.069 | 0 | 783.852 | 0 | 450.749 | 2093.68 | 0 | 0 | 0 | 5612.22 | 0 | 1670.84 | 0 | 0 | 0 | 90.7431 | 0 | 0 | 7373.8 | 199.694 | 15.3431 | 0 | 0 | 0 | 0 | 49.8504 | 40.4997 | 0 | 139.732 | 0 | 71.3046 | 516.424 | 0 | 0 | 0 | 3089.5 | 0 | 114.82 | 0 | 0 | 0 | 1.7598 | 0 | 0 | 3206.08 | 4011.25 | 365.778 | - | - | - | - | 0 | 0 | 3292 | 0 | 0 | 0 | 0 | 0 | 0 | 0 | 0 | 3292
07/26/18 @ 21:09 | Nrs-w12-v11-WCChlrBase-mNE-HVAC-Proto.pd2 | Nrs-w12-v11-WCChlrBase-mNE-HVAC-Proto | Nrs-w12-v11 | California (Title 24) | Sacramento Area (CZ12) | Sacramento AP | 119982 | 242.906 | 5.8462 | 0 | 0 | 0 | 0 | 436.688 | 105.237 | 0 | 783.852 | 0 | 450.749 | 2025.28 | 0 | 0 | 0 | 5815.91 | 0 | 1723.96 | 0 | 0 | 0 | 90.7431 | 0 | 0 | 7630.62 | 198.202 | 8.6742 | 0 | 0 | 0 | 0 | 49.8504 | 37.0061 | 0 | 139.732 | 0 | 71.3046 | 504.769 | 0 | 0 | 0 | 2916.63 | 0 | 267.716 | 0 | 0 | 0 | 10.6293 | 0 | 0 | 3194.98 | 3793.57 | 376.111 | - | - | - | - | 0 | 0 | 3385 | 0 | 0 | 0 | 0 | 0 | 0 | 0 | 0 | 3385
07/26/18 @ 21:09 | Nrs-w13-v11-WCChlrBase-mNE-HVAC-Proto.pd2 | Nrs-w13-v11-WCChlrBase-mNE-HVAC-Proto | Nrs-w13-v11 | California (Title 24) | Fresno Area (CZ13) | Fresno AP | 119982 | 314.996 | 8.2622 | 0 | 0 | 0 | 0 | 436.688 | 123.633 | 0 | 783.852 | 0 | 450.749 | 2118.18 | 0 | 0 | 0 | 5087.97 | 0 | 1650.38 | 0 | 0 | 0 | 90.7431 | 0 | 0 | 6829.09 | 207.764 | 10.4638 | 0 | 0 | 0 | 0 | 49.8504 | 39.4035 | 0 | 139.732 | 0 | 71.3046 | 518.519 | 0 | 0 | 0 | 2861.81 | 0 | 113.218 | 0 | 0 | 0 | 1.7598 | 0 | 0 | 2976.79 | 3993.03 | 388.222 | - | - | - | - | 0 | 0 | 3494 | 0 | 0 | 0 | 0 | 0 | 0 | 0 | 0 | 3494
07/26/18 @ 21:09 | Nrs-w14-v11-WCChlrBase-mNE-HVAC-Proto.pd2 | Nrs-w14-v11-WCChlrBase-mNE-HVAC-Proto | Nrs-w14-v11 | California (Title 24) | China Lake Area (CZ14) | Palmdale AP | 119982 | 322.663 | 7.2107 | 0 | 0 | 0 | 0 | 436.688 | 143.601 | 0 | 783.852 | 0 | 450.749 | 2144.76 | 0 | 0 | 0 | 6109.87 | 0 | 1683.21 | 0 | 0 | 0 | 90.7431 | 0 | 0 | 7883.83 | 246.805 | 21.2402 | 0 | 0 | 0 | 0 | 49.8504 | 47.7227 | 0 | 126.225 | 0 | 71.3046 | 563.148 | 0 | 0 | 0 | 3697.91 | 0 | 115.72 | 0 | 0 | 0 | 1.7598 | 0 | 0 | 3815.39 | 4701.43 | 411.667 | - | - | - | - | 0 | 0 | 3705 | 0 | 0 | 0 | 0 | 0 | 0 | 0 | 0 | 3705
07/26/18 @ 21:10 | Nrs-w15-v11-WCChlrBase-mNE-HVAC-Proto.pd2 | Nrs-w15-v11-WCChlrBase-mNE-HVAC-Proto | Nrs-w15-v11 | California (Title 24) | Blythe Area (CZ15) | Palm Springs | 119982 | 569.615 | 17.3096 | 0 | 0 | 0 | 0 | 436.688 | 197.092 | 0 | 783.852 | 0 | 450.749 | 2455.31 | 0 | 0 | 0 | 2017.25 | 0 | 1388.65 | 0 | 0 | 0 | 90.7431 | 0 | 0 | 3496.64 | 273.379 | 23.8868 | 0 | 0 | 0 | 0 | 49.8504 | 51.877 | 0 | 139.732 | 0 | 71.3046 | 610.03 | 0 | 0 | 0 | 2089.67 | 0 | 208.708 | 0 | 0 | 0 | 10.6293 | 0 | 0 | 2309 | 5152.32 | 417.778 | - | - | - | - | 0 | 0 | 3760 | 0 | 0 | 0 | 0 | 0 | 0 | 0 | 0 | 3760
07/26/18 @ 21:10 | Nrs-w16-v11-WCChlrBase-mNE-HVAC-Proto.pd2 | Nrs-w16-v11-WCChlrBase-mNE-HVAC-Proto | Nrs-w16-v11 | California (Title 24) | Mount Shasta Area (CZ16) | Blue Canyon AP | 119982 | 130.973 | 2.1974 | 0 | 0 | 0 | 0 | 436.688 | 62.392 | 0 | 783.852 | 0 | 450.749 | 1866.85 | 0 | 0 | 0 | 9288.68 | 0 | 1934.66 | 0 | 0 | 0 | 90.7431 | 0 | 0 | 11314.1 | 103.42 | 2.5342 | 0 | 0 | 0 | 0 | 49.8504 | 22.4523 | 0 | 139.732 | 0 | 71.3046 | 389.294 | 0 | 0 | 0 | 3604.6 | 0 | 302.237 | 0 | 0 | 0 | 10.6293 | 0 | 0 | 3917.46 | 2174.77 | 338.778 | - | - | - | - | 0 | 0 | 3049 | 0 | 0 | 0 | 0 | 0 | 0 | 0 | 0 | 3049
07/26/18 @ 21:10 | Nrs-w01-v14-WCChlrBase-mNE-HVAC-Proto.pd2 | Nrs-w01-v14-WCChlrBase-mNE-HVAC-Proto | Nrs-w01-v14 | California (Title 24) | Arcata Area (CZ01) | Arcata | 119982 | 35.0142 | 0.29816 | 0 | 0 | 0 | 0 | 434.232 | 33.209 | 0 | 783.852 | 0 | 450.749 | 1737.35 | 0 | 0 | 0 | 9397.71 | 0 | 1943.27 | 0 | 0 | 0 | 90.7431 | 0 | 0 | 11431.7 | 63.9 | 1.4887 | 0 | 0 | 0 | 0 | 49.5694 | 13.7918 | 0 | 139.732 | 0 | 71.3046 | 339.787 | 0 | 0 | 0 | 3096.83 | 0 | 279.179 | 0 | 0 | 0 | 10.6293 | 0 | 0 | 3386.64 | 1345.36 | 252.333 | - | - | - | - | 0 | 0 | 2271 | 0 | 0 | 0 | 0 | 0 | 0 | 0 | 0 | 2271
07/26/18 @ 21:10 | Nrs-w02-v14-WCChlrBase-mNE-HVAC-Proto.pd2 | Nrs-w02-v14-WCChlrBase-mNE-HVAC-Proto | Nrs-w02-v14 | California (Title 24) | Santa Rosa Area (CZ02) | Santa Rosa | 119982 | 154.411 | 3.2882 | 0 | 0 | 0 | 0 | 434.232 | 74.943 | 0 | 783.852 | 0 | 450.749 | 1901.47 | 0 | 0 | 0 | 7132.35 | 0 | 1806.96 | 0 | 0 | 0 | 90.7431 | 0 | 0 | 9030.05 | 161.112 | 7.356 | 0 | 0 | 0 | 0 | 49.5694 | 32.2604 | 0 | 139.732 | 0 | 71.3046 | 461.334 | 0 | 0 | 0 | 3024.16 | 0 | 274.097 | 0 | 0 | 0 | 10.6293 | 0 | 0 | 3308.89 | 3227.79 | 309.222 | - | - | - | - | 0 | 0 | 2783 | 0 | 0 | 0 | 0 | 0 | 0 | 0 | 0 | 2783
07/26/18 @ 21:10 | Nrs-w03-v14-WCChlrBase-mNE-HVAC-Proto.pd2 | Nrs-w03-v14-WCChlrBase-mNE-HVAC-Proto | Nrs-w03-v14 | California (Title 24) | Oakland Area (CZ03) | Oakland AP | 119982 | 90.3386 | 1.4741 | 0 | 0 | 0 | 0 | 434.232 | 52.9738 | 0 | 783.852 | 0 | 450.749 | 1813.61 | 0 | 0 | 0 | 6209.53 | 0 | 1812.44 | 0 | 0 | 0 | 90.7431 | 0 | 0 | 8112.71 | 94.7404 | 2.499 | 0 | 0 | 0 | 0 | 49.5694 | 20.449 | 0 | 139.732 | 0 | 71.3046 | 378.294 | 0 | 0 | 0 | 2741.36 | 0 | 324.014 | 0 | 0 | 0 | 14.1138 | 0 | 0 | 3079.48 | 1979.05 | 274.556 | - | - | - | - | 0 | 0 | 2471 | 0 | 0 | 0 | 0 | 0 | 0 | 0 | 0 | 2471
07/26/18 @ 21:11 | Nrs-w04-v14-WCChlrBase-mNE-HVAC-Proto.pd2 | Nrs-w04-v14-WCChlrBase-mNE-HVAC-Proto | Nrs-w04-v14 | California (Title 24) | Sunnyvale Area (CZ04) | San Jose | 119982 | 171.186 | 3.6422 | 0 | 0 | 0 | 0 | 434.232 | 80.9448 | 0 | 783.852 | 0 | 450.749 | 1924.6 | 0 | 0 | 0 | 6046.75 | 0 | 1755.5 | 0 | 0 | 0 | 90.7431 | 0 | 0 | 7893 | 135.595 | 3.9401 | 0 | 0 | 0 | 0 | 49.5694 | 28.4321 | 0 | 139.732 | 0 | 71.3046 | 428.573 | 0 | 0 | 0 | 4032.9 | 0 | 98.4082 | 0 | 0 | 0 | 1.7598 | 0 | 0 | 4133.07 | 2785.44 | 340.333 | - | - | - | - | 0 | 0 | 3063 | 0 | 0 | 0 | 0 | 0 | 0 | 0 | 0 | 3063
07/26/18 @ 21:11 | Nrs-w05-v14-WCChlrBase-mNE-HVAC-Proto.pd2 | Nrs-w05-v14-WCChlrBase-mNE-HVAC-Proto | Nrs-w05-v14 | California (Title 24) | Santa Maria Area (CZ05) | Santa Maria AP | 119982 | 86.0349 | 1.4368 | 0 | 0 | 0 | 0 | 434.232 | 49.1821 | 0 | 783.852 | 0 | 450.749 | 1805.48 | 0 | 0 | 0 | 7142.77 | 0 | 1840.58 | 0 | 0 | 0 | 90.7431 | 0 | 0 | 9074.09 | 79.6267 | 1.7906 | 0 | 0 | 0 | 0 | 49.5694 | 18.2905 | 0 | 139.732 | 0 | 71.3046 | 360.314 | 0 | 0 | 0 | 3127.34 | 0 | 115.834 | 0 | 0 | 0 | 1.7598 | 0 | 0 | 3244.93 | 1831.51 | 280.778 | - | - | - | - | 0 | 0 | 2527 | 0 | 0 | 0 | 0 | 0 | 0 | 0 | 0 | 2527
07/26/18 @ 21:11 | Nrs-w06-v14-WCChlrBase-mNE-HVAC-Proto.pd2 | Nrs-w06-v14-WCChlrBase-mNE-HVAC-Proto | Nrs-w06-v14 | California (Title 24) | Los Angeles Area (CZ06) | Torrance | 119982 | 190.589 | 4.3629 | 0 | 0 | 0 | 0 | 434.232 | 86.9594 | 0 | 783.852 | 0 | 450.749 | 1950.74 | 0 | 0 | 0 | 4576.13 | 0 | 1704.04 | 0 | 0 | 0 | 90.7431 | 0 | 0 | 6370.91 | 132.711 | 3.3384 | 0 | 0 | 0 | 0 | 49.5694 | 27.3331 | 0 | 139.732 | 0 | 71.3046 | 423.989 | 0 | 0 | 0 | 3371.69 | 0 | 96.1406 | 0 | 0 | 0 | 1.7598 | 0 | 0 | 3469.59 | 2724.68 | 332.111 | - | - | - | - | 0 | 0 | 2989 | 0 | 0 | 0 | 0 | 0 | 0 | 0 | 0 | 2989
07/26/18 @ 21:11 | Nrs-w07-v14-WCChlrBase-mNE-HVAC-Proto.pd2 | Nrs-w07-v14-WCChlrBase-mNE-HVAC-Proto | Nrs-w07-v14 | California (Title 24) | San Diego Area (CZ07) | San Diego AP | 119982 | 169.926 | 3.7737 | 0 | 0 | 0 | 0 | 434.232 | 76.0844 | 0 | 783.852 | 0 | 450.749 | 1918.61 | 0 | 0 | 0 | 3280.35 | 0 | 1686.12 | 0 | 0 | 0 | 90.7431 | 0 | 0 | 5057.21 | 102.645 | 2.7307 | 0 | 0 | 0 | 0 | 49.5694 | 22.9799 | 0 | 139.732 | 0 | 71.3046 | 388.962 | 0 | 0 | 0 | 2120.31 | 0 | 103.86 | 0 | 0 | 0 | 1.7598 | 0 | 0 | 2225.93 | 2248.73 | 324.222 | - | - | - | - | 0 | 0 | 2918 | 0 | 0 | 0 | 0 | 0 | 0 | 0 | 0 | 2918
07/26/18 @ 21:11 | Nrs-w08-v14-WCChlrBase-mNE-HVAC-Proto.pd2 | Nrs-w08-v14-WCChlrBase-mNE-HVAC-Proto | Nrs-w08-v14 | California (Title 24) | El Toro Area (CZ08) | Fullerton | 119982 | 229.093 | 5.4344 | 0 | 0 | 0 | 0 | 434.232 | 95.7403 | 0 | 783.852 | 0 | 450.749 | 1999.09 | 0 | 0 | 0 | 3917.67 | 0 | 1658.74 | 0 | 0 | 0 | 90.7431 | 0 | 0 | 5667.16 | 139.807 | 5.6398 | 0 | 0 | 0 | 0 | 49.5694 | 30.4801 | 0 | 139.732 | 0 | 71.3046 | 436.533 | 0 | 0 | 0 | 2550.26 | 0 | 243.869 | 0 | 0 | 0 | 10.6293 | 0 | 0 | 2804.76 | 3007.04 | 366 | - | - | - | - | 0 | 0 | 3294 | 0 | 0 | 0 | 0 | 0 | 0 | 0 | 0 | 3294
07/26/18 @ 21:11 | Nrs-w09-v14-WCChlrBase-mNE-HVAC-Proto.pd2 | Nrs-w09-v14-WCChlrBase-mNE-HVAC-Proto | Nrs-w09-v14 | California (Title 24) | Pasadena Area (CZ09) | Burbank AP | 119982 | 280.599 | 6.9931 | 0 | 0 | 0 | 0 | 434.232 | 124.309 | 0 | 783.852 | 0 | 450.749 | 2080.73 | 0 | 0 | 0 | 3943.07 | 0 | 1656.8 | 0 | 0 | 0 | 90.7431 | 0 | 0 | 5690.61 | 207.492 | 13.5479 | 0 | 0 | 0 | 0 | 49.5694 | 40.1628 | 0 | 139.732 | 0 | 71.3046 | 521.809 | 0 | 0 | 0 | 2401.31 | 0 | 244.147 | 0 | 0 | 0 | 10.6293 | 0 | 0 | 2656.09 | 4029.63 | 406.556 | - | - | - | - | 0 | 0 | 3659 | 0 | 0 | 0 | 0 | 0 | 0 | 0 | 0 | 3659
07/26/18 @ 21:12 | Nrs-w10-v14-WCChlrBase-mNE-HVAC-Proto.pd2 | Nrs-w10-v14-WCChlrBase-mNE-HVAC-Proto | Nrs-w10-v14 | California (Title 24) | San Bernardino Area (CZ10) | Riverside FS 3 | 119982 | 270.702 | 6.6006 | 0 | 0 | 0 | 0 | 434.232 | 109.909 | 0 | 783.852 | 0 | 450.749 | 2056.04 | 0 | 0 | 0 | 4522.59 | 0 | 1649.1 | 0 | 0 | 0 | 90.7431 | 0 | 0 | 6262.43 | 184.365 | 8.0958 | 0 | 0 | 0 | 0 | 49.5694 | 34.6124 | 0 | 139.732 | 0 | 71.3046 | 487.68 | 0 | 0 | 0 | 2859.22 | 0 | 232.992 | 0 | 0 | 0 | 10.6293 | 0 | 0 | 3102.84 | 3565.45 | 411.889 | - | - | - | - | 0 | 0 | 3707 | 0 | 0 | 0 | 0 | 0 | 0 | 0 | 0 | 3707
07/26/18 @ 21:12 | Nrs-w11-v14-WCChlrBase-mNE-HVAC-Proto.pd2 | Nrs-w11-v14-WCChlrBase-mNE-HVAC-Proto | Nrs-w11-v14 | California (Title 24) | Red Bluff Area (CZ11) | Red Bluff AP | 119982 | 272.998 | 7.0261 | 0 | 0 | 0 | 0 | 434.232 | 109.144 | 0 | 783.852 | 0 | 450.749 | 2057.99 | 0 | 0 | 0 | 5782.79 | 0 | 1670.85 | 0 | 0 | 0 | 90.7431 | 0 | 0 | 7544.38 | 192.042 | 14.6729 | 0 | 0 | 0 | 0 | 49.5694 | 38.2572 | 0 | 139.732 | 0 | 71.3046 | 505.578 | 0 | 0 | 0 | 3101.26 | 0 | 114.82 | 0 | 0 | 0 | 1.7598 | 0 | 0 | 3217.84 | 3857.67 | 358.444 | - | - | - | - | 0 | 0 | 3226 | 0 | 0 | 0 | 0 | 0 | 0 | 0 | 0 | 3226
07/26/18 @ 21:12 | Nrs-w12-v14-WCChlrBase-mNE-HVAC-Proto.pd2 | Nrs-w12-v14-WCChlrBase-mNE-HVAC-Proto | Nrs-w12-v14 | California (Title 24) | Sacramento Area (CZ12) | Sacramento AP | 119982 | 219.948 | 5.3796 | 0 | 0 | 0 | 0 | 434.232 | 94.932 | 0 | 783.852 | 0 | 450.749 | 1989.09 | 0 | 0 | 0 | 5981.83 | 0 | 1723.98 | 0 | 0 | 0 | 90.7431 | 0 | 0 | 7796.56 | 190.086 | 8.3309 | 0 | 0 | 0 | 0 | 49.5694 | 35.3094 | 0 | 139.732 | 0 | 71.3046 | 494.333 | 0 | 0 | 0 | 2922.21 | 0 | 267.713 | 0 | 0 | 0 | 10.6293 | 0 | 0 | 3200.55 | 3658.14 | 364.778 | - | - | - | - | 0 | 0 | 3283 | 0 | 0 | 0 | 0 | 0 | 0 | 0 | 0 | 3283
07/26/18 @ 21:12 | Nrs-w13-v14-WCChlrBase-mNE-HVAC-Proto.pd2 | Nrs-w13-v14-WCChlrBase-mNE-HVAC-Proto | Nrs-w13-v14 | California (Title 24) | Fresno Area (CZ13) | Fresno AP | 119982 | 292.212 | 7.7724 | 0 | 0 | 0 | 0 | 434.232 | 113.726 | 0 | 783.852 | 0 | 450.749 | 2082.54 | 0 | 0 | 0 | 5240.28 | 0 | 1650.39 | 0 | 0 | 0 | 90.7431 | 0 | 0 | 6981.42 | 200.658 | 10.0973 | 0 | 0 | 0 | 0 | 49.5694 | 37.4696 | 0 | 139.732 | 0 | 71.3046 | 508.831 | 0 | 0 | 0 | 2869.81 | 0 | 113.214 | 0 | 0 | 0 | 1.7598 | 0 | 0 | 2984.79 | 3855.23 | 380.222 | - | - | - | - | 0 | 0 | 3422 | 0 | 0 | 0 | 0 | 0 | 0 | 0 | 0 | 3422
07/26/18 @ 21:12 | Nrs-w14-v14-WCChlrBase-mNE-HVAC-Proto.pd2 | Nrs-w14-v14-WCChlrBase-mNE-HVAC-Proto | Nrs-w14-v14 | California (Title 24) | China Lake Area (CZ14) | Palmdale AP | 119982 | 296.258 | 6.7613 | 0 | 0 | 0 | 0 | 434.232 | 130.411 | 0 | 783.852 | 0 | 450.749 | 2102.26 | 0 | 0 | 0 | 6319.06 | 0 | 1683.23 | 0 | 0 | 0 | 90.7431 | 0 | 0 | 8093.03 | 234.407 | 20.4514 | 0 | 0 | 0 | 0 | 49.5694 | 46.3458 | 0 | 126.225 | 0 | 71.3046 | 548.303 | 0 | 0 | 0 | 3736.51 | 0 | 100.348 | 0 | 0 | 0 | 1.7598 | 0 | 0 | 3838.62 | 4525.82 | 403.556 | - | - | - | - | 0 | 0 | 3632 | 0 | 0 | 0 | 0 | 0 | 0 | 0 | 0 | 3632
07/26/18 @ 21:13 | Nrs-w15-v14-WCChlrBase-mNE-HVAC-Proto.pd2 | Nrs-w15-v14-WCChlrBase-mNE-HVAC-Proto | Nrs-w15-v14 | California (Title 24) | Blythe Area (CZ15) | Palm Springs | 119982 | 554.057 | 16.771 | 0 | 0 | 0 | 0 | 434.232 | 190.05 | 0 | 783.852 | 0 | 450.749 | 2429.7 | 0 | 0 | 0 | 2097.01 | 0 | 1388.67 | 0 | 0 | 0 | 90.7431 | 0 | 0 | 3576.42 | 270.593 | 22.8666 | 0 | 0 | 0 | 0 | 49.5694 | 51.4267 | 0 | 139.732 | 0 | 71.3046 | 605.492 | 0 | 0 | 0 | 2119.61 | 0 | 208.709 | 0 | 0 | 0 | 10.6293 | 0 | 0 | 2338.95 | 5062.44 | 416.444 | - | - | - | - | 0 | 0 | 3748 | 0 | 0 | 0 | 0 | 0 | 0 | 0 | 0 | 3748
07/26/18 @ 21:13 | Nrs-w16-v14-WCChlrBase-mNE-HVAC-Proto.pd2 | Nrs-w16-v14-WCChlrBase-mNE-HVAC-Proto | Nrs-w16-v14 | California (Title 24) | Mount Shasta Area (CZ16) | Blue Canyon AP | 119982 | 105.165 | 1.835 | 0 | 0 | 0 | 0 | 434.232 | 51.5437 | 0 | 783.852 | 0 | 450.749 | 1827.37 | 0 | 0 | 0 | 9687.55 | 0 | 1934.68 | 0 | 0 | 0 | 90.7431 | 0 | 0 | 11713 | 94.7054 | 2.3148 | 0 | 0 | 0 | 0 | 49.5694 | 20.4397 | 0 | 139.732 | 0 | 71.3046 | 378.066 | 0 | 0 | 0 | 3812.15 | 0 | 119.274 | 0 | 0 | 0 | 1.7598 | 0 | 0 | 3933.19 | 1990.34 | 328.333 | - | - | - | - | 0 | 0 | 2955 | 0 | 0 | 0 | 0 | 0 | 0 | 0 | 0 | 2955
07/26/18 @ 21:13 | OfL-w01-v96-WCChlrBase-mNE-HVAC-Proto.pd2 | OfL-w01-v96-WCChlrBase-mNE-HVAC-Proto | OfL-w01-v96 | California (Title 24) | Arcata Area (CZ01) | Arcata | 174960 | 38.5982 | 1.9552 | 0 | 0 | 0 | 0 | 189.165 | 50.3247 | 0 | 976.92 | 0 | 603.299 | 1860.27 | 0 | 0 | 0 | 1499.75 | 0 | 352.993 | 0 | 0 | 0 | 0 | 0 | 0 | 1852.74 | 165.093 | 10.0434 | 0 | 0 | 0 | 0 | 75.7706 | 56.5726 | 0 | 195.159 | 0 | 161.463 | 664.102 | 0 | 0 | 0 | 3042.14 | 0 | 45.1633 | 0 | 0 | 0 | 0 | 0 | 0 | 3087.3 | 3401.23 | 469.444 | - | - | - | - | 0 | 0 | 4225 | 0 | 0 | 0 | 0 | 0 | 0 | 0 | 0 | 4225
07/26/18 @ 21:13 | OfL-w02-v96-WCChlrBase-mNE-HVAC-Proto.pd2 | OfL-w02-v96-WCChlrBase-mNE-HVAC-Proto | OfL-w02-v96 | California (Title 24) | Santa Rosa Area (CZ02) | Santa Rosa | 174960 | 235.846 | 16.2644 | 0 | 0 | 0 | 0 | 239.433 | 145.987 | 0 | 976.92 | 0 | 603.299 | 2217.75 | 0 | 0 | 0 | 1885.72 | 0 | 329.129 | 0 | 0 | 0 | 0 | 0 | 0 | 2214.85 | 282.572 | 21.827 | 0 | 0 | 0 | 0 | 87.8508 | 75.2117 | 0 | 195.159 | 0 | 161.463 | 824.084 | 0 | 0 | 0 | 3716.02 | 0 | 14.1189 | 0 | 0 | 0 | 0 | 0 | 0 | 3730.14 | 5354.38 | 638.222 | - | - | - | - | 0 | 0 | 5744 | 0 | 0 | 0 | 0 | 0 | 0 | 0 | 0 | 5744
07/26/18 @ 21:13 | OfL-w03-v96-WCChlrBase-mNE-HVAC-Proto.pd2 | OfL-w03-v96-WCChlrBase-mNE-HVAC-Proto | OfL-w03-v96 | California (Title 24) | Oakland Area (CZ03) | Oakland AP | 174960 | 158.872 | 9.7226 | 0 | 0 | 0 | 0 | 221.385 | 121.159 | 0 | 976.92 | 0 | 603.299 | 2091.36 | 0 | 0 | 0 | 1569.72 | 0 | 330.026 | 0 | 0 | 0 | 0 | 0 | 0 | 1899.75 | 204.284 | 13.5477 | 0 | 0 | 0 | 0 | 85.5877 | 64.6939 | 0 | 195.159 | 0 | 161.463 | 724.736 | 0 | 0 | 0 | 3174.55 | 0 | 42.6388 | 0 | 0 | 0 | 0 | 0 | 0 | 3217.19 | 4131.76 | 361.222 | - | - | - | - | 0 | 0 | 3251 | 0 | 0 | 0 | 0 | 0 | 0 | 0 | 0 | 3251
07/26/18 @ 21:13 | OfL-w04-v96-WCChlrBase-mNE-HVAC-Proto.pd2 | OfL-w04-v96-WCChlrBase-mNE-HVAC-Proto | OfL-w04-v96 | California (Title 24) | Sunnyvale Area (CZ04) | San Jose | 174960 | 260.549 | 17.161 | 0 | 0 | 0 | 0 | 243.754 | 161.278 | 0 | 976.92 | 0 | 603.299 | 2262.97 | 0 | 0 | 0 | 1487.24 | 0 | 320.037 | 0 | 0 | 0 | 0 | 0 | 0 | 1807.28 | 234.443 | 16.3326 | 0 | 0 | 0 | 0 | 96.1505 | 69.8326 | 0 | 206.46 | 0 | 149.457 | 772.676 | 0 | 0 | 0 | 3235.4 | 0 | 42.0049 | 0 | 0 | 0 | 0 | 0 | 0 | 3277.41 | 4682.58 | 455.667 | - | - | - | - | 0 | 0 | 4101 | 0 | 0 | 0 | 0 | 0 | 0 | 0 | 0 | 4101
07/26/18 @ 21:13 | OfL-w05-v96-WCChlrBase-mNE-HVAC-Proto.pd2 | OfL-w05-v96-WCChlrBase-mNE-HVAC-Proto | OfL-w05-v96 | California (Title 24) | Santa Maria Area (CZ05) | Santa Maria AP | 174960 | 172.624 | 10.4642 | 0 | 0 | 0 | 0 | 226.408 | 131.746 | 0 | 976.92 | 0 | 603.299 | 2121.47 | 0 | 0 | 0 | 1604.25 | 0 | 334.991 | 0 | 0 | 0 | 0 | 0 | 0 | 1939.24 | 180.376 | 11.473 | 0 | 0 | 0 | 0 | 74.8496 | 61.676 | 0 | 195.159 | 0 | 161.463 | 684.997 | 0 | 0 | 0 | 3157.79 | 0 | 43.0138 | 0 | 0 | 0 | 0 | 0 | 0 | 3200.8 | 3690.16 | 516 | - | - | - | - | 0 | 0 | 4644 | 0 | 0 | 0 | 0 | 0 | 0 | 0 | 0 | 4644
07/26/18 @ 21:14 | OfL-w06-v96-WCChlrBase-mNE-HVAC-Proto.pd2 | OfL-w06-v96-WCChlrBase-mNE-HVAC-Proto | OfL-w06-v96 | California (Title 24) | Los Angeles Area (CZ06) | Torrance | 174960 | 319.677 | 22.1027 | 0 | 0 | 0 | 0 | 240.199 | 184.57 | 0 | 976.92 | 0 | 603.299 | 2346.77 | 0 | 0 | 0 | 972.777 | 0 | 310.849 | 0 | 0 | 0 | 0 | 0 | 0 | 1283.63 | 229.614 | 16.4966 | 0 | 0 | 0 | 0 | 88.1727 | 69.239 | 0 | 206.46 | 0 | 161.823 | 771.806 | 0 | 0 | 0 | 2798.83 | 0 | 40.2306 | 0 | 0 | 0 | 0 | 0 | 0 | 2839.06 | 4591.41 | 613 | - | - | - | - | 0 | 0 | 5517 | 0 | 0 | 0 | 0 | 0 | 0 | 0 | 0 | 5517
07/26/18 @ 21:14 | OfL-w07-v96-WCChlrBase-mNE-HVAC-Proto.pd2 | OfL-w07-v96-WCChlrBase-mNE-HVAC-Proto | OfL-w07-v96 | California (Title 24) | San Diego Area (CZ07) | San Diego AP | 174960 | 291.474 | 19.4874 | 0 | 0 | 0 | 0 | 240.89 | 183.59 | 0 | 976.92 | 0 | 603.299 | 2315.66 | 0 | 0 | 0 | 812.354 | 0 | 307.637 | 0 | 0 | 0 | 0 | 0 | 0 | 1119.99 | 214.052 | 14.5534 | 0 | 0 | 0 | 0 | 86.3946 | 66.4702 | 0 | 195.159 | 0 | 161.463 | 738.093 | 0 | 0 | 0 | 2415 | 0 | 39.5227 | 0 | 0 | 0 | 0 | 0 | 0 | 2454.52 | 4337.76 | 705.778 | - | - | - | - | 0 | 0 | 6352 | 0 | 0 | 0 | 0 | 0 | 0 | 0 | 0 | 6352
07/26/18 @ 21:14 | OfL-w08-v96-WCChlrBase-mNE-HVAC-Proto.pd2 | OfL-w08-v96-WCChlrBase-mNE-HVAC-Proto | OfL-w08-v96 | California (Title 24) | El Toro Area (CZ08) | Fullerton | 174960 | 346.979 | 24.8088 | 0 | 0 | 0 | 0 | 243.912 | 189.65 | 0 | 976.92 | 0 | 603.299 | 2385.57 | 0 | 0 | 0 | 969.738 | 0 | 302.879 | 0 | 0 | 0 | 0 | 0 | 0 | 1272.62 | 248.927 | 17.7614 | 0 | 0 | 0 | 0 | 97.0789 | 71.952 | 0 | 195.159 | 0 | 161.463 | 792.342 | 0 | 0 | 0 | 2697.41 | 0 | 39.3351 | 0 | 0 | 0 | 0 | 0 | 0 | 2736.75 | 4957.16 | 754.222 | - | - | - | - | 0 | 0 | 6788 | 0 | 0 | 0 | 0 | 0 | 0 | 0 | 0 | 6788
07/26/18 @ 21:14 | OfL-w09-v96-WCChlrBase-mNE-HVAC-Proto.pd2 | OfL-w09-v96-WCChlrBase-mNE-HVAC-Proto | OfL-w09-v96 | California (Title 24) | Pasadena Area (CZ09) | Burbank AP | 174960 | 360.456 | 27.0394 | 0 | 0 | 0 | 0 | 253.246 | 200.858 | 0 | 976.92 | 0 | 603.299 | 2421.82 | 0 | 0 | 0 | 1224.96 | 0 | 302.573 | 0 | 0 | 0 | 0 | 0 | 0 | 1527.53 | 311.422 | 24.5221 | 0 | 0 | 0 | 0 | 102.399 | 82.0787 | 0 | 195.159 | 0 | 161.463 | 877.044 | 0 | 0 | 0 | 3461.89 | 0 | 39.6718 | 0 | 0 | 0 | 0 | 0 | 0 | 3501.56 | 5889.7 | 695 | - | - | - | - | 0 | 0 | 6255 | 0 | 0 | 0 | 0 | 0 | 0 | 0 | 0 | 6255
07/26/18 @ 21:14 | OfL-w10-v96-WCChlrBase-mNE-HVAC-Proto.pd2 | OfL-w10-v96-WCChlrBase-mNE-HVAC-Proto | OfL-w10-v96 | California (Title 24) | San Bernardino Area (CZ10) | Riverside FS 3 | 174960 | 368.486 | 26.6894 | 0 | 0 | 0 | 0 | 257.08 | 197.19 | 0 | 976.92 | 0 | 603.299 | 2429.67 | 0 | 0 | 0 | 1236.89 | 0 | 301.245 | 0 | 0 | 0 | 0 | 0 | 0 | 1538.14 | 284.839 | 21.0096 | 0 | 0 | 0 | 0 | 106.151 | 78.027 | 0 | 206.46 | 0 | 149.457 | 845.943 | 0 | 0 | 0 | 3235.2 | 0 | 39.8131 | 0 | 0 | 0 | 0 | 0 | 0 | 3275.02 | 5536 | 787 | - | - | - | - | 0 | 0 | 7083 | 0 | 0 | 0 | 0 | 0 | 0 | 0 | 0 | 7083
07/26/18 @ 21:14 | OfL-w11-v96-WCChlrBase-mNE-HVAC-Proto.pd2 | OfL-w11-v96-WCChlrBase-mNE-HVAC-Proto | OfL-w11-v96 | California (Title 24) | Red Bluff Area (CZ11) | Red Bluff AP | 174960 | 309.327 | 22.7304 | 0 | 0 | 0 | 0 | 244.613 | 164.794 | 0 | 976.92 | 0 | 603.299 | 2321.69 | 0 | 0 | 0 | 1722.65 | 0 | 305.146 | 0 | 0 | 0 | 0 | 0 | 0 | 2027.79 | 297.566 | 24.2765 | 0 | 0 | 0 | 0 | 90.8875 | 75.2112 | 0 | 206.46 | 0 | 149.457 | 843.859 | 0 | 0 | 0 | 3602.1 | 0 | 39.255 | 0 | 0 | 0 | 0 | 0 | 0 | 3641.36 | 5617.12 | 493.556 | - | - | - | - | 0 | 0 | 4442 | 0 | 0 | 0 | 0 | 0 | 0 | 0 | 0 | 4442
07/26/18 @ 21:14 | OfL-w12-v96-WCChlrBase-mNE-HVAC-Proto.pd2 | OfL-w12-v96-WCChlrBase-mNE-HVAC-Proto | OfL-w12-v96 | California (Title 24) | Sacramento Area (CZ12) | Sacramento AP | 174960 | 265.865 | 19.4626 | 0 | 0 | 0 | 0 | 226.015 | 146.784 | 0 | 976.92 | 0 | 603.299 | 2238.35 | 0 | 0 | 0 | 1670.26 | 0 | 314.49 | 0 | 0 | 0 | 0 | 0 | 0 | 1984.75 | 268.51 | 19.5755 | 0 | 0 | 0 | 0 | 95.0484 | 71.6376 | 0 | 206.46 | 0 | 149.457 | 810.689 | 0 | 0 | 0 | 3601.04 | 0 | 13.2425 | 0 | 0 | 0 | 0 | 0 | 0 | 3614.28 | 5155.1 | 723.667 | - | - | - | - | 0 | 0 | 6513 | 0 | 0 | 0 | 0 | 0 | 0 | 0 | 0 | 6513
07/26/18 @ 21:15 | OfL-w13-v96-WCChlrBase-mNE-HVAC-Proto.pd2 | OfL-w13-v96-WCChlrBase-mNE-HVAC-Proto | OfL-w13-v96 | California (Title 24) | Fresno Area (CZ13) | Fresno AP | 174960 | 313.736 | 23.0929 | 0 | 0 | 0 | 0 | 239.08 | 159.967 | 0 | 976.92 | 0 | 603.299 | 2316.1 | 0 | 0 | 0 | 1440.08 | 0 | 301.495 | 0 | 0 | 0 | 0 | 0 | 0 | 1741.58 | 271.176 | 19.8292 | 0 | 0 | 0 | 0 | 94.4451 | 72.8645 | 0 | 206.46 | 0 | 149.457 | 814.232 | 0 | 0 | 0 | 3271.19 | 0 | 38.7386 | 0 | 0 | 0 | 0 | 0 | 0 | 3309.93 | 5222.91 | 490.778 | - | - | - | - | 0 | 0 | 4417 | 0 | 0 | 0 | 0 | 0 | 0 | 0 | 0 | 4417
07/26/18 @ 21:15 | OfL-w14-v96-WCChlrBase-mNE-HVAC-Proto.pd2 | OfL-w14-v96-WCChlrBase-mNE-HVAC-Proto | OfL-w14-v96 | California (Title 24) | China Lake Area (CZ14) | Palmdale AP | 174960 | 317.192 | 22.3525 | 0 | 0 | 0 | 0 | 241.501 | 179.7 | 0 | 976.92 | 0 | 603.299 | 2340.97 | 0 | 0 | 0 | 1112.54 | 0 | 307.255 | 0 | 0 | 0 | 0 | 0 | 0 | 1419.79 | 326.26 | 28.6622 | 0 | 0 | 0 | 0 | 90.3956 | 83.6268 | 0 | 195.159 | 0 | 161.463 | 885.567 | 0 | 0 | 0 | 3157.36 | 0 | 12.9661 | 0 | 0 | 0 | 0 | 0 | 0 | 3170.33 | 6137.88 | 647.889 | - | - | - | - | 0 | 0 | 5831 | 0 | 0 | 0 | 0 | 0 | 0 | 0 | 0 | 5831
07/26/18 @ 21:15 | OfL-w15-v96-WCChlrBase-mNE-HVAC-Proto.pd2 | OfL-w15-v96-WCChlrBase-mNE-HVAC-Proto | OfL-w15-v96 | California (Title 24) | Blythe Area (CZ15) | Palm Springs | 174960 | 513.941 | 40.2055 | 0 | 0 | 0 | 0 | 279.871 | 238.912 | 0 | 976.92 | 0 | 603.299 | 2653.15 | 0 | 0 | 0 | 551.793 | 0 | 255.267 | 0 | 0 | 0 | 0 | 0 | 0 | 807.06 | 311.609 | 27.328 | 0 | 0 | 0 | 0 | 88.6887 | 79.1856 | 0 | 206.46 | 0 | 149.457 | 862.729 | 0 | 0 | 0 | 2383.9 | 0 | 35.3953 | 0 | 0 | 0 | 0 | 0 | 0 | 2419.3 | 5854.99 | 668.889 | - | - | - | - | 0 | 0 | 6020 | 0 | 0 | 0 | 0 | 0 | 0 | 0 | 0 | 6020
07/26/18 @ 21:15 | OfL-w16-v96-WCChlrBase-mNE-HVAC-Proto.pd2 | OfL-w16-v96-WCChlrBase-mNE-HVAC-Proto | OfL-w16-v96 | California (Title 24) | Mount Shasta Area (CZ16) | Blue Canyon AP | 174960 | 147.057 | 8.0964 | 0 | 0 | 0 | 0 | 233.585 | 99.1136 | 0 | 976.92 | 0 | 603.299 | 2068.08 | 0 | 0 | 0 | 1952.95 | 0 | 351.601 | 0 | 0 | 0 | 0 | 0 | 0 | 2304.55 | 183.185 | 11.224 | 0 | 0 | 0 | 0 | 80.5265 | 59.6405 | 0 | 206.46 | 0 | 149.457 | 690.493 | 0 | 0 | 0 | 4157.95 | 0 | 15.4205 | 0 | 0 | 0 | 0 | 0 | 0 | 4173.37 | 3759.9 | 565.889 | - | - | - | - | 0 | 0 | 5093 | 0 | 0 | 0 | 0 | 0 | 0 | 0 | 0 | 5093
07/26/18 @ 21:15 | OfL-w01-v03-WCChlrBase-mNE-HVAC-Proto.pd2 | OfL-w01-v03-WCChlrBase-mNE-HVAC-Proto | OfL-w01-v03 | California (Title 24) | Arcata Area (CZ01) | Arcata | 174960 | 36.5095 | 0.6835 | 0 | 0 | 0 | 0 | 134.908 | 47.2609 | 0 | 930.534 | 0 | 601.408 | 1751.31 | 0 | 0 | 0 | 1149.13 | 0 | 336.569 | 0 | 0 | 0 | 0 | 0 | 0 | 1485.7 | 152.082 | 3.7513 | 0 | 0 | 0 | 0 | 61.4125 | 53.1312 | 0 | 185.893 | 0 | 160.957 | 617.228 | 0 | 0 | 0 | 2982.27 | 0 | 13.3832 | 0 | 0 | 0 | 0 | 0 | 0 | 2995.65 | 3142.52 | 443.111 | - | - | - | - | 0 | 0 | 3988 | 0 | 0 | 0 | 0 | 0 | 0 | 0 | 0 | 3988
07/26/18 @ 21:15 | OfL-w02-v03-WCChlrBase-mNE-HVAC-Proto.pd2 | OfL-w02-v03-WCChlrBase-mNE-HVAC-Proto | OfL-w02-v03 | California (Title 24) | Santa Rosa Area (CZ02) | Santa Rosa | 174960 | 196.368 | 5.1122 | 0 | 0 | 0 | 0 | 152.914 | 118.759 | 0 | 930.534 | 0 | 601.408 | 2005.1 | 0 | 0 | 0 | 963.327 | 0 | 313.248 | 0 | 0 | 0 | 0 | 0 | 0 | 1276.58 | 254.678 | 14.3236 | 0 | 0 | 0 | 0 | 64.2276 | 65.8232 | 0 | 185.893 | 0 | 160.957 | 745.903 | 0 | 0 | 0 | 3343.5 | 0 | 12.7438 | 0 | 0 | 0 | 0 | 0 | 0 | 3356.24 | 4817.19 | 574.556 | - | - | - | - | 0 | 0 | 5171 | 0 | 0 | 0 | 0 | 0 | 0 | 0 | 0 | 5171
07/26/18 @ 21:15 | OfL-w03-v03-WCChlrBase-mNE-HVAC-Proto.pd2 | OfL-w03-v03-WCChlrBase-mNE-HVAC-Proto | OfL-w03-v03 | California (Title 24) | Oakland Area (CZ03) | Oakland AP | 174960 | 140.462 | 3.2552 | 0 | 0 | 0 | 0 | 155.465 | 109.75 | 0 | 930.534 | 0 | 601.408 | 1940.88 | 0 | 0 | 0 | 1227.97 | 0 | 314.203 | 0 | 0 | 0 | 0 | 0 | 0 | 1542.18 | 190.861 | 5.1925 | 0 | 0 | 0 | 0 | 65.304 | 59.8323 | 0 | 185.893 | 0 | 160.957 | 668.041 | 0 | 0 | 0 | 3135.37 | 0 | 40.5561 | 0 | 0 | 0 | 0 | 0 | 0 | 3175.92 | 3840.26 | 321.889 | - | - | - | - | 0 | 0 | 2897 | 0 | 0 | 0 | 0 | 0 | 0 | 0 | 0 | 2897
07/26/18 @ 21:16 | OfL-w04-v03-WCChlrBase-mNE-HVAC-Proto.pd2 | OfL-w04-v03-WCChlrBase-mNE-HVAC-Proto | OfL-w04-v03 | California (Title 24) | Sunnyvale Area (CZ04) | San Jose | 174960 | 234.949 | 6.0138 | 0 | 0 | 0 | 0 | 169.74 | 146.883 | 0 | 930.534 | 0 | 601.408 | 2089.53 | 0 | 0 | 0 | 1151.39 | 0 | 304.475 | 0 | 0 | 0 | 0 | 0 | 0 | 1455.87 | 216.503 | 6.4446 | 0 | 0 | 0 | 0 | 70.7659 | 64.5896 | 0 | 185.893 | 0 | 160.957 | 705.153 | 0 | 0 | 0 | 3030.63 | 0 | 39.9411 | 0 | 0 | 0 | 0 | 0 | 0 | 3070.57 | 4319.03 | 403.444 | - | - | - | - | 0 | 0 | 3631 | 0 | 0 | 0 | 0 | 0 | 0 | 0 | 0 | 3631
07/26/18 @ 21:16 | OfL-w05-v03-WCChlrBase-mNE-HVAC-Proto.pd2 | OfL-w05-v03-WCChlrBase-mNE-HVAC-Proto | OfL-w05-v03 | California (Title 24) | Santa Maria Area (CZ05) | Santa Maria AP | 174960 | 150.805 | 3.5195 | 0 | 0 | 0 | 0 | 159.005 | 118.047 | 0 | 930.534 | 0 | 601.408 | 1963.32 | 0 | 0 | 0 | 1323.95 | 0 | 319.018 | 0 | 0 | 0 | 0 | 0 | 0 | 1642.97 | 161.406 | 3.3942 | 0 | 0 | 0 | 0 | 63.4353 | 57.2213 | 0 | 185.893 | 0 | 160.957 | 632.307 | 0 | 0 | 0 | 3166.31 | 0 | 40.9436 | 0 | 0 | 0 | 0 | 0 | 0 | 3207.25 | 3369.29 | 467.778 | - | - | - | - | 0 | 0 | 4210 | 0 | 0 | 0 | 0 | 0 | 0 | 0 | 0 | 4210
07/26/18 @ 21:16 | OfL-w06-v03-WCChlrBase-mNE-HVAC-Proto.pd2 | OfL-w06-v03-WCChlrBase-mNE-HVAC-Proto | OfL-w06-v03 | California (Title 24) | Los Angeles Area (CZ06) | Torrance | 174960 | 286.859 | 7.7617 | 0 | 0 | 0 | 0 | 168.18 | 165.799 | 0 | 930.534 | 0 | 601.408 | 2160.54 | 0 | 0 | 0 | 724.111 | 0 | 295.596 | 0 | 0 | 0 | 0 | 0 | 0 | 1019.71 | 214.551 | 7.3921 | 0 | 0 | 0 | 0 | 64.2055 | 64.3366 | 0 | 196.657 | 0 | 161.316 | 708.459 | 0 | 0 | 0 | 2237.47 | 0 | 38.2847 | 0 | 0 | 0 | 0 | 0 | 0 | 2275.76 | 4280.51 | 557.556 | - | - | - | - | 0 | 0 | 5018 | 0 | 0 | 0 | 0 | 0 | 0 | 0 | 0 | 5018
07/26/18 @ 21:16 | OfL-w07-v03-WCChlrBase-mNE-HVAC-Proto.pd2 | OfL-w07-v03-WCChlrBase-mNE-HVAC-Proto | OfL-w07-v03 | California (Title 24) | San Diego Area (CZ07) | San Diego AP | 174960 | 261.858 | 6.833 | 0 | 0 | 0 | 0 | 168.413 | 166.147 | 0 | 930.534 | 0 | 601.408 | 2135.2 | 0 | 0 | 0 | 672.62 | 0 | 292.507 | 0 | 0 | 0 | 0 | 0 | 0 | 965.127 | 198.957 | 5.5345 | 0 | 0 | 0 | 0 | 61.905 | 61.8977 | 0 | 185.893 | 0 | 160.957 | 675.144 | 0 | 0 | 0 | 2015.82 | 0 | 37.6321 | 0 | 0 | 0 | 0 | 0 | 0 | 2053.45 | 4016.66 | 648.556 | - | - | - | - | 0 | 0 | 5837 | 0 | 0 | 0 | 0 | 0 | 0 | 0 | 0 | 5837
07/26/18 @ 21:16 | OfL-w08-v03-WCChlrBase-mNE-HVAC-Proto.pd2 | OfL-w08-v03-WCChlrBase-mNE-HVAC-Proto | OfL-w08-v03 | California (Title 24) | El Toro Area (CZ08) | Fullerton | 174960 | 312.871 | 8.6458 | 0 | 0 | 0 | 0 | 172.005 | 174.128 | 0 | 930.534 | 0 | 601.408 | 2199.59 | 0 | 0 | 0 | 769.91 | 0 | 287.84 | 0 | 0 | 0 | 0 | 0 | 0 | 1057.75 | 231.218 | 9.6053 | 0 | 0 | 0 | 0 | 72.0257 | 67.0752 | 0 | 185.893 | 0 | 160.957 | 726.774 | 0 | 0 | 0 | 2670.46 | 0 | 37.4217 | 0 | 0 | 0 | 0 | 0 | 0 | 2707.88 | 4578.28 | 694.444 | - | - | - | - | 0 | 0 | 6250 | 0 | 0 | 0 | 0 | 0 | 0 | 0 | 0 | 6250
07/26/18 @ 21:16 | OfL-w09-v03-WCChlrBase-mNE-HVAC-Proto.pd2 | OfL-w09-v03-WCChlrBase-mNE-HVAC-Proto | OfL-w09-v03 | California (Title 24) | Pasadena Area (CZ09) | Burbank AP | 174960 | 328.274 | 9.5843 | 0 | 0 | 0 | 0 | 177.591 | 182.539 | 0 | 930.534 | 0 | 601.408 | 2229.93 | 0 | 0 | 0 | 903.931 | 0 | 287.519 | 0 | 0 | 0 | 0 | 0 | 0 | 1191.45 | 288.608 | 18.6863 | 0 | 0 | 0 | 0 | 74.1243 | 75.282 | 0 | 185.893 | 0 | 160.957 | 803.551 | 0 | 0 | 0 | 2814.92 | 0 | 37.6935 | 0 | 0 | 0 | 0 | 0 | 0 | 2852.62 | 5463.47 | 630.333 | - | - | - | - | 0 | 0 | 5673 | 0 | 0 | 0 | 0 | 0 | 0 | 0 | 0 | 5673
07/26/18 @ 21:16 | OfL-w10-v03-WCChlrBase-mNE-HVAC-Proto.pd2 | OfL-w10-v03-WCChlrBase-mNE-HVAC-Proto | OfL-w10-v03 | California (Title 24) | San Bernardino Area (CZ10) | Riverside FS 3 | 174960 | 310.264 | 8.5847 | 0 | 0 | 0 | 0 | 165.355 | 160.911 | 0 | 930.534 | 0 | 601.408 | 2177.06 | 0 | 0 | 0 | 601.262 | 0 | 286.177 | 0 | 0 | 0 | 0 | 0 | 0 | 887.44 | 244.493 | 11.1092 | 0 | 0 | 0 | 0 | 68.4409 | 66.2045 | 0 | 196.657 | 0 | 148.989 | 735.893 | 0 | 0 | 0 | 2813.45 | 0 | 37.8172 | 0 | 0 | 0 | 0 | 0 | 0 | 2851.27 | 4724.45 | 691.111 | - | - | - | - | 0 | 0 | 6220 | 0 | 0 | 0 | 0 | 0 | 0 | 0 | 0 | 6220
07/26/18 @ 21:17 | OfL-w11-v03-WCChlrBase-mNE-HVAC-Proto.pd2 | OfL-w11-v03-WCChlrBase-mNE-HVAC-Proto | OfL-w11-v03 | California (Title 24) | Red Bluff Area (CZ11) | Red Bluff AP | 174960 | 282.001 | 7.9083 | 0 | 0 | 0 | 0 | 169.857 | 147.603 | 0 | 930.534 | 0 | 601.408 | 2139.31 | 0 | 0 | 0 | 897.629 | 0 | 289.928 | 0 | 0 | 0 | 0 | 0 | 0 | 1187.56 | 272.565 | 20.0664 | 0 | 0 | 0 | 0 | 61.7721 | 68.0678 | 0 | 185.893 | 0 | 160.957 | 769.321 | 0 | 0 | 0 | 3193.02 | 0 | 12.415 | 0 | 0 | 0 | 0 | 0 | 0 | 3205.43 | 5147.27 | 433.778 | - | - | - | - | 0 | 0 | 3904 | 0 | 0 | 0 | 0 | 0 | 0 | 0 | 0 | 3904
07/26/18 @ 21:17 | OfL-w12-v03-WCChlrBase-mNE-HVAC-Proto.pd2 | OfL-w12-v03-WCChlrBase-mNE-HVAC-Proto | OfL-w12-v03 | California (Title 24) | Sacramento Area (CZ12) | Sacramento AP | 174960 | 242.77 | 6.7615 | 0 | 0 | 0 | 0 | 160.007 | 130.268 | 0 | 930.534 | 0 | 601.408 | 2071.75 | 0 | 0 | 0 | 899.753 | 0 | 299.03 | 0 | 0 | 0 | 0 | 0 | 0 | 1198.78 | 242.171 | 11.0456 | 0 | 0 | 0 | 0 | 65.9547 | 63.7883 | 0 | 196.657 | 0 | 148.989 | 728.606 | 0 | 0 | 0 | 3450.37 | 0 | 12.4742 | 0 | 0 | 0 | 0 | 0 | 0 | 3462.84 | 4631.09 | 661.333 | - | - | - | - | 0 | 0 | 5952 | 0 | 0 | 0 | 0 | 0 | 0 | 0 | 0 | 5952
07/26/18 @ 21:17 | OfL-w13-v03-WCChlrBase-mNE-HVAC-Proto.pd2 | OfL-w13-v03-WCChlrBase-mNE-HVAC-Proto | OfL-w13-v03 | California (Title 24) | Fresno Area (CZ13) | Fresno AP | 174960 | 283.913 | 8.1158 | 0 | 0 | 0 | 0 | 166.928 | 145.622 | 0 | 930.534 | 0 | 601.408 | 2136.52 | 0 | 0 | 0 | 798.022 | 0 | 286.418 | 0 | 0 | 0 | 0 | 0 | 0 | 1084.44 | 247.282 | 11.3465 | 0 | 0 | 0 | 0 | 67.3323 | 66.739 | 0 | 196.657 | 0 | 148.989 | 738.346 | 0 | 0 | 0 | 3368.67 | 0 | 39.3181 | 0 | 0 | 0 | 0 | 0 | 0 | 3407.99 | 4758.67 | 433.889 | - | - | - | - | 0 | 0 | 3905 | 0 | 0 | 0 | 0 | 0 | 0 | 0 | 0 | 3905
07/26/18 @ 21:17 | OfL-w14-v03-WCChlrBase-mNE-HVAC-Proto.pd2 | OfL-w14-v03-WCChlrBase-mNE-HVAC-Proto | OfL-w14-v03 | California (Title 24) | China Lake Area (CZ14) | Palmdale AP | 174960 | 296.957 | 7.8604 | 0 | 0 | 0 | 0 | 170.736 | 169.083 | 0 | 930.534 | 0 | 601.408 | 2176.58 | 0 | 0 | 0 | 813.672 | 0 | 292.056 | 0 | 0 | 0 | 0 | 0 | 0 | 1105.73 | 313.018 | 26.5947 | 0 | 0 | 0 | 0 | 66.6156 | 78.7334 | 0 | 185.893 | 0 | 160.957 | 831.812 | 0 | 0 | 0 | 2963.7 | 0 | 40.1369 | 0 | 0 | 0 | 0 | 0 | 0 | 3003.84 | 5848.71 | 588.444 | - | - | - | - | 0 | 0 | 5296 | 0 | 0 | 0 | 0 | 0 | 0 | 0 | 0 | 5296
07/26/18 @ 21:17 | OfL-w15-v03-WCChlrBase-mNE-HVAC-Proto.pd2 | OfL-w15-v03-WCChlrBase-mNE-HVAC-Proto | OfL-w15-v03 | California (Title 24) | Blythe Area (CZ15) | Palm Springs | 174960 | 476.067 | 15.1886 | 0 | 0 | 0 | 0 | 198.535 | 220.68 | 0 | 930.534 | 0 | 601.408 | 2442.41 | 0 | 0 | 0 | 373.001 | 0 | 241.535 | 0 | 0 | 0 | 0 | 0 | 0 | 614.536 | 301.164 | 19.7449 | 0 | 0 | 0 | 0 | 74.6946 | 74.5964 | 0 | 185.893 | 0 | 154.866 | 810.959 | 0 | 0 | 0 | 1848.24 | 0 | 33.5933 | 0 | 0 | 0 | 0 | 0 | 0 | 1881.83 | 5601.25 | 602.333 | - | - | - | - | 0 | 0 | 5421 | 0 | 0 | 0 | 0 | 0 | 0 | 0 | 0 | 5421
07/26/18 @ 21:17 | OfL-w16-v03-WCChlrBase-mNE-HVAC-Proto.pd2 | OfL-w16-v03-WCChlrBase-mNE-HVAC-Proto | OfL-w16-v03 | California (Title 24) | Mount Shasta Area (CZ16) | Blue Canyon AP | 174960 | 141.504 | 2.9764 | 0 | 0 | 0 | 0 | 159.129 | 94.8859 | 0 | 930.534 | 0 | 601.408 | 1930.44 | 0 | 0 | 0 | 1531.96 | 0 | 335.174 | 0 | 0 | 0 | 0 | 0 | 0 | 1867.14 | 156.064 | 3.4153 | 0 | 0 | 0 | 0 | 63.6136 | 55.7595 | 0 | 196.657 | 0 | 161.316 | 636.825 | 0 | 0 | 0 | 3808.05 | 0 | 14.029 | 0 | 0 | 0 | 0 | 0 | 0 | 3822.08 | 3483.9 | 524.667 | - | - | - | - | 0 | 0 | 4722 | 0 | 0 | 0 | 0 | 0 | 0 | 0 | 0 | 4722
07/26/18 @ 21:17 | OfL-w01-v07-WCChlrBase-mNE-HVAC-Proto.pd2 | OfL-w01-v07-WCChlrBase-mNE-HVAC-Proto | OfL-w01-v07 | California (Title 24) | Arcata Area (CZ01) | Arcata | 174960 | 30.8892 | 0.53431 | 0 | 0 | 0 | 0 | 128.924 | 16.5145 | 0 | 883.692 | 0 | 532.352 | 1592.9 | 0 | 0 | 0 | 1197.89 | 0 | 336.59 | 0 | 0 | 0 | 0 | 0 | 0 | 1534.48 | 145.528 | 3.563 | 0 | 0 | 0 | 0 | 58.9676 | 36.7335 | 0 | 176.534 | 0 | 142.475 | 563.801 | 0 | 0 | 0 | 3109.92 | 0 | 13.3876 | 0 | 0 | 0 | 0 | 0 | 0 | 3123.31 | 3027.77 | 389.222 | - | - | - | - | 0 | 0 | 3503 | 0 | 0 | 0 | 0 | 0 | 0 | 0 | 0 | 3503
07/26/18 @ 21:18 | OfL-w02-v07-WCChlrBase-mNE-HVAC-Proto.pd2 | OfL-w02-v07-WCChlrBase-mNE-HVAC-Proto | OfL-w02-v07 | California (Title 24) | Santa Rosa Area (CZ02) | Santa Rosa | 174960 | 182.649 | 4.698 | 0 | 0 | 0 | 0 | 146.658 | 65.2818 | 0 | 883.692 | 0 | 532.352 | 1815.33 | 0 | 0 | 0 | 999.102 | 0 | 313.266 | 0 | 0 | 0 | 0 | 0 | 0 | 1312.37 | 250.745 | 14.0719 | 0 | 0 | 0 | 0 | 62.6798 | 50.3001 | 0 | 176.534 | 0 | 142.475 | 696.806 | 0 | 0 | 0 | 3492.52 | 0 | 12.7485 | 0 | 0 | 0 | 0 | 0 | 0 | 3505.27 | 4691.1 | 522.889 | - | - | - | - | 0 | 0 | 4706 | 0 | 0 | 0 | 0 | 0 | 0 | 0 | 0 | 4706
07/26/18 @ 21:18 | OfL-w03-v07-WCChlrBase-mNE-HVAC-Proto.pd2 | OfL-w03-v07-WCChlrBase-mNE-HVAC-Proto | OfL-w03-v07 | California (Title 24) | Oakland Area (CZ03) | Oakland AP | 174960 | 127.157 | 2.8699 | 0 | 0 | 0 | 0 | 149.459 | 49.4261 | 0 | 883.692 | 0 | 532.352 | 1744.95 | 0 | 0 | 0 | 1255.31 | 0 | 314.222 | 0 | 0 | 0 | 0 | 0 | 0 | 1569.53 | 185.837 | 4.9864 | 0 | 0 | 0 | 0 | 63.2645 | 43.9653 | 0 | 176.534 | 0 | 142.475 | 617.063 | 0 | 0 | 0 | 3259.06 | 0 | 40.5594 | 0 | 0 | 0 | 0 | 0 | 0 | 3299.62 | 3723.83 | 280.556 | - | - | - | - | 0 | 0 | 2525 | 0 | 0 | 0 | 0 | 0 | 0 | 0 | 0 | 2525
07/26/18 @ 21:18 | OfL-w04-v07-WCChlrBase-mNE-HVAC-Proto.pd2 | OfL-w04-v07-WCChlrBase-mNE-HVAC-Proto | OfL-w04-v07 | California (Title 24) | Sunnyvale Area (CZ04) | San Jose | 174960 | 218.368 | 5.5156 | 0 | 0 | 0 | 0 | 163.658 | 75.9891 | 0 | 883.692 | 0 | 532.352 | 1879.57 | 0 | 0 | 0 | 1177.63 | 0 | 304.492 | 0 | 0 | 0 | 0 | 0 | 0 | 1482.12 | 212.154 | 6.1411 | 0 | 0 | 0 | 0 | 67.9126 | 48.7496 | 0 | 176.534 | 0 | 142.475 | 653.966 | 0 | 0 | 0 | 3182.09 | 0 | 39.9446 | 0 | 0 | 0 | 0 | 0 | 0 | 3222.03 | 4208.04 | 363 | - | - | - | - | 0 | 0 | 3267 | 0 | 0 | 0 | 0 | 0 | 0 | 0 | 0 | 3267
07/26/18 @ 21:18 | OfL-w05-v07-WCChlrBase-mNE-HVAC-Proto.pd2 | OfL-w05-v07-WCChlrBase-mNE-HVAC-Proto | OfL-w05-v07 | California (Title 24) | Santa Maria Area (CZ05) | Santa Maria AP | 174960 | 135.416 | 3.0942 | 0 | 0 | 0 | 0 | 152.794 | 49.524 | 0 | 883.692 | 0 | 532.352 | 1756.87 | 0 | 0 | 0 | 1331.15 | 0 | 319.037 | 0 | 0 | 0 | 0 | 0 | 0 | 1650.19 | 154.697 | 3.7386 | 0 | 0 | 0 | 0 | 61.0524 | 39.5767 | 0 | 176.534 | 0 | 142.475 | 578.074 | 0 | 0 | 0 | 3268.15 | 0 | 40.9484 | 0 | 0 | 0 | 0 | 0 | 0 | 3309.1 | 3252.05 | 415.111 | - | - | - | - | 0 | 0 | 3736 | 0 | 0 | 0 | 0 | 0 | 0 | 0 | 0 | 3736
07/26/18 @ 21:18 | OfL-w06-v07-WCChlrBase-mNE-HVAC-Proto.pd2 | OfL-w06-v07-WCChlrBase-mNE-HVAC-Proto | OfL-w06-v07 | California (Title 24) | Los Angeles Area (CZ06) | Torrance | 174960 | 265.228 | 7.1168 | 0 | 0 | 0 | 0 | 162.187 | 86.6345 | 0 | 883.692 | 0 | 532.352 | 1937.21 | 0 | 0 | 0 | 728.202 | 0 | 295.612 | 0 | 0 | 0 | 0 | 0 | 0 | 1023.81 | 208.974 | 7.0138 | 0 | 0 | 0 | 0 | 61.3657 | 48.818 | 0 | 186.756 | 0 | 142.793 | 655.721 | 0 | 0 | 0 | 2244.79 | 0 | 38.2879 | 0 | 0 | 0 | 0 | 0 | 0 | 2283.08 | 4160.54 | 511.333 | - | - | - | - | 0 | 0 | 4602 | 0 | 0 | 0 | 0 | 0 | 0 | 0 | 0 | 4602
07/26/18 @ 21:18 | OfL-w07-v07-WCChlrBase-mNE-HVAC-Proto.pd2 | OfL-w07-v07-WCChlrBase-mNE-HVAC-Proto | OfL-w07-v07 | California (Title 24) | San Diego Area (CZ07) | San Diego AP | 174960 | 240.467 | 6.1851 | 0 | 0 | 0 | 0 | 162.611 | 82.3501 | 0 | 883.692 | 0 | 532.352 | 1907.65 | 0 | 0 | 0 | 652.915 | 0 | 292.522 | 0 | 0 | 0 | 0 | 0 | 0 | 945.438 | 194.127 | 5.327 | 0 | 0 | 0 | 0 | 59.3026 | 46.8428 | 0 | 176.534 | 0 | 142.475 | 624.608 | 0 | 0 | 0 | 1660.47 | 0 | 37.6336 | 0 | 0 | 0 | 0 | 0 | 0 | 1698.1 | 3906.62 | 597.444 | - | - | - | - | 0 | 0 | 5377 | 0 | 0 | 0 | 0 | 0 | 0 | 0 | 0 | 5377
07/26/18 @ 21:18 | OfL-w08-v07-WCChlrBase-mNE-HVAC-Proto.pd2 | OfL-w08-v07-WCChlrBase-mNE-HVAC-Proto | OfL-w08-v07 | California (Title 24) | El Toro Area (CZ08) | Fullerton | 174960 | 292.559 | 7.9922 | 0 | 0 | 0 | 0 | 166.056 | 94.6193 | 0 | 883.692 | 0 | 532.352 | 1977.27 | 0 | 0 | 0 | 770.155 | 0 | 287.855 | 0 | 0 | 0 | 0 | 0 | 0 | 1058.01 | 226.477 | 9.1614 | 0 | 0 | 0 | 0 | 70.6842 | 49.5723 | 0 | 176.534 | 0 | 142.475 | 674.904 | 0 | 0 | 0 | 2464.81 | 0 | 37.4261 | 0 | 0 | 0 | 0 | 0 | 0 | 2502.24 | 4463.46 | 643.111 | - | - | - | - | 0 | 0 | 5788 | 0 | 0 | 0 | 0 | 0 | 0 | 0 | 0 | 5788
07/26/18 @ 21:19 | OfL-w09-v07-WCChlrBase-mNE-HVAC-Proto.pd2 | OfL-w09-v07-WCChlrBase-mNE-HVAC-Proto | OfL-w09-v07 | California (Title 24) | Pasadena Area (CZ09) | Burbank AP | 174960 | 308.824 | 8.9422 | 0 | 0 | 0 | 0 | 171.409 | 103.446 | 0 | 883.692 | 0 | 532.352 | 2008.66 | 0 | 0 | 0 | 905.847 | 0 | 287.534 | 0 | 0 | 0 | 0 | 0 | 0 | 1193.38 | 286.225 | 17.9573 | 0 | 0 | 0 | 0 | 71.4181 | 58.2422 | 0 | 176.534 | 0 | 142.475 | 752.852 | 0 | 0 | 0 | 2908.32 | 0 | 37.6989 | 0 | 0 | 0 | 0 | 0 | 0 | 2946.01 | 5351.33 | 585 | - | - | - | - | 0 | 0 | 5265 | 0 | 0 | 0 | 0 | 0 | 0 | 0 | 0 | 5265
07/26/18 @ 21:19 | OfL-w10-v07-WCChlrBase-mNE-HVAC-Proto.pd2 | OfL-w10-v07-WCChlrBase-mNE-HVAC-Proto | OfL-w10-v07 | California (Title 24) | San Bernardino Area (CZ10) | Riverside FS 3 | 174960 | 292.173 | 7.9983 | 0 | 0 | 0 | 0 | 158.822 | 94.0025 | 0 | 883.692 | 0 | 532.352 | 1969.04 | 0 | 0 | 0 | 611.667 | 0 | 286.192 | 0 | 0 | 0 | 0 | 0 | 0 | 897.859 | 241.816 | 10.6224 | 0 | 0 | 0 | 0 | 65.7896 | 50.7539 | 0 | 186.756 | 0 | 131.881 | 687.62 | 0 | 0 | 0 | 2713.31 | 0 | 37.8227 | 0 | 0 | 0 | 0 | 0 | 0 | 2751.13 | 4612.53 | 641.667 | - | - | - | - | 0 | 0 | 5775 | 0 | 0 | 0 | 0 | 0 | 0 | 0 | 0 | 5775
07/26/18 @ 21:19 | OfL-w11-v07-WCChlrBase-mNE-HVAC-Proto.pd2 | OfL-w11-v07-WCChlrBase-mNE-HVAC-Proto | OfL-w11-v07 | California (Title 24) | Red Bluff Area (CZ11) | Red Bluff AP | 174960 | 267.012 | 7.4214 | 0 | 0 | 0 | 0 | 163.219 | 87.6811 | 0 | 883.692 | 0 | 532.352 | 1941.37 | 0 | 0 | 0 | 920.944 | 0 | 289.945 | 0 | 0 | 0 | 0 | 0 | 0 | 1210.89 | 269.636 | 19.3357 | 0 | 0 | 0 | 0 | 59.4547 | 54.4652 | 0 | 186.756 | 0 | 131.881 | 721.529 | 0 | 0 | 0 | 3219.14 | 0 | 12.4179 | 0 | 0 | 0 | 0 | 0 | 0 | 3231.56 | 5036.57 | 398.556 | - | - | - | - | 0 | 0 | 3587 | 0 | 0 | 0 | 0 | 0 | 0 | 0 | 0 | 3587
07/26/18 @ 21:19 | OfL-w12-v07-WCChlrBase-mNE-HVAC-Proto.pd2 | OfL-w12-v07-WCChlrBase-mNE-HVAC-Proto | OfL-w12-v07 | California (Title 24) | Sacramento Area (CZ12) | Sacramento AP | 174960 | 228.839 | 6.3157 | 0 | 0 | 0 | 0 | 153.746 | 75.5247 | 0 | 883.692 | 0 | 532.352 | 1880.46 | 0 | 0 | 0 | 943.643 | 0 | 299.048 | 0 | 0 | 0 | 0 | 0 | 0 | 1242.69 | 239.548 | 10.5491 | 0 | 0 | 0 | 0 | 63.3134 | 49.1549 | 0 | 186.756 | 0 | 131.881 | 681.203 | 0 | 0 | 0 | 3584.14 | 0 | 12.4786 | 0 | 0 | 0 | 0 | 0 | 0 | 3596.62 | 4520.72 | 612.444 | - | - | - | - | 0 | 0 | 5512 | 0 | 0 | 0 | 0 | 0 | 0 | 0 | 0 | 5512
07/26/18 @ 21:19 | OfL-w13-v07-WCChlrBase-mNE-HVAC-Proto.pd2 | OfL-w13-v07-WCChlrBase-mNE-HVAC-Proto | OfL-w13-v07 | California (Title 24) | Fresno Area (CZ13) | Fresno AP | 174960 | 268.884 | 7.6199 | 0 | 0 | 0 | 0 | 160.4 | 85.847 | 0 | 883.692 | 0 | 532.352 | 1938.79 | 0 | 0 | 0 | 822.717 | 0 | 286.435 | 0 | 0 | 0 | 0 | 0 | 0 | 1109.15 | 244.323 | 10.8537 | 0 | 0 | 0 | 0 | 64.6515 | 51.5179 | 0 | 186.756 | 0 | 131.881 | 689.984 | 0 | 0 | 0 | 3268.13 | 0 | 39.3211 | 0 | 0 | 0 | 0 | 0 | 0 | 3307.45 | 4646.86 | 396.667 | - | - | - | - | 0 | 0 | 3570 | 0 | 0 | 0 | 0 | 0 | 0 | 0 | 0 | 3570
07/26/18 @ 21:19 | OfL-w14-v07-WCChlrBase-mNE-HVAC-Proto.pd2 | OfL-w14-v07-WCChlrBase-mNE-HVAC-Proto | OfL-w14-v07 | California (Title 24) | China Lake Area (CZ14) | Palmdale AP | 174960 | 279.742 | 7.3468 | 0 | 0 | 0 | 0 | 164.104 | 97.6248 | 0 | 883.692 | 0 | 532.352 | 1964.86 | 0 | 0 | 0 | 827.807 | 0 | 292.073 | 0 | 0 | 0 | 0 | 0 | 0 | 1119.88 | 309.244 | 25.9239 | 0 | 0 | 0 | 0 | 64.038 | 62.9159 | 0 | 176.534 | 0 | 142.475 | 781.131 | 0 | 0 | 0 | 2847.15 | 0 | 40.1423 | 0 | 0 | 0 | 0 | 0 | 0 | 2887.29 | 5733.43 | 547.222 | - | - | - | - | 0 | 0 | 4925 | 0 | 0 | 0 | 0 | 0 | 0 | 0 | 0 | 4925
07/26/18 @ 21:19 | OfL-w15-v07-WCChlrBase-mNE-HVAC-Proto.pd2 | OfL-w15-v07-WCChlrBase-mNE-HVAC-Proto | OfL-w15-v07 | California (Title 24) | Blythe Area (CZ15) | Palm Springs | 174960 | 455.555 | 14.4535 | 0 | 0 | 0 | 0 | 191.71 | 139.484 | 0 | 883.692 | 0 | 532.352 | 2217.24 | 0 | 0 | 0 | 358.472 | 0 | 241.547 | 0 | 0 | 0 | 0 | 0 | 0 | 600.019 | 298.66 | 19.013 | 0 | 0 | 0 | 0 | 70.9949 | 59.0482 | 0 | 176.534 | 0 | 137.083 | 761.333 | 0 | 0 | 0 | 1895.43 | 0 | 28.5498 | 0 | 0 | 0 | 0 | 0 | 0 | 1923.98 | 5456.58 | 558 | - | - | - | - | 0 | 0 | 5022 | 0 | 0 | 0 | 0 | 0 | 0 | 0 | 0 | 5022
07/26/18 @ 21:19 | OfL-w16-v07-WCChlrBase-mNE-HVAC-Proto.pd2 | OfL-w16-v07-WCChlrBase-mNE-HVAC-Proto | OfL-w16-v07 | California (Title 24) | Mount Shasta Area (CZ16) | Blue Canyon AP | 174960 | 130.328 | 2.7175 | 0 | 0 | 0 | 0 | 152.643 | 45.6399 | 0 | 883.692 | 0 | 532.352 | 1747.37 | 0 | 0 | 0 | 1619.91 | 0 | 335.195 | 0 | 0 | 0 | 0 | 0 | 0 | 1955.1 | 161.943 | 3.3853 | 0 | 0 | 0 | 0 | 67.1069 | 41.0314 | 0 | 176.534 | 0 | 137.083 | 587.083 | 0 | 0 | 0 | 4047.5 | 0 | 45.0815 | 0 | 0 | 0 | 0 | 0 | 0 | 4092.59 | 3372.09 | 479 | - | - | - | - | 0 | 0 | 4311 | 0 | 0 | 0 | 0 | 0 | 0 | 0 | 0 | 4311
07/26/18 @ 21:20 | OfL-w01-v11-WCChlrBase-mNE-HVAC-Proto.pd2 | OfL-w01-v11-WCChlrBase-mNE-HVAC-Proto | OfL-w01-v11 | California (Title 24) | Arcata Area (CZ01) | Arcata | 174960 | 30.786 | 0.53463 | 0 | 0 | 0 | 0 | 128.437 | 16.2287 | 0 | 883.692 | 0 | 511.067 | 1570.74 | 0 | 0 | 0 | 1110.57 | 0 | 336.58 | 0 | 0 | 0 | 0 | 0 | 0 | 1447.15 | 144.195 | 3.5293 | 0 | 0 | 0 | 0 | 58.332 | 36.3729 | 0 | 176.534 | 0 | 136.779 | 555.742 | 0 | 0 | 0 | 3161.38 | 0 | 43.0044 | 0 | 0 | 0 | 0 | 0 | 0 | 3204.38 | 3000.95 | 383.333 | - | - | - | - | 0 | 0 | 3450 | 0 | 0 | 0 | 0 | 0 | 0 | 0 | 0 | 3450
07/26/18 @ 21:20 | OfL-w02-v11-WCChlrBase-mNE-HVAC-Proto.pd2 | OfL-w02-v11-WCChlrBase-mNE-HVAC-Proto | OfL-w02-v11 | California (Title 24) | Santa Rosa Area (CZ02) | Santa Rosa | 174960 | 180.402 | 4.6217 | 0 | 0 | 0 | 0 | 145.355 | 64.327 | 0 | 883.692 | 0 | 511.067 | 1789.46 | 0 | 0 | 0 | 784.462 | 0 | 313.243 | 0 | 0 | 0 | 0 | 0 | 0 | 1097.71 | 245.671 | 13.8772 | 0 | 0 | 0 | 0 | 61.6578 | 49.8598 | 0 | 176.534 | 0 | 136.779 | 684.378 | 0 | 0 | 0 | 2950.7 | 0 | 12.7352 | 0 | 0 | 0 | 0 | 0 | 0 | 2963.44 | 4615.69 | 514.667 | - | - | - | - | 0 | 0 | 4632 | 0 | 0 | 0 | 0 | 0 | 0 | 0 | 0 | 4632
07/26/18 @ 21:20 | OfL-w03-v11-WCChlrBase-mNE-HVAC-Proto.pd2 | OfL-w03-v11-WCChlrBase-mNE-HVAC-Proto | OfL-w03-v11 | California (Title 24) | Oakland Area (CZ03) | Oakland AP | 174960 | 127.101 | 2.867 | 0 | 0 | 0 | 0 | 149.281 | 48.9243 | 0 | 883.692 | 0 | 511.067 | 1722.93 | 0 | 0 | 0 | 1062.94 | 0 | 314.199 | 0 | 0 | 0 | 0 | 0 | 0 | 1377.14 | 182.674 | 4.911 | 0 | 0 | 0 | 0 | 61.7883 | 43.9174 | 0 | 176.534 | 0 | 136.779 | 606.603 | 0 | 0 | 0 | 3092.35 | 0 | 12.6458 | 0 | 0 | 0 | 0 | 0 | 0 | 3104.99 | 3667.35 | 277.111 | - | - | - | - | 0 | 0 | 2494 | 0 | 0 | 0 | 0 | 0 | 0 | 0 | 0 | 2494
07/26/18 @ 21:20 | OfL-w04-v11-WCChlrBase-mNE-HVAC-Proto.pd2 | OfL-w04-v11-WCChlrBase-mNE-HVAC-Proto | OfL-w04-v11 | California (Title 24) | Sunnyvale Area (CZ04) | San Jose | 174960 | 215.964 | 5.4476 | 0 | 0 | 0 | 0 | 161.917 | 74.9136 | 0 | 883.692 | 0 | 511.067 | 1852.99 | 0 | 0 | 0 | 1006.12 | 0 | 304.471 | 0 | 0 | 0 | 0 | 0 | 0 | 1310.59 | 207.266 | 6.0238 | 0 | 0 | 0 | 0 | 66.0553 | 48.2696 | 0 | 176.534 | 0 | 136.779 | 640.928 | 0 | 0 | 0 | 3119.07 | 0 | 12.4608 | 0 | 0 | 0 | 0 | 0 | 0 | 3131.53 | 4117.83 | 357.111 | - | - | - | - | 0 | 0 | 3214 | 0 | 0 | 0 | 0 | 0 | 0 | 0 | 0 | 3214
07/26/18 @ 21:20 | OfL-w05-v11-WCChlrBase-mNE-HVAC-Proto.pd2 | OfL-w05-v11-WCChlrBase-mNE-HVAC-Proto | OfL-w05-v11 | California (Title 24) | Santa Maria Area (CZ05) | Santa Maria AP | 174960 | 135.969 | 3.1003 | 0 | 0 | 0 | 0 | 152.292 | 49.2766 | 0 | 883.692 | 0 | 511.067 | 1735.39 | 0 | 0 | 0 | 1151.85 | 0 | 319.013 | 0 | 0 | 0 | 0 | 0 | 0 | 1470.86 | 153.135 | 3.1928 | 0 | 0 | 0 | 0 | 59.5175 | 39.1628 | 0 | 176.534 | 0 | 136.779 | 568.32 | 0 | 0 | 0 | 3048.69 | 0 | 40.9386 | 0 | 0 | 0 | 0 | 0 | 0 | 3089.63 | 3218.16 | 409.222 | - | - | - | - | 0 | 0 | 3683 | 0 | 0 | 0 | 0 | 0 | 0 | 0 | 0 | 3683
07/26/18 @ 21:20 | OfL-w06-v11-WCChlrBase-mNE-HVAC-Proto.pd2 | OfL-w06-v11-WCChlrBase-mNE-HVAC-Proto | OfL-w06-v11 | California (Title 24) | Los Angeles Area (CZ06) | Torrance | 174960 | 263.626 | 7.0627 | 0 | 0 | 0 | 0 | 160.971 | 85.9698 | 0 | 883.692 | 0 | 511.067 | 1912.38 | 0 | 0 | 0 | 670.504 | 0 | 295.605 | 0 | 0 | 0 | 0 | 0 | 0 | 966.109 | 206.041 | 6.916 | 0 | 0 | 0 | 0 | 60.165 | 48.2482 | 0 | 186.756 | 0 | 137.084 | 645.211 | 0 | 0 | 0 | 2084.06 | 0 | 38.284 | 0 | 0 | 0 | 0 | 0 | 0 | 2122.34 | 4102.71 | 504 | - | - | - | - | 0 | 0 | 4536 | 0 | 0 | 0 | 0 | 0 | 0 | 0 | 0 | 4536
07/26/18 @ 21:20 | OfL-w07-v11-WCChlrBase-mNE-HVAC-Proto.pd2 | OfL-w07-v11-WCChlrBase-mNE-HVAC-Proto | OfL-w07-v11 | California (Title 24) | San Diego Area (CZ07) | San Diego AP | 174960 | 238.656 | 6.1352 | 0 | 0 | 0 | 0 | 161.526 | 81.5469 | 0 | 883.692 | 0 | 511.067 | 1882.62 | 0 | 0 | 0 | 601.603 | 0 | 292.516 | 0 | 0 | 0 | 0 | 0 | 0 | 894.12 | 191.619 | 5.2613 | 0 | 0 | 0 | 0 | 58.3821 | 46.2657 | 0 | 176.534 | 0 | 136.779 | 614.841 | 0 | 0 | 0 | 1491.66 | 0 | 37.6296 | 0 | 0 | 0 | 0 | 0 | 0 | 1529.29 | 3859.06 | 588.667 | - | - | - | - | 0 | 0 | 5298 | 0 | 0 | 0 | 0 | 0 | 0 | 0 | 0 | 5298
07/26/18 @ 21:21 | OfL-w08-v11-WCChlrBase-mNE-HVAC-Proto.pd2 | OfL-w08-v11-WCChlrBase-mNE-HVAC-Proto | OfL-w08-v11 | California (Title 24) | El Toro Area (CZ08) | Fullerton | 174960 | 288.974 | 7.88 | 0 | 0 | 0 | 0 | 163.971 | 93.1043 | 0 | 883.692 | 0 | 511.067 | 1948.68 | 0 | 0 | 0 | 633.534 | 0 | 287.84 | 0 | 0 | 0 | 0 | 0 | 0 | 921.373 | 220.93 | 8.93 | 0 | 0 | 0 | 0 | 69.2574 | 48.5085 | 0 | 176.534 | 0 | 136.779 | 660.939 | 0 | 0 | 0 | 1921.88 | 0 | 37.4124 | 0 | 0 | 0 | 0 | 0 | 0 | 1959.29 | 4361.22 | 630.667 | - | - | - | - | 0 | 0 | 5676 | 0 | 0 | 0 | 0 | 0 | 0 | 0 | 0 | 5676
07/26/18 @ 21:21 | OfL-w09-v11-WCChlrBase-mNE-HVAC-Proto.pd2 | OfL-w09-v11-WCChlrBase-mNE-HVAC-Proto | OfL-w09-v11 | California (Title 24) | Pasadena Area (CZ09) | Burbank AP | 174960 | 303.442 | 8.7786 | 0 | 0 | 0 | 0 | 168.867 | 101.871 | 0 | 883.692 | 0 | 511.067 | 1977.71 | 0 | 0 | 0 | 785.052 | 0 | 287.518 | 0 | 0 | 0 | 0 | 0 | 0 | 1072.57 | 277.796 | 17.3607 | 0 | 0 | 0 | 0 | 68.691 | 57.5465 | 0 | 176.534 | 0 | 136.779 | 734.706 | 0 | 0 | 0 | 2584.56 | 0 | 37.6871 | 0 | 0 | 0 | 0 | 0 | 0 | 2622.25 | 5220.2 | 571.778 | - | - | - | - | 0 | 0 | 5146 | 0 | 0 | 0 | 0 | 0 | 0 | 0 | 0 | 5146
07/26/18 @ 21:21 | OfL-w10-v11-WCChlrBase-mNE-HVAC-Proto.pd2 | OfL-w10-v11-WCChlrBase-mNE-HVAC-Proto | OfL-w10-v11 | California (Title 24) | San Bernardino Area (CZ10) | Riverside FS 3 | 174960 | 287.425 | 7.8433 | 0 | 0 | 0 | 0 | 156.613 | 92.4227 | 0 | 883.692 | 0 | 511.067 | 1939.06 | 0 | 0 | 0 | 453.321 | 0 | 286.177 | 0 | 0 | 0 | 0 | 0 | 0 | 739.498 | 234.625 | 10.3584 | 0 | 0 | 0 | 0 | 63.1357 | 49.9627 | 0 | 186.756 | 0 | 126.608 | 671.447 | 0 | 0 | 0 | 1954.52 | 0 | 37.8039 | 0 | 0 | 0 | 0 | 0 | 0 | 1992.32 | 4490.34 | 628.222 | - | - | - | - | 0 | 0 | 5654 | 0 | 0 | 0 | 0 | 0 | 0 | 0 | 0 | 5654
07/26/18 @ 21:21 | OfL-w11-v11-WCChlrBase-mNE-HVAC-Proto.pd2 | OfL-w11-v11-WCChlrBase-mNE-HVAC-Proto | OfL-w11-v11 | California (Title 24) | Red Bluff Area (CZ11) | Red Bluff AP | 174960 | 260.728 | 7.2356 | 0 | 0 | 0 | 0 | 160.682 | 86.0456 | 0 | 883.692 | 0 | 511.067 | 1909.44 | 0 | 0 | 0 | 731.87 | 0 | 289.926 | 0 | 0 | 0 | 0 | 0 | 0 | 1021.8 | 263.232 | 18.9182 | 0 | 0 | 0 | 0 | 57.2391 | 53.9355 | 0 | 186.756 | 0 | 126.608 | 706.689 | 0 | 0 | 0 | 2713.24 | 0 | 12.4058 | 0 | 0 | 0 | 0 | 0 | 0 | 2725.65 | 4922.16 | 390.556 | - | - | - | - | 0 | 0 | 3515 | 0 | 0 | 0 | 0 | 0 | 0 | 0 | 0 | 3515
07/26/18 @ 21:21 | OfL-w12-v11-WCChlrBase-mNE-HVAC-Proto.pd2 | OfL-w12-v11-WCChlrBase-mNE-HVAC-Proto | OfL-w12-v11 | California (Title 24) | Sacramento Area (CZ12) | Sacramento AP | 174960 | 224.288 | 6.164 | 0 | 0 | 0 | 0 | 151.508 | 74.0006 | 0 | 883.692 | 0 | 511.067 | 1850.71 | 0 | 0 | 0 | 772.21 | 0 | 299.027 | 0 | 0 | 0 | 0 | 0 | 0 | 1071.24 | 231.795 | 10.2575 | 0 | 0 | 0 | 0 | 60.4688 | 48.1831 | 0 | 186.756 | 0 | 126.608 | 664.069 | 0 | 0 | 0 | 3498.06 | 0 | 39.9622 | 0 | 0 | 0 | 0 | 0 | 0 | 3538.02 | 4388.3 | 599.111 | - | - | - | - | 0 | 0 | 5392 | 0 | 0 | 0 | 0 | 0 | 0 | 0 | 0 | 5392
07/26/18 @ 21:21 | OfL-w13-v11-WCChlrBase-mNE-HVAC-Proto.pd2 | OfL-w13-v11-WCChlrBase-mNE-HVAC-Proto | OfL-w13-v11 | California (Title 24) | Fresno Area (CZ13) | Fresno AP | 174960 | 261.728 | 7.3955 | 0 | 0 | 0 | 0 | 157.595 | 83.8368 | 0 | 883.692 | 0 | 511.067 | 1905.31 | 0 | 0 | 0 | 688.791 | 0 | 286.417 | 0 | 0 | 0 | 0 | 0 | 0 | 975.208 | 237.579 | 10.5976 | 0 | 0 | 0 | 0 | 62.2368 | 50.6948 | 0 | 186.756 | 0 | 126.608 | 674.473 | 0 | 0 | 0 | 3223.33 | 0 | 39.3082 | 0 | 0 | 0 | 0 | 0 | 0 | 3262.64 | 4530.18 | 387.444 | - | - | - | - | 0 | 0 | 3487 | 0 | 0 | 0 | 0 | 0 | 0 | 0 | 0 | 3487
07/26/18 @ 21:21 | OfL-w14-v11-WCChlrBase-mNE-HVAC-Proto.pd2 | OfL-w14-v11-WCChlrBase-mNE-HVAC-Proto | OfL-w14-v11 | California (Title 24) | China Lake Area (CZ14) | Palmdale AP | 174960 | 273.51 | 7.1684 | 0 | 0 | 0 | 0 | 161.556 | 95.5619 | 0 | 883.692 | 0 | 511.067 | 1932.55 | 0 | 0 | 0 | 646.634 | 0 | 292.054 | 0 | 0 | 0 | 0 | 0 | 0 | 938.688 | 303.185 | 25.4505 | 0 | 0 | 0 | 0 | 62.5939 | 61.9084 | 0 | 176.534 | 0 | 136.779 | 766.45 | 0 | 0 | 0 | 2514.14 | 0 | 34.7871 | 0 | 0 | 0 | 0 | 0 | 0 | 2548.93 | 5627.71 | 529.667 | - | - | - | - | 0 | 0 | 4767 | 0 | 0 | 0 | 0 | 0 | 0 | 0 | 0 | 4767
07/26/18 @ 21:22 | OfL-w15-v11-WCChlrBase-mNE-HVAC-Proto.pd2 | OfL-w15-v11-WCChlrBase-mNE-HVAC-Proto | OfL-w15-v11 | California (Title 24) | Blythe Area (CZ15) | Palm Springs | 174960 | 441.583 | 13.9658 | 0 | 0 | 0 | 0 | 186.789 | 135.664 | 0 | 883.692 | 0 | 511.067 | 2172.76 | 0 | 0 | 0 | 275.654 | 0 | 241.541 | 0 | 0 | 0 | 0 | 0 | 0 | 517.195 | 291.426 | 18.5787 | 0 | 0 | 0 | 0 | 68.5183 | 57.9527 | 0 | 176.534 | 0 | 131.602 | 744.611 | 0 | 0 | 0 | 1534.56 | 0 | 33.5853 | 0 | 0 | 0 | 0 | 0 | 0 | 1568.14 | 5331.01 | 543.889 | - | - | - | - | 0 | 0 | 4895 | 0 | 0 | 0 | 0 | 0 | 0 | 0 | 0 | 4895
07/26/18 @ 21:22 | OfL-w16-v11-WCChlrBase-mNE-HVAC-Proto.pd2 | OfL-w16-v11-WCChlrBase-mNE-HVAC-Proto | OfL-w16-v11 | California (Title 24) | Mount Shasta Area (CZ16) | Blue Canyon AP | 174960 | 128.498 | 2.6785 | 0 | 0 | 0 | 0 | 151.71 | 44.4747 | 0 | 883.692 | 0 | 511.067 | 1722.11 | 0 | 0 | 0 | 1345.41 | 0 | 335.164 | 0 | 0 | 0 | 0 | 0 | 0 | 1680.57 | 158.856 | 3.3218 | 0 | 0 | 0 | 0 | 65.9489 | 40.2821 | 0 | 176.534 | 0 | 131.602 | 576.545 | 0 | 0 | 0 | 3848.72 | 0 | 45.079 | 0 | 0 | 0 | 0 | 0 | 0 | 3893.8 | 3310.07 | 469.556 | - | - | - | - | 0 | 0 | 4226 | 0 | 0 | 0 | 0 | 0 | 0 | 0 | 0 | 4226
07/26/18 @ 21:22 | OfL-w01-v14-WCChlrBase-mNE-HVAC-Proto.pd2 | OfL-w01-v14-WCChlrBase-mNE-HVAC-Proto | OfL-w01-v14 | California (Title 24) | Arcata Area (CZ01) | Arcata | 174960 | 21.7796 | 0.37202 | 0 | 0 | 0 | 0 | 93.1824 | 12.1893 | 0 | 883.692 | 0 | 500.422 | 1511.64 | 0 | 0 | 0 | 941.083 | 0 | 336.596 | 0 | 0 | 0 | 0 | 0 | 0 | 1277.68 | 119.802 | 2.9022 | 0 | 0 | 0 | 0 | 43.607 | 29.7802 | 0 | 176.534 | 0 | 133.93 | 506.555 | 0 | 0 | 0 | 3081.34 | 0 | 13.3906 | 0 | 0 | 0 | 0 | 0 | 0 | 3094.73 | 2455.57 | 366.778 | - | - | - | - | 0 | 0 | 3301 | 0 | 0 | 0 | 0 | 0 | 0 | 0 | 0 | 3301
07/26/18 @ 21:22 | OfL-w02-v14-WCChlrBase-mNE-HVAC-Proto.pd2 | OfL-w02-v14-WCChlrBase-mNE-HVAC-Proto | OfL-w02-v14 | California (Title 24) | Santa Rosa Area (CZ02) | Santa Rosa | 174960 | 138.834 | 3.5835 | 0 | 0 | 0 | 0 | 109.492 | 47.971 | 0 | 883.692 | 0 | 500.422 | 1683.99 | 0 | 0 | 0 | 602.505 | 0 | 313.227 | 0 | 0 | 0 | 0 | 0 | 0 | 915.732 | 219.58 | 12.1067 | 0 | 0 | 0 | 0 | 49.2112 | 44.0987 | 0 | 176.534 | 0 | 133.93 | 635.461 | 0 | 0 | 0 | 3070.6 | 0 | 40.8906 | 0 | 0 | 0 | 0 | 0 | 0 | 3111.49 | 4130.71 | 485.222 | - | - | - | - | 0 | 0 | 4367 | 0 | 0 | 0 | 0 | 0 | 0 | 0 | 0 | 4367
07/26/18 @ 21:22 | OfL-w03-v14-WCChlrBase-mNE-HVAC-Proto.pd2 | OfL-w03-v14-WCChlrBase-mNE-HVAC-Proto | OfL-w03-v14 | California (Title 24) | Oakland Area (CZ03) | Oakland AP | 174960 | 93.553 | 2.1098 | 0 | 0 | 0 | 0 | 105.809 | 34.7243 | 0 | 883.692 | 0 | 500.422 | 1620.31 | 0 | 0 | 0 | 431.278 | 0 | 314.144 | 0 | 0 | 0 | 0 | 0 | 0 | 745.422 | 150.153 | 3.9891 | 0 | 0 | 0 | 0 | 47.7258 | 34.4482 | 0 | 176.534 | 0 | 133.93 | 546.78 | 0 | 0 | 0 | 2733.83 | 0 | 40.5242 | 0 | 0 | 0 | 0 | 0 | 0 | 2774.35 | 2987.9 | 238.222 | - | - | - | - | 0 | 0 | 2144 | 0 | 0 | 0 | 0 | 0 | 0 | 0 | 0 | 2144
07/26/18 @ 21:22 | OfL-w04-v14-WCChlrBase-mNE-HVAC-Proto.pd2 | OfL-w04-v14-WCChlrBase-mNE-HVAC-Proto | OfL-w04-v14 | California (Title 24) | Sunnyvale Area (CZ04) | San Jose | 174960 | 156.892 | 3.8861 | 0 | 0 | 0 | 0 | 113.417 | 52.2383 | 0 | 883.692 | 0 | 500.422 | 1710.55 | 0 | 0 | 0 | 415.99 | 0 | 304.407 | 0 | 0 | 0 | 0 | 0 | 0 | 720.397 | 174.999 | 5.0371 | 0 | 0 | 0 | 0 | 51.2175 | 38.099 | 0 | 186.756 | 0 | 123.972 | 580.081 | 0 | 0 | 0 | 2772.14 | 0 | 39.9095 | 0 | 0 | 0 | 0 | 0 | 0 | 2812.05 | 3431.28 | 311.333 | - | - | - | - | 0 | 0 | 2802 | 0 | 0 | 0 | 0 | 0 | 0 | 0 | 0 | 2802
07/26/18 @ 21:22 | OfL-w05-v14-WCChlrBase-mNE-HVAC-Proto.pd2 | OfL-w05-v14-WCChlrBase-mNE-HVAC-Proto | OfL-w05-v14 | California (Title 24) | Santa Maria Area (CZ05) | Santa Maria AP | 174960 | 98.7332 | 2.2546 | 0 | 0 | 0 | 0 | 106.44 | 34.6247 | 0 | 883.692 | 0 | 500.422 | 1626.16 | 0 | 0 | 0 | 442.276 | 0 | 318.96 | 0 | 0 | 0 | 0 | 0 | 0 | 761.236 | 133.068 | 3.3885 | 0 | 0 | 0 | 0 | 40.8389 | 32.5732 | 0 | 176.534 | 0 | 133.93 | 520.333 | 0 | 0 | 0 | 2188.53 | 0 | 40.9287 | 0 | 0 | 0 | 0 | 0 | 0 | 2229.46 | 2700.58 | 379 | - | - | - | - | 0 | 0 | 3411 | 0 | 0 | 0 | 0 | 0 | 0 | 0 | 0 | 3411
07/26/18 @ 21:23 | OfL-w06-v14-WCChlrBase-mNE-HVAC-Proto.pd2 | OfL-w06-v14-WCChlrBase-mNE-HVAC-Proto | OfL-w06-v14 | California (Title 24) | Los Angeles Area (CZ06) | Torrance | 174960 | 204.853 | 5.4531 | 0 | 0 | 0 | 0 | 115.602 | 63.838 | 0 | 883.692 | 0 | 500.422 | 1773.86 | 0 | 0 | 0 | 241.025 | 0 | 295.556 | 0 | 0 | 0 | 0 | 0 | 0 | 536.581 | 182.663 | 6.1468 | 0 | 0 | 0 | 0 | 51.1745 | 38.9584 | 0 | 186.756 | 0 | 134.229 | 599.929 | 0 | 0 | 0 | 1795.73 | 0 | 38.2718 | 0 | 0 | 0 | 0 | 0 | 0 | 1834 | 3582.53 | 461.222 | - | - | - | - | 0 | 0 | 4151 | 0 | 0 | 0 | 0 | 0 | 0 | 0 | 0 | 4151
07/26/18 @ 21:23 | OfL-w07-v14-WCChlrBase-mNE-HVAC-Proto.pd2 | OfL-w07-v14-WCChlrBase-mNE-HVAC-Proto | OfL-w07-v14 | California (Title 24) | San Diego Area (CZ07) | San Diego AP | 174960 | 185.262 | 4.6859 | 0 | 0 | 0 | 0 | 115.261 | 60.3087 | 0 | 883.692 | 0 | 500.422 | 1749.63 | 0 | 0 | 0 | 151.776 | 0 | 292.469 | 0 | 0 | 0 | 0 | 0 | 0 | 444.245 | 160.044 | 4.5986 | 0 | 0 | 0 | 0 | 43.3783 | 36.7093 | 0 | 186.756 | 0 | 134.229 | 565.715 | 0 | 0 | 0 | 1380.07 | 0 | 37.6197 | 0 | 0 | 0 | 0 | 0 | 0 | 1417.69 | 3253.23 | 535.667 | - | - | - | - | 0 | 0 | 4821 | 0 | 0 | 0 | 0 | 0 | 0 | 0 | 0 | 4821
07/26/18 @ 21:23 | OfL-w08-v14-WCChlrBase-mNE-HVAC-Proto.pd2 | OfL-w08-v14-WCChlrBase-mNE-HVAC-Proto | OfL-w08-v14 | California (Title 24) | El Toro Area (CZ08) | Fullerton | 174960 | 224.332 | 6.0114 | 0 | 0 | 0 | 0 | 117.835 | 68.0347 | 0 | 883.692 | 0 | 500.422 | 1800.33 | 0 | 0 | 0 | 193.932 | 0 | 287.79 | 0 | 0 | 0 | 0 | 0 | 0 | 481.722 | 192.613 | 8.5939 | 0 | 0 | 0 | 0 | 48.2021 | 39.0415 | 0 | 176.534 | 0 | 133.93 | 598.914 | 0 | 0 | 0 | 1446.4 | 0 | 37.4175 | 0 | 0 | 0 | 0 | 0 | 0 | 1483.82 | 3703.47 | 572.333 | - | - | - | - | 0 | 0 | 5151 | 0 | 0 | 0 | 0 | 0 | 0 | 0 | 0 | 5151
07/26/18 @ 21:23 | OfL-w09-v14-WCChlrBase-mNE-HVAC-Proto.pd2 | OfL-w09-v14-WCChlrBase-mNE-HVAC-Proto | OfL-w09-v14 | California (Title 24) | Pasadena Area (CZ09) | Burbank AP | 174960 | 236.258 | 6.7242 | 0 | 0 | 0 | 0 | 120.389 | 77.21 | 0 | 883.692 | 0 | 500.422 | 1824.69 | 0 | 0 | 0 | 267.756 | 0 | 287.465 | 0 | 0 | 0 | 0 | 0 | 0 | 555.221 | 246.48 | 19.1834 | 0 | 0 | 0 | 0 | 47.6388 | 54.5916 | 0 | 176.534 | 0 | 133.93 | 678.358 | 0 | 0 | 0 | 1970.86 | 0 | 37.69 | 0 | 0 | 0 | 0 | 0 | 0 | 2008.55 | 4623.49 | 522.556 | - | - | - | - | 0 | 0 | 4703 | 0 | 0 | 0 | 0 | 0 | 0 | 0 | 0 | 4703
07/26/18 @ 21:23 | OfL-w10-v14-WCChlrBase-mNE-HVAC-Proto.pd2 | OfL-w10-v14-WCChlrBase-mNE-HVAC-Proto | OfL-w10-v14 | California (Title 24) | San Bernardino Area (CZ10) | Riverside FS 3 | 174960 | 234.588 | 6.341 | 0 | 0 | 0 | 0 | 120.98 | 72.7177 | 0 | 883.692 | 0 | 500.422 | 1818.74 | 0 | 0 | 0 | 304.207 | 0 | 286.157 | 0 | 0 | 0 | 0 | 0 | 0 | 590.365 | 214.191 | 9.1983 | 0 | 0 | 0 | 0 | 54.6515 | 43.8091 | 0 | 186.756 | 0 | 123.972 | 632.578 | 0 | 0 | 0 | 2253.01 | 0 | 37.8262 | 0 | 0 | 0 | 0 | 0 | 0 | 2290.84 | 4059.65 | 595.333 | - | - | - | - | 0 | 0 | 5358 | 0 | 0 | 0 | 0 | 0 | 0 | 0 | 0 | 5358
07/26/18 @ 21:23 | OfL-w11-v14-WCChlrBase-mNE-HVAC-Proto.pd2 | OfL-w11-v14-WCChlrBase-mNE-HVAC-Proto | OfL-w11-v14 | California (Title 24) | Red Bluff Area (CZ11) | Red Bluff AP | 174960 | 211.912 | 5.9017 | 0 | 0 | 0 | 0 | 123.461 | 67.3436 | 0 | 883.692 | 0 | 500.422 | 1792.73 | 0 | 0 | 0 | 560.27 | 0 | 289.908 | 0 | 0 | 0 | 0 | 0 | 0 | 850.178 | 241.554 | 16.7441 | 0 | 0 | 0 | 0 | 49.8135 | 49.4179 | 0 | 186.756 | 0 | 123.972 | 668.258 | 0 | 0 | 0 | 2803.29 | 0 | 12.4138 | 0 | 0 | 0 | 0 | 0 | 0 | 2815.7 | 4523.65 | 356.778 | - | - | - | - | 0 | 0 | 3211 | 0 | 0 | 0 | 0 | 0 | 0 | 0 | 0 | 3211
07/26/18 @ 21:23 | OfL-w12-v14-WCChlrBase-mNE-HVAC-Proto.pd2 | OfL-w12-v14-WCChlrBase-mNE-HVAC-Proto | OfL-w12-v14 | California (Title 24) | Sacramento Area (CZ12) | Sacramento AP | 174960 | 178.216 | 4.9519 | 0 | 0 | 0 | 0 | 116.039 | 57.0615 | 0 | 883.692 | 0 | 500.422 | 1740.38 | 0 | 0 | 0 | 569.833 | 0 | 299.008 | 0 | 0 | 0 | 0 | 0 | 0 | 868.841 | 213.291 | 9.0273 | 0 | 0 | 0 | 0 | 53.0934 | 42.6452 | 0 | 186.756 | 0 | 123.972 | 628.785 | 0 | 0 | 0 | 3320.11 | 0 | 39.9627 | 0 | 0 | 0 | 0 | 0 | 0 | 3360.08 | 4008.82 | 560 | - | - | - | - | 0 | 0 | 5040 | 0 | 0 | 0 | 0 | 0 | 0 | 0 | 0 | 5040
07/26/18 @ 21:24 | OfL-w13-v14-WCChlrBase-mNE-HVAC-Proto.pd2 | OfL-w13-v14-WCChlrBase-mNE-HVAC-Proto | OfL-w13-v14 | California (Title 24) | Fresno Area (CZ13) | Fresno AP | 174960 | 216.862 | 6.0657 | 0 | 0 | 0 | 0 | 123.483 | 65.9017 | 0 | 883.692 | 0 | 500.422 | 1796.42 | 0 | 0 | 0 | 518.921 | 0 | 286.403 | 0 | 0 | 0 | 0 | 0 | 0 | 805.324 | 217.322 | 9.5046 | 0 | 0 | 0 | 0 | 54.0293 | 43.6002 | 0 | 186.756 | 0 | 123.972 | 635.184 | 0 | 0 | 0 | 2969.96 | 0 | 39.3078 | 0 | 0 | 0 | 0 | 0 | 0 | 3009.27 | 4082.11 | 358.667 | - | - | - | - | 0 | 0 | 3228 | 0 | 0 | 0 | 0 | 0 | 0 | 0 | 0 | 3228
07/26/18 @ 21:24 | OfL-w14-v14-WCChlrBase-mNE-HVAC-Proto.pd2 | OfL-w14-v14-WCChlrBase-mNE-HVAC-Proto | OfL-w14-v14 | California (Title 24) | China Lake Area (CZ14) | Palmdale AP | 174960 | 227.126 | 5.9226 | 0 | 0 | 0 | 0 | 124.766 | 75.2038 | 0 | 883.692 | 0 | 500.422 | 1817.13 | 0 | 0 | 0 | 539.667 | 0 | 292.036 | 0 | 0 | 0 | 0 | 0 | 0 | 831.703 | 279.937 | 23.7863 | 0 | 0 | 0 | 0 | 52.9583 | 57.3306 | 0 | 176.534 | 0 | 133.93 | 724.476 | 0 | 0 | 0 | 2674.89 | 0 | 40.1278 | 0 | 0 | 0 | 0 | 0 | 0 | 2715.01 | 5174.38 | 506.889 | - | - | - | - | 0 | 0 | 4562 | 0 | 0 | 0 | 0 | 0 | 0 | 0 | 0 | 4562
07/26/18 @ 21:24 | OfL-w15-v14-WCChlrBase-mNE-HVAC-Proto.pd2 | OfL-w15-v14-WCChlrBase-mNE-HVAC-Proto | OfL-w15-v14 | California (Title 24) | Blythe Area (CZ15) | Palm Springs | 174960 | 381.361 | 11.9051 | 0 | 0 | 0 | 0 | 149.436 | 113.978 | 0 | 883.692 | 0 | 500.422 | 2040.79 | 0 | 0 | 0 | 134.402 | 0 | 241.514 | 0 | 0 | 0 | 0 | 0 | 0 | 375.916 | 283.229 | 17.297 | 0 | 0 | 0 | 0 | 72.8421 | 57.5756 | 0 | 176.534 | 0 | 128.861 | 736.339 | 0 | 0 | 0 | 1934.9 | 0 | 33.6108 | 0 | 0 | 0 | 0 | 0 | 0 | 1968.51 | 5235.23 | 512 | - | - | - | - | 0 | 0 | 4608 | 0 | 0 | 0 | 0 | 0 | 0 | 0 | 0 | 4608
07/26/18 @ 21:24 | OfL-w16-v14-WCChlrBase-mNE-HVAC-Proto.pd2 | OfL-w16-v14-WCChlrBase-mNE-HVAC-Proto | OfL-w16-v14 | California (Title 24) | Mount Shasta Area (CZ16) | Blue Canyon AP | 174960 | 97.7256 | 2.0353 | 0 | 0 | 0 | 0 | 107.989 | 33.5369 | 0 | 883.692 | 0 | 500.422 | 1625.4 | 0 | 0 | 0 | 1266.8 | 0 | 335.168 | 0 | 0 | 0 | 0 | 0 | 0 | 1601.96 | 129.046 | 2.7016 | 0 | 0 | 0 | 0 | 72.3169 | 34.4126 | 0 | 176.534 | 0 | 128.861 | 543.872 | 0 | 0 | 0 | 3875.86 | 0 | 45.0819 | 0 | 0 | 0 | 0 | 0 | 0 | 3920.94 | 2848.25 | 430.889 | - | - | - | - | 0 | 0 | 3878 | 0 | 0 | 0 | 0 | 0 | 0 | 0 | 0 | 3878
07/26/18 @ 21:24 | OfS-w01-v96-WCChlrBase-mNE-HVAC-Proto.pd2 | OfS-w01-v96-WCChlrBase-mNE-HVAC-Proto | OfS-w01-v96 | California (Title 24) | Arcata Area (CZ01) | Arcata | 10002.3 | 1.8835 | 0.096507 | 0 | 0 | 0 | 0 | 9.8277 | 2.609 | 0 | 55.4934 | 0 | 37.5323 | 107.442 | 0 | 0 | 0 | 125.342 | 0 | 26.0412 | 0 | 0 | 0 | 0 | 0 | 0 | 151.383 | 9.3175 | 0.56894 | 0 | 0 | 0 | 0 | 4.3823 | 3.5383 | 0 | 13.3807 | 0 | 9.7204 | 40.9082 | 0 | 0 | 0 | 390.396 | 0 | 3.56 | 0 | 0 | 0 | 0 | 0 | 0 | 393.956 | 192.859 | 29.3333 | - | - | - | - | 0 | 0 | 264 | 0 | 0 | 0 | 0 | 0 | 0 | 0 | 0 | 264
07/26/18 @ 21:24 | OfS-w02-v96-WCChlrBase-mNE-HVAC-Proto.pd2 | OfS-w02-v96-WCChlrBase-mNE-HVAC-Proto | OfS-w02-v96 | California (Title 24) | Santa Rosa Area (CZ02) | Santa Rosa | 10002.3 | 12.6089 | 0.83325 | 0 | 0 | 0 | 0 | 13.3969 | 8.1256 | 0 | 55.4934 | 0 | 37.5323 | 127.99 | 0 | 0 | 0 | 143.901 | 0 | 24.6522 | 0 | 0 | 0 | 0 | 0 | 0 | 168.553 | 16.424 | 1.2278 | 0 | 0 | 0 | 0 | 6.8981 | 5.1865 | 0 | 13.3807 | 0 | 9.7204 | 52.8374 | 0 | 0 | 0 | 458.508 | 0 | 3.4501 | 0 | 0 | 0 | 0 | 0 | 0 | 461.958 | 331.002 | 41.5556 | - | - | - | - | 0 | 0 | 374 | 0 | 0 | 0 | 0 | 0 | 0 | 0 | 0 | 374
07/26/18 @ 21:24 | OfS-w03-v96-WCChlrBase-mNE-HVAC-Proto.pd2 | OfS-w03-v96-WCChlrBase-mNE-HVAC-Proto | OfS-w03-v96 | California (Title 24) | Oakland Area (CZ03) | Oakland AP | 10002.3 | 8.4931 | 0.51456 | 0 | 0 | 0 | 0 | 12.0867 | 6.7384 | 0 | 55.4934 | 0 | 37.5323 | 120.859 | 0 | 0 | 0 | 120.072 | 0 | 24.7305 | 0 | 0 | 0 | 0 | 0 | 0 | 144.802 | 12.2519 | 0.74256 | 0 | 0 | 0 | 0 | 6.0864 | 4.3466 | 0 | 13.3807 | 0 | 10.1803 | 46.9885 | 0 | 0 | 0 | 439.216 | 0 | 3.4235 | 0 | 0 | 0 | 0 | 0 | 0 | 442.639 | 257.718 | 20.5556 | - | - | - | - | 0 | 0 | 185 | 0 | 0 | 0 | 0 | 0 | 0 | 0 | 0 | 185
07/26/18 @ 21:25 | OfS-w04-v96-WCChlrBase-mNE-HVAC-Proto.pd2 | OfS-w04-v96-WCChlrBase-mNE-HVAC-Proto | OfS-w04-v96 | California (Title 24) | Sunnyvale Area (CZ04) | San Jose | 10002.3 | 14.5256 | 0.92723 | 0 | 0 | 0 | 0 | 13.6859 | 9.218 | 0 | 55.4934 | 0 | 37.5323 | 131.383 | 0 | 0 | 0 | 108.837 | 0 | 24.1092 | 0 | 0 | 0 | 0 | 0 | 0 | 132.946 | 15.1836 | 0.97599 | 0 | 0 | 0 | 0 | 7.5565 | 4.9398 | 0 | 13.3807 | 0 | 9.7204 | 51.7569 | 0 | 0 | 0 | 450.727 | 0 | 1.746 | 0 | 0 | 0 | 0 | 0 | 0 | 452.473 | 310.243 | 27 | - | - | - | - | 0 | 0 | 243 | 0 | 0 | 0 | 0 | 0 | 0 | 0 | 0 | 243
07/26/18 @ 21:25 | OfS-w05-v96-WCChlrBase-mNE-HVAC-Proto.pd2 | OfS-w05-v96-WCChlrBase-mNE-HVAC-Proto | OfS-w05-v96 | California (Title 24) | Santa Maria Area (CZ05) | Santa Maria AP | 10002.3 | 9.1237 | 0.55344 | 0 | 0 | 0 | 0 | 12.0731 | 7.3987 | 0 | 55.4934 | 0 | 37.5323 | 122.175 | 0 | 0 | 0 | 110.591 | 0 | 25.0045 | 0 | 0 | 0 | 0 | 0 | 0 | 135.595 | 10.9214 | 0.55621 | 0 | 0 | 0 | 0 | 5.723 | 4.1524 | 0 | 13.3807 | 0 | 10.1803 | 44.914 | 0 | 0 | 0 | 419.658 | 0 | 3.5481 | 0 | 0 | 0 | 0 | 0 | 0 | 423.206 | 228.51 | 34.1111 | - | - | - | - | 0 | 0 | 307 | 0 | 0 | 0 | 0 | 0 | 0 | 0 | 0 | 307
07/26/18 @ 21:25 | OfS-w06-v96-WCChlrBase-mNE-HVAC-Proto.pd2 | OfS-w06-v96-WCChlrBase-mNE-HVAC-Proto | OfS-w06-v96 | California (Title 24) | Los Angeles Area (CZ06) | Torrance | 10002.3 | 18.4148 | 1.2743 | 0 | 0 | 0 | 0 | 13.6588 | 11.0866 | 0 | 55.4934 | 0 | 37.5323 | 137.46 | 0 | 0 | 0 | 60.8662 | 0 | 23.5545 | 0 | 0 | 0 | 0 | 0 | 0 | 84.4207 | 15.4344 | 1.1157 | 0 | 0 | 0 | 0 | 6.6659 | 4.9477 | 0 | 14.1634 | 0 | 10.2381 | 52.5652 | 0 | 0 | 0 | 361.492 | 0 | 3.1239 | 0 | 0 | 0 | 0 | 0 | 0 | 364.616 | 311.462 | 40.7778 | - | - | - | - | 0 | 0 | 367 | 0 | 0 | 0 | 0 | 0 | 0 | 0 | 0 | 367
07/26/18 @ 21:25 | OfS-w07-v96-WCChlrBase-mNE-HVAC-Proto.pd2 | OfS-w07-v96-WCChlrBase-mNE-HVAC-Proto | OfS-w07-v96 | California (Title 24) | San Diego Area (CZ07) | San Diego AP | 10002.3 | 16.7177 | 1.0934 | 0 | 0 | 0 | 0 | 13.5745 | 10.7825 | 0 | 55.4934 | 0 | 37.5323 | 135.194 | 0 | 0 | 0 | 34.9651 | 0 | 23.3209 | 0 | 0 | 0 | 0 | 0 | 0 | 58.286 | 13.3844 | 0.90907 | 0 | 0 | 0 | 0 | 5.7121 | 4.6363 | 0 | 14.1634 | 0 | 10.2381 | 49.0433 | 0 | 0 | 0 | 273.006 | 0 | 3.2368 | 0 | 0 | 0 | 0 | 0 | 0 | 276.243 | 281.276 | 46 | - | - | - | - | 0 | 0 | 414 | 0 | 0 | 0 | 0 | 0 | 0 | 0 | 0 | 414
07/26/18 @ 21:25 | OfS-w08-v96-WCChlrBase-mNE-HVAC-Proto.pd2 | OfS-w08-v96-WCChlrBase-mNE-HVAC-Proto | OfS-w08-v96 | California (Title 24) | El Toro Area (CZ08) | Fullerton | 10002.3 | 20.5732 | 1.4505 | 0 | 0 | 0 | 0 | 14.2237 | 11.5378 | 0 | 55.4934 | 0 | 37.5323 | 140.811 | 0 | 0 | 0 | 59.9262 | 0 | 23.0817 | 0 | 0 | 0 | 0 | 0 | 0 | 83.0079 | 16.9622 | 1.2057 | 0 | 0 | 0 | 0 | 7.2268 | 5.2192 | 0 | 13.3807 | 0 | 10.1803 | 54.175 | 0 | 0 | 0 | 388.435 | 0 | 3.2974 | 0 | 0 | 0 | 0 | 0 | 0 | 391.732 | 336.487 | 50.3333 | - | - | - | - | 0 | 0 | 453 | 0 | 0 | 0 | 0 | 0 | 0 | 0 | 0 | 453
07/26/18 @ 21:25 | OfS-w09-v96-WCChlrBase-mNE-HVAC-Proto.pd2 | OfS-w09-v96-WCChlrBase-mNE-HVAC-Proto | OfS-w09-v96 | California (Title 24) | Pasadena Area (CZ09) | Burbank AP | 10002.3 | 21.2932 | 1.5636 | 0 | 0 | 0 | 0 | 14.9721 | 11.979 | 0 | 55.4934 | 0 | 37.5323 | 142.834 | 0 | 0 | 0 | 79.535 | 0 | 23.0722 | 0 | 0 | 0 | 0 | 0 | 0 | 102.607 | 21.0048 | 1.6705 | 0 | 0 | 0 | 0 | 8.2172 | 5.9284 | 0 | 13.3807 | 0 | 9.7204 | 59.922 | 0 | 0 | 0 | 446.246 | 0 | 3.3418 | 0 | 0 | 0 | 0 | 0 | 0 | 449.587 | 401.382 | 47.7778 | - | - | - | - | 0 | 0 | 430 | 0 | 0 | 0 | 0 | 0 | 0 | 0 | 0 | 430
07/26/18 @ 21:25 | OfS-w10-v96-WCChlrBase-mNE-HVAC-Proto.pd2 | OfS-w10-v96-WCChlrBase-mNE-HVAC-Proto | OfS-w10-v96 | California (Title 24) | San Bernardino Area (CZ10) | Riverside FS 3 | 10002.3 | 21.7728 | 1.5399 | 0 | 0 | 0 | 0 | 15.3013 | 11.8669 | 0 | 55.4934 | 0 | 37.5323 | 143.507 | 0 | 0 | 0 | 81.2688 | 0 | 22.9969 | 0 | 0 | 0 | 0 | 0 | 0 | 104.266 | 19.0122 | 1.3773 | 0 | 0 | 0 | 0 | 8.5174 | 5.6846 | 0 | 13.3807 | 0 | 9.7204 | 57.6925 | 0 | 0 | 0 | 415.74 | 0 | 3.1504 | 0 | 0 | 0 | 0 | 0 | 0 | 418.891 | 376.266 | 53.1111 | - | - | - | - | 0 | 0 | 478 | 0 | 0 | 0 | 0 | 0 | 0 | 0 | 0 | 478
07/26/18 @ 21:25 | OfS-w11-v96-WCChlrBase-mNE-HVAC-Proto.pd2 | OfS-w11-v96-WCChlrBase-mNE-HVAC-Proto | OfS-w11-v96 | California (Title 24) | Red Bluff Area (CZ11) | Red Bluff AP | 10002.3 | 18.4531 | 1.2605 | 0 | 0 | 0 | 0 | 15.0466 | 9.9351 | 0 | 55.4934 | 0 | 37.5323 | 137.721 | 0 | 0 | 0 | 157.703 | 0 | 23.2872 | 0 | 0 | 0 | 0 | 0 | 0 | 180.99 | 19.4707 | 1.6102 | 0 | 0 | 0 | 0 | 6.9688 | 5.4541 | 0 | 13.3807 | 0 | 9.7204 | 56.6048 | 0 | 0 | 0 | 454.931 | 0 | 3.4779 | 0 | 0 | 0 | 0 | 0 | 0 | 458.409 | 371.779 | 34.1111 | - | - | - | - | 0 | 0 | 307 | 0 | 0 | 0 | 0 | 0 | 0 | 0 | 0 | 307
07/26/18 @ 21:26 | OfS-w12-v96-WCChlrBase-mNE-HVAC-Proto.pd2 | OfS-w12-v96-WCChlrBase-mNE-HVAC-Proto | OfS-w12-v96 | California (Title 24) | Sacramento Area (CZ12) | Sacramento AP | 10002.3 | 15.1751 | 1.0839 | 0 | 0 | 0 | 0 | 13.305 | 8.7963 | 0 | 55.4934 | 0 | 37.5323 | 131.386 | 0 | 0 | 0 | 147.465 | 0 | 23.8393 | 0 | 0 | 0 | 0 | 0 | 0 | 171.304 | 17.8632 | 1.3625 | 0 | 0 | 0 | 0 | 6.9459 | 5.2481 | 0 | 13.3807 | 0 | 10.1803 | 54.9808 | 0 | 0 | 0 | 438.231 | 0 | 3.4087 | 0 | 0 | 0 | 0 | 0 | 0 | 441.64 | 350.277 | 48 | - | - | - | - | 0 | 0 | 432 | 0 | 0 | 0 | 0 | 0 | 0 | 0 | 0 | 432
07/26/18 @ 21:26 | OfS-w13-v96-WCChlrBase-mNE-HVAC-Proto.pd2 | OfS-w13-v96-WCChlrBase-mNE-HVAC-Proto | OfS-w13-v96 | California (Title 24) | Fresno Area (CZ13) | Fresno AP | 10002.3 | 19.3054 | 1.413 | 0 | 0 | 0 | 0 | 15.008 | 9.9226 | 0 | 55.4934 | 0 | 37.5323 | 138.675 | 0 | 0 | 0 | 136.348 | 0 | 23.0657 | 0 | 0 | 0 | 0 | 0 | 0 | 159.414 | 18.48 | 1.4257 | 0 | 0 | 0 | 0 | 7.8525 | 5.553 | 0 | 13.3807 | 0 | 9.7204 | 56.4122 | 0 | 0 | 0 | 442.941 | 0 | 3.3702 | 0 | 0 | 0 | 0 | 0 | 0 | 446.311 | 361.506 | 32.6667 | - | - | - | - | 0 | 0 | 294 | 0 | 0 | 0 | 0 | 0 | 0 | 0 | 0 | 294
07/26/18 @ 21:26 | OfS-w14-v96-WCChlrBase-mNE-HVAC-Proto.pd2 | OfS-w14-v96-WCChlrBase-mNE-HVAC-Proto | OfS-w14-v96 | California (Title 24) | China Lake Area (CZ14) | Palmdale AP | 10002.3 | 18.8497 | 1.2781 | 0 | 0 | 0 | 0 | 14.719 | 9.6018 | 0 | 55.4934 | 0 | 37.5323 | 137.474 | 0 | 0 | 0 | 87.9933 | 0 | 23.3224 | 0 | 0 | 0 | 0 | 0 | 0 | 111.316 | 21.3746 | 1.9105 | 0 | 0 | 0 | 0 | 7.178 | 5.5449 | 0 | 13.3807 | 0 | 10.1803 | 59.5689 | 0 | 0 | 0 | 415.724 | 0 | 3.0455 | 0 | 0 | 0 | 0 | 0 | 0 | 418.77 | 400.289 | 44.5556 | - | - | - | - | 0 | 0 | 401 | 0 | 0 | 0 | 0 | 0 | 0 | 0 | 0 | 401
07/26/18 @ 21:26 | OfS-w15-v96-WCChlrBase-mNE-HVAC-Proto.pd2 | OfS-w15-v96-WCChlrBase-mNE-HVAC-Proto | OfS-w15-v96 | California (Title 24) | Blythe Area (CZ15) | Palm Springs | 10002.3 | 33.6385 | 2.6787 | 0 | 0 | 0 | 0 | 18.7555 | 15.0104 | 0 | 55.4934 | 0 | 37.5323 | 163.109 | 0 | 0 | 0 | 24.1842 | 0 | 20.2741 | 0 | 0 | 0 | 0 | 0 | 0 | 44.4583 | 22.4393 | 1.9257 | 0 | 0 | 0 | 0 | 9.391 | 6.3747 | 0 | 13.3807 | 0 | 9.3705 | 62.8819 | 0 | 0 | 0 | 354.833 | 0 | 3.0336 | 0 | 0 | 0 | 0 | 0 | 0 | 357.867 | 464.018 | 46.5556 | - | - | - | - | 0 | 0 | 419 | 0 | 0 | 0 | 0 | 0 | 0 | 0 | 0 | 419
07/26/18 @ 21:26 | OfS-w16-v96-WCChlrBase-mNE-HVAC-Proto.pd2 | OfS-w16-v96-WCChlrBase-mNE-HVAC-Proto | OfS-w16-v96 | California (Title 24) | Mount Shasta Area (CZ16) | Blue Canyon AP | 10002.3 | 8.6789 | 0.48581 | 0 | 0 | 0 | 0 | 13.1212 | 5.6617 | 0 | 55.4934 | 0 | 37.5323 | 120.973 | 0 | 0 | 0 | 171.153 | 0 | 25.898 | 0 | 0 | 0 | 0 | 0 | 0 | 197.051 | 12.7186 | 0.65872 | 0 | 0 | 0 | 0 | 8.5316 | 4.568 | 0 | 13.3807 | 0 | 9.3705 | 49.2281 | 0 | 0 | 0 | 431.04 | 0 | 1.7438 | 0 | 0 | 0 | 0 | 0 | 0 | 432.784 | 264.54 | 37.6667 | - | - | - | - | 0 | 0 | 339 | 0 | 0 | 0 | 0 | 0 | 0 | 0 | 0 | 339
07/26/18 @ 21:26 | OfS-w01-v03-WCChlrBase-mNE-HVAC-Proto.pd2 | OfS-w01-v03-WCChlrBase-mNE-HVAC-Proto | OfS-w01-v03 | California (Title 24) | Arcata Area (CZ01) | Arcata | 10002.3 | 1.6465 | 0.032628 | 0 | 0 | 0 | 0 | 7.0158 | 2.0799 | 0 | 52.8537 | 0 | 37.4244 | 101.053 | 0 | 0 | 0 | 69.8957 | 0 | 23.4886 | 0 | 0 | 0 | 0 | 0 | 0 | 93.3843 | 8.9696 | 0.22125 | 0 | 0 | 0 | 0 | 3.6832 | 3.4061 | 0 | 12.7442 | 0 | 9.6924 | 38.7167 | 0 | 0 | 0 | 342.074 | 0 | 1.4966 | 0 | 0 | 0 | 0 | 0 | 0 | 343.57 | 185.254 | 27.1111 | - | - | - | - | 0 | 0 | 244 | 0 | 0 | 0 | 0 | 0 | 0 | 0 | 0 | 244
07/26/18 @ 21:26 | OfS-w02-v03-WCChlrBase-mNE-HVAC-Proto.pd2 | OfS-w02-v03-WCChlrBase-mNE-HVAC-Proto | OfS-w02-v03 | California (Title 24) | Santa Rosa Area (CZ02) | Santa Rosa | 10002.3 | 10.5466 | 0.27459 | 0 | 0 | 0 | 0 | 8.5711 | 6.0987 | 0 | 52.8537 | 0 | 37.4244 | 115.769 | 0 | 0 | 0 | 53.1257 | 0 | 22.1427 | 0 | 0 | 0 | 0 | 0 | 0 | 75.2684 | 15.5495 | 0.88324 | 0 | 0 | 0 | 0 | 4.1683 | 4.4349 | 0 | 12.7442 | 0 | 9.6924 | 47.4725 | 0 | 0 | 0 | 399.466 | 0 | 1.4604 | 0 | 0 | 0 | 0 | 0 | 0 | 400.927 | 296.505 | 37.2222 | - | - | - | - | 0 | 0 | 335 | 0 | 0 | 0 | 0 | 0 | 0 | 0 | 0 | 335
07/26/18 @ 21:27 | OfS-w03-v03-WCChlrBase-mNE-HVAC-Proto.pd2 | OfS-w03-v03-WCChlrBase-mNE-HVAC-Proto | OfS-w03-v03 | California (Title 24) | Oakland Area (CZ03) | Oakland AP | 10002.3 | 7.3418 | 0.17394 | 0 | 0 | 0 | 0 | 8.4485 | 5.5267 | 0 | 52.8537 | 0 | 37.4244 | 111.769 | 0 | 0 | 0 | 67.0241 | 0 | 22.2441 | 0 | 0 | 0 | 0 | 0 | 0 | 89.2682 | 12.0107 | 0.32961 | 0 | 0 | 0 | 0 | 4.4354 | 4.0771 | 0 | 12.7442 | 0 | 9.6924 | 43.2894 | 0 | 0 | 0 | 386.156 | 0 | 1.4608 | 0 | 0 | 0 | 0 | 0 | 0 | 387.617 | 243.884 | 18.7778 | - | - | - | - | 0 | 0 | 169 | 0 | 0 | 0 | 0 | 0 | 0 | 0 | 0 | 169
07/26/18 @ 21:27 | OfS-w04-v03-WCChlrBase-mNE-HVAC-Proto.pd2 | OfS-w04-v03-WCChlrBase-mNE-HVAC-Proto | OfS-w04-v03 | California (Title 24) | Sunnyvale Area (CZ04) | San Jose | 10002.3 | 13.1559 | 0.33436 | 0 | 0 | 0 | 0 | 9.5408 | 7.8812 | 0 | 52.8537 | 0 | 37.4244 | 121.191 | 0 | 0 | 0 | 63.0949 | 0 | 21.6718 | 0 | 0 | 0 | 0 | 0 | 0 | 84.7667 | 13.9554 | 0.36658 | 0 | 0 | 0 | 0 | 5.5481 | 4.5295 | 0 | 12.7442 | 0 | 9.6924 | 46.8363 | 0 | 0 | 0 | 396.985 | 0 | 1.4533 | 0 | 0 | 0 | 0 | 0 | 0 | 398.438 | 283.062 | 25.4444 | - | - | - | - | 0 | 0 | 229 | 0 | 0 | 0 | 0 | 0 | 0 | 0 | 0 | 229
07/26/18 @ 21:27 | OfS-w05-v03-WCChlrBase-mNE-HVAC-Proto.pd2 | OfS-w05-v03-WCChlrBase-mNE-HVAC-Proto | OfS-w05-v03 | California (Title 24) | Santa Maria Area (CZ05) | Santa Maria AP | 10002.3 | 7.7972 | 0.18388 | 0 | 0 | 0 | 0 | 8.5178 | 6.0558 | 0 | 52.8537 | 0 | 37.4244 | 112.833 | 0 | 0 | 0 | 60.649 | 0 | 22.506 | 0 | 0 | 0 | 0 | 0 | 0 | 83.155 | 10.87 | 0.22909 | 0 | 0 | 0 | 0 | 4.5264 | 3.9935 | 0 | 12.7442 | 0 | 10.151 | 42.5143 | 0 | 0 | 0 | 400.106 | 0 | 3.2154 | 0 | 0 | 0 | 0 | 0 | 0 | 403.322 | 227.576 | 31.2222 | - | - | - | - | 0 | 0 | 281 | 0 | 0 | 0 | 0 | 0 | 0 | 0 | 0 | 281
07/26/18 @ 21:27 | OfS-w06-v03-WCChlrBase-mNE-HVAC-Proto.pd2 | OfS-w06-v03-WCChlrBase-mNE-HVAC-Proto | OfS-w06-v03 | California (Title 24) | Los Angeles Area (CZ06) | Torrance | 10002.3 | 16.4138 | 0.44562 | 0 | 0 | 0 | 0 | 9.658 | 9.3286 | 0 | 52.8537 | 0 | 37.4244 | 126.124 | 0 | 0 | 0 | 29.7237 | 0 | 21.1526 | 0 | 0 | 0 | 0 | 0 | 0 | 50.8763 | 14.4314 | 0.50576 | 0 | 0 | 0 | 0 | 4.918 | 4.5806 | 0 | 13.4897 | 0 | 10.2086 | 48.1341 | 0 | 0 | 0 | 263.175 | 0 | 2.8597 | 0 | 0 | 0 | 0 | 0 | 0 | 266.035 | 289.856 | 37.4444 | - | - | - | - | 0 | 0 | 337 | 0 | 0 | 0 | 0 | 0 | 0 | 0 | 0 | 337
07/26/18 @ 21:27 | OfS-w07-v03-WCChlrBase-mNE-HVAC-Proto.pd2 | OfS-w07-v03-WCChlrBase-mNE-HVAC-Proto | OfS-w07-v03 | California (Title 24) | San Diego Area (CZ07) | San Diego AP | 10002.3 | 15.0041 | 0.38691 | 0 | 0 | 0 | 0 | 9.5976 | 9.2172 | 0 | 52.8537 | 0 | 37.4244 | 124.484 | 0 | 0 | 0 | 13.6021 | 0 | 20.9495 | 0 | 0 | 0 | 0 | 0 | 0 | 34.5517 | 13.0236 | 0.3273 | 0 | 0 | 0 | 0 | 3.8014 | 4.3161 | 0 | 13.4897 | 0 | 10.2086 | 45.1667 | 0 | 0 | 0 | 169.856 | 0 | 2.9137 | 0 | 0 | 0 | 0 | 0 | 0 | 172.77 | 265.362 | 42.3333 | - | - | - | - | 0 | 0 | 381 | 0 | 0 | 0 | 0 | 0 | 0 | 0 | 0 | 381
07/26/18 @ 21:27 | OfS-w08-v03-WCChlrBase-mNE-HVAC-Proto.pd2 | OfS-w08-v03-WCChlrBase-mNE-HVAC-Proto | OfS-w08-v03 | California (Title 24) | El Toro Area (CZ08) | Fullerton | 10002.3 | 18.6378 | 0.50941 | 0 | 0 | 0 | 0 | 10.0455 | 10.1129 | 0 | 52.8537 | 0 | 37.4244 | 129.584 | 0 | 0 | 0 | 32.0561 | 0 | 20.7114 | 0 | 0 | 0 | 0 | 0 | 0 | 52.7675 | 15.5129 | 0.54241 | 0 | 0 | 0 | 0 | 5.2786 | 4.799 | 0 | 12.7442 | 0 | 10.151 | 49.0281 | 0 | 0 | 0 | 354.868 | 0 | 2.9598 | 0 | 0 | 0 | 0 | 0 | 0 | 357.828 | 310.37 | 46 | - | - | - | - | 0 | 0 | 414 | 0 | 0 | 0 | 0 | 0 | 0 | 0 | 0 | 414
07/26/18 @ 21:27 | OfS-w09-v03-WCChlrBase-mNE-HVAC-Proto.pd2 | OfS-w09-v03-WCChlrBase-mNE-HVAC-Proto | OfS-w09-v03 | California (Title 24) | Pasadena Area (CZ09) | Burbank AP | 10002.3 | 19.3433 | 0.5614 | 0 | 0 | 0 | 0 | 10.4984 | 10.3747 | 0 | 52.8537 | 0 | 37.4244 | 131.056 | 0 | 0 | 0 | 40.4882 | 0 | 20.6933 | 0 | 0 | 0 | 0 | 0 | 0 | 61.1815 | 19.1712 | 1.2722 | 0 | 0 | 0 | 0 | 5.9524 | 5.3965 | 0 | 12.7442 | 0 | 9.6924 | 54.229 | 0 | 0 | 0 | 397.534 | 0 | 3.0081 | 0 | 0 | 0 | 0 | 0 | 0 | 400.543 | 365.744 | 43 | - | - | - | - | 0 | 0 | 387 | 0 | 0 | 0 | 0 | 0 | 0 | 0 | 0 | 387
07/26/18 @ 21:27 | OfS-w10-v03-WCChlrBase-mNE-HVAC-Proto.pd2 | OfS-w10-v03-WCChlrBase-mNE-HVAC-Proto | OfS-w10-v03 | California (Title 24) | San Bernardino Area (CZ10) | Riverside FS 3 | 10002.3 | 18.5007 | 0.50785 | 0 | 0 | 0 | 0 | 9.961 | 9.1844 | 0 | 52.8537 | 0 | 37.4244 | 128.432 | 0 | 0 | 0 | 22.3651 | 0 | 20.5922 | 0 | 0 | 0 | 0 | 0 | 0 | 42.9573 | 16.2711 | 0.75051 | 0 | 0 | 0 | 0 | 5.255 | 4.7027 | 0 | 12.7442 | 0 | 10.151 | 49.8745 | 0 | 0 | 0 | 417.011 | 0 | 3.0085 | 0 | 0 | 0 | 0 | 0 | 0 | 420.02 | 317.444 | 45.7778 | - | - | - | - | 0 | 0 | 412 | 0 | 0 | 0 | 0 | 0 | 0 | 0 | 0 | 412
07/26/18 @ 21:28 | OfS-w11-v03-WCChlrBase-mNE-HVAC-Proto.pd2 | OfS-w11-v03-WCChlrBase-mNE-HVAC-Proto | OfS-w11-v03 | California (Title 24) | Red Bluff Area (CZ11) | Red Bluff AP | 10002.3 | 17.0204 | 0.46993 | 0 | 0 | 0 | 0 | 10.5053 | 8.2176 | 0 | 52.8537 | 0 | 37.4244 | 126.492 | 0 | 0 | 0 | 56.1181 | 0 | 20.8201 | 0 | 0 | 0 | 0 | 0 | 0 | 76.9382 | 17.9254 | 1.2254 | 0 | 0 | 0 | 0 | 4.8536 | 4.9719 | 0 | 12.7442 | 0 | 9.6924 | 51.4129 | 0 | 0 | 0 | 357.019 | 0 | 3.0993 | 0 | 0 | 0 | 0 | 0 | 0 | 360.119 | 336.634 | 28.5556 | - | - | - | - | 0 | 0 | 257 | 0 | 0 | 0 | 0 | 0 | 0 | 0 | 0 | 257
07/26/18 @ 21:28 | OfS-w12-v03-WCChlrBase-mNE-HVAC-Proto.pd2 | OfS-w12-v03-WCChlrBase-mNE-HVAC-Proto | OfS-w12-v03 | California (Title 24) | Sacramento Area (CZ12) | Sacramento AP | 10002.3 | 14.2083 | 0.39147 | 0 | 0 | 0 | 0 | 9.4563 | 7.1811 | 0 | 52.8537 | 0 | 37.4244 | 121.516 | 0 | 0 | 0 | 55.1782 | 0 | 21.3415 | 0 | 0 | 0 | 0 | 0 | 0 | 76.5197 | 16.0803 | 0.84785 | 0 | 0 | 0 | 0 | 4.8691 | 4.5399 | 0 | 12.7442 | 0 | 10.151 | 49.2323 | 0 | 0 | 0 | 394.684 | 0 | 1.4458 | 0 | 0 | 0 | 0 | 0 | 0 | 396.13 | 310.289 | 43.4444 | - | - | - | - | 0 | 0 | 391 | 0 | 0 | 0 | 0 | 0 | 0 | 0 | 0 | 391
07/26/18 @ 21:28 | OfS-w13-v03-WCChlrBase-mNE-HVAC-Proto.pd2 | OfS-w13-v03-WCChlrBase-mNE-HVAC-Proto | OfS-w13-v03 | California (Title 24) | Fresno Area (CZ13) | Fresno AP | 10002.3 | 17.7425 | 0.51707 | 0 | 0 | 0 | 0 | 10.5498 | 8.5061 | 0 | 52.8537 | 0 | 37.4244 | 127.594 | 0 | 0 | 0 | 52.5032 | 0 | 20.6283 | 0 | 0 | 0 | 0 | 0 | 0 | 73.1315 | 18.2481 | 0.45439 | 0 | 0 | 0 | 0 | 6.2729 | 5.2152 | 0 | 12.7442 | 0 | 9.3436 | 52.2784 | 0 | 0 | 0 | 401.271 | 0 | 3.1246 | 0 | 0 | 0 | 0 | 0 | 0 | 404.396 | 358.021 | 28.3333 | - | - | - | - | 0 | 0 | 255 | 0 | 0 | 0 | 0 | 0 | 0 | 0 | 0 | 255
07/26/18 @ 21:28 | OfS-w14-v03-WCChlrBase-mNE-HVAC-Proto.pd2 | OfS-w14-v03-WCChlrBase-mNE-HVAC-Proto | OfS-w14-v03 | California (Title 24) | China Lake Area (CZ14) | Palmdale AP | 10002.3 | 17.6773 | 0.46871 | 0 | 0 | 0 | 0 | 10.567 | 8.502 | 0 | 52.8537 | 0 | 37.4244 | 127.493 | 0 | 0 | 0 | 46.9604 | 0 | 20.9295 | 0 | 0 | 0 | 0 | 0 | 0 | 67.8898 | 20.3984 | 1.7582 | 0 | 0 | 0 | 0 | 5.3139 | 5.1677 | 0 | 12.7442 | 0 | 10.151 | 55.5335 | 0 | 0 | 0 | 433.602 | 0 | 3.1535 | 0 | 0 | 0 | 0 | 0 | 0 | 436.755 | 378.204 | 40.5556 | - | - | - | - | 0 | 0 | 365 | 0 | 0 | 0 | 0 | 0 | 0 | 0 | 0 | 365
07/26/18 @ 21:28 | OfS-w15-v03-WCChlrBase-mNE-HVAC-Proto.pd2 | OfS-w15-v03-WCChlrBase-mNE-HVAC-Proto | OfS-w15-v03 | California (Title 24) | Blythe Area (CZ15) | Palm Springs | 10002.3 | 31.4934 | 0.978 | 0 | 0 | 0 | 0 | 13.7646 | 13.6307 | 0 | 52.8537 | 0 | 37.4244 | 150.145 | 0 | 0 | 0 | 7.7553 | 0 | 18.0602 | 0 | 0 | 0 | 0 | 0 | 0 | 25.8156 | 22.3018 | 1.3098 | 0 | 0 | 0 | 0 | 7.3193 | 5.9614 | 0 | 12.7442 | 0 | 9.3436 | 58.9801 | 0 | 0 | 0 | 226.042 | 0 | 2.698 | 0 | 0 | 0 | 0 | 0 | 0 | 228.74 | 460.951 | 41.7778 | - | - | - | - | 0 | 0 | 376 | 0 | 0 | 0 | 0 | 0 | 0 | 0 | 0 | 376
07/26/18 @ 21:28 | OfS-w16-v03-WCChlrBase-mNE-HVAC-Proto.pd2 | OfS-w16-v03-WCChlrBase-mNE-HVAC-Proto | OfS-w16-v03 | California (Title 24) | Mount Shasta Area (CZ16) | Blue Canyon AP | 10002.3 | 8.6848 | 0.18714 | 0 | 0 | 0 | 0 | 9.0929 | 5.3416 | 0 | 52.8537 | 0 | 37.4244 | 113.585 | 0 | 0 | 0 | 112.585 | 0 | 23.376 | 0 | 0 | 0 | 0 | 0 | 0 | 135.961 | 13.1532 | 0.28021 | 0 | 0 | 0 | 0 | 6.7374 | 4.4891 | 0 | 12.7442 | 0 | 9.3436 | 46.7477 | 0 | 0 | 0 | 426.916 | 0 | 1.5562 | 0 | 0 | 0 | 0 | 0 | 0 | 428.473 | 268.685 | 35.1111 | - | - | - | - | 0 | 0 | 316 | 0 | 0 | 0 | 0 | 0 | 0 | 0 | 0 | 316
07/26/18 @ 21:28 | OfS-w01-v07-WCChlrBase-mNE-HVAC-Proto.pd2 | OfS-w01-v07-WCChlrBase-mNE-HVAC-Proto | OfS-w01-v07 | California (Title 24) | Arcata Area (CZ01) | Arcata | 10002.3 | 1.3771 | 0.025364 | 0 | 0 | 0 | 0 | 6.6824 | 0.84557 | 0 | 50.648 | 0 | 31.594 | 91.1724 | 0 | 0 | 0 | 80.5313 | 0 | 23.5109 | 0 | 0 | 0 | 0 | 0 | 0 | 104.042 | 8.4875 | 0.2084 | 0 | 0 | 0 | 0 | 3.532 | 2.3333 | 0 | 12.2123 | 0 | 8.1824 | 34.956 | 0 | 0 | 0 | 363.653 | 0 | 3.3352 | 0 | 0 | 0 | 0 | 0 | 0 | 366.988 | 176.865 | 24 | - | - | - | - | 0 | 0 | 216 | 0 | 0 | 0 | 0 | 0 | 0 | 0 | 0 | 216
07/26/18 @ 21:29 | OfS-w02-v07-WCChlrBase-mNE-HVAC-Proto.pd2 | OfS-w02-v07-WCChlrBase-mNE-HVAC-Proto | OfS-w02-v07 | California (Title 24) | Santa Rosa Area (CZ02) | Santa Rosa | 10002.3 | 9.8458 | 0.25357 | 0 | 0 | 0 | 0 | 8.2125 | 3.655 | 0 | 50.648 | 0 | 31.594 | 104.209 | 0 | 0 | 0 | 60.3567 | 0 | 22.1613 | 0 | 0 | 0 | 0 | 0 | 0 | 82.518 | 15.2953 | 0.87113 | 0 | 0 | 0 | 0 | 3.9952 | 3.554 | 0 | 12.2123 | 0 | 8.1824 | 44.1103 | 0 | 0 | 0 | 410.743 | 0 | 1.4634 | 0 | 0 | 0 | 0 | 0 | 0 | 412.206 | 288.418 | 33.6667 | - | - | - | - | 0 | 0 | 303 | 0 | 0 | 0 | 0 | 0 | 0 | 0 | 0 | 303
07/26/18 @ 21:29 | OfS-w03-v07-WCChlrBase-mNE-HVAC-Proto.pd2 | OfS-w03-v07-WCChlrBase-mNE-HVAC-Proto | OfS-w03-v07 | California (Title 24) | Oakland Area (CZ03) | Oakland AP | 10002.3 | 6.6675 | 0.15353 | 0 | 0 | 0 | 0 | 8.1197 | 2.7625 | 0 | 50.648 | 0 | 31.594 | 99.945 | 0 | 0 | 0 | 74.5763 | 0 | 22.2625 | 0 | 0 | 0 | 0 | 0 | 0 | 96.8389 | 11.6045 | 0.31521 | 0 | 0 | 0 | 0 | 4.3305 | 3.1088 | 0 | 12.2123 | 0 | 8.1824 | 39.7538 | 0 | 0 | 0 | 394.581 | 0 | 1.4632 | 0 | 0 | 0 | 0 | 0 | 0 | 396.044 | 235.946 | 16.3333 | - | - | - | - | 0 | 0 | 147 | 0 | 0 | 0 | 0 | 0 | 0 | 0 | 0 | 147
07/26/18 @ 21:29 | OfS-w04-v07-WCChlrBase-mNE-HVAC-Proto.pd2 | OfS-w04-v07-WCChlrBase-mNE-HVAC-Proto | OfS-w04-v07 | California (Title 24) | Sunnyvale Area (CZ04) | San Jose | 10002.3 | 12.281 | 0.30882 | 0 | 0 | 0 | 0 | 9.1954 | 4.5405 | 0 | 50.648 | 0 | 31.594 | 108.568 | 0 | 0 | 0 | 70.3551 | 0 | 21.689 | 0 | 0 | 0 | 0 | 0 | 0 | 92.0441 | 13.6397 | 0.35338 | 0 | 0 | 0 | 0 | 5.3391 | 3.5652 | 0 | 12.2123 | 0 | 8.1824 | 43.2922 | 0 | 0 | 0 | 405.921 | 0 | 1.4557 | 0 | 0 | 0 | 0 | 0 | 0 | 407.376 | 275.817 | 22.8889 | - | - | - | - | 0 | 0 | 206 | 0 | 0 | 0 | 0 | 0 | 0 | 0 | 0 | 206
07/26/18 @ 21:29 | OfS-w05-v07-WCChlrBase-mNE-HVAC-Proto.pd2 | OfS-w05-v07-WCChlrBase-mNE-HVAC-Proto | OfS-w05-v07 | California (Title 24) | Santa Maria Area (CZ05) | Santa Maria AP | 10002.3 | 7.0473 | 0.16166 | 0 | 0 | 0 | 0 | 8.1645 | 2.8493 | 0 | 50.648 | 0 | 31.594 | 100.465 | 0 | 0 | 0 | 67.8161 | 0 | 22.5249 | 0 | 0 | 0 | 0 | 0 | 0 | 90.341 | 10.5032 | 0.21938 | 0 | 0 | 0 | 0 | 4.3304 | 2.9028 | 0 | 12.2123 | 0 | 8.5696 | 38.7378 | 0 | 0 | 0 | 401.917 | 0 | 3.2174 | 0 | 0 | 0 | 0 | 0 | 0 | 405.134 | 220.173 | 27.5556 | - | - | - | - | 0 | 0 | 248 | 0 | 0 | 0 | 0 | 0 | 0 | 0 | 0 | 248
07/26/18 @ 21:29 | OfS-w06-v07-WCChlrBase-mNE-HVAC-Proto.pd2 | OfS-w06-v07-WCChlrBase-mNE-HVAC-Proto | OfS-w06-v07 | California (Title 24) | Los Angeles Area (CZ06) | Torrance | 10002.3 | 15.2617 | 0.41073 | 0 | 0 | 0 | 0 | 9.2801 | 5.3851 | 0 | 50.648 | 0 | 31.594 | 112.58 | 0 | 0 | 0 | 33.2599 | 0 | 21.1685 | 0 | 0 | 0 | 0 | 0 | 0 | 54.4284 | 14.0787 | 0.48202 | 0 | 0 | 0 | 0 | 4.7074 | 3.6379 | 0 | 12.9267 | 0 | 8.6182 | 44.4509 | 0 | 0 | 0 | 266.575 | 0 | 2.863 | 0 | 0 | 0 | 0 | 0 | 0 | 269.438 | 281.846 | 34.2222 | - | - | - | - | 0 | 0 | 308 | 0 | 0 | 0 | 0 | 0 | 0 | 0 | 0 | 308
07/26/18 @ 21:29 | OfS-w07-v07-WCChlrBase-mNE-HVAC-Proto.pd2 | OfS-w07-v07-WCChlrBase-mNE-HVAC-Proto | OfS-w07-v07 | California (Title 24) | San Diego Area (CZ07) | San Diego AP | 10002.3 | 13.8026 | 0.35167 | 0 | 0 | 0 | 0 | 9.2131 | 5.0014 | 0 | 50.648 | 0 | 31.594 | 110.611 | 0 | 0 | 0 | 15.9828 | 0 | 20.9646 | 0 | 0 | 0 | 0 | 0 | 0 | 36.9474 | 12.5415 | 0.31329 | 0 | 0 | 0 | 0 | 3.6261 | 3.3393 | 0 | 12.9267 | 0 | 8.6182 | 41.3651 | 0 | 0 | 0 | 161.24 | 0 | 2.9173 | 0 | 0 | 0 | 0 | 0 | 0 | 164.157 | 255.227 | 38.7778 | - | - | - | - | 0 | 0 | 349 | 0 | 0 | 0 | 0 | 0 | 0 | 0 | 0 | 349
07/26/18 @ 21:29 | OfS-w08-v07-WCChlrBase-mNE-HVAC-Proto.pd2 | OfS-w08-v07-WCChlrBase-mNE-HVAC-Proto | OfS-w08-v07 | California (Title 24) | El Toro Area (CZ08) | Fullerton | 10002.3 | 17.4909 | 0.47425 | 0 | 0 | 0 | 0 | 9.6729 | 6.0812 | 0 | 50.648 | 0 | 31.594 | 115.961 | 0 | 0 | 0 | 36.0501 | 0 | 20.727 | 0 | 0 | 0 | 0 | 0 | 0 | 56.7771 | 15.2006 | 0.51607 | 0 | 0 | 0 | 0 | 5.0752 | 3.795 | 0 | 12.2123 | 0 | 8.5696 | 45.3688 | 0 | 0 | 0 | 360.473 | 0 | 2.9633 | 0 | 0 | 0 | 0 | 0 | 0 | 363.437 | 302.526 | 42.4444 | - | - | - | - | 0 | 0 | 382 | 0 | 0 | 0 | 0 | 0 | 0 | 0 | 0 | 382
07/26/18 @ 21:30 | OfS-w09-v07-WCChlrBase-mNE-HVAC-Proto.pd2 | OfS-w09-v07-WCChlrBase-mNE-HVAC-Proto | OfS-w09-v07 | California (Title 24) | Pasadena Area (CZ09) | Burbank AP | 10002.3 | 18.298 | 0.52862 | 0 | 0 | 0 | 0 | 10.1136 | 6.479 | 0 | 50.648 | 0 | 31.594 | 117.661 | 0 | 0 | 0 | 44.9236 | 0 | 20.7089 | 0 | 0 | 0 | 0 | 0 | 0 | 65.6325 | 18.9944 | 1.2089 | 0 | 0 | 0 | 0 | 5.7431 | 4.3082 | 0 | 12.2123 | 0 | 8.1824 | 50.6494 | 0 | 0 | 0 | 398.95 | 0 | 3.0099 | 0 | 0 | 0 | 0 | 0 | 0 | 401.959 | 357.977 | 39.7778 | - | - | - | - | 0 | 0 | 358 | 0 | 0 | 0 | 0 | 0 | 0 | 0 | 0 | 358
07/26/18 @ 21:30 | OfS-w10-v07-WCChlrBase-mNE-HVAC-Proto.pd2 | OfS-w10-v07-WCChlrBase-mNE-HVAC-Proto | OfS-w10-v07 | California (Title 24) | San Bernardino Area (CZ10) | Riverside FS 3 | 10002.3 | 17.5292 | 0.47667 | 0 | 0 | 0 | 0 | 9.5255 | 5.8911 | 0 | 50.648 | 0 | 31.594 | 115.664 | 0 | 0 | 0 | 26.152 | 0 | 20.6084 | 0 | 0 | 0 | 0 | 0 | 0 | 46.7605 | 16.0719 | 0.71895 | 0 | 0 | 0 | 0 | 5.0536 | 3.7507 | 0 | 12.2123 | 0 | 8.5696 | 46.3772 | 0 | 0 | 0 | 431.708 | 0 | 3.0126 | 0 | 0 | 0 | 0 | 0 | 0 | 434.721 | 309.646 | 42.3333 | - | - | - | - | 0 | 0 | 381 | 0 | 0 | 0 | 0 | 0 | 0 | 0 | 0 | 381
07/26/18 @ 21:30 | OfS-w11-v07-WCChlrBase-mNE-HVAC-Proto.pd2 | OfS-w11-v07-WCChlrBase-mNE-HVAC-Proto | OfS-w11-v07 | California (Title 24) | Red Bluff Area (CZ11) | Red Bluff AP | 10002.3 | 16.2129 | 0.44504 | 0 | 0 | 0 | 0 | 10.0902 | 5.4127 | 0 | 50.648 | 0 | 31.594 | 114.403 | 0 | 0 | 0 | 63.1504 | 0 | 20.8373 | 0 | 0 | 0 | 0 | 0 | 0 | 83.9877 | 17.7054 | 1.2539 | 0 | 0 | 0 | 0 | 4.6465 | 4.0131 | 0 | 12.2123 | 0 | 8.1824 | 48.0136 | 0 | 0 | 0 | 369.658 | 0 | 3.1032 | 0 | 0 | 0 | 0 | 0 | 0 | 372.761 | 328.652 | 27.5556 | - | - | - | - | 0 | 0 | 248 | 0 | 0 | 0 | 0 | 0 | 0 | 0 | 0 | 248
07/26/18 @ 21:30 | OfS-w12-v07-WCChlrBase-mNE-HVAC-Proto.pd2 | OfS-w12-v07-WCChlrBase-mNE-HVAC-Proto | OfS-w12-v07 | California (Title 24) | Sacramento Area (CZ12) | Sacramento AP | 10002.3 | 13.4614 | 0.368 | 0 | 0 | 0 | 0 | 9.0686 | 4.6369 | 0 | 50.648 | 0 | 31.594 | 109.777 | 0 | 0 | 0 | 62.7384 | 0 | 21.3593 | 0 | 0 | 0 | 0 | 0 | 0 | 84.0978 | 15.8497 | 0.80952 | 0 | 0 | 0 | 0 | 4.6508 | 3.6439 | 0 | 12.2123 | 0 | 8.5696 | 45.7359 | 0 | 0 | 0 | 404.957 | 0 | 1.4481 | 0 | 0 | 0 | 0 | 0 | 0 | 406.405 | 302.563 | 40 | - | - | - | - | 0 | 0 | 360 | 0 | 0 | 0 | 0 | 0 | 0 | 0 | 0 | 360
07/26/18 @ 21:30 | OfS-w13-v07-WCChlrBase-mNE-HVAC-Proto.pd2 | OfS-w13-v07-WCChlrBase-mNE-HVAC-Proto | OfS-w13-v07 | California (Title 24) | Fresno Area (CZ13) | Fresno AP | 10002.3 | 16.9394 | 0.4918 | 0 | 0 | 0 | 0 | 10.1285 | 5.6966 | 0 | 50.648 | 0 | 31.594 | 115.498 | 0 | 0 | 0 | 59.3718 | 0 | 20.6456 | 0 | 0 | 0 | 0 | 0 | 0 | 80.0173 | 17.9733 | 0.4409 | 0 | 0 | 0 | 0 | 6.0505 | 4.2723 | 0 | 12.2123 | 0 | 7.8879 | 48.8373 | 0 | 0 | 0 | 376.453 | 0 | 3.1216 | 0 | 0 | 0 | 0 | 0 | 0 | 379.575 | 347.482 | 26.7778 | - | - | - | - | 0 | 0 | 241 | 0 | 0 | 0 | 0 | 0 | 0 | 0 | 0 | 241
07/26/18 @ 21:30 | OfS-w14-v07-WCChlrBase-mNE-HVAC-Proto.pd2 | OfS-w14-v07-WCChlrBase-mNE-HVAC-Proto | OfS-w14-v07 | California (Title 24) | China Lake Area (CZ14) | Palmdale AP | 10002.3 | 16.8464 | 0.44486 | 0 | 0 | 0 | 0 | 10.1296 | 5.7166 | 0 | 50.648 | 0 | 31.594 | 115.379 | 0 | 0 | 0 | 52.5057 | 0 | 20.9464 | 0 | 0 | 0 | 0 | 0 | 0 | 73.4521 | 20.2499 | 1.7148 | 0 | 0 | 0 | 0 | 5.0971 | 4.2939 | 0 | 12.2123 | 0 | 8.5696 | 52.1377 | 0 | 0 | 0 | 451.066 | 0 | 3.1575 | 0 | 0 | 0 | 0 | 0 | 0 | 454.223 | 370.041 | 37.5556 | - | - | - | - | 0 | 0 | 338 | 0 | 0 | 0 | 0 | 0 | 0 | 0 | 0 | 338
07/26/18 @ 21:30 | OfS-w15-v07-WCChlrBase-mNE-HVAC-Proto.pd2 | OfS-w15-v07-WCChlrBase-mNE-HVAC-Proto | OfS-w15-v07 | California (Title 24) | Blythe Area (CZ15) | Palm Springs | 10002.3 | 30.4772 | 0.9402 | 0 | 0 | 0 | 0 | 13.2515 | 9.7965 | 0 | 50.648 | 0 | 31.594 | 136.707 | 0 | 0 | 0 | 9.1706 | 0 | 18.0727 | 0 | 0 | 0 | 0 | 0 | 0 | 27.2432 | 22.1758 | 0.97952 | 0 | 0 | 0 | 0 | 7.9423 | 5.0445 | 0 | 12.2123 | 0 | 7.8879 | 56.2424 | 0 | 0 | 0 | 222.059 | 0 | 2.702 | 0 | 0 | 0 | 0 | 0 | 0 | 224.761 | 458.392 | 38.6667 | - | - | - | - | 0 | 0 | 348 | 0 | 0 | 0 | 0 | 0 | 0 | 0 | 0 | 348
07/26/18 @ 21:30 | OfS-w16-v07-WCChlrBase-mNE-HVAC-Proto.pd2 | OfS-w16-v07-WCChlrBase-mNE-HVAC-Proto | OfS-w16-v07 | California (Title 24) | Mount Shasta Area (CZ16) | Blue Canyon AP | 10002.3 | 8.1027 | 0.17288 | 0 | 0 | 0 | 0 | 8.7225 | 3.1317 | 0 | 50.648 | 0 | 31.594 | 102.372 | 0 | 0 | 0 | 122.678 | 0 | 23.3953 | 0 | 0 | 0 | 0 | 0 | 0 | 146.073 | 12.9385 | 0.27218 | 0 | 0 | 0 | 0 | 6.4808 | 3.5924 | 0 | 12.2123 | 0 | 7.8879 | 43.3841 | 0 | 0 | 0 | 415.556 | 0 | 1.5586 | 0 | 0 | 0 | 0 | 0 | 0 | 417.114 | 259.969 | 32 | - | - | - | - | 0 | 0 | 288 | 0 | 0 | 0 | 0 | 0 | 0 | 0 | 0 | 288
07/26/18 @ 21:31 | OfS-w01-v11-WCChlrBase-mNE-HVAC-Proto.pd2 | OfS-w01-v11-WCChlrBase-mNE-HVAC-Proto | OfS-w01-v11 | California (Title 24) | Arcata Area (CZ01) | Arcata | 10002.3 | 1.3764 | 0.025374 | 0 | 0 | 0 | 0 | 6.6834 | 0.84416 | 0 | 50.648 | 0 | 31.594 | 91.1712 | 0 | 0 | 0 | 80.3727 | 0 | 23.5108 | 0 | 0 | 0 | 0 | 0 | 0 | 103.884 | 8.4852 | 0.20835 | 0 | 0 | 0 | 0 | 3.5319 | 2.3327 | 0 | 12.2123 | 0 | 8.1824 | 34.953 | 0 | 0 | 0 | 363.548 | 0 | 3.3352 | 0 | 0 | 0 | 0 | 0 | 0 | 366.883 | 176.826 | 24 | - | - | - | - | 0 | 0 | 216 | 0 | 0 | 0 | 0 | 0 | 0 | 0 | 0 | 216
07/26/18 @ 21:31 | OfS-w02-v11-WCChlrBase-mNE-HVAC-Proto.pd2 | OfS-w02-v11-WCChlrBase-mNE-HVAC-Proto | OfS-w02-v11 | California (Title 24) | Santa Rosa Area (CZ02) | Santa Rosa | 10002.3 | 9.83 | 0.25342 | 0 | 0 | 0 | 0 | 8.2426 | 3.6216 | 0 | 50.648 | 0 | 31.594 | 104.19 | 0 | 0 | 0 | 51.1686 | 0 | 22.1486 | 0 | 0 | 0 | 0 | 0 | 0 | 73.3172 | 15.1396 | 0.86424 | 0 | 0 | 0 | 0 | 3.9652 | 3.5377 | 0 | 12.2123 | 0 | 8.1824 | 43.9015 | 0 | 0 | 0 | 388.184 | 0 | 1.4599 | 0 | 0 | 0 | 0 | 0 | 0 | 389.643 | 285.846 | 33.5556 | - | - | - | - | 0 | 0 | 302 | 0 | 0 | 0 | 0 | 0 | 0 | 0 | 0 | 302
07/26/18 @ 21:31 | OfS-w03-v11-WCChlrBase-mNE-HVAC-Proto.pd2 | OfS-w03-v11-WCChlrBase-mNE-HVAC-Proto | OfS-w03-v11 | California (Title 24) | Oakland Area (CZ03) | Oakland AP | 10002.3 | 6.6543 | 0.15351 | 0 | 0 | 0 | 0 | 8.127 | 2.7406 | 0 | 50.648 | 0 | 31.594 | 99.9173 | 0 | 0 | 0 | 71.8895 | 0 | 22.2612 | 0 | 0 | 0 | 0 | 0 | 0 | 94.1507 | 11.5048 | 0.31311 | 0 | 0 | 0 | 0 | 4.3302 | 3.0887 | 0 | 12.2123 | 0 | 8.1824 | 39.6315 | 0 | 0 | 0 | 388.071 | 0 | 1.4632 | 0 | 0 | 0 | 0 | 0 | 0 | 389.535 | 234.39 | 16.2222 | - | - | - | - | 0 | 0 | 146 | 0 | 0 | 0 | 0 | 0 | 0 | 0 | 0 | 146
07/26/18 @ 21:31 | OfS-w04-v11-WCChlrBase-mNE-HVAC-Proto.pd2 | OfS-w04-v11-WCChlrBase-mNE-HVAC-Proto | OfS-w04-v11 | California (Title 24) | Sunnyvale Area (CZ04) | San Jose | 10002.3 | 12.2972 | 0.30894 | 0 | 0 | 0 | 0 | 9.225 | 4.517 | 0 | 50.648 | 0 | 31.594 | 108.59 | 0 | 0 | 0 | 61.3198 | 0 | 21.6749 | 0 | 0 | 0 | 0 | 0 | 0 | 82.9947 | 13.3877 | 0.34851 | 0 | 0 | 0 | 0 | 5.2632 | 3.5507 | 0 | 12.2123 | 0 | 8.1824 | 42.9448 | 0 | 0 | 0 | 388.631 | 0 | 1.4527 | 0 | 0 | 0 | 0 | 0 | 0 | 390.084 | 272.418 | 22.7778 | - | - | - | - | 0 | 0 | 205 | 0 | 0 | 0 | 0 | 0 | 0 | 0 | 0 | 205
07/26/18 @ 21:31 | OfS-w05-v11-WCChlrBase-mNE-HVAC-Proto.pd2 | OfS-w05-v11-WCChlrBase-mNE-HVAC-Proto | OfS-w05-v11 | California (Title 24) | Santa Maria Area (CZ05) | Santa Maria AP | 10002.3 | 7.0463 | 0.16165 | 0 | 0 | 0 | 0 | 8.1653 | 2.8469 | 0 | 50.648 | 0 | 31.594 | 100.462 | 0 | 0 | 0 | 67.5499 | 0 | 22.5248 | 0 | 0 | 0 | 0 | 0 | 0 | 90.0748 | 10.4989 | 0.2193 | 0 | 0 | 0 | 0 | 4.33 | 2.9018 | 0 | 12.2123 | 0 | 8.5696 | 38.732 | 0 | 0 | 0 | 400.976 | 0 | 3.2174 | 0 | 0 | 0 | 0 | 0 | 0 | 404.193 | 220.101 | 27.5556 | - | - | - | - | 0 | 0 | 248 | 0 | 0 | 0 | 0 | 0 | 0 | 0 | 0 | 248
07/26/18 @ 21:31 | OfS-w06-v11-WCChlrBase-mNE-HVAC-Proto.pd2 | OfS-w06-v11-WCChlrBase-mNE-HVAC-Proto | OfS-w06-v11 | California (Title 24) | Los Angeles Area (CZ06) | Torrance | 10002.3 | 15.2483 | 0.41041 | 0 | 0 | 0 | 0 | 9.2818 | 5.3792 | 0 | 50.648 | 0 | 31.594 | 112.562 | 0 | 0 | 0 | 32.9181 | 0 | 21.1683 | 0 | 0 | 0 | 0 | 0 | 0 | 54.0864 | 14.0462 | 0.48097 | 0 | 0 | 0 | 0 | 4.7012 | 3.6364 | 0 | 12.9267 | 0 | 8.6182 | 44.4096 | 0 | 0 | 0 | 265.354 | 0 | 2.8628 | 0 | 0 | 0 | 0 | 0 | 0 | 268.217 | 281.278 | 34.2222 | - | - | - | - | 0 | 0 | 308 | 0 | 0 | 0 | 0 | 0 | 0 | 0 | 0 | 308
07/26/18 @ 21:31 | OfS-w07-v11-WCChlrBase-mNE-HVAC-Proto.pd2 | OfS-w07-v11-WCChlrBase-mNE-HVAC-Proto | OfS-w07-v11 | California (Title 24) | San Diego Area (CZ07) | San Diego AP | 10002.3 | 13.7823 | 0.35135 | 0 | 0 | 0 | 0 | 9.2211 | 4.9856 | 0 | 50.648 | 0 | 31.594 | 110.582 | 0 | 0 | 0 | 14.5944 | 0 | 20.9637 | 0 | 0 | 0 | 0 | 0 | 0 | 35.5581 | 12.542 | 0.31258 | 0 | 0 | 0 | 0 | 3.63 | 3.3259 | 0 | 12.9267 | 0 | 8.6182 | 41.3555 | 0 | 0 | 0 | 154.395 | 0 | 2.8728 | 0 | 0 | 0 | 0 | 0 | 0 | 157.268 | 255.412 | 38.6667 | - | - | - | - | 0 | 0 | 348 | 0 | 0 | 0 | 0 | 0 | 0 | 0 | 0 | 348
07/26/18 @ 21:32 | OfS-w08-v11-WCChlrBase-mNE-HVAC-Proto.pd2 | OfS-w08-v11-WCChlrBase-mNE-HVAC-Proto | OfS-w08-v11 | California (Title 24) | El Toro Area (CZ08) | Fullerton | 10002.3 | 17.4018 | 0.47208 | 0 | 0 | 0 | 0 | 9.6738 | 6.0492 | 0 | 50.648 | 0 | 31.594 | 115.839 | 0 | 0 | 0 | 34.433 | 0 | 20.726 | 0 | 0 | 0 | 0 | 0 | 0 | 55.159 | 15.0449 | 0.51063 | 0 | 0 | 0 | 0 | 5.0449 | 3.7894 | 0 | 12.2123 | 0 | 8.5696 | 45.1717 | 0 | 0 | 0 | 353.402 | 0 | 2.9619 | 0 | 0 | 0 | 0 | 0 | 0 | 356.364 | 300.22 | 42.3333 | - | - | - | - | 0 | 0 | 381 | 0 | 0 | 0 | 0 | 0 | 0 | 0 | 0 | 381
07/26/18 @ 21:32 | OfS-w09-v11-WCChlrBase-mNE-HVAC-Proto.pd2 | OfS-w09-v11-WCChlrBase-mNE-HVAC-Proto | OfS-w09-v11 | California (Title 24) | Pasadena Area (CZ09) | Burbank AP | 10002.3 | 18.1526 | 0.52378 | 0 | 0 | 0 | 0 | 10.1289 | 6.3848 | 0 | 50.648 | 0 | 31.594 | 117.432 | 0 | 0 | 0 | 35.768 | 0 | 20.6969 | 0 | 0 | 0 | 0 | 0 | 0 | 56.465 | 18.5241 | 1.1853 | 0 | 0 | 0 | 0 | 5.6224 | 4.2601 | 0 | 12.2123 | 0 | 8.1824 | 49.9865 | 0 | 0 | 0 | 388.265 | 0 | 3.0053 | 0 | 0 | 0 | 0 | 0 | 0 | 391.27 | 350.579 | 39.3333 | - | - | - | - | 0 | 0 | 354 | 0 | 0 | 0 | 0 | 0 | 0 | 0 | 0 | 354
07/26/18 @ 21:32 | OfS-w10-v11-WCChlrBase-mNE-HVAC-Proto.pd2 | OfS-w10-v11-WCChlrBase-mNE-HVAC-Proto | OfS-w10-v11 | California (Title 24) | San Bernardino Area (CZ10) | Riverside FS 3 | 10002.3 | 17.4189 | 0.47339 | 0 | 0 | 0 | 0 | 9.5533 | 5.8172 | 0 | 50.648 | 0 | 31.594 | 115.505 | 0 | 0 | 0 | 19.8506 | 0 | 20.5988 | 0 | 0 | 0 | 0 | 0 | 0 | 40.4494 | 15.8488 | 0.71186 | 0 | 0 | 0 | 0 | 5.0228 | 3.7172 | 0 | 12.2123 | 0 | 8.5696 | 46.0826 | 0 | 0 | 0 | 399.054 | 0 | 3.0042 | 0 | 0 | 0 | 0 | 0 | 0 | 402.058 | 306.279 | 42 | - | - | - | - | 0 | 0 | 378 | 0 | 0 | 0 | 0 | 0 | 0 | 0 | 0 | 378
07/26/18 @ 21:32 | OfS-w11-v11-WCChlrBase-mNE-HVAC-Proto.pd2 | OfS-w11-v11-WCChlrBase-mNE-HVAC-Proto | OfS-w11-v11 | California (Title 24) | Red Bluff Area (CZ11) | Red Bluff AP | 10002.3 | 16.0939 | 0.44346 | 0 | 0 | 0 | 0 | 10.0759 | 5.3768 | 0 | 50.648 | 0 | 31.594 | 114.232 | 0 | 0 | 0 | 53.2819 | 0 | 20.8272 | 0 | 0 | 0 | 0 | 0 | 0 | 74.1091 | 16.7932 | 0.41768 | 0 | 0 | 0 | 0 | 6.9343 | 4.0613 | 0 | 12.2123 | 0 | 7.8879 | 48.3068 | 0 | 0 | 0 | 328.178 | 0 | 3.0938 | 0 | 0 | 0 | 0 | 0 | 0 | 331.272 | 325.875 | 26.4444 | - | - | - | - | 0 | 0 | 238 | 0 | 0 | 0 | 0 | 0 | 0 | 0 | 0 | 238
07/26/18 @ 21:32 | OfS-w12-v11-WCChlrBase-mNE-HVAC-Proto.pd2 | OfS-w12-v11-WCChlrBase-mNE-HVAC-Proto | OfS-w12-v11 | California (Title 24) | Sacramento Area (CZ12) | Sacramento AP | 10002.3 | 13.3634 | 0.36461 | 0 | 0 | 0 | 0 | 9.0836 | 4.5686 | 0 | 50.648 | 0 | 31.594 | 109.622 | 0 | 0 | 0 | 53.5143 | 0 | 21.3485 | 0 | 0 | 0 | 0 | 0 | 0 | 74.8628 | 15.4871 | 0.79472 | 0 | 0 | 0 | 0 | 4.5542 | 3.5967 | 0 | 12.2123 | 0 | 8.5696 | 45.2147 | 0 | 0 | 0 | 384.506 | 0 | 1.4456 | 0 | 0 | 0 | 0 | 0 | 0 | 385.952 | 296.202 | 39.6667 | - | - | - | - | 0 | 0 | 357 | 0 | 0 | 0 | 0 | 0 | 0 | 0 | 0 | 357
07/26/18 @ 21:32 | OfS-w13-v11-WCChlrBase-mNE-HVAC-Proto.pd2 | OfS-w13-v11-WCChlrBase-mNE-HVAC-Proto | OfS-w13-v11 | California (Title 24) | Fresno Area (CZ13) | Fresno AP | 10002.3 | 16.7987 | 0.4908 | 0 | 0 | 0 | 0 | 10.098 | 5.7075 | 0 | 50.648 | 0 | 31.594 | 115.337 | 0 | 0 | 0 | 51.2313 | 0 | 20.6368 | 0 | 0 | 0 | 0 | 0 | 0 | 71.8681 | 17.9473 | 0.4458 | 0 | 0 | 0 | 0 | 6.0433 | 4.3409 | 0 | 12.2123 | 0 | 7.8879 | 48.8776 | 0 | 0 | 0 | 358.499 | 0 | 3.1168 | 0 | 0 | 0 | 0 | 0 | 0 | 361.616 | 357.466 | 27.1111 | - | - | - | - | 0 | 0 | 244 | 0 | 0 | 0 | 0 | 0 | 0 | 0 | 0 | 244
07/26/18 @ 21:32 | OfS-w14-v11-WCChlrBase-mNE-HVAC-Proto.pd2 | OfS-w14-v11-WCChlrBase-mNE-HVAC-Proto | OfS-w14-v11 | California (Title 24) | China Lake Area (CZ14) | Palmdale AP | 10002.3 | 16.6977 | 0.44061 | 0 | 0 | 0 | 0 | 10.1381 | 5.6505 | 0 | 50.648 | 0 | 31.594 | 115.169 | 0 | 0 | 0 | 43.217 | 0 | 20.9353 | 0 | 0 | 0 | 0 | 0 | 0 | 64.1524 | 19.983 | 1.6918 | 0 | 0 | 0 | 0 | 5.0095 | 4.2261 | 0 | 12.2123 | 0 | 8.5696 | 51.6924 | 0 | 0 | 0 | 418.852 | 0 | 3.1494 | 0 | 0 | 0 | 0 | 0 | 0 | 422.001 | 365.025 | 37.1111 | - | - | - | - | 0 | 0 | 334 | 0 | 0 | 0 | 0 | 0 | 0 | 0 | 0 | 334
07/26/18 @ 21:32 | OfS-w15-v11-WCChlrBase-mNE-HVAC-Proto.pd2 | OfS-w15-v11-WCChlrBase-mNE-HVAC-Proto | OfS-w15-v11 | California (Title 24) | Blythe Area (CZ15) | Palm Springs | 10002.3 | 29.8513 | 0.9208 | 0 | 0 | 0 | 0 | 13.125 | 9.6217 | 0 | 50.648 | 0 | 31.594 | 135.761 | 0 | 0 | 0 | 4.9869 | 0 | 18.0659 | 0 | 0 | 0 | 0 | 0 | 0 | 23.0528 | 22.1057 | 1.1257 | 0 | 0 | 0 | 0 | 7.5476 | 5.0002 | 0 | 12.2123 | 0 | 7.8879 | 55.8794 | 0 | 0 | 0 | 161.249 | 0 | 2.6885 | 0 | 0 | 0 | 0 | 0 | 0 | 163.938 | 455.158 | 38.1111 | - | - | - | - | 0 | 0 | 343 | 0 | 0 | 0 | 0 | 0 | 0 | 0 | 0 | 343
07/26/18 @ 21:33 | OfS-w16-v11-WCChlrBase-mNE-HVAC-Proto.pd2 | OfS-w16-v11-WCChlrBase-mNE-HVAC-Proto | OfS-w16-v11 | California (Title 24) | Mount Shasta Area (CZ16) | Blue Canyon AP | 10002.3 | 8.1264 | 0.1737 | 0 | 0 | 0 | 0 | 8.7541 | 3.1225 | 0 | 50.648 | 0 | 31.594 | 102.419 | 0 | 0 | 0 | 108.212 | 0 | 23.3789 | 0 | 0 | 0 | 0 | 0 | 0 | 131.591 | 12.9737 | 0.27334 | 0 | 0 | 0 | 0 | 6.5217 | 3.6141 | 0 | 12.2123 | 0 | 7.8879 | 43.4831 | 0 | 0 | 0 | 413.169 | 0 | 3.4407 | 0 | 0 | 0 | 0 | 0 | 0 | 416.61 | 260.249 | 31.7778 | - | - | - | - | 0 | 0 | 286 | 0 | 0 | 0 | 0 | 0 | 0 | 0 | 0 | 286
07/26/18 @ 21:33 | OfS-w01-v14-WCChlrBase-mNE-HVAC-Proto.pd2 | OfS-w01-v14-WCChlrBase-mNE-HVAC-Proto | OfS-w01-v14 | California (Title 24) | Arcata Area (CZ01) | Arcata | 10002.3 | 0.80612 | 0.013755 | 0 | 0 | 0 | 0 | 4.4327 | 0.61289 | 0 | 50.648 | 0 | 31.594 | 88.1074 | 0 | 0 | 0 | 84.9355 | 0 | 23.5886 | 0 | 0 | 0 | 0 | 0 | 0 | 108.524 | 6.3964 | 0.15654 | 0 | 0 | 0 | 0 | 2.4342 | 1.7203 | 0 | 12.2123 | 0 | 8.1824 | 31.1022 | 0 | 0 | 0 | 294.322 | 0 | 3.2253 | 0 | 0 | 0 | 0 | 0 | 0 | 297.547 | 132.46 | 22.5556 | - | - | - | - | 0 | 0 | 203 | 0 | 0 | 0 | 0 | 0 | 0 | 0 | 0 | 203
07/26/18 @ 21:33 | OfS-w02-v14-WCChlrBase-mNE-HVAC-Proto.pd2 | OfS-w02-v14-WCChlrBase-mNE-HVAC-Proto | OfS-w02-v14 | California (Title 24) | Santa Rosa Area (CZ02) | Santa Rosa | 10002.3 | 7.4077 | 0.19271 | 0 | 0 | 0 | 0 | 5.9906 | 2.7904 | 0 | 50.648 | 0 | 31.594 | 98.6233 | 0 | 0 | 0 | 50.2747 | 0 | 22.2112 | 0 | 0 | 0 | 0 | 0 | 0 | 72.4859 | 12.8842 | 0.7053 | 0 | 0 | 0 | 0 | 2.9572 | 2.8348 | 0 | 12.2123 | 0 | 8.1824 | 39.7762 | 0 | 0 | 0 | 336.619 | 0 | 3.0969 | 0 | 0 | 0 | 0 | 0 | 0 | 339.716 | 241.052 | 30.7778 | - | - | - | - | 0 | 0 | 277 | 0 | 0 | 0 | 0 | 0 | 0 | 0 | 0 | 277
07/26/18 @ 21:33 | OfS-w03-v14-WCChlrBase-mNE-HVAC-Proto.pd2 | OfS-w03-v14-WCChlrBase-mNE-HVAC-Proto | OfS-w03-v14 | California (Title 24) | Oakland Area (CZ03) | Oakland AP | 10002.3 | 4.5583 | 0.10365 | 0 | 0 | 0 | 0 | 5.4911 | 1.8621 | 0 | 50.648 | 0 | 31.594 | 94.2572 | 0 | 0 | 0 | 39.8988 | 0 | 22.2768 | 0 | 0 | 0 | 0 | 0 | 0 | 62.1755 | 8.465 | 0.22133 | 0 | 0 | 0 | 0 | 2.7566 | 2.224 | 0 | 12.2123 | 0 | 8.5696 | 34.4487 | 0 | 0 | 0 | 309.728 | 0 | 3.0733 | 0 | 0 | 0 | 0 | 0 | 0 | 312.802 | 173.946 | 14.8889 | - | - | - | - | 0 | 0 | 134 | 0 | 0 | 0 | 0 | 0 | 0 | 0 | 0 | 134
07/26/18 @ 21:33 | OfS-w04-v14-WCChlrBase-mNE-HVAC-Proto.pd2 | OfS-w04-v14-WCChlrBase-mNE-HVAC-Proto | OfS-w04-v14 | California (Title 24) | Sunnyvale Area (CZ04) | San Jose | 10002.3 | 8.5961 | 0.21349 | 0 | 0 | 0 | 0 | 6.2895 | 3.0773 | 0 | 50.648 | 0 | 31.594 | 100.418 | 0 | 0 | 0 | 31.9376 | 0 | 21.6977 | 0 | 0 | 0 | 0 | 0 | 0 | 53.6354 | 10.25 | 0.29346 | 0 | 0 | 0 | 0 | 3.138 | 2.5214 | 0 | 12.2123 | 0 | 8.5696 | 36.9847 | 0 | 0 | 0 | 310.632 | 0 | 3.1566 | 0 | 0 | 0 | 0 | 0 | 0 | 313.789 | 206.42 | 19 | - | - | - | - | 0 | 0 | 171 | 0 | 0 | 0 | 0 | 0 | 0 | 0 | 0 | 171
07/26/18 @ 21:33 | OfS-w05-v14-WCChlrBase-mNE-HVAC-Proto.pd2 | OfS-w05-v14-WCChlrBase-mNE-HVAC-Proto | OfS-w05-v14 | California (Title 24) | Santa Maria Area (CZ05) | Santa Maria AP | 10002.3 | 4.732 | 0.10621 | 0 | 0 | 0 | 0 | 5.3773 | 1.9086 | 0 | 50.648 | 0 | 31.594 | 94.3659 | 0 | 0 | 0 | 41.11 | 0 | 22.5483 | 0 | 0 | 0 | 0 | 0 | 0 | 63.6583 | 7.5291 | 0.19439 | 0 | 0 | 0 | 0 | 2.439 | 2.0141 | 0 | 12.2123 | 0 | 8.5696 | 32.9585 | 0 | 0 | 0 | 297.939 | 0 | 3.0873 | 0 | 0 | 0 | 0 | 0 | 0 | 301.026 | 155.547 | 24.4444 | - | - | - | - | 0 | 0 | 220 | 0 | 0 | 0 | 0 | 0 | 0 | 0 | 0 | 220
07/26/18 @ 21:33 | OfS-w06-v14-WCChlrBase-mNE-HVAC-Proto.pd2 | OfS-w06-v14-WCChlrBase-mNE-HVAC-Proto | OfS-w06-v14 | California (Title 24) | Los Angeles Area (CZ06) | Torrance | 10002.3 | 11.2285 | 0.29932 | 0 | 0 | 0 | 0 | 6.4718 | 3.9098 | 0 | 50.648 | 0 | 31.594 | 104.151 | 0 | 0 | 0 | 19.4243 | 0 | 21.1991 | 0 | 0 | 0 | 0 | 0 | 0 | 40.6234 | 11.2242 | 0.38331 | 0 | 0 | 0 | 0 | 3.4648 | 2.6513 | 0 | 12.9267 | 0 | 8.6182 | 39.2686 | 0 | 0 | 0 | 278.847 | 0 | 3.0092 | 0 | 0 | 0 | 0 | 0 | 0 | 281.857 | 221.782 | 30.2222 | - | - | - | - | 0 | 0 | 272 | 0 | 0 | 0 | 0 | 0 | 0 | 0 | 0 | 272
07/26/18 @ 21:34 | OfS-w07-v14-WCChlrBase-mNE-HVAC-Proto.pd2 | OfS-w07-v14-WCChlrBase-mNE-HVAC-Proto | OfS-w07-v14 | California (Title 24) | San Diego Area (CZ07) | San Diego AP | 10002.3 | 10.0483 | 0.25347 | 0 | 0 | 0 | 0 | 6.4492 | 3.5928 | 0 | 50.648 | 0 | 31.594 | 102.586 | 0 | 0 | 0 | 7.343 | 0 | 21.0037 | 0 | 0 | 0 | 0 | 0 | 0 | 28.3467 | 9.4298 | 0.25977 | 0 | 0 | 0 | 0 | 2.9487 | 2.4523 | 0 | 12.9267 | 0 | 8.6182 | 36.6354 | 0 | 0 | 0 | 236.623 | 0 | 2.9523 | 0 | 0 | 0 | 0 | 0 | 0 | 239.575 | 198.281 | 34.2222 | - | - | - | - | 0 | 0 | 308 | 0 | 0 | 0 | 0 | 0 | 0 | 0 | 0 | 308
07/26/18 @ 21:34 | OfS-w08-v14-WCChlrBase-mNE-HVAC-Proto.pd2 | OfS-w08-v14-WCChlrBase-mNE-HVAC-Proto | OfS-w08-v14 | California (Title 24) | El Toro Area (CZ08) | Fullerton | 10002.3 | 13.0066 | 0.346 | 0 | 0 | 0 | 0 | 6.7759 | 4.4448 | 0 | 50.648 | 0 | 31.594 | 106.815 | 0 | 0 | 0 | 18.6037 | 0 | 20.7603 | 0 | 0 | 0 | 0 | 0 | 0 | 39.3641 | 12.1747 | 0.39122 | 0 | 0 | 0 | 0 | 3.5806 | 2.7794 | 0 | 12.2123 | 0 | 8.5696 | 39.7078 | 0 | 0 | 0 | 332.743 | 0 | 2.9774 | 0 | 0 | 0 | 0 | 0 | 0 | 335.721 | 236.771 | 37.3333 | - | - | - | - | 0 | 0 | 336 | 0 | 0 | 0 | 0 | 0 | 0 | 0 | 0 | 336
07/26/18 @ 21:34 | OfS-w09-v14-WCChlrBase-mNE-HVAC-Proto.pd2 | OfS-w09-v14-WCChlrBase-mNE-HVAC-Proto | OfS-w09-v14 | California (Title 24) | Pasadena Area (CZ09) | Burbank AP | 10002.3 | 13.4333 | 0.38588 | 0 | 0 | 0 | 0 | 7.0565 | 4.6636 | 0 | 50.648 | 0 | 31.594 | 107.781 | 0 | 0 | 0 | 16.9954 | 0 | 20.7294 | 0 | 0 | 0 | 0 | 0 | 0 | 37.7248 | 15.0165 | 0.924 | 0 | 0 | 0 | 0 | 3.8394 | 3.2737 | 0 | 12.2123 | 0 | 8.5696 | 43.8356 | 0 | 0 | 0 | 349.799 | 0 | 3.0107 | 0 | 0 | 0 | 0 | 0 | 0 | 352.81 | 279.303 | 34.2222 | - | - | - | - | 0 | 0 | 308 | 0 | 0 | 0 | 0 | 0 | 0 | 0 | 0 | 308
07/26/18 @ 21:34 | OfS-w10-v14-WCChlrBase-mNE-HVAC-Proto.pd2 | OfS-w10-v14-WCChlrBase-mNE-HVAC-Proto | OfS-w10-v14 | California (Title 24) | San Bernardino Area (CZ10) | Riverside FS 3 | 10002.3 | 13.6 | 0.37148 | 0 | 0 | 0 | 0 | 7.1347 | 4.6028 | 0 | 50.648 | 0 | 31.594 | 107.951 | 0 | 0 | 0 | 19.705 | 0 | 20.6599 | 0 | 0 | 0 | 0 | 0 | 0 | 40.3649 | 13.8662 | 0.60523 | 0 | 0 | 0 | 0 | 4.0898 | 3.0635 | 0 | 12.2123 | 0 | 8.5696 | 42.4067 | 0 | 0 | 0 | 336.979 | 0 | 3.0247 | 0 | 0 | 0 | 0 | 0 | 0 | 340.004 | 263.42 | 38.5556 | - | - | - | - | 0 | 0 | 347 | 0 | 0 | 0 | 0 | 0 | 0 | 0 | 0 | 347
07/26/18 @ 21:34 | OfS-w11-v14-WCChlrBase-mNE-HVAC-Proto.pd2 | OfS-w11-v14-WCChlrBase-mNE-HVAC-Proto | OfS-w11-v14 | California (Title 24) | Red Bluff Area (CZ11) | Red Bluff AP | 10002.3 | 12.5763 | 0.34487 | 0 | 0 | 0 | 0 | 7.5125 | 4.2262 | 0 | 50.648 | 0 | 31.594 | 106.902 | 0 | 0 | 0 | 53.2879 | 0 | 20.8859 | 0 | 0 | 0 | 0 | 0 | 0 | 74.1738 | 14.4104 | 0.35821 | 0 | 0 | 0 | 0 | 6.545 | 3.3584 | 0 | 12.2123 | 0 | 7.8879 | 44.7722 | 0 | 0 | 0 | 385.507 | 0 | 3.1285 | 0 | 0 | 0 | 0 | 0 | 0 | 388.636 | 278.879 | 21 | - | - | - | - | 0 | 0 | 189 | 0 | 0 | 0 | 0 | 0 | 0 | 0 | 0 | 189
07/26/18 @ 21:34 | OfS-w12-v14-WCChlrBase-mNE-HVAC-Proto.pd2 | OfS-w12-v14-WCChlrBase-mNE-HVAC-Proto | OfS-w12-v14 | California (Title 24) | Sacramento Area (CZ12) | Sacramento AP | 10002.3 | 10.239 | 0.28023 | 0 | 0 | 0 | 0 | 6.7088 | 3.5377 | 0 | 50.648 | 0 | 31.594 | 103.008 | 0 | 0 | 0 | 50.0689 | 0 | 21.4078 | 0 | 0 | 0 | 0 | 0 | 0 | 71.4767 | 13.4251 | 0.67886 | 0 | 0 | 0 | 0 | 3.6156 | 2.9669 | 0 | 12.2123 | 0 | 8.5696 | 41.4684 | 0 | 0 | 0 | 340.465 | 0 | 1.4441 | 0 | 0 | 0 | 0 | 0 | 0 | 341.909 | 252.681 | 36.3333 | - | - | - | - | 0 | 0 | 327 | 0 | 0 | 0 | 0 | 0 | 0 | 0 | 0 | 327
07/26/18 @ 21:34 | OfS-w13-v14-WCChlrBase-mNE-HVAC-Proto.pd2 | OfS-w13-v14-WCChlrBase-mNE-HVAC-Proto | OfS-w13-v14 | California (Title 24) | Fresno Area (CZ13) | Fresno AP | 10002.3 | 13.3367 | 0.38787 | 0 | 0 | 0 | 0 | 7.6416 | 4.4542 | 0 | 50.648 | 0 | 31.594 | 108.062 | 0 | 0 | 0 | 46.5569 | 0 | 20.6881 | 0 | 0 | 0 | 0 | 0 | 0 | 67.2451 | 14.8686 | 0.36113 | 0 | 0 | 0 | 0 | 6.9759 | 3.626 | 0 | 12.2123 | 0 | 7.8879 | 45.9318 | 0 | 0 | 0 | 326.372 | 0 | 2.9954 | 0 | 0 | 0 | 0 | 0 | 0 | 329.367 | 311.736 | 21.2222 | - | - | - | - | 0 | 0 | 191 | 0 | 0 | 0 | 0 | 0 | 0 | 0 | 0 | 191
07/26/18 @ 21:35 | OfS-w14-v14-WCChlrBase-mNE-HVAC-Proto.pd2 | OfS-w14-v14-WCChlrBase-mNE-HVAC-Proto | OfS-w14-v14 | California (Title 24) | China Lake Area (CZ14) | Palmdale AP | 10002.3 | 13.191 | 0.346 | 0 | 0 | 0 | 0 | 7.6049 | 4.4365 | 0 | 50.648 | 0 | 31.594 | 107.82 | 0 | 0 | 0 | 47.4274 | 0 | 20.9973 | 0 | 0 | 0 | 0 | 0 | 0 | 68.4247 | 17.4328 | 1.474 | 0 | 0 | 0 | 0 | 4.0194 | 3.8946 | 0 | 12.2123 | 0 | 8.5696 | 47.6027 | 0 | 0 | 0 | 380.966 | 0 | 3.1668 | 0 | 0 | 0 | 0 | 0 | 0 | 384.133 | 320.668 | 34.1111 | - | - | - | - | 0 | 0 | 307 | 0 | 0 | 0 | 0 | 0 | 0 | 0 | 0 | 307
07/26/18 @ 21:35 | OfS-w15-v14-WCChlrBase-mNE-HVAC-Proto.pd2 | OfS-w15-v14-WCChlrBase-mNE-HVAC-Proto | OfS-w15-v14 | California (Title 24) | Blythe Area (CZ15) | Palm Springs | 10002.3 | 24.6507 | 0.75429 | 0 | 0 | 0 | 0 | 10.4574 | 7.9623 | 0 | 50.648 | 0 | 31.594 | 126.066 | 0 | 0 | 0 | 5.2033 | 0 | 18.1144 | 0 | 0 | 0 | 0 | 0 | 0 | 23.3177 | 20.469 | 0.9237 | 0 | 0 | 0 | 0 | 8.9864 | 4.4521 | 0 | 12.2123 | 0 | 7.8879 | 54.9314 | 0 | 0 | 0 | 280.524 | 0 | 2.727 | 0 | 0 | 0 | 0 | 0 | 0 | 283.251 | 402.425 | 35.1111 | - | - | - | - | 0 | 0 | 316 | 0 | 0 | 0 | 0 | 0 | 0 | 0 | 0 | 316
07/26/18 @ 21:35 | OfS-w16-v14-WCChlrBase-mNE-HVAC-Proto.pd2 | OfS-w16-v14-WCChlrBase-mNE-HVAC-Proto | OfS-w16-v14 | California (Title 24) | Mount Shasta Area (CZ16) | Blue Canyon AP | 10002.3 | 5.602 | 0.11914 | 0 | 0 | 0 | 0 | 6.0091 | 2.2138 | 0 | 50.648 | 0 | 31.594 | 96.1859 | 0 | 0 | 0 | 122.5 | 0 | 23.4696 | 0 | 0 | 0 | 0 | 0 | 0 | 145.969 | 9.5 | 0.2014 | 0 | 0 | 0 | 0 | 4.7916 | 2.6406 | 0 | 12.2123 | 0 | 7.8879 | 37.2339 | 0 | 0 | 0 | 307.883 | 0 | 3.4124 | 0 | 0 | 0 | 0 | 0 | 0 | 311.296 | 189.364 | 28.1111 | - | - | - | - | 0 | 0 | 253 | 0 | 0 | 0 | 0 | 0 | 0 | 0 | 0 | 253
07/26/18 @ 21:35 | Rt3-w01-v96-WCChlrBase-mNE-HVAC-Proto.pd2 | Rt3-w01-v96-WCChlrBase-mNE-HVAC-Proto | Rt3-w01-v96 | California (Title 24) | Arcata Area (CZ01) | Arcata | 120000 | 33.3457 | 0.97426 | 0 | 0 | 0 | 0 | 95.4526 | 50.7916 | 0 | 294.526 | 0 | 602.213 | 1077.31 | 0 | 0 | 0 | 1078.85 | 0 | 98.663 | 0 | 0 | 0 | 0 | 0 | 0 | 1177.51 | 64.7885 | 3.8936 | 0 | 0 | 0 | 0 | 23.5746 | 23.0321 | 0 | 70.409 | 0 | 132.902 | 318.6 | 0 | 0 | 0 | 2274.22 | 0 | 2.8981 | 0 | 0 | 0 | 0 | 0 | 0 | 2277.11 | 1312.53 | 242.778 | - | - | - | - | 0 | 0 | 2185 | 0 | 0 | 0 | 0 | 0 | 0 | 0 | 0 | 2185
07/26/18 @ 21:35 | Rt3-w02-v96-WCChlrBase-mNE-HVAC-Proto.pd2 | Rt3-w02-v96-WCChlrBase-mNE-HVAC-Proto | Rt3-w02-v96 | California (Title 24) | Santa Rosa Area (CZ02) | Santa Rosa | 120000 | 159.706 | 9.7622 | 0 | 0 | 0 | 0 | 117.382 | 100.025 | 0 | 294.526 | 0 | 602.213 | 1283.62 | 0 | 0 | 0 | 789.901 | 0 | 92.3641 | 0 | 0 | 0 | 0 | 0 | 0 | 882.266 | 155.196 | 11.4558 | 0 | 0 | 0 | 0 | 38.0095 | 37.1542 | 0 | 70.409 | 0 | 132.902 | 445.126 | 0 | 0 | 0 | 2565.94 | 0 | 2.9876 | 0 | 0 | 0 | 0 | 0 | 0 | 2568.93 | 2982.9 | 324.667 | - | - | - | - | 0 | 0 | 2922 | 0 | 0 | 0 | 0 | 0 | 0 | 0 | 0 | 2922
07/26/18 @ 21:35 | Rt3-w03-v96-WCChlrBase-mNE-HVAC-Proto.pd2 | Rt3-w03-v96-WCChlrBase-mNE-HVAC-Proto | Rt3-w03-v96 | California (Title 24) | Oakland Area (CZ03) | Oakland AP | 120000 | 98.9886 | 5.1383 | 0 | 0 | 0 | 0 | 108.975 | 82.9635 | 0 | 294.526 | 0 | 602.213 | 1192.81 | 0 | 0 | 0 | 545.661 | 0 | 92.6116 | 0 | 0 | 0 | 0 | 0 | 0 | 638.273 | 97.3689 | 5.9601 | 0 | 0 | 0 | 0 | 36.0913 | 29.7267 | 0 | 70.409 | 0 | 132.902 | 372.458 | 0 | 0 | 0 | 2203.67 | 0 | 4.3695 | 0 | 0 | 0 | 0 | 0 | 0 | 2208.04 | 2024.39 | 289.444 | - | - | - | - | 0 | 0 | 2605 | 0 | 0 | 0 | 0 | 0 | 0 | 0 | 0 | 2605
07/26/18 @ 21:35 | Rt3-w04-v96-WCChlrBase-mNE-HVAC-Proto.pd2 | Rt3-w04-v96-WCChlrBase-mNE-HVAC-Proto | Rt3-w04-v96 | California (Title 24) | Sunnyvale Area (CZ04) | San Jose | 120000 | 173.216 | 10.486 | 0 | 0 | 0 | 0 | 121.674 | 100.765 | 0 | 294.526 | 0 | 602.213 | 1302.88 | 0 | 0 | 0 | 486.286 | 0 | 89.9869 | 0 | 0 | 0 | 0 | 0 | 0 | 576.273 | 131.812 | 9.0704 | 0 | 0 | 0 | 0 | 39.6534 | 33.7372 | 0 | 70.409 | 0 | 132.902 | 417.584 | 0 | 0 | 0 | 2099.89 | 0 | 4.3155 | 0 | 0 | 0 | 0 | 0 | 0 | 2104.2 | 2613.39 | 359.444 | - | - | - | - | 0 | 0 | 3235 | 0 | 0 | 0 | 0 | 0 | 0 | 0 | 0 | 3235
07/26/18 @ 21:35 | Rt3-w05-v96-WCChlrBase-mNE-HVAC-Proto.pd2 | Rt3-w05-v96-WCChlrBase-mNE-HVAC-Proto | Rt3-w05-v96 | California (Title 24) | Santa Maria Area (CZ05) | Santa Maria AP | 120000 | 93.2267 | 4.7779 | 0 | 0 | 0 | 0 | 107.633 | 76.3963 | 0 | 294.526 | 0 | 602.213 | 1178.78 | 0 | 0 | 0 | 425.683 | 0 | 93.8744 | 0 | 0 | 0 | 0 | 0 | 0 | 519.558 | 88.0065 | 5.4347 | 0 | 0 | 0 | 0 | 28.0824 | 26.1408 | 0 | 70.409 | 0 | 132.902 | 350.976 | 0 | 0 | 0 | 1720.81 | 0 | 2.7805 | 0 | 0 | 0 | 0 | 0 | 0 | 1723.59 | 1771.82 | 303.222 | - | - | - | - | 0 | 0 | 2729 | 0 | 0 | 0 | 0 | 0 | 0 | 0 | 0 | 2729
07/26/18 @ 21:36 | Rt3-w06-v96-WCChlrBase-mNE-HVAC-Proto.pd2 | Rt3-w06-v96-WCChlrBase-mNE-HVAC-Proto | Rt3-w06-v96 | California (Title 24) | Los Angeles Area (CZ06) | Torrance | 120000 | 200.008 | 13.4801 | 0 | 0 | 0 | 0 | 126.01 | 113.838 | 0 | 294.526 | 0 | 602.213 | 1350.08 | 0 | 0 | 0 | 155.233 | 0 | 87.5893 | 0 | 0 | 0 | 0 | 0 | 0 | 242.823 | 126.044 | 8.5311 | 0 | 0 | 0 | 0 | 42.7905 | 35.0492 | 0 | 70.409 | 0 | 132.902 | 415.726 | 0 | 0 | 0 | 1405.93 | 0 | 4.098 | 0 | 0 | 0 | 0 | 0 | 0 | 1410.03 | 2580.17 | 377.333 | - | - | - | - | 0 | 0 | 3396 | 0 | 0 | 0 | 0 | 0 | 0 | 0 | 0 | 3396
07/26/18 @ 21:36 | Rt3-w07-v96-WCChlrBase-mNE-HVAC-Proto.pd2 | Rt3-w07-v96-WCChlrBase-mNE-HVAC-Proto | Rt3-w07-v96 | California (Title 24) | San Diego Area (CZ07) | San Diego AP | 120000 | 182.591 | 11.9015 | 0 | 0 | 0 | 0 | 129.526 | 101.4 | 0 | 294.526 | 0 | 602.213 | 1322.16 | 0 | 0 | 0 | 63.3298 | 0 | 86.7508 | 0 | 0 | 0 | 0 | 0 | 0 | 150.081 | 118.265 | 8.323 | 0 | 0 | 0 | 0 | 42.0855 | 30.7082 | 0 | 70.409 | 0 | 132.902 | 402.692 | 0 | 0 | 0 | 802.844 | 0 | 4.0917 | 0 | 0 | 0 | 0 | 0 | 0 | 806.936 | 2384.99 | 355.222 | - | - | - | - | 0 | 0 | 3197 | 0 | 0 | 0 | 0 | 0 | 0 | 0 | 0 | 3197
07/26/18 @ 21:36 | Rt3-w08-v96-WCChlrBase-mNE-HVAC-Proto.pd2 | Rt3-w08-v96-WCChlrBase-mNE-HVAC-Proto | Rt3-w08-v96 | California (Title 24) | El Toro Area (CZ08) | Fullerton | 120000 | 235.979 | 16.0275 | 0 | 0 | 0 | 0 | 132.14 | 117.087 | 0 | 294.526 | 0 | 602.213 | 1397.98 | 0 | 0 | 0 | 139.279 | 0 | 85.5133 | 0 | 0 | 0 | 0 | 0 | 0 | 224.792 | 143.237 | 10.4229 | 0 | 0 | 0 | 0 | 39.7042 | 36.1175 | 0 | 70.409 | 0 | 132.902 | 432.793 | 0 | 0 | 0 | 1402.57 | 0 | 4.0229 | 0 | 0 | 0 | 0 | 0 | 0 | 1406.59 | 2809.33 | 401.778 | - | - | - | - | 0 | 0 | 3616 | 0 | 0 | 0 | 0 | 0 | 0 | 0 | 0 | 3616
07/26/18 @ 21:36 | Rt3-w09-v96-WCChlrBase-mNE-HVAC-Proto.pd2 | Rt3-w09-v96-WCChlrBase-mNE-HVAC-Proto | Rt3-w09-v96 | California (Title 24) | Pasadena Area (CZ09) | Burbank AP | 120000 | 261.268 | 18.2684 | 0 | 0 | 0 | 0 | 133.85 | 130.813 | 0 | 294.526 | 0 | 602.213 | 1440.94 | 0 | 0 | 0 | 264.236 | 0 | 85.4426 | 0 | 0 | 0 | 0 | 0 | 0 | 349.679 | 185.754 | 15.0962 | 0 | 0 | 0 | 0 | 45.7452 | 43.709 | 0 | 70.409 | 0 | 132.902 | 493.616 | 0 | 0 | 0 | 1796.78 | 0 | 4.1365 | 0 | 0 | 0 | 0 | 0 | 0 | 1800.92 | 3658.5 | 450.556 | - | - | - | - | 0 | 0 | 4055 | 0 | 0 | 0 | 0 | 0 | 0 | 0 | 0 | 4055
07/26/18 @ 21:36 | Rt3-w10-v96-WCChlrBase-mNE-HVAC-Proto.pd2 | Rt3-w10-v96-WCChlrBase-mNE-HVAC-Proto | Rt3-w10-v96 | California (Title 24) | San Bernardino Area (CZ10) | Riverside FS 3 | 120000 | 258.767 | 17.1752 | 0 | 0 | 0 | 0 | 134.852 | 121.725 | 0 | 294.526 | 0 | 602.213 | 1429.26 | 0 | 0 | 0 | 300.026 | 0 | 85.0957 | 0 | 0 | 0 | 0 | 0 | 0 | 385.122 | 162.926 | 11.3071 | 0 | 0 | 0 | 0 | 49.5526 | 38.865 | 0 | 70.409 | 0 | 132.902 | 465.962 | 0 | 0 | 0 | 1787.69 | 0 | 2.6127 | 0 | 0 | 0 | 0 | 0 | 0 | 1790.31 | 3124.56 | 436 | - | - | - | - | 0 | 0 | 3924 | 0 | 0 | 0 | 0 | 0 | 0 | 0 | 0 | 3924
07/26/18 @ 21:36 | Rt3-w11-v96-WCChlrBase-mNE-HVAC-Proto.pd2 | Rt3-w11-v96-WCChlrBase-mNE-HVAC-Proto | Rt3-w11-v96 | California (Title 24) | Red Bluff Area (CZ11) | Red Bluff AP | 120000 | 243.037 | 16.5661 | 0 | 0 | 0 | 0 | 139.774 | 117.168 | 0 | 294.526 | 0 | 602.213 | 1413.29 | 0 | 0 | 0 | 1008.65 | 0 | 86.1543 | 0 | 0 | 0 | 0 | 0 | 0 | 1094.8 | 192.023 | 15.963 | 0 | 0 | 0 | 0 | 45.9873 | 43.1858 | 0 | 70.409 | 0 | 132.902 | 500.471 | 0 | 0 | 0 | 2762.34 | 0 | 2.9478 | 0 | 0 | 0 | 0 | 0 | 0 | 2765.29 | 3695.6 | 402.778 | - | - | - | - | 0 | 0 | 3625 | 0 | 0 | 0 | 0 | 0 | 0 | 0 | 0 | 3625
07/26/18 @ 21:36 | Rt3-w12-v96-WCChlrBase-mNE-HVAC-Proto.pd2 | Rt3-w12-v96-WCChlrBase-mNE-HVAC-Proto | Rt3-w12-v96 | California (Title 24) | Sacramento Area (CZ12) | Sacramento AP | 120000 | 213.771 | 14.7348 | 0 | 0 | 0 | 0 | 128.726 | 114.19 | 0 | 294.526 | 0 | 602.213 | 1368.16 | 0 | 0 | 0 | 901.512 | 0 | 88.5806 | 0 | 0 | 0 | 0 | 0 | 0 | 990.092 | 176.212 | 12.8664 | 0 | 0 | 0 | 0 | 48.0762 | 41.3456 | 0 | 70.409 | 0 | 132.902 | 481.812 | 0 | 0 | 0 | 2821.88 | 0 | 2.8942 | 0 | 0 | 0 | 0 | 0 | 0 | 2824.78 | 3416.23 | 393.333 | - | - | - | - | 0 | 0 | 3540 | 0 | 0 | 0 | 0 | 0 | 0 | 0 | 0 | 3540
07/26/18 @ 21:37 | Rt3-w13-v96-WCChlrBase-mNE-HVAC-Proto.pd2 | Rt3-w13-v96-WCChlrBase-mNE-HVAC-Proto | Rt3-w13-v96 | California (Title 24) | Fresno Area (CZ13) | Fresno AP | 120000 | 254.528 | 17.9973 | 0 | 0 | 0 | 0 | 142.857 | 116.643 | 0 | 294.526 | 0 | 602.213 | 1428.77 | 0 | 0 | 0 | 872.92 | 0 | 85.2047 | 0 | 0 | 0 | 0 | 0 | 0 | 958.125 | 191.11 | 14.2117 | 0 | 0 | 0 | 0 | 55.5012 | 42.7355 | 0 | 70.409 | 0 | 132.902 | 506.87 | 0 | 0 | 0 | 2812.5 | 0 | 2.6643 | 0 | 0 | 0 | 0 | 0 | 0 | 2815.16 | 3646.92 | 414.222 | - | - | - | - | 0 | 0 | 3728 | 0 | 0 | 0 | 0 | 0 | 0 | 0 | 0 | 3728
07/26/18 @ 21:37 | Rt3-w14-v96-WCChlrBase-mNE-HVAC-Proto.pd2 | Rt3-w14-v96-WCChlrBase-mNE-HVAC-Proto | Rt3-w14-v96 | California (Title 24) | China Lake Area (CZ14) | Palmdale AP | 120000 | 246.151 | 16.1912 | 0 | 0 | 0 | 0 | 137.191 | 125.47 | 0 | 294.526 | 0 | 602.213 | 1421.75 | 0 | 0 | 0 | 928.397 | 0 | 86.713 | 0 | 0 | 0 | 0 | 0 | 0 | 1015.11 | 217.118 | 19.6283 | 0 | 0 | 0 | 0 | 39.359 | 46.7757 | 0 | 70.409 | 0 | 132.902 | 526.192 | 0 | 0 | 0 | 2756.17 | 0 | 2.579 | 0 | 0 | 0 | 0 | 0 | 0 | 2758.75 | 4254.2 | 424.111 | - | - | - | - | 0 | 0 | 3817 | 0 | 0 | 0 | 0 | 0 | 0 | 0 | 0 | 3817
07/26/18 @ 21:37 | Rt3-w15-v96-WCChlrBase-mNE-HVAC-Proto.pd2 | Rt3-w15-v96-WCChlrBase-mNE-HVAC-Proto | Rt3-w15-v96 | California (Title 24) | Blythe Area (CZ15) | Palm Springs | 120000 | 429.431 | 32.6125 | 0 | 0 | 0 | 0 | 180.45 | 163.104 | 0 | 294.526 | 0 | 602.213 | 1702.34 | 0 | 0 | 0 | 133.253 | 0 | 73.1564 | 0 | 0 | 0 | 0 | 0 | 0 | 206.41 | 252.911 | 22.4625 | 0 | 0 | 0 | 0 | 68.3479 | 52.8706 | 0 | 70.409 | 0 | 124.734 | 591.735 | 0 | 0 | 0 | 1511.76 | 0 | 3.8075 | 0 | 0 | 0 | 0 | 0 | 0 | 1515.57 | 4824.69 | 457.889 | - | - | - | - | 0 | 0 | 4121 | 0 | 0 | 0 | 0 | 0 | 0 | 0 | 0 | 4121
07/26/18 @ 21:37 | Rt3-w16-v96-WCChlrBase-mNE-HVAC-Proto.pd2 | Rt3-w16-v96-WCChlrBase-mNE-HVAC-Proto | Rt3-w16-v96 | California (Title 24) | Mount Shasta Area (CZ16) | Blue Canyon AP | 120000 | 106.14 | 5.1333 | 0 | 0 | 0 | 0 | 125.771 | 79.5221 | 0 | 294.526 | 0 | 602.213 | 1213.31 | 0 | 0 | 0 | 2434.79 | 0 | 98.3162 | 0 | 0 | 0 | 0 | 0 | 0 | 2533.11 | 124.628 | 7.5129 | 0 | 0 | 0 | 0 | 49.6369 | 32.8201 | 0 | 70.409 | 0 | 124.734 | 409.742 | 0 | 0 | 0 | 3244.33 | 0 | 4.8068 | 0 | 0 | 0 | 0 | 0 | 0 | 3249.14 | 2480.15 | 340.111 | - | - | - | - | 0 | 0 | 3061 | 0 | 0 | 0 | 0 | 0 | 0 | 0 | 0 | 3061
07/26/18 @ 21:37 | Rt3-w01-v03-WCChlrBase-mNE-HVAC-Proto.pd2 | Rt3-w01-v03-WCChlrBase-mNE-HVAC-Proto | Rt3-w01-v03 | California (Title 24) | Arcata Area (CZ01) | Arcata | 120000 | 23.7998 | 0.27227 | 0 | 0 | 0 | 0 | 61.2632 | 38.8577 | 0 | 280.488 | 0 | 568.598 | 973.276 | 0 | 0 | 0 | 1130.36 | 0 | 93.8425 | 0 | 0 | 0 | 0 | 0 | 0 | 1224.2 | 53.9671 | 1.2406 | 0 | 0 | 0 | 0 | 23.5515 | 20.9064 | 0 | 67.0522 | 0 | 125.484 | 292.202 | 0 | 0 | 0 | 2257.68 | 0 | 2.5338 | 0 | 0 | 0 | 0 | 0 | 0 | 2260.22 | 1124.73 | 216.444 | - | - | - | - | 0 | 0 | 1948 | 0 | 0 | 0 | 0 | 0 | 0 | 0 | 0 | 1948
07/26/18 @ 21:37 | Rt3-w02-v03-WCChlrBase-mNE-HVAC-Proto.pd2 | Rt3-w02-v03-WCChlrBase-mNE-HVAC-Proto | Rt3-w02-v03 | California (Title 24) | Santa Rosa Area (CZ02) | Santa Rosa | 120000 | 134.975 | 3.2005 | 0 | 0 | 0 | 0 | 83.7394 | 82.8408 | 0 | 280.488 | 0 | 568.598 | 1153.84 | 0 | 0 | 0 | 768.741 | 0 | 87.7117 | 0 | 0 | 0 | 0 | 0 | 0 | 856.453 | 145.394 | 6.4305 | 0 | 0 | 0 | 0 | 29.864 | 34.9054 | 0 | 67.0522 | 0 | 125.484 | 409.13 | 0 | 0 | 0 | 2497.86 | 0 | 2.6251 | 0 | 0 | 0 | 0 | 0 | 0 | 2500.49 | 2823.46 | 294.444 | - | - | - | - | 0 | 0 | 2650 | 0 | 0 | 0 | 0 | 0 | 0 | 0 | 0 | 2650
07/26/18 @ 21:37 | Rt3-w03-v03-WCChlrBase-mNE-HVAC-Proto.pd2 | Rt3-w03-v03-WCChlrBase-mNE-HVAC-Proto | Rt3-w03-v03 | California (Title 24) | Oakland Area (CZ03) | Oakland AP | 120000 | 78.0472 | 1.5607 | 0 | 0 | 0 | 0 | 75.4885 | 66.4212 | 0 | 280.488 | 0 | 568.598 | 1070.6 | 0 | 0 | 0 | 558.074 | 0 | 87.9585 | 0 | 0 | 0 | 0 | 0 | 0 | 646.033 | 89.0405 | 2.2244 | 0 | 0 | 0 | 0 | 28.9331 | 27.581 | 0 | 67.0522 | 0 | 125.484 | 340.315 | 0 | 0 | 0 | 2244.99 | 0 | 3.9761 | 0 | 0 | 0 | 0 | 0 | 0 | 2248.97 | 1842.69 | 263.444 | - | - | - | - | 0 | 0 | 2371 | 0 | 0 | 0 | 0 | 0 | 0 | 0 | 0 | 2371
07/26/18 @ 21:38 | Rt3-w04-v03-WCChlrBase-mNE-HVAC-Proto.pd2 | Rt3-w04-v03-WCChlrBase-mNE-HVAC-Proto | Rt3-w04-v03 | California (Title 24) | Sunnyvale Area (CZ04) | San Jose | 120000 | 147.336 | 3.5229 | 0 | 0 | 0 | 0 | 88.0931 | 85.8696 | 0 | 280.488 | 0 | 568.598 | 1173.9 | 0 | 0 | 0 | 490.528 | 0 | 85.4051 | 0 | 0 | 0 | 0 | 0 | 0 | 575.933 | 122.789 | 3.4945 | 0 | 0 | 0 | 0 | 31.3319 | 31.6885 | 0 | 67.0522 | 0 | 125.484 | 381.84 | 0 | 0 | 0 | 2140.82 | 0 | 3.9252 | 0 | 0 | 0 | 0 | 0 | 0 | 2144.74 | 2451.41 | 328.444 | - | - | - | - | 0 | 0 | 2956 | 0 | 0 | 0 | 0 | 0 | 0 | 0 | 0 | 2956
07/26/18 @ 21:38 | Rt3-w05-v03-WCChlrBase-mNE-HVAC-Proto.pd2 | Rt3-w05-v03-WCChlrBase-mNE-HVAC-Proto | Rt3-w05-v03 | California (Title 24) | Santa Maria Area (CZ05) | Santa Maria AP | 120000 | 74.2606 | 1.4368 | 0 | 0 | 0 | 0 | 74.6139 | 63.8076 | 0 | 280.488 | 0 | 568.598 | 1063.2 | 0 | 0 | 0 | 427.468 | 0 | 89.1911 | 0 | 0 | 0 | 0 | 0 | 0 | 516.659 | 79.7114 | 2.036 | 0 | 0 | 0 | 0 | 23.0382 | 23.9928 | 0 | 67.0522 | 0 | 125.484 | 321.314 | 0 | 0 | 0 | 1751.8 | 0 | 2.4292 | 0 | 0 | 0 | 0 | 0 | 0 | 1754.23 | 1600.57 | 275.222 | - | - | - | - | 0 | 0 | 2477 | 0 | 0 | 0 | 0 | 0 | 0 | 0 | 0 | 2477
07/26/18 @ 21:38 | Rt3-w06-v03-WCChlrBase-mNE-HVAC-Proto.pd2 | Rt3-w06-v03-WCChlrBase-mNE-HVAC-Proto | Rt3-w06-v03 | California (Title 24) | Los Angeles Area (CZ06) | Torrance | 120000 | 176.581 | 4.4801 | 0 | 0 | 0 | 0 | 92.047 | 105.413 | 0 | 280.488 | 0 | 568.598 | 1227.6 | 0 | 0 | 0 | 181.782 | 0 | 83.0805 | 0 | 0 | 0 | 0 | 0 | 0 | 264.863 | 125.065 | 4.2603 | 0 | 0 | 0 | 0 | 29.2037 | 33.1315 | 0 | 67.0522 | 0 | 125.484 | 384.196 | 0 | 0 | 0 | 1564.02 | 0 | 3.7168 | 0 | 0 | 0 | 0 | 0 | 0 | 1567.74 | 2447.12 | 351 | - | - | - | - | 0 | 0 | 3159 | 0 | 0 | 0 | 0 | 0 | 0 | 0 | 0 | 3159
07/26/18 @ 21:38 | Rt3-w07-v03-WCChlrBase-mNE-HVAC-Proto.pd2 | Rt3-w07-v03-WCChlrBase-mNE-HVAC-Proto | Rt3-w07-v03 | California (Title 24) | San Diego Area (CZ07) | San Diego AP | 120000 | 164.25 | 4.003 | 0 | 0 | 0 | 0 | 93.1503 | 94.1578 | 0 | 280.488 | 0 | 568.598 | 1204.64 | 0 | 0 | 0 | 76.4158 | 0 | 82.2736 | 0 | 0 | 0 | 0 | 0 | 0 | 158.689 | 119.873 | 3.3923 | 0 | 0 | 0 | 0 | 30.5436 | 29.7169 | 0 | 67.0522 | 0 | 125.484 | 376.062 | 0 | 0 | 0 | 896.338 | 0 | 3.7164 | 0 | 0 | 0 | 0 | 0 | 0 | 900.055 | 2355.87 | 325.222 | - | - | - | - | 0 | 0 | 2927 | 0 | 0 | 0 | 0 | 0 | 0 | 0 | 0 | 2927
07/26/18 @ 21:38 | Rt3-w08-v03-WCChlrBase-mNE-HVAC-Proto.pd2 | Rt3-w08-v03-WCChlrBase-mNE-HVAC-Proto | Rt3-w08-v03 | California (Title 24) | El Toro Area (CZ08) | Fullerton | 120000 | 210.884 | 5.4591 | 0 | 0 | 0 | 0 | 98.4382 | 108.794 | 0 | 280.488 | 0 | 568.598 | 1272.65 | 0 | 0 | 0 | 163.878 | 0 | 81.0593 | 0 | 0 | 0 | 0 | 0 | 0 | 244.938 | 138.135 | 5.3373 | 0 | 0 | 0 | 0 | 31.3235 | 34.3502 | 0 | 67.0522 | 0 | 125.484 | 401.682 | 0 | 0 | 0 | 1560.26 | 0 | 3.6444 | 0 | 0 | 0 | 0 | 0 | 0 | 1563.9 | 2694.39 | 370.111 | - | - | - | - | 0 | 0 | 3331 | 0 | 0 | 0 | 0 | 0 | 0 | 0 | 0 | 3331
07/26/18 @ 21:38 | Rt3-w09-v03-WCChlrBase-mNE-HVAC-Proto.pd2 | Rt3-w09-v03-WCChlrBase-mNE-HVAC-Proto | Rt3-w09-v03 | California (Title 24) | Pasadena Area (CZ09) | Burbank AP | 120000 | 234.302 | 6.4302 | 0 | 0 | 0 | 0 | 99.3385 | 118.554 | 0 | 280.488 | 0 | 568.598 | 1307.7 | 0 | 0 | 0 | 270.251 | 0 | 80.9859 | 0 | 0 | 0 | 0 | 0 | 0 | 351.237 | 181.753 | 14.9001 | 0 | 0 | 0 | 0 | 31.995 | 42.0941 | 0 | 67.0522 | 0 | 125.484 | 463.278 | 0 | 0 | 0 | 1881.54 | 0 | 3.7511 | 0 | 0 | 0 | 0 | 0 | 0 | 1885.29 | 3579.73 | 412.222 | - | - | - | - | 0 | 0 | 3710 | 0 | 0 | 0 | 0 | 0 | 0 | 0 | 0 | 3710
07/26/18 @ 21:38 | Rt3-w10-v03-WCChlrBase-mNE-HVAC-Proto.pd2 | Rt3-w10-v03-WCChlrBase-mNE-HVAC-Proto | Rt3-w10-v03 | California (Title 24) | San Bernardino Area (CZ10) | Riverside FS 3 | 120000 | 226.644 | 5.9358 | 0 | 0 | 0 | 0 | 100.158 | 106.857 | 0 | 280.488 | 0 | 568.598 | 1288.67 | 0 | 0 | 0 | 281.648 | 0 | 80.645 | 0 | 0 | 0 | 0 | 0 | 0 | 362.293 | 149.691 | 4.6233 | 0 | 0 | 0 | 0 | 38.9777 | 36.2213 | 0 | 67.0522 | 0 | 125.484 | 422.05 | 0 | 0 | 0 | 1831.05 | 0 | 2.2647 | 0 | 0 | 0 | 0 | 0 | 0 | 1833.32 | 2930.83 | 396.222 | - | - | - | - | 0 | 0 | 3566 | 0 | 0 | 0 | 0 | 0 | 0 | 0 | 0 | 3566
07/26/18 @ 21:39 | Rt3-w11-v03-WCChlrBase-mNE-HVAC-Proto.pd2 | Rt3-w11-v03-WCChlrBase-mNE-HVAC-Proto | Rt3-w11-v03 | California (Title 24) | Red Bluff Area (CZ11) | Red Bluff AP | 120000 | 217.636 | 5.8512 | 0 | 0 | 0 | 0 | 100.881 | 101.308 | 0 | 280.488 | 0 | 568.598 | 1274.76 | 0 | 0 | 0 | 989.329 | 0 | 81.664 | 0 | 0 | 0 | 0 | 0 | 0 | 1070.99 | 181.78 | 13.099 | 0 | 0 | 0 | 0 | 35.2264 | 40.9481 | 0 | 67.0522 | 0 | 125.484 | 463.589 | 0 | 0 | 0 | 2689.82 | 0 | 2.413 | 0 | 0 | 0 | 0 | 0 | 0 | 2692.24 | 3538.66 | 363.222 | - | - | - | - | 0 | 0 | 3269 | 0 | 0 | 0 | 0 | 0 | 0 | 0 | 0 | 3269
07/26/18 @ 21:39 | Rt3-w12-v03-WCChlrBase-mNE-HVAC-Proto.pd2 | Rt3-w12-v03-WCChlrBase-mNE-HVAC-Proto | Rt3-w12-v03 | California (Title 24) | Sacramento Area (CZ12) | Sacramento AP | 120000 | 184.891 | 4.9683 | 0 | 0 | 0 | 0 | 93.6171 | 94.4252 | 0 | 280.488 | 0 | 568.598 | 1226.98 | 0 | 0 | 0 | 889.028 | 0 | 84.0254 | 0 | 0 | 0 | 0 | 0 | 0 | 973.054 | 162.909 | 7.1732 | 0 | 0 | 0 | 0 | 38.0485 | 38.7753 | 0 | 67.0522 | 0 | 125.484 | 439.442 | 0 | 0 | 0 | 2736.94 | 0 | 2.5288 | 0 | 0 | 0 | 0 | 0 | 0 | 2739.47 | 3211.73 | 348.444 | - | - | - | - | 0 | 0 | 3136 | 0 | 0 | 0 | 0 | 0 | 0 | 0 | 0 | 3136
07/26/18 @ 21:39 | Rt3-w13-v03-WCChlrBase-mNE-HVAC-Proto.pd2 | Rt3-w13-v03-WCChlrBase-mNE-HVAC-Proto | Rt3-w13-v03 | California (Title 24) | Fresno Area (CZ13) | Fresno AP | 120000 | 225.717 | 6.2515 | 0 | 0 | 0 | 0 | 103.843 | 100.964 | 0 | 280.488 | 0 | 568.598 | 1285.86 | 0 | 0 | 0 | 872.65 | 0 | 80.7457 | 0 | 0 | 0 | 0 | 0 | 0 | 953.395 | 177.654 | 8.6831 | 0 | 0 | 0 | 0 | 43.4726 | 40.3361 | 0 | 67.0522 | 0 | 125.484 | 462.682 | 0 | 0 | 0 | 2742.08 | 0 | 2.3066 | 0 | 0 | 0 | 0 | 0 | 0 | 2744.39 | 3436.62 | 374.333 | - | - | - | - | 0 | 0 | 3369 | 0 | 0 | 0 | 0 | 0 | 0 | 0 | 0 | 3369
07/26/18 @ 21:39 | Rt3-w14-v03-WCChlrBase-mNE-HVAC-Proto.pd2 | Rt3-w14-v03-WCChlrBase-mNE-HVAC-Proto | Rt3-w14-v03 | California (Title 24) | China Lake Area (CZ14) | Palmdale AP | 120000 | 223.956 | 5.7039 | 0 | 0 | 0 | 0 | 99.8872 | 111.573 | 0 | 280.488 | 0 | 568.598 | 1290.2 | 0 | 0 | 0 | 941.443 | 0 | 82.2141 | 0 | 0 | 0 | 0 | 0 | 0 | 1023.66 | 213.286 | 18.7099 | 0 | 0 | 0 | 0 | 29.5844 | 45.1914 | 0 | 67.0522 | 0 | 125.484 | 499.308 | 0 | 0 | 0 | 2697.18 | 0 | 2.4263 | 0 | 0 | 0 | 0 | 0 | 0 | 2699.61 | 4157.96 | 389 | - | - | - | - | 0 | 0 | 3501 | 0 | 0 | 0 | 0 | 0 | 0 | 0 | 0 | 3501
07/26/18 @ 21:39 | Rt3-w15-v03-WCChlrBase-mNE-HVAC-Proto.pd2 | Rt3-w15-v03-WCChlrBase-mNE-HVAC-Proto | Rt3-w15-v03 | California (Title 24) | Blythe Area (CZ15) | Palm Springs | 120000 | 396.551 | 12.3459 | 0 | 0 | 0 | 0 | 137.835 | 151.425 | 0 | 280.488 | 0 | 568.598 | 1547.24 | 0 | 0 | 0 | 127.867 | 0 | 69.0336 | 0 | 0 | 0 | 0 | 0 | 0 | 196.9 | 240.271 | 20.9434 | 0 | 0 | 0 | 0 | 53.9069 | 50.4005 | 0 | 67.0522 | 0 | 117.771 | 550.345 | 0 | 0 | 0 | 1730.35 | 0 | 3.4342 | 0 | 0 | 0 | 0 | 0 | 0 | 1733.78 | 4635.91 | 408.889 | - | - | - | - | 0 | 0 | 3680 | 0 | 0 | 0 | 0 | 0 | 0 | 0 | 0 | 3680
07/26/18 @ 21:39 | Rt3-w16-v03-WCChlrBase-mNE-HVAC-Proto.pd2 | Rt3-w16-v03-WCChlrBase-mNE-HVAC-Proto | Rt3-w16-v03 | California (Title 24) | Mount Shasta Area (CZ16) | Blue Canyon AP | 120000 | 94.9856 | 1.7797 | 0 | 0 | 0 | 0 | 86.7179 | 70.9277 | 0 | 280.488 | 0 | 568.598 | 1103.49 | 0 | 0 | 0 | 2546.15 | 0 | 93.4978 | 0 | 0 | 0 | 0 | 0 | 0 | 2639.64 | 113.835 | 2.7497 | 0 | 0 | 0 | 0 | 38.9604 | 30.3765 | 0 | 67.0522 | 0 | 117.771 | 370.745 | 0 | 0 | 0 | 3137.08 | 0 | 4.3836 | 0 | 0 | 0 | 0 | 0 | 0 | 3141.47 | 2265.33 | 314.222 | - | - | - | - | 0 | 0 | 2828 | 0 | 0 | 0 | 0 | 0 | 0 | 0 | 0 | 2828
07/26/18 @ 21:39 | Rt3-w01-v07-WCChlrBase-mNE-HVAC-Proto.pd2 | Rt3-w01-v07-WCChlrBase-mNE-HVAC-Proto | Rt3-w01-v07 | California (Title 24) | Arcata Area (CZ01) | Arcata | 120000 | 19.8382 | 0.20355 | 0 | 0 | 0 | 0 | 60.6217 | 14.7645 | 0 | 267.399 | 0 | 568.598 | 931.424 | 0 | 0 | 0 | 1140.91 | 0 | 93.8481 | 0 | 0 | 0 | 0 | 0 | 0 | 1234.76 | 52.7772 | 1.2096 | 0 | 0 | 0 | 0 | 23.3116 | 14.0664 | 0 | 63.9235 | 0 | 125.484 | 280.772 | 0 | 0 | 0 | 2269.31 | 0 | 2.5345 | 0 | 0 | 0 | 0 | 0 | 0 | 2271.84 | 1112.55 | 206.333 | - | - | - | - | 0 | 0 | 1857 | 0 | 0 | 0 | 0 | 0 | 0 | 0 | 0 | 1857
07/26/18 @ 21:40 | Rt3-w02-v07-WCChlrBase-mNE-HVAC-Proto.pd2 | Rt3-w02-v07-WCChlrBase-mNE-HVAC-Proto | Rt3-w02-v07 | California (Title 24) | Santa Rosa Area (CZ02) | Santa Rosa | 120000 | 130.11 | 3.082 | 0 | 0 | 0 | 0 | 82.9525 | 53.1791 | 0 | 267.399 | 0 | 568.598 | 1105.32 | 0 | 0 | 0 | 771.852 | 0 | 87.715 | 0 | 0 | 0 | 0 | 0 | 0 | 859.567 | 144.338 | 6.3841 | 0 | 0 | 0 | 0 | 29.6125 | 33.1161 | 0 | 63.9235 | 0 | 125.484 | 402.858 | 0 | 0 | 0 | 2494.46 | 0 | 2.6261 | 0 | 0 | 0 | 0 | 0 | 0 | 2497.08 | 2810.77 | 283.222 | - | - | - | - | 0 | 0 | 2549 | 0 | 0 | 0 | 0 | 0 | 0 | 0 | 0 | 2549
07/26/18 @ 21:40 | Rt3-w03-v07-WCChlrBase-mNE-HVAC-Proto.pd2 | Rt3-w03-v07-WCChlrBase-mNE-HVAC-Proto | Rt3-w03-v07 | California (Title 24) | Oakland Area (CZ03) | Oakland AP | 120000 | 72.8926 | 1.4217 | 0 | 0 | 0 | 0 | 74.6967 | 33.6736 | 0 | 267.399 | 0 | 568.598 | 1018.68 | 0 | 0 | 0 | 565.431 | 0 | 87.9616 | 0 | 0 | 0 | 0 | 0 | 0 | 653.393 | 88.6528 | 2.1875 | 0 | 0 | 0 | 0 | 28.6676 | 21.9859 | 0 | 63.9235 | 0 | 125.484 | 330.901 | 0 | 0 | 0 | 2277.27 | 0 | 3.9773 | 0 | 0 | 0 | 0 | 0 | 0 | 2281.25 | 1829.91 | 249.444 | - | - | - | - | 0 | 0 | 2245 | 0 | 0 | 0 | 0 | 0 | 0 | 0 | 0 | 2245
07/26/18 @ 21:40 | Rt3-w04-v07-WCChlrBase-mNE-HVAC-Proto.pd2 | Rt3-w04-v07-WCChlrBase-mNE-HVAC-Proto | Rt3-w04-v07 | California (Title 24) | Sunnyvale Area (CZ04) | San Jose | 120000 | 142.077 | 3.3877 | 0 | 0 | 0 | 0 | 87.226 | 53.5994 | 0 | 267.399 | 0 | 568.598 | 1122.28 | 0 | 0 | 0 | 493.996 | 0 | 85.4077 | 0 | 0 | 0 | 0 | 0 | 0 | 579.404 | 122.93 | 3.4612 | 0 | 0 | 0 | 0 | 29.1093 | 28.6343 | 0 | 63.9235 | 0 | 125.484 | 373.542 | 0 | 0 | 0 | 2164.18 | 0 | 3.9264 | 0 | 0 | 0 | 0 | 0 | 0 | 2168.11 | 2437.93 | 319 | - | - | - | - | 0 | 0 | 2871 | 0 | 0 | 0 | 0 | 0 | 0 | 0 | 0 | 2871
07/26/18 @ 21:40 | Rt3-w05-v07-WCChlrBase-mNE-HVAC-Proto.pd2 | Rt3-w05-v07-WCChlrBase-mNE-HVAC-Proto | Rt3-w05-v07 | California (Title 24) | Santa Maria Area (CZ05) | Santa Maria AP | 120000 | 68.8496 | 1.3086 | 0 | 0 | 0 | 0 | 73.7362 | 31.9192 | 0 | 267.399 | 0 | 568.598 | 1011.81 | 0 | 0 | 0 | 431.386 | 0 | 89.1939 | 0 | 0 | 0 | 0 | 0 | 0 | 520.58 | 79.4895 | 1.9997 | 0 | 0 | 0 | 0 | 22.8079 | 19.0179 | 0 | 63.9235 | 0 | 125.484 | 312.722 | 0 | 0 | 0 | 1770.09 | 0 | 2.4304 | 0 | 0 | 0 | 0 | 0 | 0 | 1772.52 | 1587.2 | 263.556 | - | - | - | - | 0 | 0 | 2372 | 0 | 0 | 0 | 0 | 0 | 0 | 0 | 0 | 2372
07/26/18 @ 21:40 | Rt3-w06-v07-WCChlrBase-mNE-HVAC-Proto.pd2 | Rt3-w06-v07-WCChlrBase-mNE-HVAC-Proto | Rt3-w06-v07 | California (Title 24) | Los Angeles Area (CZ06) | Torrance | 120000 | 169.214 | 4.2771 | 0 | 0 | 0 | 0 | 91.1255 | 62.7557 | 0 | 267.399 | 0 | 568.598 | 1163.37 | 0 | 0 | 0 | 182.554 | 0 | 83.0821 | 0 | 0 | 0 | 0 | 0 | 0 | 265.636 | 122.08 | 3.2888 | 0 | 0 | 0 | 0 | 33.4447 | 26.8276 | 0 | 63.9235 | 0 | 125.484 | 375.048 | 0 | 0 | 0 | 1567.05 | 0 | 3.7179 | 0 | 0 | 0 | 0 | 0 | 0 | 1570.77 | 2434.95 | 341 | - | - | - | - | 0 | 0 | 3069 | 0 | 0 | 0 | 0 | 0 | 0 | 0 | 0 | 3069
07/26/18 @ 21:40 | Rt3-w07-v07-WCChlrBase-mNE-HVAC-Proto.pd2 | Rt3-w07-v07-WCChlrBase-mNE-HVAC-Proto | Rt3-w07-v07 | California (Title 24) | San Diego Area (CZ07) | San Diego AP | 120000 | 157.958 | 3.8289 | 0 | 0 | 0 | 0 | 92.2516 | 59.2839 | 0 | 267.399 | 0 | 568.598 | 1149.32 | 0 | 0 | 0 | 74.6172 | 0 | 82.2747 | 0 | 0 | 0 | 0 | 0 | 0 | 156.892 | 120.201 | 3.346 | 0 | 0 | 0 | 0 | 30.2721 | 25.0136 | 0 | 63.9235 | 0 | 125.484 | 368.24 | 0 | 0 | 0 | 829.9 | 0 | 3.7168 | 0 | 0 | 0 | 0 | 0 | 0 | 833.617 | 2342.8 | 316.444 | - | - | - | - | 0 | 0 | 2848 | 0 | 0 | 0 | 0 | 0 | 0 | 0 | 0 | 2848
07/26/18 @ 21:40 | Rt3-w08-v07-WCChlrBase-mNE-HVAC-Proto.pd2 | Rt3-w08-v07-WCChlrBase-mNE-HVAC-Proto | Rt3-w08-v07 | California (Title 24) | El Toro Area (CZ08) | Fullerton | 120000 | 205.271 | 5.2731 | 0 | 0 | 0 | 0 | 97.5392 | 71.0591 | 0 | 267.399 | 0 | 568.598 | 1215.14 | 0 | 0 | 0 | 164.754 | 0 | 81.0607 | 0 | 0 | 0 | 0 | 0 | 0 | 245.815 | 136.851 | 5.2503 | 0 | 0 | 0 | 0 | 31.0634 | 31.6348 | 0 | 63.9235 | 0 | 125.484 | 394.207 | 0 | 0 | 0 | 1568.65 | 0 | 3.6453 | 0 | 0 | 0 | 0 | 0 | 0 | 1572.29 | 2680.87 | 361.111 | - | - | - | - | 0 | 0 | 3250 | 0 | 0 | 0 | 0 | 0 | 0 | 0 | 0 | 3250
07/26/18 @ 21:41 | Rt3-w09-v07-WCChlrBase-mNE-HVAC-Proto.pd2 | Rt3-w09-v07-WCChlrBase-mNE-HVAC-Proto | Rt3-w09-v07 | California (Title 24) | Pasadena Area (CZ09) | Burbank AP | 120000 | 228.346 | 6.2651 | 0 | 0 | 0 | 0 | 98.4281 | 83.7844 | 0 | 267.399 | 0 | 568.598 | 1252.82 | 0 | 0 | 0 | 272.623 | 0 | 80.9876 | 0 | 0 | 0 | 0 | 0 | 0 | 353.611 | 180.558 | 14.8108 | 0 | 0 | 0 | 0 | 31.7285 | 40.004 | 0 | 63.9235 | 0 | 125.484 | 456.509 | 0 | 0 | 0 | 1899.79 | 0 | 3.7523 | 0 | 0 | 0 | 0 | 0 | 0 | 1903.55 | 3566.13 | 405.333 | - | - | - | - | 0 | 0 | 3648 | 0 | 0 | 0 | 0 | 0 | 0 | 0 | 0 | 3648
07/26/18 @ 21:41 | Rt3-w10-v07-WCChlrBase-mNE-HVAC-Proto.pd2 | Rt3-w10-v07-WCChlrBase-mNE-HVAC-Proto | Rt3-w10-v07 | California (Title 24) | San Bernardino Area (CZ10) | Riverside FS 3 | 120000 | 222.416 | 5.7834 | 0 | 0 | 0 | 0 | 99.2502 | 74.0234 | 0 | 267.399 | 0 | 568.598 | 1237.47 | 0 | 0 | 0 | 282.733 | 0 | 80.6468 | 0 | 0 | 0 | 0 | 0 | 0 | 363.38 | 148.631 | 4.6007 | 0 | 0 | 0 | 0 | 38.6846 | 34.3666 | 0 | 63.9235 | 0 | 125.484 | 415.691 | 0 | 0 | 0 | 1837.43 | 0 | 3.6475 | 0 | 0 | 0 | 0 | 0 | 0 | 1841.08 | 2918.25 | 389 | - | - | - | - | 0 | 0 | 3501 | 0 | 0 | 0 | 0 | 0 | 0 | 0 | 0 | 3501
07/26/18 @ 21:41 | Rt3-w11-v07-WCChlrBase-mNE-HVAC-Proto.pd2 | Rt3-w11-v07-WCChlrBase-mNE-HVAC-Proto | Rt3-w11-v07 | California (Title 24) | Red Bluff Area (CZ11) | Red Bluff AP | 120000 | 213.67 | 5.7466 | 0 | 0 | 0 | 0 | 100.054 | 73.5333 | 0 | 267.399 | 0 | 568.598 | 1229 | 0 | 0 | 0 | 992.456 | 0 | 81.6674 | 0 | 0 | 0 | 0 | 0 | 0 | 1074.12 | 180.651 | 13.0259 | 0 | 0 | 0 | 0 | 34.9407 | 38.9969 | 0 | 63.9235 | 0 | 125.484 | 457.022 | 0 | 0 | 0 | 2701.27 | 0 | 2.4138 | 0 | 0 | 0 | 0 | 0 | 0 | 2703.68 | 3525.61 | 355.333 | - | - | - | - | 0 | 0 | 3198 | 0 | 0 | 0 | 0 | 0 | 0 | 0 | 0 | 3198
07/26/18 @ 21:41 | Rt3-w12-v07-WCChlrBase-mNE-HVAC-Proto.pd2 | Rt3-w12-v07-WCChlrBase-mNE-HVAC-Proto | Rt3-w12-v07 | California (Title 24) | Sacramento Area (CZ12) | Sacramento AP | 120000 | 180.899 | 4.8479 | 0 | 0 | 0 | 0 | 92.8249 | 65.1772 | 0 | 267.399 | 0 | 568.598 | 1179.74 | 0 | 0 | 0 | 893.703 | 0 | 84.0287 | 0 | 0 | 0 | 0 | 0 | 0 | 977.732 | 161.785 | 7.1243 | 0 | 0 | 0 | 0 | 37.7541 | 36.8126 | 0 | 63.9235 | 0 | 125.484 | 432.883 | 0 | 0 | 0 | 2756.82 | 0 | 2.5295 | 0 | 0 | 0 | 0 | 0 | 0 | 2759.35 | 3201.44 | 342.778 | - | - | - | - | 0 | 0 | 3085 | 0 | 0 | 0 | 0 | 0 | 0 | 0 | 0 | 3085
07/26/18 @ 21:41 | Rt3-w13-v07-WCChlrBase-mNE-HVAC-Proto.pd2 | Rt3-w13-v07-WCChlrBase-mNE-HVAC-Proto | Rt3-w13-v07 | California (Title 24) | Fresno Area (CZ13) | Fresno AP | 120000 | 222.463 | 6.1417 | 0 | 0 | 0 | 0 | 103.004 | 73.7462 | 0 | 267.399 | 0 | 568.598 | 1241.35 | 0 | 0 | 0 | 875.776 | 0 | 80.7489 | 0 | 0 | 0 | 0 | 0 | 0 | 956.525 | 176.459 | 8.6276 | 0 | 0 | 0 | 0 | 43.1762 | 38.3573 | 0 | 63.9235 | 0 | 125.484 | 456.028 | 0 | 0 | 0 | 2751.18 | 0 | 2.3073 | 0 | 0 | 0 | 0 | 0 | 0 | 2753.49 | 3423.85 | 366.556 | - | - | - | - | 0 | 0 | 3299 | 0 | 0 | 0 | 0 | 0 | 0 | 0 | 0 | 3299
07/26/18 @ 21:41 | Rt3-w14-v07-WCChlrBase-mNE-HVAC-Proto.pd2 | Rt3-w14-v07-WCChlrBase-mNE-HVAC-Proto | Rt3-w14-v07 | California (Title 24) | China Lake Area (CZ14) | Palmdale AP | 120000 | 220.428 | 5.607 | 0 | 0 | 0 | 0 | 99.0535 | 84.2086 | 0 | 267.399 | 0 | 568.598 | 1245.29 | 0 | 0 | 0 | 946.817 | 0 | 82.2174 | 0 | 0 | 0 | 0 | 0 | 0 | 1029.04 | 212.082 | 18.6203 | 0 | 0 | 0 | 0 | 29.3435 | 43.3358 | 0 | 63.9235 | 0 | 125.484 | 492.789 | 0 | 0 | 0 | 2708.99 | 0 | 2.4272 | 0 | 0 | 0 | 0 | 0 | 0 | 2711.41 | 4144.35 | 382 | - | - | - | - | 0 | 0 | 3438 | 0 | 0 | 0 | 0 | 0 | 0 | 0 | 0 | 3438
07/26/18 @ 21:41 | Rt3-w15-v07-WCChlrBase-mNE-HVAC-Proto.pd2 | Rt3-w15-v07-WCChlrBase-mNE-HVAC-Proto | Rt3-w15-v07 | California (Title 24) | Blythe Area (CZ15) | Palm Springs | 120000 | 393.08 | 12.1866 | 0 | 0 | 0 | 0 | 136.838 | 122.511 | 0 | 267.399 | 0 | 568.598 | 1500.61 | 0 | 0 | 0 | 130.141 | 0 | 69.0348 | 0 | 0 | 0 | 0 | 0 | 0 | 199.175 | 239.018 | 20.8471 | 0 | 0 | 0 | 0 | 53.5918 | 48.3767 | 0 | 63.9235 | 0 | 117.771 | 543.528 | 0 | 0 | 0 | 1796.29 | 0 | 3.4354 | 0 | 0 | 0 | 0 | 0 | 0 | 1799.72 | 4622.86 | 402 | - | - | - | - | 0 | 0 | 3618 | 0 | 0 | 0 | 0 | 0 | 0 | 0 | 0 | 3618
07/26/18 @ 21:42 | Rt3-w16-v07-WCChlrBase-mNE-HVAC-Proto.pd2 | Rt3-w16-v07-WCChlrBase-mNE-HVAC-Proto | Rt3-w16-v07 | California (Title 24) | Mount Shasta Area (CZ16) | Blue Canyon AP | 120000 | 89.4805 | 1.7066 | 0 | 0 | 0 | 0 | 86.1478 | 40.8759 | 0 | 267.399 | 0 | 568.598 | 1054.21 | 0 | 0 | 0 | 2557.66 | 0 | 93.5019 | 0 | 0 | 0 | 0 | 0 | 0 | 2651.16 | 114.686 | 2.7655 | 0 | 0 | 0 | 0 | 38.6297 | 24.817 | 0 | 63.9235 | 0 | 117.771 | 362.593 | 0 | 0 | 0 | 3119.02 | 0 | 4.3845 | 0 | 0 | 0 | 0 | 0 | 0 | 3123.4 | 2252.39 | 306.889 | - | - | - | - | 0 | 0 | 2762 | 0 | 0 | 0 | 0 | 0 | 0 | 0 | 0 | 2762
07/26/18 @ 21:42 | Rt3-w01-v11-WCChlrBase-mNE-HVAC-Proto.pd2 | Rt3-w01-v11-WCChlrBase-mNE-HVAC-Proto | Rt3-w01-v11 | California (Title 24) | Arcata Area (CZ01) | Arcata | 120000 | 20.2015 | 0.20959 | 0 | 0 | 0 | 0 | 60.2261 | 14.5145 | 0 | 267.399 | 0 | 563.419 | 925.971 | 0 | 0 | 0 | 957.413 | 0 | 93.8331 | 0 | 0 | 0 | 0 | 0 | 0 | 1051.25 | 52.6855 | 1.2055 | 0 | 0 | 0 | 0 | 23.2567 | 14.0023 | 0 | 63.9235 | 0 | 124.342 | 279.415 | 0 | 0 | 0 | 2133.13 | 0 | 2.7149 | 0 | 0 | 0 | 0 | 0 | 0 | 2135.84 | 1103.39 | 206.778 | - | - | - | - | 0 | 0 | 1861 | 0 | 0 | 0 | 0 | 0 | 0 | 0 | 0 | 1861
07/26/18 @ 21:42 | Rt3-w02-v11-WCChlrBase-mNE-HVAC-Proto.pd2 | Rt3-w02-v11-WCChlrBase-mNE-HVAC-Proto | Rt3-w02-v11 | California (Title 24) | Santa Rosa Area (CZ02) | Santa Rosa | 120000 | 128.915 | 3.0674 | 0 | 0 | 0 | 0 | 82.7744 | 52.1314 | 0 | 267.399 | 0 | 563.419 | 1097.71 | 0 | 0 | 0 | 754.629 | 0 | 87.7159 | 0 | 0 | 0 | 0 | 0 | 0 | 842.345 | 143.481 | 6.3395 | 0 | 0 | 0 | 0 | 29.3022 | 32.976 | 0 | 63.9235 | 0 | 124.342 | 400.364 | 0 | 0 | 0 | 2491.75 | 0 | 2.6262 | 0 | 0 | 0 | 0 | 0 | 0 | 2494.38 | 2794.49 | 281.333 | - | - | - | - | 0 | 0 | 2532 | 0 | 0 | 0 | 0 | 0 | 0 | 0 | 0 | 2532
07/26/18 @ 21:42 | Rt3-w03-v11-WCChlrBase-mNE-HVAC-Proto.pd2 | Rt3-w03-v11-WCChlrBase-mNE-HVAC-Proto | Rt3-w03-v11 | California (Title 24) | Oakland Area (CZ03) | Oakland AP | 120000 | 72.1972 | 1.4166 | 0 | 0 | 0 | 0 | 74.5597 | 33.0118 | 0 | 267.399 | 0 | 563.419 | 1012 | 0 | 0 | 0 | 542.476 | 0 | 87.9626 | 0 | 0 | 0 | 0 | 0 | 0 | 630.439 | 88.091 | 2.1746 | 0 | 0 | 0 | 0 | 28.429 | 21.8311 | 0 | 63.9235 | 0 | 124.342 | 328.791 | 0 | 0 | 0 | 2195.32 | 0 | 3.9775 | 0 | 0 | 0 | 0 | 0 | 0 | 2199.3 | 1819.67 | 247.889 | - | - | - | - | 0 | 0 | 2231 | 0 | 0 | 0 | 0 | 0 | 0 | 0 | 0 | 2231
07/26/18 @ 21:42 | Rt3-w04-v11-WCChlrBase-mNE-HVAC-Proto.pd2 | Rt3-w04-v11-WCChlrBase-mNE-HVAC-Proto | Rt3-w04-v11 | California (Title 24) | Sunnyvale Area (CZ04) | San Jose | 120000 | 140.911 | 3.371 | 0 | 0 | 0 | 0 | 87.0421 | 52.66 | 0 | 267.399 | 0 | 563.419 | 1114.8 | 0 | 0 | 0 | 472.167 | 0 | 85.4086 | 0 | 0 | 0 | 0 | 0 | 0 | 557.576 | 122.072 | 3.4367 | 0 | 0 | 0 | 0 | 28.8001 | 28.2931 | 0 | 63.9235 | 0 | 124.342 | 370.867 | 0 | 0 | 0 | 2084.26 | 0 | 3.9266 | 0 | 0 | 0 | 0 | 0 | 0 | 2088.19 | 2421.17 | 316.889 | - | - | - | - | 0 | 0 | 2852 | 0 | 0 | 0 | 0 | 0 | 0 | 0 | 0 | 2852
07/26/18 @ 21:42 | Rt3-w05-v11-WCChlrBase-mNE-HVAC-Proto.pd2 | Rt3-w05-v11-WCChlrBase-mNE-HVAC-Proto | Rt3-w05-v11 | California (Title 24) | Santa Maria Area (CZ05) | Santa Maria AP | 120000 | 68.4565 | 1.3016 | 0 | 0 | 0 | 0 | 73.4384 | 31.7248 | 0 | 267.399 | 0 | 563.419 | 1005.74 | 0 | 0 | 0 | 434.017 | 0 | 89.195 | 0 | 0 | 0 | 0 | 0 | 0 | 523.212 | 79.1926 | 1.9928 | 0 | 0 | 0 | 0 | 22.734 | 18.9614 | 0 | 63.9235 | 0 | 124.342 | 311.146 | 0 | 0 | 0 | 1770.04 | 0 | 2.4307 | 0 | 0 | 0 | 0 | 0 | 0 | 1772.47 | 1581.65 | 262.111 | - | - | - | - | 0 | 0 | 2359 | 0 | 0 | 0 | 0 | 0 | 0 | 0 | 0 | 2359
07/26/18 @ 21:42 | Rt3-w06-v11-WCChlrBase-mNE-HVAC-Proto.pd2 | Rt3-w06-v11-WCChlrBase-mNE-HVAC-Proto | Rt3-w06-v11 | California (Title 24) | Los Angeles Area (CZ06) | Torrance | 120000 | 168.507 | 4.2604 | 0 | 0 | 0 | 0 | 90.8084 | 62.4808 | 0 | 267.399 | 0 | 563.419 | 1156.88 | 0 | 0 | 0 | 180.475 | 0 | 83.0828 | 0 | 0 | 0 | 0 | 0 | 0 | 263.558 | 121.652 | 3.2787 | 0 | 0 | 0 | 0 | 33.2866 | 26.7828 | 0 | 63.9235 | 0 | 124.342 | 373.265 | 0 | 0 | 0 | 1564.38 | 0 | 3.7181 | 0 | 0 | 0 | 0 | 0 | 0 | 1568.1 | 2427.27 | 339.333 | - | - | - | - | 0 | 0 | 3054 | 0 | 0 | 0 | 0 | 0 | 0 | 0 | 0 | 3054
07/26/18 @ 21:43 | Rt3-w07-v11-WCChlrBase-mNE-HVAC-Proto.pd2 | Rt3-w07-v11-WCChlrBase-mNE-HVAC-Proto | Rt3-w07-v11 | California (Title 24) | San Diego Area (CZ07) | San Diego AP | 120000 | 157.092 | 3.8136 | 0 | 0 | 0 | 0 | 92.0658 | 58.6939 | 0 | 267.399 | 0 | 563.419 | 1142.48 | 0 | 0 | 0 | 67.6904 | 0 | 82.2754 | 0 | 0 | 0 | 0 | 0 | 0 | 149.966 | 119.549 | 3.3299 | 0 | 0 | 0 | 0 | 30.0422 | 24.9391 | 0 | 63.9235 | 0 | 124.342 | 366.126 | 0 | 0 | 0 | 803.408 | 0 | 2.2959 | 0 | 0 | 0 | 0 | 0 | 0 | 805.704 | 2331.77 | 314.444 | - | - | - | - | 0 | 0 | 2830 | 0 | 0 | 0 | 0 | 0 | 0 | 0 | 0 | 2830
07/26/18 @ 21:43 | Rt3-w08-v11-WCChlrBase-mNE-HVAC-Proto.pd2 | Rt3-w08-v11-WCChlrBase-mNE-HVAC-Proto | Rt3-w08-v11 | California (Title 24) | El Toro Area (CZ08) | Fullerton | 120000 | 203.606 | 5.2469 | 0 | 0 | 0 | 0 | 97.3047 | 70.0597 | 0 | 267.399 | 0 | 563.419 | 1207.04 | 0 | 0 | 0 | 152.283 | 0 | 81.0613 | 0 | 0 | 0 | 0 | 0 | 0 | 233.344 | 136.063 | 5.2134 | 0 | 0 | 0 | 0 | 30.7744 | 31.4973 | 0 | 63.9235 | 0 | 124.342 | 391.813 | 0 | 0 | 0 | 1541.98 | 0 | 3.6455 | 0 | 0 | 0 | 0 | 0 | 0 | 1545.63 | 2664.41 | 358.667 | - | - | - | - | 0 | 0 | 3228 | 0 | 0 | 0 | 0 | 0 | 0 | 0 | 0 | 3228
07/26/18 @ 21:43 | Rt3-w09-v11-WCChlrBase-mNE-HVAC-Proto.pd2 | Rt3-w09-v11-WCChlrBase-mNE-HVAC-Proto | Rt3-w09-v11 | California (Title 24) | Pasadena Area (CZ09) | Burbank AP | 120000 | 226.134 | 6.2284 | 0 | 0 | 0 | 0 | 98.261 | 81.8224 | 0 | 267.399 | 0 | 563.419 | 1243.26 | 0 | 0 | 0 | 242.277 | 0 | 80.9884 | 0 | 0 | 0 | 0 | 0 | 0 | 323.265 | 179.069 | 14.6884 | 0 | 0 | 0 | 0 | 31.2191 | 39.7804 | 0 | 63.9235 | 0 | 124.342 | 453.022 | 0 | 0 | 0 | 1801.36 | 0 | 3.7524 | 0 | 0 | 0 | 0 | 0 | 0 | 1805.11 | 3539.77 | 402.222 | - | - | - | - | 0 | 0 | 3620 | 0 | 0 | 0 | 0 | 0 | 0 | 0 | 0 | 3620
07/26/18 @ 21:43 | Rt3-w10-v11-WCChlrBase-mNE-HVAC-Proto.pd2 | Rt3-w10-v11-WCChlrBase-mNE-HVAC-Proto | Rt3-w10-v11 | California (Title 24) | San Bernardino Area (CZ10) | Riverside FS 3 | 120000 | 220.985 | 5.7563 | 0 | 0 | 0 | 0 | 99.0022 | 73.1162 | 0 | 267.399 | 0 | 563.419 | 1229.68 | 0 | 0 | 0 | 266.446 | 0 | 80.6476 | 0 | 0 | 0 | 0 | 0 | 0 | 347.093 | 147.609 | 4.5568 | 0 | 0 | 0 | 0 | 38.2313 | 34.2319 | 0 | 63.9235 | 0 | 124.342 | 412.895 | 0 | 0 | 0 | 1787.06 | 0 | 2.2661 | 0 | 0 | 0 | 0 | 0 | 0 | 1789.33 | 2901.36 | 386.556 | - | - | - | - | 0 | 0 | 3479 | 0 | 0 | 0 | 0 | 0 | 0 | 0 | 0 | 3479
07/26/18 @ 21:43 | Rt3-w11-v11-WCChlrBase-mNE-HVAC-Proto.pd2 | Rt3-w11-v11-WCChlrBase-mNE-HVAC-Proto | Rt3-w11-v11 | California (Title 24) | Red Bluff Area (CZ11) | Red Bluff AP | 120000 | 204.169 | 5.4783 | 0 | 0 | 0 | 0 | 96.363 | 69.8464 | 0 | 267.399 | 0 | 563.419 | 1206.68 | 0 | 0 | 0 | 574.151 | 0 | 81.6508 | 0 | 0 | 0 | 0 | 0 | 0 | 655.802 | 171.693 | 12.5333 | 0 | 0 | 0 | 0 | 32.0207 | 37.1661 | 0 | 63.9235 | 0 | 124.342 | 441.678 | 0 | 0 | 0 | 2113.69 | 0 | 2.5705 | 0 | 0 | 0 | 0 | 0 | 0 | 2116.26 | 3371.15 | 345.667 | - | - | - | - | 0 | 0 | 3111 | 0 | 0 | 0 | 0 | 0 | 0 | 0 | 0 | 3111
07/26/18 @ 21:43 | Rt3-w12-v11-WCChlrBase-mNE-HVAC-Proto.pd2 | Rt3-w12-v11-WCChlrBase-mNE-HVAC-Proto | Rt3-w12-v11 | California (Title 24) | Sacramento Area (CZ12) | Sacramento AP | 120000 | 177.908 | 4.7669 | 0 | 0 | 0 | 0 | 91.8936 | 63.1925 | 0 | 267.399 | 0 | 563.419 | 1168.58 | 0 | 0 | 0 | 753.16 | 0 | 84.0234 | 0 | 0 | 0 | 0 | 0 | 0 | 837.183 | 157.559 | 6.9611 | 0 | 0 | 0 | 0 | 36.1646 | 35.8974 | 0 | 63.9235 | 0 | 124.342 | 424.848 | 0 | 0 | 0 | 2602.88 | 0 | 2.5249 | 0 | 0 | 0 | 0 | 0 | 0 | 2605.41 | 3121.93 | 338.778 | - | - | - | - | 0 | 0 | 3049 | 0 | 0 | 0 | 0 | 0 | 0 | 0 | 0 | 3049
07/26/18 @ 21:43 | Rt3-w13-v11-WCChlrBase-mNE-HVAC-Proto.pd2 | Rt3-w13-v11-WCChlrBase-mNE-HVAC-Proto | Rt3-w13-v11 | California (Title 24) | Fresno Area (CZ13) | Fresno AP | 120000 | 213.504 | 5.8902 | 0 | 0 | 0 | 0 | 99.881 | 69.6576 | 0 | 267.399 | 0 | 563.419 | 1219.75 | 0 | 0 | 0 | 603.996 | 0 | 80.74 | 0 | 0 | 0 | 0 | 0 | 0 | 684.736 | 167.483 | 8.2488 | 0 | 0 | 0 | 0 | 39.4487 | 36.5139 | 0 | 63.9235 | 0 | 124.342 | 439.959 | 0 | 0 | 0 | 2346.27 | 0 | 2.2972 | 0 | 0 | 0 | 0 | 0 | 0 | 2348.57 | 3264.19 | 357.889 | - | - | - | - | 0 | 0 | 3221 | 0 | 0 | 0 | 0 | 0 | 0 | 0 | 0 | 3221
07/26/18 @ 21:44 | Rt3-w14-v11-WCChlrBase-mNE-HVAC-Proto.pd2 | Rt3-w14-v11-WCChlrBase-mNE-HVAC-Proto | Rt3-w14-v11 | California (Title 24) | China Lake Area (CZ14) | Palmdale AP | 120000 | 211.821 | 5.3861 | 0 | 0 | 0 | 0 | 95.681 | 79.3943 | 0 | 267.399 | 0 | 563.419 | 1223.1 | 0 | 0 | 0 | 560.18 | 0 | 82.1987 | 0 | 0 | 0 | 0 | 0 | 0 | 642.378 | 205.611 | 18.0452 | 0 | 0 | 0 | 0 | 28.5623 | 41.7636 | 0 | 63.9235 | 0 | 124.342 | 482.247 | 0 | 0 | 0 | 2514.39 | 0 | 2.2094 | 0 | 0 | 0 | 0 | 0 | 0 | 2516.6 | 4019.99 | 367 | - | - | - | - | 0 | 0 | 3303 | 0 | 0 | 0 | 0 | 0 | 0 | 0 | 0 | 3303
07/26/18 @ 21:44 | Rt3-w15-v11-WCChlrBase-mNE-HVAC-Proto.pd2 | Rt3-w15-v11-WCChlrBase-mNE-HVAC-Proto | Rt3-w15-v11 | California (Title 24) | Blythe Area (CZ15) | Palm Springs | 120000 | 371.917 | 11.488 | 0 | 0 | 0 | 0 | 128.243 | 118.683 | 0 | 267.399 | 0 | 563.419 | 1461.15 | 0 | 0 | 0 | 48.4546 | 0 | 69.0443 | 0 | 0 | 0 | 0 | 0 | 0 | 117.499 | 223.867 | 19.6747 | 0 | 0 | 0 | 0 | 47.2858 | 46.2049 | 0 | 63.9235 | 0 | 116.7 | 517.656 | 0 | 0 | 0 | 1090.02 | 0 | 3.4263 | 0 | 0 | 0 | 0 | 0 | 0 | 1093.44 | 4361.52 | 387.111 | - | - | - | - | 0 | 0 | 3484 | 0 | 0 | 0 | 0 | 0 | 0 | 0 | 0 | 3484
07/26/18 @ 21:44 | Rt3-w16-v11-WCChlrBase-mNE-HVAC-Proto.pd2 | Rt3-w16-v11-WCChlrBase-mNE-HVAC-Proto | Rt3-w16-v11 | California (Title 24) | Mount Shasta Area (CZ16) | Blue Canyon AP | 120000 | 83.6459 | 1.6254 | 0 | 0 | 0 | 0 | 81.5668 | 35.9305 | 0 | 267.399 | 0 | 563.419 | 1033.59 | 0 | 0 | 0 | 1643.54 | 0 | 93.4601 | 0 | 0 | 0 | 0 | 0 | 0 | 1737 | 103.347 | 2.4916 | 0 | 0 | 0 | 0 | 34.6386 | 24.0507 | 0 | 63.9235 | 0 | 116.7 | 345.152 | 0 | 0 | 0 | 2847.29 | 0 | 4.3551 | 0 | 0 | 0 | 0 | 0 | 0 | 2851.65 | 2066.82 | 298 | - | - | - | - | 0 | 0 | 2682 | 0 | 0 | 0 | 0 | 0 | 0 | 0 | 0 | 2682
07/26/18 @ 21:44 | Rt3-w01-v14-WCChlrBase-mNE-HVAC-Proto.pd2 | Rt3-w01-v14-WCChlrBase-mNE-HVAC-Proto | Rt3-w01-v14 | California (Title 24) | Arcata Area (CZ01) | Arcata | 120000 | 17.0471 | 0.17416 | 0 | 0 | 0 | 0 | 54.2842 | 12.6785 | 0 | 267.399 | 0 | 462.576 | 814.157 | 0 | 0 | 0 | 1130.08 | 0 | 93.872 | 0 | 0 | 0 | 0 | 0 | 0 | 1223.95 | 46.533 | 1.0703 | 0 | 0 | 0 | 0 | 20.7892 | 12.123 | 0 | 63.9235 | 0 | 102.086 | 246.525 | 0 | 0 | 0 | 2134 | 0 | 2.5333 | 0 | 0 | 0 | 0 | 0 | 0 | 2136.53 | 990.396 | 181.111 | - | - | - | - | 0 | 0 | 1630 | 0 | 0 | 0 | 0 | 0 | 0 | 0 | 0 | 1630
07/26/18 @ 21:44 | Rt3-w02-v14-WCChlrBase-mNE-HVAC-Proto.pd2 | Rt3-w02-v14-WCChlrBase-mNE-HVAC-Proto | Rt3-w02-v14 | California (Title 24) | Santa Rosa Area (CZ02) | Santa Rosa | 120000 | 120.189 | 2.8322 | 0 | 0 | 0 | 0 | 74.6631 | 50.407 | 0 | 267.399 | 0 | 462.576 | 978.064 | 0 | 0 | 0 | 836.671 | 0 | 87.742 | 0 | 0 | 0 | 0 | 0 | 0 | 924.413 | 137.246 | 6.1193 | 0 | 0 | 0 | 0 | 26.6464 | 31.4262 | 0 | 63.9235 | 0 | 102.086 | 367.447 | 0 | 0 | 0 | 2424.72 | 0 | 4.0113 | 0 | 0 | 0 | 0 | 0 | 0 | 2428.73 | 2685.11 | 251.222 | - | - | - | - | 0 | 0 | 2261 | 0 | 0 | 0 | 0 | 0 | 0 | 0 | 0 | 2261
07/26/18 @ 21:44 | Rt3-w03-v14-WCChlrBase-mNE-HVAC-Proto.pd2 | Rt3-w03-v14-WCChlrBase-mNE-HVAC-Proto | Rt3-w03-v14 | California (Title 24) | Oakland Area (CZ03) | Oakland AP | 120000 | 64.7662 | 1.2471 | 0 | 0 | 0 | 0 | 66.3544 | 30.0286 | 0 | 267.399 | 0 | 462.576 | 892.369 | 0 | 0 | 0 | 625.534 | 0 | 87.9884 | 0 | 0 | 0 | 0 | 0 | 0 | 713.522 | 82.1524 | 2.0303 | 0 | 0 | 0 | 0 | 25.2479 | 20.0994 | 0 | 63.9235 | 0 | 102.086 | 295.54 | 0 | 0 | 0 | 2235.47 | 0 | 3.9814 | 0 | 0 | 0 | 0 | 0 | 0 | 2239.45 | 1698.38 | 218.667 | - | - | - | - | 0 | 0 | 1968 | 0 | 0 | 0 | 0 | 0 | 0 | 0 | 0 | 1968
07/26/18 @ 21:44 | Rt3-w04-v14-WCChlrBase-mNE-HVAC-Proto.pd2 | Rt3-w04-v14-WCChlrBase-mNE-HVAC-Proto | Rt3-w04-v14 | California (Title 24) | Sunnyvale Area (CZ04) | San Jose | 120000 | 128.937 | 3.0558 | 0 | 0 | 0 | 0 | 77.9978 | 50.0946 | 0 | 267.399 | 0 | 462.576 | 990.058 | 0 | 0 | 0 | 534.874 | 0 | 85.4312 | 0 | 0 | 0 | 0 | 0 | 0 | 620.305 | 115.66 | 3.2704 | 0 | 0 | 0 | 0 | 25.6947 | 27.5464 | 0 | 63.9235 | 0 | 102.086 | 338.181 | 0 | 0 | 0 | 2133.35 | 0 | 3.931 | 0 | 0 | 0 | 0 | 0 | 0 | 2137.28 | 2303.31 | 285.556 | - | - | - | - | 0 | 0 | 2570 | 0 | 0 | 0 | 0 | 0 | 0 | 0 | 0 | 2570
07/26/18 @ 21:45 | Rt3-w05-v14-WCChlrBase-mNE-HVAC-Proto.pd2 | Rt3-w05-v14-WCChlrBase-mNE-HVAC-Proto | Rt3-w05-v14 | California (Title 24) | Santa Maria Area (CZ05) | Santa Maria AP | 120000 | 60.8519 | 1.128 | 0 | 0 | 0 | 0 | 64.8311 | 28.8112 | 0 | 267.399 | 0 | 462.576 | 885.595 | 0 | 0 | 0 | 516.45 | 0 | 89.221 | 0 | 0 | 0 | 0 | 0 | 0 | 605.671 | 72.0248 | 1.8243 | 0 | 0 | 0 | 0 | 20.5066 | 17.2083 | 0 | 63.9235 | 0 | 102.086 | 277.574 | 0 | 0 | 0 | 1830.57 | 0 | 2.4358 | 0 | 0 | 0 | 0 | 0 | 0 | 1833.01 | 1447.2 | 232 | - | - | - | - | 0 | 0 | 2088 | 0 | 0 | 0 | 0 | 0 | 0 | 0 | 0 | 2088
07/26/18 @ 21:45 | Rt3-w06-v14-WCChlrBase-mNE-HVAC-Proto.pd2 | Rt3-w06-v14-WCChlrBase-mNE-HVAC-Proto | Rt3-w06-v14 | California (Title 24) | Los Angeles Area (CZ06) | Torrance | 120000 | 154.656 | 3.8818 | 0 | 0 | 0 | 0 | 80.9018 | 59.5737 | 0 | 267.399 | 0 | 462.576 | 1028.99 | 0 | 0 | 0 | 218.256 | 0 | 83.1013 | 0 | 0 | 0 | 0 | 0 | 0 | 301.358 | 117.734 | 3.9227 | 0 | 0 | 0 | 0 | 26.0672 | 26.6627 | 0 | 63.9235 | 0 | 102.086 | 340.396 | 0 | 0 | 0 | 1631.82 | 0 | 3.7231 | 0 | 0 | 0 | 0 | 0 | 0 | 1635.55 | 2309.2 | 305.111 | - | - | - | - | 0 | 0 | 2746 | 0 | 0 | 0 | 0 | 0 | 0 | 0 | 0 | 2746
07/26/18 @ 21:45 | Rt3-w07-v14-WCChlrBase-mNE-HVAC-Proto.pd2 | Rt3-w07-v14-WCChlrBase-mNE-HVAC-Proto | Rt3-w07-v14 | California (Title 24) | San Diego Area (CZ07) | San Diego AP | 120000 | 143.562 | 3.4613 | 0 | 0 | 0 | 0 | 81.889 | 55.1143 | 0 | 267.399 | 0 | 462.576 | 1014 | 0 | 0 | 0 | 83.0311 | 0 | 82.2922 | 0 | 0 | 0 | 0 | 0 | 0 | 165.323 | 113.183 | 3.1574 | 0 | 0 | 0 | 0 | 26.9014 | 23.6473 | 0 | 63.9235 | 0 | 102.086 | 332.899 | 0 | 0 | 0 | 825.41 | 0 | 2.2999 | 0 | 0 | 0 | 0 | 0 | 0 | 827.71 | 2210.76 | 282.556 | - | - | - | - | 0 | 0 | 2543 | 0 | 0 | 0 | 0 | 0 | 0 | 0 | 0 | 2543
07/26/18 @ 21:45 | Rt3-w08-v14-WCChlrBase-mNE-HVAC-Proto.pd2 | Rt3-w08-v14-WCChlrBase-mNE-HVAC-Proto | Rt3-w08-v14 | California (Title 24) | El Toro Area (CZ08) | Fullerton | 120000 | 188.531 | 4.8363 | 0 | 0 | 0 | 0 | 87.3649 | 66.8007 | 0 | 267.399 | 0 | 462.576 | 1077.51 | 0 | 0 | 0 | 181.706 | 0 | 81.0782 | 0 | 0 | 0 | 0 | 0 | 0 | 262.784 | 129.335 | 4.9882 | 0 | 0 | 0 | 0 | 27.8687 | 30.1216 | 0 | 63.9235 | 0 | 102.086 | 358.324 | 0 | 0 | 0 | 1594.42 | 0 | 3.6501 | 0 | 0 | 0 | 0 | 0 | 0 | 1598.07 | 2546.2 | 326.333 | - | - | - | - | 0 | 0 | 2937 | 0 | 0 | 0 | 0 | 0 | 0 | 0 | 0 | 2937
07/26/18 @ 21:45 | Rt3-w09-v14-WCChlrBase-mNE-HVAC-Proto.pd2 | Rt3-w09-v14-WCChlrBase-mNE-HVAC-Proto | Rt3-w09-v14 | California (Title 24) | Pasadena Area (CZ09) | Burbank AP | 120000 | 211.988 | 5.8027 | 0 | 0 | 0 | 0 | 88.4337 | 78.7269 | 0 | 267.399 | 0 | 462.576 | 1114.92 | 0 | 0 | 0 | 284.628 | 0 | 81.0071 | 0 | 0 | 0 | 0 | 0 | 0 | 365.636 | 172.292 | 14.1659 | 0 | 0 | 0 | 0 | 28.1894 | 37.8079 | 0 | 63.9235 | 0 | 102.086 | 418.465 | 0 | 0 | 0 | 1847.11 | 0 | 3.7566 | 0 | 0 | 0 | 0 | 0 | 0 | 1850.87 | 3409.22 | 362.333 | - | - | - | - | 0 | 0 | 3261 | 0 | 0 | 0 | 0 | 0 | 0 | 0 | 0 | 3261
07/26/18 @ 21:45 | Rt3-w10-v14-WCChlrBase-mNE-HVAC-Proto.pd2 | Rt3-w10-v14-WCChlrBase-mNE-HVAC-Proto | Rt3-w10-v14 | California (Title 24) | San Bernardino Area (CZ10) | Riverside FS 3 | 120000 | 206.262 | 5.3653 | 0 | 0 | 0 | 0 | 89.6552 | 69.8052 | 0 | 267.399 | 0 | 462.576 | 1101.06 | 0 | 0 | 0 | 317.516 | 0 | 80.6676 | 0 | 0 | 0 | 0 | 0 | 0 | 398.184 | 141.395 | 4.3797 | 0 | 0 | 0 | 0 | 34.8986 | 32.8307 | 0 | 63.9235 | 0 | 102.086 | 379.514 | 0 | 0 | 0 | 1896.6 | 0 | 3.6534 | 0 | 0 | 0 | 0 | 0 | 0 | 1900.25 | 2791.51 | 354.222 | - | - | - | - | 0 | 0 | 3188 | 0 | 0 | 0 | 0 | 0 | 0 | 0 | 0 | 3188
07/26/18 @ 21:45 | Rt3-w11-v14-WCChlrBase-mNE-HVAC-Proto.pd2 | Rt3-w11-v14-WCChlrBase-mNE-HVAC-Proto | Rt3-w11-v14 | California (Title 24) | Red Bluff Area (CZ11) | Red Bluff AP | 120000 | 192.544 | 5.1647 | 0 | 0 | 0 | 0 | 87.2812 | 66.5875 | 0 | 267.399 | 0 | 462.576 | 1081.55 | 0 | 0 | 0 | 647.78 | 0 | 81.6741 | 0 | 0 | 0 | 0 | 0 | 0 | 729.454 | 164.963 | 12.1477 | 0 | 0 | 0 | 0 | 29.023 | 35.1955 | 0 | 63.9235 | 0 | 102.086 | 407.339 | 0 | 0 | 0 | 2182.07 | 0 | 2.5751 | 0 | 0 | 0 | 0 | 0 | 0 | 2184.64 | 3254.49 | 315.111 | - | - | - | - | 0 | 0 | 2836 | 0 | 0 | 0 | 0 | 0 | 0 | 0 | 0 | 2836
07/26/18 @ 21:46 | Rt3-w12-v14-WCChlrBase-mNE-HVAC-Proto.pd2 | Rt3-w12-v14-WCChlrBase-mNE-HVAC-Proto | Rt3-w12-v14 | California (Title 24) | Sacramento Area (CZ12) | Sacramento AP | 120000 | 166.408 | 4.4316 | 0 | 0 | 0 | 0 | 83.4888 | 60.8555 | 0 | 267.399 | 0 | 462.576 | 1045.16 | 0 | 0 | 0 | 833.793 | 0 | 84.0471 | 0 | 0 | 0 | 0 | 0 | 0 | 917.84 | 151.115 | 6.6303 | 0 | 0 | 0 | 0 | 32.9293 | 34.3033 | 0 | 63.9235 | 0 | 102.086 | 390.987 | 0 | 0 | 0 | 2574.26 | 0 | 2.5284 | 0 | 0 | 0 | 0 | 0 | 0 | 2576.79 | 3009.73 | 304.778 | - | - | - | - | 0 | 0 | 2743 | 0 | 0 | 0 | 0 | 0 | 0 | 0 | 0 | 2743
07/26/18 @ 21:46 | Rt3-w13-v14-WCChlrBase-mNE-HVAC-Proto.pd2 | Rt3-w13-v14-WCChlrBase-mNE-HVAC-Proto | Rt3-w13-v14 | California (Title 24) | Fresno Area (CZ13) | Fresno AP | 120000 | 201.763 | 5.5658 | 0 | 0 | 0 | 0 | 90.7723 | 66.5225 | 0 | 267.399 | 0 | 462.576 | 1094.6 | 0 | 0 | 0 | 674.328 | 0 | 80.7625 | 0 | 0 | 0 | 0 | 0 | 0 | 755.091 | 160.961 | 7.9972 | 0 | 0 | 0 | 0 | 36.067 | 34.5778 | 0 | 63.9235 | 0 | 102.086 | 405.613 | 0 | 0 | 0 | 2397.73 | 0 | 2.3007 | 0 | 0 | 0 | 0 | 0 | 0 | 2400.03 | 3150.06 | 327.222 | - | - | - | - | 0 | 0 | 2945 | 0 | 0 | 0 | 0 | 0 | 0 | 0 | 0 | 2945
07/26/18 @ 21:46 | Rt3-w14-v14-WCChlrBase-mNE-HVAC-Proto.pd2 | Rt3-w14-v14-WCChlrBase-mNE-HVAC-Proto | Rt3-w14-v14 | California (Title 24) | China Lake Area (CZ14) | Palmdale AP | 120000 | 201.366 | 5.0789 | 0 | 0 | 0 | 0 | 86.693 | 75.3807 | 0 | 267.399 | 0 | 462.576 | 1098.49 | 0 | 0 | 0 | 631.462 | 0 | 82.2219 | 0 | 0 | 0 | 0 | 0 | 0 | 713.684 | 198.968 | 17.4337 | 0 | 0 | 0 | 0 | 26.2194 | 38.8099 | 0 | 63.9235 | 0 | 102.086 | 447.44 | 0 | 0 | 0 | 2457.62 | 0 | 3.9476 | 0 | 0 | 0 | 0 | 0 | 0 | 2461.57 | 3896.06 | 336.222 | - | - | - | - | 0 | 0 | 3026 | 0 | 0 | 0 | 0 | 0 | 0 | 0 | 0 | 3026
07/26/18 @ 21:46 | Rt3-w15-v14-WCChlrBase-mNE-HVAC-Proto.pd2 | Rt3-w15-v14-WCChlrBase-mNE-HVAC-Proto | Rt3-w15-v14 | California (Title 24) | Blythe Area (CZ15) | Palm Springs | 120000 | 354.732 | 10.9584 | 0 | 0 | 0 | 0 | 116.471 | 113.818 | 0 | 267.399 | 0 | 462.576 | 1325.95 | 0 | 0 | 0 | 62.664 | 0 | 69.0593 | 0 | 0 | 0 | 0 | 0 | 0 | 131.723 | 217.53 | 19.1475 | 0 | 0 | 0 | 0 | 43.8077 | 44.1899 | 0 | 63.9235 | 0 | 95.8113 | 484.409 | 0 | 0 | 0 | 1278.38 | 0 | 3.4308 | 0 | 0 | 0 | 0 | 0 | 0 | 1281.81 | 4247.95 | 355.333 | - | - | - | - | 0 | 0 | 3198 | 0 | 0 | 0 | 0 | 0 | 0 | 0 | 0 | 3198
07/26/18 @ 21:46 | Rt3-w16-v14-WCChlrBase-mNE-HVAC-Proto.pd2 | Rt3-w16-v14-WCChlrBase-mNE-HVAC-Proto | Rt3-w16-v14 | California (Title 24) | Mount Shasta Area (CZ16) | Blue Canyon AP | 120000 | 77.2854 | 1.4765 | 0 | 0 | 0 | 0 | 73.8485 | 34.0189 | 0 | 267.399 | 0 | 462.576 | 916.602 | 0 | 0 | 0 | 1756.54 | 0 | 93.4883 | 0 | 0 | 0 | 0 | 0 | 0 | 1850.03 | 97.4242 | 2.3496 | 0 | 0 | 0 | 0 | 31.2049 | 22.2779 | 0 | 63.9235 | 0 | 95.8113 | 312.991 | 0 | 0 | 0 | 2699.01 | 0 | 4.3606 | 0 | 0 | 0 | 0 | 0 | 0 | 2703.37 | 1948.64 | 267.667 | - | - | - | - | 0 | 0 | 2409 | 0 | 0 | 0 | 0 | 0 | 0 | 0 | 0 | 2409
07/26/18 @ 21:46 | EUn-w01-v96-WCChlrBase-mNE-HVAC-Proto.pd2 | EUn-w01-v96-WCChlrBase-mNE-HVAC-Proto | EUn-w01-v96 | California (Title 24) | Arcata Area (CZ01) | Arcata | 999839 | 847.438 | 9.6159 | 0 | 0 | 0 | 0 | 1796.78 | 1479.9 | 0 | 5075.05 | 0 | 3182.41 | 12391.2 | 0 | 0 | 0 | 14183.5 | 0 | 6889.32 | 0 | 0 | 0 | 100.114 | 0 | 0 | 21172.9 | 953.362 | 56.1736 | 0 | 0 | 0 | 0 | 461.11 | 277.917 | 0 | 1363.75 | 0 | 948.949 | 4061.26 | 0 | 0 | 0 | 13471.1 | 0 | 714.205 | 0 | 0 | 0 | 20.5145 | 0 | 0 | 14205.9 | 19095.1 | 3105.78 | - | - | - | - | 0 | 0 | 27952 | 0 | 0 | 0 | 0 | 0 | 0 | 0 | 0 | 27952
07/26/18 @ 21:47 | EUn-w02-v96-WCChlrBase-mNE-HVAC-Proto.pd2 | EUn-w02-v96-WCChlrBase-mNE-HVAC-Proto | EUn-w02-v96 | California (Title 24) | Santa Rosa Area (CZ02) | Santa Rosa | 999839 | 1985.15 | 90.2202 | 0 | 0 | 0 | 0 | 1944.82 | 1936.76 | 0 | 5075.05 | 0 | 3182.41 | 14214.4 | 0 | 0 | 0 | 10618.2 | 0 | 6383.76 | 0 | 0 | 0 | 100.114 | 0 | 0 | 17102.1 | 1752.64 | 134.483 | 0 | 0 | 0 | 0 | 500.473 | 393.461 | 0 | 1363.75 | 0 | 948.949 | 5093.75 | 0 | 0 | 0 | 15617 | 0 | 673.404 | 0 | 0 | 0 | 20.5145 | 0 | 0 | 16310.9 | 33468 | 2925.89 | - | - | - | - | 0 | 0 | 26333 | 0 | 0 | 0 | 0 | 0 | 0 | 0 | 0 | 26333
07/26/18 @ 21:47 | EUn-w03-v96-WCChlrBase-mNE-HVAC-Proto.pd2 | EUn-w03-v96-WCChlrBase-mNE-HVAC-Proto | EUn-w03-v96 | California (Title 24) | Oakland Area (CZ03) | Oakland AP | 999839 | 1453.86 | 51.9832 | 0 | 0 | 0 | 0 | 1904.77 | 1711.76 | 0 | 5075.05 | 0 | 3182.41 | 13379.9 | 0 | 0 | 0 | 9354.53 | 0 | 6399.09 | 0 | 0 | 0 | 100.114 | 0 | 0 | 15853.7 | 1181.62 | 72.6359 | 0 | 0 | 0 | 0 | 509.696 | 328.283 | 0 | 1390.7 | 0 | 968.827 | 4451.76 | 0 | 0 | 0 | 13512.4 | 0 | 666.777 | 0 | 0 | 0 | 20.5145 | 0 | 0 | 14199.7 | 24038.5 | 1735.33 | - | - | - | - | 0 | 0 | 15618 | 0 | 0 | 0 | 0 | 0 | 0 | 0 | 0 | 15618
07/26/18 @ 21:47 | EUn-w04-v96-WCChlrBase-mNE-HVAC-Proto.pd2 | EUn-w04-v96-WCChlrBase-mNE-HVAC-Proto | EUn-w04-v96 | California (Title 24) | Sunnyvale Area (CZ04) | San Jose | 999839 | 2078.19 | 98.86 | 0 | 0 | 0 | 0 | 1966.15 | 1901.4 | 0 | 5075.05 | 0 | 3182.41 | 14302.1 | 0 | 0 | 0 | 7768.98 | 0 | 6190.9 | 0 | 0 | 0 | 100.114 | 0 | 0 | 14060 | 1449.37 | 98.8272 | 0 | 0 | 0 | 0 | 542.171 | 358.583 | 0 | 1390.7 | 0 | 968.827 | 4808.47 | 0 | 0 | 0 | 12877.9 | 0 | 655.878 | 0 | 0 | 0 | 20.5145 | 0 | 0 | 13554.3 | 27946.5 | 2054 | - | - | - | - | 0 | 0 | 18486 | 0 | 0 | 0 | 0 | 0 | 0 | 0 | 0 | 18486
07/26/18 @ 21:48 | EUn-w05-v96-WCChlrBase-mNE-HVAC-Proto.pd2 | EUn-w05-v96-WCChlrBase-mNE-HVAC-Proto | EUn-w05-v96 | California (Title 24) | Santa Maria Area (CZ05) | Santa Maria AP | 999839 | 1429.01 | 51.8058 | 0 | 0 | 0 | 0 | 1915.98 | 1668.7 | 0 | 5075.05 | 0 | 3182.41 | 13323 | 0 | 0 | 0 | 9280.55 | 0 | 6503.3 | 0 | 0 | 0 | 100.114 | 0 | 0 | 15884 | 1016.72 | 58.4915 | 0 | 0 | 0 | 0 | 490.207 | 301.266 | 0 | 1390.7 | 0 | 968.827 | 4226.21 | 0 | 0 | 0 | 11681.9 | 0 | 673.905 | 0 | 0 | 0 | 20.5145 | 0 | 0 | 12376.3 | 20333.7 | 3325.56 | - | - | - | - | 0 | 0 | 29930 | 0 | 0 | 0 | 0 | 0 | 0 | 0 | 0 | 29930
07/26/18 @ 21:48 | EUn-w06-v96-WCChlrBase-mNE-HVAC-Proto.pd2 | EUn-w06-v96-WCChlrBase-mNE-HVAC-Proto | EUn-w06-v96 | California (Title 24) | Los Angeles Area (CZ06) | Torrance | 999839 | 2248.08 | 128.106 | 0 | 0 | 0 | 0 | 1974.51 | 1823.43 | 0 | 5075.05 | 0 | 3182.41 | 14431.6 | 0 | 0 | 0 | 5119.4 | 0 | 5990.85 | 0 | 0 | 0 | 100.114 | 0 | 0 | 11210.4 | 1293.9 | 89.966 | 0 | 0 | 0 | 0 | 542.116 | 346.099 | 0 | 1390.7 | 0 | 968.827 | 4631.6 | 0 | 0 | 0 | 10330.6 | 0 | 590.969 | 0 | 0 | 0 | 20.5145 | 0 | 0 | 10942.1 | 26854.6 | 2718.11 | - | - | - | - | 0 | 0 | 24463 | 0 | 0 | 0 | 0 | 0 | 0 | 0 | 0 | 24463
07/26/18 @ 21:48 | EUn-w07-v96-WCChlrBase-mNE-HVAC-Proto.pd2 | EUn-w07-v96-WCChlrBase-mNE-HVAC-Proto | EUn-w07-v96 | California (Title 24) | San Diego Area (CZ07) | San Diego AP | 999839 | 2159.13 | 114.625 | 0 | 0 | 0 | 0 | 1962.5 | 1872.49 | 0 | 5075.05 | 0 | 3182.41 | 14366.2 | 0 | 0 | 0 | 3811.35 | 0 | 5920.63 | 0 | 0 | 0 | 100.114 | 0 | 0 | 9832.1 | 1301.79 | 85.6304 | 0 | 0 | 0 | 0 | 518.221 | 339.365 | 0 | 1390.7 | 0 | 968.827 | 4604.52 | 0 | 0 | 0 | 7683.42 | 0 | 615.851 | 0 | 0 | 0 | 20.5145 | 0 | 0 | 8319.79 | 25570.5 | 4296 | - | - | - | - | 0 | 0 | 38664 | 0 | 0 | 0 | 0 | 0 | 0 | 0 | 0 | 38664
07/26/18 @ 21:49 | EUn-w08-v96-WCChlrBase-mNE-HVAC-Proto.pd2 | EUn-w08-v96-WCChlrBase-mNE-HVAC-Proto | EUn-w08-v96 | California (Title 24) | El Toro Area (CZ08) | Fullerton | 999839 | 2568.5 | 147.991 | 0 | 0 | 0 | 0 | 1967.28 | 1974.65 | 0 | 5075.05 | 0 | 3182.41 | 14915.9 | 0 | 0 | 0 | 4594.59 | 0 | 5820.93 | 0 | 0 | 0 | 100.114 | 0 | 0 | 10515.6 | 1524.01 | 107.873 | 0 | 0 | 0 | 0 | 535.736 | 371.436 | 0 | 1390.7 | 0 | 968.827 | 4898.58 | 0 | 0 | 0 | 8809.53 | 0 | 572.945 | 0 | 0 | 0 | 20.5145 | 0 | 0 | 9402.99 | 29857.5 | 4686.22 | - | - | - | - | 0 | 0 | 42176 | 0 | 0 | 0 | 0 | 0 | 0 | 0 | 0 | 42176
07/26/18 @ 21:49 | EUn-w09-v96-WCChlrBase-mNE-HVAC-Proto.pd2 | EUn-w09-v96-WCChlrBase-mNE-HVAC-Proto | EUn-w09-v96 | California (Title 24) | Pasadena Area (CZ09) | Burbank AP | 999839 | 2855.96 | 163.549 | 0 | 0 | 0 | 0 | 2003.77 | 2299.68 | 0 | 5075.05 | 0 | 3182.41 | 15580.5 | 0 | 0 | 0 | 5759.78 | 0 | 5816.87 | 0 | 0 | 0 | 100.114 | 0 | 0 | 11676.8 | 1940.66 | 149.268 | 0 | 0 | 0 | 0 | 575.016 | 440.571 | 0 | 1390.7 | 0 | 968.827 | 5465.03 | 0 | 0 | 0 | 10203.5 | 0 | 616.529 | 0 | 0 | 0 | 20.5145 | 0 | 0 | 10840.5 | 36955.4 | 2960.22 | - | - | - | - | 0 | 0 | 26642 | 0 | 0 | 0 | 0 | 0 | 0 | 0 | 0 | 26642
07/26/18 @ 21:49 | EUn-w10-v96-WCChlrBase-mNE-HVAC-Proto.pd2 | EUn-w10-v96-WCChlrBase-mNE-HVAC-Proto | EUn-w10-v96 | California (Title 24) | San Bernardino Area (CZ10) | Riverside FS 3 | 999839 | 2868.96 | 160.036 | 0 | 0 | 0 | 0 | 2003.11 | 2224.62 | 0 | 5075.05 | 0 | 3182.41 | 15514.2 | 0 | 0 | 0 | 5796.23 | 0 | 5790.97 | 0 | 0 | 0 | 100.114 | 0 | 0 | 11687.3 | 1785.57 | 129.421 | 0 | 0 | 0 | 0 | 566.305 | 410.587 | 0 | 1390.7 | 0 | 968.827 | 5251.41 | 0 | 0 | 0 | 11518.4 | 0 | 618.942 | 0 | 0 | 0 | 20.5145 | 0 | 0 | 12157.8 | 33568.3 | 3784 | - | - | - | - | 0 | 0 | 34056 | 0 | 0 | 0 | 0 | 0 | 0 | 0 | 0 | 34056
07/26/18 @ 21:50 | EUn-w11-v96-WCChlrBase-mNE-HVAC-Proto.pd2 | EUn-w11-v96-WCChlrBase-mNE-HVAC-Proto | EUn-w11-v96 | California (Title 24) | Red Bluff Area (CZ11) | Red Bluff AP | 999839 | 2445.02 | 134.845 | 0 | 0 | 0 | 0 | 2016.67 | 1902.34 | 0 | 5075.05 | 0 | 3182.41 | 14756.4 | 0 | 0 | 0 | 10390.2 | 0 | 5888.69 | 0 | 0 | 0 | 100.114 | 0 | 0 | 16379 | 1526.71 | 102.555 | 0 | 0 | 0 | 0 | 576.077 | 379.81 | 0 | 1390.7 | 0 | 968.827 | 4944.68 | 0 | 0 | 0 | 20123.3 | 0 | 655.055 | 0 | 0 | 0 | 20.5145 | 0 | 0 | 20798.9 | 31635.7 | 2200.33 | - | - | - | - | 0 | 0 | 19803 | 0 | 0 | 0 | 0 | 0 | 0 | 0 | 0 | 19803
07/26/18 @ 21:50 | EUn-w12-v96-WCChlrBase-mNE-HVAC-Proto.pd2 | EUn-w12-v96-WCChlrBase-mNE-HVAC-Proto | EUn-w12-v96 | California (Title 24) | Sacramento Area (CZ12) | Sacramento AP | 999839 | 2175.5 | 115.416 | 0 | 0 | 0 | 0 | 1954.75 | 1825.96 | 0 | 5075.05 | 0 | 3182.41 | 14329.1 | 0 | 0 | 0 | 9458.94 | 0 | 6078.93 | 0 | 0 | 0 | 100.114 | 0 | 0 | 15638 | 1488.46 | 101.579 | 0 | 0 | 0 | 0 | 548.975 | 361.05 | 0 | 1390.7 | 0 | 968.827 | 4859.59 | 0 | 0 | 0 | 15082.5 | 0 | 656.641 | 0 | 0 | 0 | 20.5145 | 0 | 0 | 15759.7 | 28760.7 | 3366.22 | - | - | - | - | 0 | 0 | 30296 | 0 | 0 | 0 | 0 | 0 | 0 | 0 | 0 | 30296
07/26/18 @ 21:50 | EUn-w13-v96-WCChlrBase-mNE-HVAC-Proto.pd2 | EUn-w13-v96-WCChlrBase-mNE-HVAC-Proto | EUn-w13-v96 | California (Title 24) | Fresno Area (CZ13) | Fresno AP | 999839 | 2585.99 | 150.244 | 0 | 0 | 0 | 0 | 2008.25 | 1979.73 | 0 | 5075.05 | 0 | 3182.41 | 14981.7 | 0 | 0 | 0 | 9086.1 | 0 | 5810.51 | 0 | 0 | 0 | 100.114 | 0 | 0 | 14996.7 | 1737.08 | 125.542 | 0 | 0 | 0 | 0 | 549.836 | 391.864 | 0 | 1390.7 | 0 | 968.827 | 5163.84 | 0 | 0 | 0 | 18833 | 0 | 645.017 | 0 | 0 | 0 | 20.5145 | 0 | 0 | 19498.6 | 32638.4 | 949.556 | - | - | - | - | 0 | 0 | 8546 | 0 | 0 | 0 | 0 | 0 | 0 | 0 | 0 | 8546
07/26/18 @ 21:51 | EUn-w14-v96-WCChlrBase-mNE-HVAC-Proto.pd2 | EUn-w14-v96-WCChlrBase-mNE-HVAC-Proto | EUn-w14-v96 | California (Title 24) | China Lake Area (CZ14) | Palmdale AP | 999839 | 2679.52 | 131.963 | 0 | 0 | 0 | 0 | 2024.39 | 2193.54 | 0 | 5075.05 | 0 | 3182.41 | 15286.9 | 0 | 0 | 0 | 10911.2 | 0 | 5936.09 | 0 | 0 | 0 | 100.114 | 0 | 0 | 16947.4 | 2129.57 | 190.707 | 0 | 0 | 0 | 0 | 529.658 | 446.078 | 0 | 1355.95 | 0 | 948.949 | 5600.91 | 0 | 0 | 0 | 23125.3 | 0 | 660.468 | 0 | 0 | 0 | 20.5145 | 0 | 0 | 23806.3 | 40612.1 | 3126 | - | - | - | - | 0 | 0 | 28134 | 0 | 0 | 0 | 0 | 0 | 0 | 0 | 0 | 28134
07/26/18 @ 21:51 | EUn-w15-v96-WCChlrBase-mNE-HVAC-Proto.pd2 | EUn-w15-v96-WCChlrBase-mNE-HVAC-Proto | EUn-w15-v96 | California (Title 24) | Blythe Area (CZ15) | Palm Springs | 999839 | 4003.09 | 270.714 | 0 | 0 | 0 | 0 | 2107.12 | 2395 | 0 | 5075.05 | 0 | 3182.41 | 17033.4 | 0 | 0 | 0 | 2934.49 | 0 | 4821.05 | 0 | 0 | 0 | 100.114 | 0 | 0 | 7855.65 | 1928.18 | 147.995 | 0 | 0 | 0 | 0 | 566.175 | 431.925 | 0 | 1390.7 | 0 | 968.827 | 5433.79 | 0 | 0 | 0 | 8014.9 | 0 | 544.527 | 0 | 0 | 0 | 20.5145 | 0 | 0 | 8579.94 | 36382.6 | 3253.44 | - | - | - | - | 0 | 0 | 29281 | 0 | 0 | 0 | 0 | 0 | 0 | 0 | 0 | 29281
07/26/18 @ 21:51 | EUn-w16-v96-WCChlrBase-mNE-HVAC-Proto.pd2 | EUn-w16-v96-WCChlrBase-mNE-HVAC-Proto | EUn-w16-v96 | California (Title 24) | Mount Shasta Area (CZ16) | Blue Canyon AP | 999839 | 1189.23 | 38.9433 | 0 | 0 | 0 | 0 | 1949.79 | 1391.4 | 0 | 5075.05 | 0 | 3182.41 | 12826.9 | 0 | 0 | 0 | 18993.6 | 0 | 6880.81 | 0 | 0 | 0 | 100.114 | 0 | 0 | 25974.5 | 888.503 | 44.6349 | 0 | 0 | 0 | 0 | 544.377 | 277.2 | 0 | 1390.7 | 0 | 968.827 | 4114.24 | 0 | 0 | 0 | 22544 | 0 | 761.029 | 0 | 0 | 0 | 20.5145 | 0 | 0 | 23325.6 | 18656.6 | 2061.67 | - | - | - | - | 0 | 0 | 18555 | 0 | 0 | 0 | 0 | 0 | 0 | 0 | 0 | 18555
07/26/18 @ 21:52 | EUn-w01-v03-WCChlrBase-mNE-HVAC-Proto.pd2 | EUn-w01-v03-WCChlrBase-mNE-HVAC-Proto | EUn-w01-v03 | California (Title 24) | Arcata Area (CZ01) | Arcata | 999839 | 672.769 | 3.033 | 0 | 0 | 0 | 0 | 1426.25 | 1236.36 | 0 | 4836.54 | 0 | 2779.29 | 10954.3 | 0 | 0 | 0 | 10936.1 | 0 | 6667.93 | 0 | 0 | 0 | 100.114 | 0 | 0 | 17704.1 | 819.941 | 19.9 | 0 | 0 | 0 | 0 | 365.153 | 246.277 | 0 | 1299.69 | 0 | 829.186 | 3580.14 | 0 | 0 | 0 | 9705.3 | 0 | 249.828 | 0 | 0 | 0 | 13.984 | 0 | 0 | 9969.11 | 16584 | 2814.33 | - | - | - | - | 0 | 0 | 25329 | 0 | 0 | 0 | 0 | 0 | 0 | 0 | 0 | 25329
07/26/18 @ 21:52 | EUn-w02-v03-WCChlrBase-mNE-HVAC-Proto.pd2 | EUn-w02-v03-WCChlrBase-mNE-HVAC-Proto | EUn-w02-v03 | California (Title 24) | Santa Rosa Area (CZ02) | Santa Rosa | 999839 | 1645.18 | 27.1097 | 0 | 0 | 0 | 0 | 1498.63 | 1696.39 | 0 | 4836.54 | 0 | 2779.29 | 12483.2 | 0 | 0 | 0 | 8460.76 | 0 | 6171.88 | 0 | 0 | 0 | 100.114 | 0 | 0 | 14732.8 | 1541.1 | 85.557 | 0 | 0 | 0 | 0 | 376.888 | 352.833 | 0 | 1299.69 | 0 | 829.186 | 4485.25 | 0 | 0 | 0 | 11688.3 | 0 | 650.009 | 0 | 0 | 0 | 20.5145 | 0 | 0 | 12358.9 | 30324 | 2553.56 | - | - | - | - | 0 | 0 | 22982 | 0 | 0 | 0 | 0 | 0 | 0 | 0 | 0 | 22982
07/26/18 @ 21:52 | EUn-w03-v03-WCChlrBase-mNE-HVAC-Proto.pd2 | EUn-w03-v03-WCChlrBase-mNE-HVAC-Proto | EUn-w03-v03 | California (Title 24) | Oakland Area (CZ03) | Oakland AP | 999839 | 1234.96 | 15.8751 | 0 | 0 | 0 | 0 | 1515.06 | 1530.54 | 0 | 4836.54 | 0 | 2779.29 | 11912.3 | 0 | 0 | 0 | 8042.72 | 0 | 6187.03 | 0 | 0 | 0 | 100.114 | 0 | 0 | 14329.9 | 1079.22 | 28.5446 | 0 | 0 | 0 | 0 | 388.22 | 292.481 | 0 | 1299.69 | 0 | 829.186 | 3917.34 | 0 | 0 | 0 | 12972 | 0 | 643.659 | 0 | 0 | 0 | 20.5145 | 0 | 0 | 13636.2 | 21178.9 | 1525.56 | - | - | - | - | 0 | 0 | 13730 | 0 | 0 | 0 | 0 | 0 | 0 | 0 | 0 | 13730
07/26/18 @ 21:53 | EUn-w04-v03-WCChlrBase-mNE-HVAC-Proto.pd2 | EUn-w04-v03-WCChlrBase-mNE-HVAC-Proto | EUn-w04-v03 | California (Title 24) | Sunnyvale Area (CZ04) | San Jose | 999839 | 1749.65 | 31.4588 | 0 | 0 | 0 | 0 | 1568.53 | 1645.67 | 0 | 4836.54 | 0 | 2779.29 | 12611.2 | 0 | 0 | 0 | 6655.56 | 0 | 5982.67 | 0 | 0 | 0 | 100.114 | 0 | 0 | 12738.4 | 1277.8 | 35.5996 | 0 | 0 | 0 | 0 | 426.242 | 316.536 | 0 | 1325.54 | 0 | 847.51 | 4229.23 | 0 | 0 | 0 | 11832.6 | 0 | 632.999 | 0 | 0 | 0 | 20.5145 | 0 | 0 | 12486.1 | 24784.5 | 1797.67 | - | - | - | - | 0 | 0 | 16179 | 0 | 0 | 0 | 0 | 0 | 0 | 0 | 0 | 16179
07/26/18 @ 21:53 | EUn-w05-v03-WCChlrBase-mNE-HVAC-Proto.pd2 | EUn-w05-v03-WCChlrBase-mNE-HVAC-Proto | EUn-w05-v03 | California (Title 24) | Santa Maria Area (CZ05) | Santa Maria AP | 999839 | 1181.64 | 15.9905 | 0 | 0 | 0 | 0 | 1518.47 | 1442.08 | 0 | 4836.54 | 0 | 2779.29 | 11774 | 0 | 0 | 0 | 7996.07 | 0 | 6289.17 | 0 | 0 | 0 | 100.114 | 0 | 0 | 14385.4 | 863.932 | 20.6578 | 0 | 0 | 0 | 0 | 385.621 | 260.901 | 0 | 1325.54 | 0 | 847.51 | 3704.16 | 0 | 0 | 0 | 10375.5 | 0 | 604.432 | 0 | 0 | 0 | 20.5145 | 0 | 0 | 11000.5 | 17762.1 | 2938.67 | - | - | - | - | 0 | 0 | 26448 | 0 | 0 | 0 | 0 | 0 | 0 | 0 | 0 | 26448
07/26/18 @ 21:53 | EUn-w06-v03-WCChlrBase-mNE-HVAC-Proto.pd2 | EUn-w06-v03-WCChlrBase-mNE-HVAC-Proto | EUn-w06-v03 | California (Title 24) | Los Angeles Area (CZ06) | Torrance | 999839 | 2061.91 | 42.8584 | 0 | 0 | 0 | 0 | 1604.46 | 1736.69 | 0 | 4836.54 | 0 | 2779.29 | 13061.8 | 0 | 0 | 0 | 4050.24 | 0 | 5786.48 | 0 | 0 | 0 | 100.114 | 0 | 0 | 9936.84 | 1252.38 | 34.342 | 0 | 0 | 0 | 0 | 419.108 | 318.956 | 0 | 1325.54 | 0 | 847.51 | 4197.84 | 0 | 0 | 0 | 9506.87 | 0 | 570.054 | 0 | 0 | 0 | 20.5145 | 0 | 0 | 10097.4 | 25065.1 | 2428.89 | - | - | - | - | 0 | 0 | 21860 | 0 | 0 | 0 | 0 | 0 | 0 | 0 | 0 | 21860
07/26/18 @ 21:54 | EUn-w07-v03-WCChlrBase-mNE-HVAC-Proto.pd2 | EUn-w07-v03-WCChlrBase-mNE-HVAC-Proto | EUn-w07-v03 | California (Title 24) | San Diego Area (CZ07) | San Diego AP | 999839 | 1936.97 | 37.8559 | 0 | 0 | 0 | 0 | 1598.74 | 1700.09 | 0 | 4836.54 | 0 | 2779.29 | 12889.5 | 0 | 0 | 0 | 3058.84 | 0 | 5717.49 | 0 | 0 | 0 | 100.114 | 0 | 0 | 8876.45 | 1213.04 | 32.5265 | 0 | 0 | 0 | 0 | 402.714 | 305.525 | 0 | 1325.54 | 0 | 847.51 | 4126.86 | 0 | 0 | 0 | 7551.37 | 0 | 593.904 | 0 | 0 | 0 | 20.5145 | 0 | 0 | 8165.79 | 23693.5 | 3794.33 | - | - | - | - | 0 | 0 | 34149 | 0 | 0 | 0 | 0 | 0 | 0 | 0 | 0 | 34149
07/26/18 @ 21:54 | EUn-w08-v03-WCChlrBase-mNE-HVAC-Proto.pd2 | EUn-w08-v03-WCChlrBase-mNE-HVAC-Proto | EUn-w08-v03 | California (Title 24) | El Toro Area (CZ08) | Fullerton | 999839 | 2319.39 | 49.0413 | 0 | 0 | 0 | 0 | 1615.68 | 1859.25 | 0 | 4836.54 | 0 | 2779.29 | 13459.2 | 0 | 0 | 0 | 3670.01 | 0 | 5619.74 | 0 | 0 | 0 | 100.114 | 0 | 0 | 9389.86 | 1451.73 | 55.4287 | 0 | 0 | 0 | 0 | 395.026 | 342.665 | 0 | 1325.54 | 0 | 847.51 | 4417.9 | 0 | 0 | 0 | 8141.75 | 0 | 552.363 | 0 | 0 | 0 | 20.5145 | 0 | 0 | 8714.63 | 27857 | 4207.11 | - | - | - | - | 0 | 0 | 37864 | 0 | 0 | 0 | 0 | 0 | 0 | 0 | 0 | 37864
07/26/18 @ 21:54 | EUn-w09-v03-WCChlrBase-mNE-HVAC-Proto.pd2 | EUn-w09-v03-WCChlrBase-mNE-HVAC-Proto | EUn-w09-v03 | California (Title 24) | Pasadena Area (CZ09) | Burbank AP | 999839 | 2572.64 | 54.7813 | 0 | 0 | 0 | 0 | 1633.49 | 2127.52 | 0 | 4836.54 | 0 | 2779.29 | 14004.3 | 0 | 0 | 0 | 4127.67 | 0 | 5615.66 | 0 | 0 | 0 | 100.114 | 0 | 0 | 9843.44 | 1746.53 | 95.9021 | 0 | 0 | 0 | 0 | 455.377 | 402.664 | 0 | 1325.54 | 0 | 847.51 | 4873.52 | 0 | 0 | 0 | 10265 | 0 | 608.079 | 0 | 0 | 0 | 20.5145 | 0 | 0 | 10893.6 | 34169.4 | 2516.33 | - | - | - | - | 0 | 0 | 22647 | 0 | 0 | 0 | 0 | 0 | 0 | 0 | 0 | 22647
07/26/18 @ 21:55 | EUn-w10-v03-WCChlrBase-mNE-HVAC-Proto.pd2 | EUn-w10-v03-WCChlrBase-mNE-HVAC-Proto | EUn-w10-v03 | California (Title 24) | San Bernardino Area (CZ10) | Riverside FS 3 | 999839 | 2311.89 | 48.394 | 0 | 0 | 0 | 0 | 1572.56 | 1813.94 | 0 | 4836.54 | 0 | 2779.29 | 13362.6 | 0 | 0 | 0 | 4086.61 | 0 | 5590.14 | 0 | 0 | 0 | 100.114 | 0 | 0 | 9776.86 | 1498.85 | 64.6615 | 0 | 0 | 0 | 0 | 422.692 | 346.43 | 0 | 1325.54 | 0 | 847.51 | 4505.68 | 0 | 0 | 0 | 8440.47 | 0 | 1050.37 | 0 | 0 | 0 | 20.5145 | 0 | 0 | 9511.35 | 28931.9 | 3171.44 | - | - | - | - | 0 | 0 | 28543 | 0 | 0 | 0 | 0 | 0 | 0 | 0 | 0 | 28543
07/26/18 @ 21:55 | EUn-w11-v03-WCChlrBase-mNE-HVAC-Proto.pd2 | EUn-w11-v03-WCChlrBase-mNE-HVAC-Proto | EUn-w11-v03 | California (Title 24) | Red Bluff Area (CZ11) | Red Bluff AP | 999839 | 2117.75 | 44.4637 | 0 | 0 | 0 | 0 | 1571.3 | 1637.86 | 0 | 4836.54 | 0 | 2779.29 | 12987.2 | 0 | 0 | 0 | 7708.05 | 0 | 5686.13 | 0 | 0 | 0 | 100.114 | 0 | 0 | 13494.3 | 1361.19 | 37.9537 | 0 | 0 | 0 | 0 | 439.182 | 335.89 | 0 | 1325.54 | 0 | 847.51 | 4347.27 | 0 | 0 | 0 | 16298.5 | 0 | 631.947 | 0 | 0 | 0 | 20.5145 | 0 | 0 | 16950.9 | 28582.3 | 1923.33 | - | - | - | - | 0 | 0 | 17310 | 0 | 0 | 0 | 0 | 0 | 0 | 0 | 0 | 17310
07/26/18 @ 21:55 | EUn-w12-v03-WCChlrBase-mNE-HVAC-Proto.pd2 | EUn-w12-v03-WCChlrBase-mNE-HVAC-Proto | EUn-w12-v03 | California (Title 24) | Sacramento Area (CZ12) | Sacramento AP | 999839 | 1870.12 | 37.5904 | 0 | 0 | 0 | 0 | 1540.86 | 1597.17 | 0 | 4836.54 | 0 | 2779.29 | 12661.6 | 0 | 0 | 0 | 7065.14 | 0 | 5872.77 | 0 | 0 | 0 | 100.114 | 0 | 0 | 13038 | 1349.56 | 40.6468 | 0 | 0 | 0 | 0 | 406.068 | 320.668 | 0 | 1325.54 | 0 | 847.51 | 4290 | 0 | 0 | 0 | 11385.3 | 0 | 633.627 | 0 | 0 | 0 | 20.5145 | 0 | 0 | 12039.4 | 25859.2 | 2945.56 | - | - | - | - | 0 | 0 | 26510 | 0 | 0 | 0 | 0 | 0 | 0 | 0 | 0 | 26510
07/26/18 @ 21:56 | EUn-w13-v03-WCChlrBase-mNE-HVAC-Proto.pd2 | EUn-w13-v03-WCChlrBase-mNE-HVAC-Proto | EUn-w13-v03 | California (Title 24) | Fresno Area (CZ13) | Fresno AP | 999839 | 2239.4 | 48.8212 | 0 | 0 | 0 | 0 | 1575.23 | 1750.84 | 0 | 4836.54 | 0 | 2779.29 | 13230.1 | 0 | 0 | 0 | 6785.03 | 0 | 5609.35 | 0 | 0 | 0 | 100.114 | 0 | 0 | 12494.5 | 1533.18 | 66.3402 | 0 | 0 | 0 | 0 | 423.495 | 352.404 | 0 | 1325.54 | 0 | 847.51 | 4548.47 | 0 | 0 | 0 | 13768 | 0 | 622.177 | 0 | 0 | 0 | 20.5145 | 0 | 0 | 14410.7 | 29504 | 764.222 | - | - | - | - | 0 | 0 | 6878 | 0 | 0 | 0 | 0 | 0 | 0 | 0 | 0 | 6878
07/26/18 @ 21:56 | EUn-w14-v03-WCChlrBase-mNE-HVAC-Proto.pd2 | EUn-w14-v03-WCChlrBase-mNE-HVAC-Proto | EUn-w14-v03 | California (Title 24) | China Lake Area (CZ14) | Palmdale AP | 999839 | 2349.47 | 43.3479 | 0 | 0 | 0 | 0 | 1579.14 | 1887.61 | 0 | 4836.54 | 0 | 2779.29 | 13475.4 | 0 | 0 | 0 | 8037.48 | 0 | 5732.5 | 0 | 0 | 0 | 100.114 | 0 | 0 | 13870.1 | 1969.15 | 172.562 | 0 | 0 | 0 | 0 | 401.468 | 404.739 | 0 | 1291.88 | 0 | 829.186 | 5068.99 | 0 | 0 | 0 | 17501 | 0 | 1230.22 | 0 | 0 | 0 | 20.5145 | 0 | 0 | 18751.8 | 38187 | 2763 | - | - | - | - | 0 | 0 | 24867 | 0 | 0 | 0 | 0 | 0 | 0 | 0 | 0 | 24867
07/26/18 @ 21:56 | EUn-w15-v03-WCChlrBase-mNE-HVAC-Proto.pd2 | EUn-w15-v03-WCChlrBase-mNE-HVAC-Proto | EUn-w15-v03 | California (Title 24) | Blythe Area (CZ15) | Palm Springs | 999839 | 3514.66 | 92.9245 | 0 | 0 | 0 | 0 | 1701.12 | 2089.6 | 0 | 4836.54 | 0 | 2779.29 | 15014.1 | 0 | 0 | 0 | 1955.38 | 0 | 4638.66 | 0 | 0 | 0 | 100.114 | 0 | 0 | 6694.15 | 1726.13 | 95.8733 | 0 | 0 | 0 | 0 | 444.851 | 385.01 | 0 | 1325.54 | 0 | 847.51 | 4824.91 | 0 | 0 | 0 | 5330.83 | 0 | 1746.14 | 0 | 0 | 0 | 6.8382 | 0 | 0 | 7083.81 | 33373.9 | 2753.78 | - | - | - | - | 0 | 0 | 24784 | 0 | 0 | 0 | 0 | 0 | 0 | 0 | 0 | 24784
07/26/18 @ 21:57 | EUn-w16-v03-WCChlrBase-mNE-HVAC-Proto.pd2 | EUn-w16-v03-WCChlrBase-mNE-HVAC-Proto | EUn-w16-v03 | California (Title 24) | Mount Shasta Area (CZ16) | Blue Canyon AP | 999839 | 1064.79 | 13.4979 | 0 | 0 | 0 | 0 | 1514.35 | 1243.12 | 0 | 4836.54 | 0 | 2779.29 | 11451.6 | 0 | 0 | 0 | 14971.8 | 0 | 6659.56 | 0 | 0 | 0 | 100.114 | 0 | 0 | 21731.5 | 827.381 | 16.9285 | 0 | 0 | 0 | 0 | 431.565 | 254.122 | 0 | 1325.54 | 0 | 847.51 | 3703.05 | 0 | 0 | 0 | 16612.8 | 0 | 573.114 | 0 | 0 | 0 | 9.2828 | 0 | 0 | 17195.2 | 17186.6 | 1848.56 | - | - | - | - | 0 | 0 | 16637 | 0 | 0 | 0 | 0 | 0 | 0 | 0 | 0 | 16637
07/26/18 @ 21:57 | EUn-w01-v07-WCChlrBase-mNE-HVAC-Proto.pd2 | EUn-w01-v07-WCChlrBase-mNE-HVAC-Proto | EUn-w01-v07 | California (Title 24) | Arcata Area (CZ01) | Arcata | 999839 | 475.147 | 2.4148 | 0 | 0 | 0 | 0 | 1380.36 | 486.061 | 0 | 4637.29 | 0 | 2742.11 | 9723.37 | 0 | 0 | 0 | 11220.5 | 0 | 6668.14 | 0 | 0 | 0 | 100.114 | 0 | 0 | 17988.7 | 808.646 | 19.3419 | 0 | 0 | 0 | 0 | 357.217 | 182.955 | 0 | 1246.14 | 0 | 817.349 | 3431.65 | 0 | 0 | 0 | 10012.8 | 0 | 249.867 | 0 | 0 | 0 | 13.984 | 0 | 0 | 10276.7 | 16329.1 | 2614.22 | - | - | - | - | 0 | 0 | 23528 | 0 | 0 | 0 | 0 | 0 | 0 | 0 | 0 | 23528
07/26/18 @ 21:57 | EUn-w02-v07-WCChlrBase-mNE-HVAC-Proto.pd2 | EUn-w02-v07-WCChlrBase-mNE-HVAC-Proto | EUn-w02-v07 | California (Title 24) | Santa Rosa Area (CZ02) | Santa Rosa | 999839 | 1454.2 | 25.5566 | 0 | 0 | 0 | 0 | 1453.69 | 979.585 | 0 | 4637.29 | 0 | 2742.11 | 11292.4 | 0 | 0 | 0 | 8677.24 | 0 | 6172.03 | 0 | 0 | 0 | 100.114 | 0 | 0 | 14949.4 | 1533.9 | 84.9218 | 0 | 0 | 0 | 0 | 368.535 | 321.223 | 0 | 1246.14 | 0 | 817.349 | 4372.07 | 0 | 0 | 0 | 13448 | 0 | 650.107 | 0 | 0 | 0 | 20.5145 | 0 | 0 | 14118.6 | 30032.5 | 2406.44 | - | - | - | - | 0 | 0 | 21658 | 0 | 0 | 0 | 0 | 0 | 0 | 0 | 0 | 21658
07/26/18 @ 21:58 | EUn-w03-v07-WCChlrBase-mNE-HVAC-Proto.pd2 | EUn-w03-v07-WCChlrBase-mNE-HVAC-Proto | EUn-w03-v07 | California (Title 24) | Oakland Area (CZ03) | Oakland AP | 999839 | 1020.93 | 14.3047 | 0 | 0 | 0 | 0 | 1470.23 | 715.983 | 0 | 4637.29 | 0 | 2742.11 | 10600.8 | 0 | 0 | 0 | 8205.49 | 0 | 6187.17 | 0 | 0 | 0 | 100.114 | 0 | 0 | 14492.8 | 1077.23 | 27.8919 | 0 | 0 | 0 | 0 | 380.378 | 217.476 | 0 | 1246.14 | 0 | 817.349 | 3766.47 | 0 | 0 | 0 | 13514.7 | 0 | 643.745 | 0 | 0 | 0 | 20.5145 | 0 | 0 | 14179 | 20932.4 | 1355.89 | - | - | - | - | 0 | 0 | 12203 | 0 | 0 | 0 | 0 | 0 | 0 | 0 | 0 | 12203
07/26/18 @ 21:58 | EUn-w04-v07-WCChlrBase-mNE-HVAC-Proto.pd2 | EUn-w04-v07-WCChlrBase-mNE-HVAC-Proto | EUn-w04-v07 | California (Title 24) | Sunnyvale Area (CZ04) | San Jose | 999839 | 1553.16 | 29.5318 | 0 | 0 | 0 | 0 | 1523.95 | 876.162 | 0 | 4637.29 | 0 | 2742.11 | 11362.2 | 0 | 0 | 0 | 6762.3 | 0 | 5982.79 | 0 | 0 | 0 | 100.114 | 0 | 0 | 12845.2 | 1278.86 | 34.9531 | 0 | 0 | 0 | 0 | 417.68 | 255.141 | 0 | 1271.08 | 0 | 835.674 | 4093.39 | 0 | 0 | 0 | 13171.2 | 0 | 633.084 | 0 | 0 | 0 | 20.5145 | 0 | 0 | 13824.8 | 24521.1 | 1650.44 | - | - | - | - | 0 | 0 | 14854 | 0 | 0 | 0 | 0 | 0 | 0 | 0 | 0 | 14854
07/26/18 @ 21:58 | EUn-w05-v07-WCChlrBase-mNE-HVAC-Proto.pd2 | EUn-w05-v07-WCChlrBase-mNE-HVAC-Proto | EUn-w05-v07 | California (Title 24) | Santa Maria Area (CZ05) | Santa Maria AP | 999839 | 972.493 | 14.3783 | 0 | 0 | 0 | 0 | 1473.6 | 625.392 | 0 | 4637.29 | 0 | 2742.11 | 10465.2 | 0 | 0 | 0 | 8158.77 | 0 | 6289.32 | 0 | 0 | 0 | 100.114 | 0 | 0 | 14548.2 | 851.903 | 20.0131 | 0 | 0 | 0 | 0 | 377.09 | 190.777 | 0 | 1271.08 | 0 | 835.674 | 3546.54 | 0 | 0 | 0 | 11052.3 | 0 | 650.804 | 0 | 0 | 0 | 20.5145 | 0 | 0 | 11723.6 | 17480 | 2771.89 | - | - | - | - | 0 | 0 | 24947 | 0 | 0 | 0 | 0 | 0 | 0 | 0 | 0 | 24947
07/26/18 @ 21:59 | EUn-w06-v07-WCChlrBase-mNE-HVAC-Proto.pd2 | EUn-w06-v07-WCChlrBase-mNE-HVAC-Proto | EUn-w06-v07 | California (Title 24) | Los Angeles Area (CZ06) | Torrance | 999839 | 1865.04 | 40.1911 | 0 | 0 | 0 | 0 | 1559.68 | 953.611 | 0 | 4637.29 | 0 | 2742.11 | 11797.9 | 0 | 0 | 0 | 4059.89 | 0 | 5786.56 | 0 | 0 | 0 | 100.114 | 0 | 0 | 9946.56 | 1221.94 | 33.5375 | 0 | 0 | 0 | 0 | 410.818 | 256.023 | 0 | 1271.08 | 0 | 835.674 | 4029.08 | 0 | 0 | 0 | 9582.64 | 0 | 570.104 | 0 | 0 | 0 | 20.5145 | 0 | 0 | 10173.3 | 24806 | 2284 | - | - | - | - | 0 | 0 | 20556 | 0 | 0 | 0 | 0 | 0 | 0 | 0 | 0 | 20556
07/26/18 @ 21:59 | EUn-w07-v07-WCChlrBase-mNE-HVAC-Proto.pd2 | EUn-w07-v07-WCChlrBase-mNE-HVAC-Proto | EUn-w07-v07 | California (Title 24) | San Diego Area (CZ07) | San Diego AP | 999839 | 1742.5 | 35.0528 | 0 | 0 | 0 | 0 | 1555.08 | 922.485 | 0 | 4637.29 | 0 | 2742.11 | 11634.5 | 0 | 0 | 0 | 2887.4 | 0 | 5717.52 | 0 | 0 | 0 | 100.114 | 0 | 0 | 8705.03 | 1194.42 | 31.8267 | 0 | 0 | 0 | 0 | 394.534 | 243.336 | 0 | 1271.08 | 0 | 835.674 | 3970.88 | 0 | 0 | 0 | 7105.42 | 0 | 594.126 | 0 | 0 | 0 | 20.5145 | 0 | 0 | 7720.06 | 23437.2 | 3645.89 | - | - | - | - | 0 | 0 | 32813 | 0 | 0 | 0 | 0 | 0 | 0 | 0 | 0 | 32813
07/26/18 @ 21:59 | EUn-w08-v07-WCChlrBase-mNE-HVAC-Proto.pd2 | EUn-w08-v07-WCChlrBase-mNE-HVAC-Proto | EUn-w08-v07 | California (Title 24) | El Toro Area (CZ08) | Fullerton | 999839 | 2121.63 | 46.2604 | 0 | 0 | 0 | 0 | 1571.26 | 1076.06 | 0 | 4637.29 | 0 | 2742.11 | 12194.6 | 0 | 0 | 0 | 3635.18 | 0 | 5619.81 | 0 | 0 | 0 | 100.114 | 0 | 0 | 9355.1 | 1431.78 | 53.9743 | 0 | 0 | 0 | 0 | 387.598 | 302.237 | 0 | 1271.08 | 0 | 835.674 | 4282.34 | 0 | 0 | 0 | 8139.91 | 0 | 552.391 | 0 | 0 | 0 | 20.5145 | 0 | 0 | 8712.81 | 27620.4 | 4059.22 | - | - | - | - | 0 | 0 | 36533 | 0 | 0 | 0 | 0 | 0 | 0 | 0 | 0 | 36533
07/26/18 @ 22:00 | EUn-w09-v07-WCChlrBase-mNE-HVAC-Proto.pd2 | EUn-w09-v07-WCChlrBase-mNE-HVAC-Proto | EUn-w09-v07 | California (Title 24) | Pasadena Area (CZ09) | Burbank AP | 999839 | 2354.5 | 51.8137 | 0 | 0 | 0 | 0 | 1589.08 | 1288.98 | 0 | 4637.29 | 0 | 2742.11 | 12663.8 | 0 | 0 | 0 | 4153.57 | 0 | 5615.74 | 0 | 0 | 0 | 100.114 | 0 | 0 | 9869.43 | 1725.07 | 94.8197 | 0 | 0 | 0 | 0 | 446.848 | 367.582 | 0 | 1271.08 | 0 | 835.674 | 4741.07 | 0 | 0 | 0 | 9899.07 | 0 | 608.081 | 0 | 0 | 0 | 20.5145 | 0 | 0 | 10527.7 | 33909.4 | 2386.11 | - | - | - | - | 0 | 0 | 21475 | 0 | 0 | 0 | 0 | 0 | 0 | 0 | 0 | 21475
07/26/18 @ 22:00 | EUn-w10-v07-WCChlrBase-mNE-HVAC-Proto.pd2 | EUn-w10-v07-WCChlrBase-mNE-HVAC-Proto | EUn-w10-v07 | California (Title 24) | San Bernardino Area (CZ10) | Riverside FS 3 | 999839 | 2119.37 | 45.8588 | 0 | 0 | 0 | 0 | 1527.76 | 1080.41 | 0 | 4637.29 | 0 | 2742.11 | 12152.8 | 0 | 0 | 0 | 4128.96 | 0 | 5590.22 | 0 | 0 | 0 | 100.114 | 0 | 0 | 9819.3 | 1477.82 | 63.8491 | 0 | 0 | 0 | 0 | 414.354 | 312.662 | 0 | 1271.08 | 0 | 835.674 | 4375.45 | 0 | 0 | 0 | 8547.63 | 0 | 1050.41 | 0 | 0 | 0 | 20.5145 | 0 | 0 | 9618.55 | 28670.9 | 3044.33 | - | - | - | - | 0 | 0 | 27399 | 0 | 0 | 0 | 0 | 0 | 0 | 0 | 0 | 27399
07/26/18 @ 22:00 | EUn-w11-v07-WCChlrBase-mNE-HVAC-Proto.pd2 | EUn-w11-v07-WCChlrBase-mNE-HVAC-Proto | EUn-w11-v07 | California (Title 24) | Red Bluff Area (CZ11) | Red Bluff AP | 999839 | 1949.98 | 42.2505 | 0 | 0 | 0 | 0 | 1527.84 | 983.048 | 0 | 4637.29 | 0 | 2742.11 | 11882.5 | 0 | 0 | 0 | 7992.19 | 0 | 5686.25 | 0 | 0 | 0 | 100.114 | 0 | 0 | 13778.6 | 1347.32 | 37.4865 | 0 | 0 | 0 | 0 | 430.869 | 285.069 | 0 | 1271.08 | 0 | 835.674 | 4207.5 | 0 | 0 | 0 | 17248.2 | 0 | 632.04 | 0 | 0 | 0 | 20.5145 | 0 | 0 | 17900.7 | 28374.2 | 1784 | - | - | - | - | 0 | 0 | 16056 | 0 | 0 | 0 | 0 | 0 | 0 | 0 | 0 | 16056
07/26/18 @ 22:01 | EUn-w12-v07-WCChlrBase-mNE-HVAC-Proto.pd2 | EUn-w12-v07-WCChlrBase-mNE-HVAC-Proto | EUn-w12-v07 | California (Title 24) | Sacramento Area (CZ12) | Sacramento AP | 999839 | 1684.85 | 35.5928 | 0 | 0 | 0 | 0 | 1496.95 | 884.018 | 0 | 4637.29 | 0 | 2742.11 | 11480.8 | 0 | 0 | 0 | 7235.85 | 0 | 5872.91 | 0 | 0 | 0 | 100.114 | 0 | 0 | 13208.9 | 1326.5 | 43.8236 | 0 | 0 | 0 | 0 | 397.677 | 280.672 | 0 | 1271.08 | 0 | 835.674 | 4155.43 | 0 | 0 | 0 | 12949.7 | 0 | 633.731 | 0 | 0 | 0 | 20.5145 | 0 | 0 | 13603.9 | 25594.2 | 2805 | - | - | - | - | 0 | 0 | 25245 | 0 | 0 | 0 | 0 | 0 | 0 | 0 | 0 | 25245
07/26/18 @ 22:01 | EUn-w13-v07-WCChlrBase-mNE-HVAC-Proto.pd2 | EUn-w13-v07-WCChlrBase-mNE-HVAC-Proto | EUn-w13-v07 | California (Title 24) | Fresno Area (CZ13) | Fresno AP | 999839 | 2056.78 | 46.3116 | 0 | 0 | 0 | 0 | 1531.6 | 1034.36 | 0 | 4637.29 | 0 | 2742.11 | 12048.4 | 0 | 0 | 0 | 7005.35 | 0 | 5609.47 | 0 | 0 | 0 | 100.114 | 0 | 0 | 12714.9 | 1512.25 | 65.4956 | 0 | 0 | 0 | 0 | 415.131 | 318.217 | 0 | 1271.08 | 0 | 835.674 | 4417.85 | 0 | 0 | 0 | 15484 | 0 | 622.284 | 0 | 0 | 0 | 20.5145 | 0 | 0 | 16126.8 | 29243.6 | 650.222 | - | - | - | - | 0 | 0 | 5852 | 0 | 0 | 0 | 0 | 0 | 0 | 0 | 0 | 5852
07/26/18 @ 22:01 | EUn-w14-v07-WCChlrBase-mNE-HVAC-Proto.pd2 | EUn-w14-v07-WCChlrBase-mNE-HVAC-Proto | EUn-w14-v07 | California (Title 24) | China Lake Area (CZ14) | Palmdale AP | 999839 | 2187.21 | 41.639 | 0 | 0 | 0 | 0 | 1535.2 | 1277.5 | 0 | 4637.29 | 0 | 2742.11 | 12420.9 | 0 | 0 | 0 | 8320.88 | 0 | 5732.62 | 0 | 0 | 0 | 100.114 | 0 | 0 | 14153.6 | 1989.07 | 171.555 | 0 | 0 | 0 | 0 | 393.07 | 377.964 | 0 | 1238.34 | 0 | 817.349 | 4987.35 | 0 | 0 | 0 | 18172.8 | 0 | 1230.33 | 0 | 0 | 0 | 20.5145 | 0 | 0 | 19423.7 | 37922.8 | 2601 | - | - | - | - | 0 | 0 | 23409 | 0 | 0 | 0 | 0 | 0 | 0 | 0 | 0 | 23409
07/26/18 @ 22:02 | EUn-w15-v07-WCChlrBase-mNE-HVAC-Proto.pd2 | EUn-w15-v07-WCChlrBase-mNE-HVAC-Proto | EUn-w15-v07 | California (Title 24) | Blythe Area (CZ15) | Palm Springs | 999839 | 3327.28 | 88.9858 | 0 | 0 | 0 | 0 | 1656.63 | 1368.01 | 0 | 4637.29 | 0 | 2742.11 | 13820.3 | 0 | 0 | 0 | 1813.23 | 0 | 4638.68 | 0 | 0 | 0 | 100.114 | 0 | 0 | 6552.02 | 1704.83 | 94.8332 | 0 | 0 | 0 | 0 | 436.403 | 351.75 | 0 | 1271.08 | 0 | 835.674 | 4694.57 | 0 | 0 | 0 | 5437.96 | 0 | 840.968 | 0 | 0 | 0 | 20.5145 | 0 | 0 | 6299.45 | 33113.8 | 2615.33 | - | - | - | - | 0 | 0 | 23538 | 0 | 0 | 0 | 0 | 0 | 0 | 0 | 0 | 23538
07/26/18 @ 22:02 | EUn-w16-v07-WCChlrBase-mNE-HVAC-Proto.pd2 | EUn-w16-v07-WCChlrBase-mNE-HVAC-Proto | EUn-w16-v07 | California (Title 24) | Mount Shasta Area (CZ16) | Blue Canyon AP | 999839 | 899.13 | 12.4623 | 0 | 0 | 0 | 0 | 1471.07 | 549.59 | 0 | 4637.29 | 0 | 2742.11 | 10311.6 | 0 | 0 | 0 | 15340.7 | 0 | 6659.73 | 0 | 0 | 0 | 100.114 | 0 | 0 | 22100.5 | 819.951 | 16.4884 | 0 | 0 | 0 | 0 | 422.722 | 184.494 | 0 | 1271.08 | 0 | 835.674 | 3550.41 | 0 | 0 | 0 | 17181.8 | 0 | 736.074 | 0 | 0 | 0 | 20.5145 | 0 | 0 | 17938.4 | 16946.1 | 1735.67 | - | - | - | - | 0 | 0 | 15621 | 0 | 0 | 0 | 0 | 0 | 0 | 0 | 0 | 15621
07/26/18 @ 22:02 | EUn-w01-v11-WCChlrBase-mNE-HVAC-Proto.pd2 | EUn-w01-v11-WCChlrBase-mNE-HVAC-Proto | EUn-w01-v11 | California (Title 24) | Arcata Area (CZ01) | Arcata | 999839 | 469.223 | 2.3611 | 0 | 0 | 0 | 0 | 1367.21 | 476.185 | 0 | 4637.29 | 0 | 2558.97 | 9511.23 | 0 | 0 | 0 | 10927.5 | 0 | 6668.15 | 0 | 0 | 0 | 100.114 | 0 | 0 | 17695.8 | 796.987 | 19.0612 | 0 | 0 | 0 | 0 | 352.146 | 180.323 | 0 | 1246.14 | 0 | 758.831 | 3353.49 | 0 | 0 | 0 | 9469.69 | 0 | 686.5 | 0 | 0 | 0 | 20.5145 | 0 | 0 | 10176.7 | 16091.7 | 2547.89 | - | - | - | - | 0 | 0 | 22931 | 0 | 0 | 0 | 0 | 0 | 0 | 0 | 0 | 22931
07/26/18 @ 22:03 | EUn-w02-v11-WCChlrBase-mNE-HVAC-Proto.pd2 | EUn-w02-v11-WCChlrBase-mNE-HVAC-Proto | EUn-w02-v11 | California (Title 24) | Santa Rosa Area (CZ02) | Santa Rosa | 999839 | 1435.37 | 25.1366 | 0 | 0 | 0 | 0 | 1440.41 | 963.209 | 0 | 4637.29 | 0 | 2558.97 | 11060.4 | 0 | 0 | 0 | 7978.65 | 0 | 6172 | 0 | 0 | 0 | 100.114 | 0 | 0 | 14250.8 | 1513.39 | 83.9646 | 0 | 0 | 0 | 0 | 361.826 | 316.425 | 0 | 1246.14 | 0 | 758.831 | 4280.58 | 0 | 0 | 0 | 10992.4 | 0 | 650.054 | 0 | 0 | 0 | 20.5145 | 0 | 0 | 11663 | 29652.3 | 2355.67 | - | - | - | - | 0 | 0 | 21201 | 0 | 0 | 0 | 0 | 0 | 0 | 0 | 0 | 21201
07/26/18 @ 22:03 | EUn-w03-v11-WCChlrBase-mNE-HVAC-Proto.pd2 | EUn-w03-v11-WCChlrBase-mNE-HVAC-Proto | EUn-w03-v11 | California (Title 24) | Oakland Area (CZ03) | Oakland AP | 999839 | 1007.51 | 14.151 | 0 | 0 | 0 | 0 | 1460.42 | 699.202 | 0 | 4637.29 | 0 | 2558.97 | 10377.5 | 0 | 0 | 0 | 7558.72 | 0 | 6187.13 | 0 | 0 | 0 | 100.114 | 0 | 0 | 13846 | 1060.32 | 27.4357 | 0 | 0 | 0 | 0 | 373.712 | 213.697 | 0 | 1246.14 | 0 | 758.831 | 3680.14 | 0 | 0 | 0 | 12539.7 | 0 | 643.706 | 0 | 0 | 0 | 20.5145 | 0 | 0 | 13203.9 | 20590 | 1332 | - | - | - | - | 0 | 0 | 11988 | 0 | 0 | 0 | 0 | 0 | 0 | 0 | 0 | 11988
07/26/18 @ 22:03 | EUn-w04-v11-WCChlrBase-mNE-HVAC-Proto.pd2 | EUn-w04-v11-WCChlrBase-mNE-HVAC-Proto | EUn-w04-v11 | California (Title 24) | Sunnyvale Area (CZ04) | San Jose | 999839 | 1531.56 | 29.0689 | 0 | 0 | 0 | 0 | 1510.68 | 857.227 | 0 | 4637.29 | 0 | 2558.97 | 11124.8 | 0 | 0 | 0 | 6160.1 | 0 | 5982.77 | 0 | 0 | 0 | 100.114 | 0 | 0 | 12243 | 1258.15 | 34.3513 | 0 | 0 | 0 | 0 | 409.211 | 250.305 | 0 | 1271.08 | 0 | 774.72 | 3997.82 | 0 | 0 | 0 | 12020.6 | 0 | 633.051 | 0 | 0 | 0 | 20.5145 | 0 | 0 | 12674.2 | 24096.7 | 1619.11 | - | - | - | - | 0 | 0 | 14572 | 0 | 0 | 0 | 0 | 0 | 0 | 0 | 0 | 14572
07/26/18 @ 22:04 | EUn-w05-v11-WCChlrBase-mNE-HVAC-Proto.pd2 | EUn-w05-v11-WCChlrBase-mNE-HVAC-Proto | EUn-w05-v11 | California (Title 24) | Santa Maria Area (CZ05) | Santa Maria AP | 999839 | 960.128 | 14.21 | 0 | 0 | 0 | 0 | 1462.94 | 609.681 | 0 | 4637.29 | 0 | 2558.97 | 10243.2 | 0 | 0 | 0 | 7470.87 | 0 | 6289.3 | 0 | 0 | 0 | 100.114 | 0 | 0 | 13860.3 | 839.619 | 19.7143 | 0 | 0 | 0 | 0 | 371.938 | 187.636 | 0 | 1271.08 | 0 | 774.72 | 3464.71 | 0 | 0 | 0 | 9967.18 | 0 | 604.435 | 0 | 0 | 0 | 20.5145 | 0 | 0 | 10592.1 | 17246.8 | 2712.78 | - | - | - | - | 0 | 0 | 24415 | 0 | 0 | 0 | 0 | 0 | 0 | 0 | 0 | 24415
07/26/18 @ 22:04 | EUn-w06-v11-WCChlrBase-mNE-HVAC-Proto.pd2 | EUn-w06-v11-WCChlrBase-mNE-HVAC-Proto | EUn-w06-v11 | California (Title 24) | Los Angeles Area (CZ06) | Torrance | 999839 | 1838.52 | 39.538 | 0 | 0 | 0 | 0 | 1546.89 | 934.817 | 0 | 4637.29 | 0 | 2558.97 | 11556 | 0 | 0 | 0 | 3684.92 | 0 | 5786.59 | 0 | 0 | 0 | 100.114 | 0 | 0 | 9571.62 | 1203.46 | 33.0384 | 0 | 0 | 0 | 0 | 403.824 | 252.387 | 0 | 1271.08 | 0 | 774.72 | 3938.51 | 0 | 0 | 0 | 9293.05 | 0 | 570.102 | 0 | 0 | 0 | 20.5145 | 0 | 0 | 9883.66 | 24441.7 | 2239.11 | - | - | - | - | 0 | 0 | 20152 | 0 | 0 | 0 | 0 | 0 | 0 | 0 | 0 | 20152
07/26/18 @ 22:04 | EUn-w07-v11-WCChlrBase-mNE-HVAC-Proto.pd2 | EUn-w07-v11-WCChlrBase-mNE-HVAC-Proto | EUn-w07-v11 | California (Title 24) | San Diego Area (CZ07) | San Diego AP | 999839 | 1719.21 | 34.5035 | 0 | 0 | 0 | 0 | 1543.29 | 905.632 | 0 | 4637.29 | 0 | 2558.97 | 11398.9 | 0 | 0 | 0 | 2639.32 | 0 | 5717.54 | 0 | 0 | 0 | 100.114 | 0 | 0 | 8456.97 | 1175.2 | 31.3266 | 0 | 0 | 0 | 0 | 387.59 | 239.916 | 0 | 1271.08 | 0 | 774.72 | 3879.84 | 0 | 0 | 0 | 7718.49 | 0 | 602.67 | 0 | 0 | 0 | 20.5145 | 0 | 0 | 8341.67 | 23069 | 3559.22 | - | - | - | - | 0 | 0 | 32033 | 0 | 0 | 0 | 0 | 0 | 0 | 0 | 0 | 32033
07/26/18 @ 22:05 | EUn-w08-v11-WCChlrBase-mNE-HVAC-Proto.pd2 | EUn-w08-v11-WCChlrBase-mNE-HVAC-Proto | EUn-w08-v11 | California (Title 24) | El Toro Area (CZ08) | Fullerton | 999839 | 2090.21 | 45.4391 | 0 | 0 | 0 | 0 | 1558.76 | 1053.72 | 0 | 4637.29 | 0 | 2558.97 | 11944.4 | 0 | 0 | 0 | 3093.94 | 0 | 5619.83 | 0 | 0 | 0 | 100.114 | 0 | 0 | 8813.89 | 1405.26 | 53.1253 | 0 | 0 | 0 | 0 | 379.848 | 298.292 | 0 | 1271.08 | 0 | 774.72 | 4182.33 | 0 | 0 | 0 | 9057.78 | 0 | 552.411 | 0 | 0 | 0 | 20.5145 | 0 | 0 | 9630.71 | 27145.1 | 3962.67 | - | - | - | - | 0 | 0 | 35664 | 0 | 0 | 0 | 0 | 0 | 0 | 0 | 0 | 35664
07/26/18 @ 22:05 | EUn-w09-v11-WCChlrBase-mNE-HVAC-Proto.pd2 | EUn-w09-v11-WCChlrBase-mNE-HVAC-Proto | EUn-w09-v11 | California (Title 24) | Pasadena Area (CZ09) | Burbank AP | 999839 | 2318.2 | 50.8754 | 0 | 0 | 0 | 0 | 1574.33 | 1260.13 | 0 | 4637.29 | 0 | 2558.97 | 12399.8 | 0 | 0 | 0 | 3599.88 | 0 | 5615.73 | 0 | 0 | 0 | 100.114 | 0 | 0 | 9315.73 | 1722.76 | 109.843 | 0 | 0 | 0 | 0 | 425.348 | 361.738 | 0 | 1246.14 | 0 | 758.831 | 4624.66 | 0 | 0 | 0 | 9519.21 | 0 | 607.067 | 0 | 0 | 0 | 20.5145 | 0 | 0 | 10146.8 | 33298 | 2311.22 | - | - | - | - | 0 | 0 | 20801 | 0 | 0 | 0 | 0 | 0 | 0 | 0 | 0 | 20801
07/26/18 @ 22:05 | EUn-w10-v11-WCChlrBase-mNE-HVAC-Proto.pd2 | EUn-w10-v11-WCChlrBase-mNE-HVAC-Proto | EUn-w10-v11 | California (Title 24) | San Bernardino Area (CZ10) | Riverside FS 3 | 999839 | 2087.66 | 45.0562 | 0 | 0 | 0 | 0 | 1514.16 | 1060.98 | 0 | 4637.29 | 0 | 2558.97 | 11904.1 | 0 | 0 | 0 | 3751.69 | 0 | 5590.21 | 0 | 0 | 0 | 100.114 | 0 | 0 | 9442.01 | 1447.55 | 62.8121 | 0 | 0 | 0 | 0 | 403.278 | 307.565 | 0 | 1271.08 | 0 | 774.72 | 4267.01 | 0 | 0 | 0 | 9409.92 | 0 | 611.488 | 0 | 0 | 0 | 20.5145 | 0 | 0 | 10041.9 | 28116.8 | 2951.56 | - | - | - | - | 0 | 0 | 26564 | 0 | 0 | 0 | 0 | 0 | 0 | 0 | 0 | 26564
07/26/18 @ 22:06 | EUn-w11-v11-WCChlrBase-mNE-HVAC-Proto.pd2 | EUn-w11-v11-WCChlrBase-mNE-HVAC-Proto | EUn-w11-v11 | California (Title 24) | Red Bluff Area (CZ11) | Red Bluff AP | 999839 | 1919.22 | 41.3741 | 0 | 0 | 0 | 0 | 1508.08 | 969.039 | 0 | 4637.29 | 0 | 2558.97 | 11634 | 0 | 0 | 0 | 7102.63 | 0 | 5686.21 | 0 | 0 | 0 | 100.114 | 0 | 0 | 12889 | 1321.33 | 36.8188 | 0 | 0 | 0 | 0 | 419.371 | 280.276 | 0 | 1271.08 | 0 | 774.72 | 4103.6 | 0 | 0 | 0 | 15198.1 | 0 | 631.969 | 0 | 0 | 0 | 20.5145 | 0 | 0 | 15850.6 | 27894.6 | 1746.89 | - | - | - | - | 0 | 0 | 15722 | 0 | 0 | 0 | 0 | 0 | 0 | 0 | 0 | 15722
07/26/18 @ 22:06 | EUn-w12-v11-WCChlrBase-mNE-HVAC-Proto.pd2 | EUn-w12-v11-WCChlrBase-mNE-HVAC-Proto | EUn-w12-v11 | California (Title 24) | Sacramento Area (CZ12) | Sacramento AP | 999839 | 1657.02 | 34.9175 | 0 | 0 | 0 | 0 | 1479.16 | 862.369 | 0 | 4637.29 | 0 | 2558.97 | 11229.7 | 0 | 0 | 0 | 6566.27 | 0 | 5872.87 | 0 | 0 | 0 | 100.114 | 0 | 0 | 12539.3 | 1298.34 | 42.9842 | 0 | 0 | 0 | 0 | 387.992 | 275.949 | 0 | 1271.08 | 0 | 774.72 | 4051.07 | 0 | 0 | 0 | 10377.3 | 0 | 633.663 | 0 | 0 | 0 | 20.5145 | 0 | 0 | 11031.5 | 25094.9 | 2741.89 | - | - | - | - | 0 | 0 | 24677 | 0 | 0 | 0 | 0 | 0 | 0 | 0 | 0 | 24677
07/26/18 @ 22:06 | EUn-w13-v11-WCChlrBase-mNE-HVAC-Proto.pd2 | EUn-w13-v11-WCChlrBase-mNE-HVAC-Proto | EUn-w13-v11 | California (Title 24) | Fresno Area (CZ13) | Fresno AP | 999839 | 2015.75 | 45.3292 | 0 | 0 | 0 | 0 | 1510.73 | 1006.31 | 0 | 4637.29 | 0 | 2558.97 | 11774.4 | 0 | 0 | 0 | 6346.54 | 0 | 5609.42 | 0 | 0 | 0 | 100.114 | 0 | 0 | 12056.1 | 1482.72 | 64.424 | 0 | 0 | 0 | 0 | 404.598 | 312.548 | 0 | 1271.08 | 0 | 774.72 | 4310.09 | 0 | 0 | 0 | 12238.3 | 0 | 622.201 | 0 | 0 | 0 | 20.5145 | 0 | 0 | 12881 | 28728.5 | 617.778 | - | - | - | - | 0 | 0 | 5560 | 0 | 0 | 0 | 0 | 0 | 0 | 0 | 0 | 5560
07/26/18 @ 22:07 | EUn-w14-v11-WCChlrBase-mNE-HVAC-Proto.pd2 | EUn-w14-v11-WCChlrBase-mNE-HVAC-Proto | EUn-w14-v11 | California (Title 24) | China Lake Area (CZ14) | Palmdale AP | 999839 | 2159.42 | 40.8437 | 0 | 0 | 0 | 0 | 1515.95 | 1264.77 | 0 | 4637.29 | 0 | 2558.97 | 12177.2 | 0 | 0 | 0 | 7530.4 | 0 | 5732.57 | 0 | 0 | 0 | 100.114 | 0 | 0 | 13363.1 | 1960.71 | 169.207 | 0 | 0 | 0 | 0 | 383.14 | 372.366 | 0 | 1238.34 | 0 | 758.831 | 4882.59 | 0 | 0 | 0 | 17296.3 | 0 | 1144.46 | 0 | 0 | 0 | 20.5145 | 0 | 0 | 18461.3 | 37411.9 | 2544 | - | - | - | - | 0 | 0 | 22896 | 0 | 0 | 0 | 0 | 0 | 0 | 0 | 0 | 22896
07/26/18 @ 22:07 | EUn-w15-v11-WCChlrBase-mNE-HVAC-Proto.pd2 | EUn-w15-v11-WCChlrBase-mNE-HVAC-Proto | EUn-w15-v11 | California (Title 24) | Blythe Area (CZ15) | Palm Springs | 999839 | 3261.54 | 86.9248 | 0 | 0 | 0 | 0 | 1634.62 | 1341.83 | 0 | 4637.29 | 0 | 2558.97 | 13521.2 | 0 | 0 | 0 | 1615.44 | 0 | 4638.68 | 0 | 0 | 0 | 100.114 | 0 | 0 | 6354.23 | 1673.68 | 93.7923 | 0 | 0 | 0 | 0 | 424.257 | 345.542 | 0 | 1271.08 | 0 | 774.72 | 4583.08 | 0 | 0 | 0 | 8422.25 | 0 | 523.778 | 0 | 0 | 0 | 20.5145 | 0 | 0 | 8966.54 | 32519.5 | 2557.11 | - | - | - | - | 0 | 0 | 23014 | 0 | 0 | 0 | 0 | 0 | 0 | 0 | 0 | 23014
07/26/18 @ 22:07 | EUn-w16-v11-WCChlrBase-mNE-HVAC-Proto.pd2 | EUn-w16-v11-WCChlrBase-mNE-HVAC-Proto | EUn-w16-v11 | California (Title 24) | Mount Shasta Area (CZ16) | Blue Canyon AP | 999839 | 900.655 | 12.2548 | 0 | 0 | 0 | 0 | 1450.01 | 556.72 | 0 | 4637.29 | 0 | 2558.97 | 10115.9 | 0 | 0 | 0 | 13977.9 | 0 | 6659.67 | 0 | 0 | 0 | 100.114 | 0 | 0 | 20737.7 | 801.368 | 16.1115 | 0 | 0 | 0 | 0 | 413.641 | 180.246 | 0 | 1271.08 | 0 | 774.72 | 3457.17 | 0 | 0 | 0 | 17126.6 | 0 | 573.133 | 0 | 0 | 0 | 9.2828 | 0 | 0 | 17709 | 16564.6 | 1689.11 | - | - | - | - | 0 | 0 | 15202 | 0 | 0 | 0 | 0 | 0 | 0 | 0 | 0 | 15202
07/26/18 @ 22:08 | EUn-w01-v14-WCChlrBase-mNE-HVAC-Proto.pd2 | EUn-w01-v14-WCChlrBase-mNE-HVAC-Proto | EUn-w01-v14 | California (Title 24) | Arcata Area (CZ01) | Arcata | 999839 | 394.912 | 2.0974 | 0 | 0 | 0 | 0 | 1304.02 | 398.322 | 0 | 4637.29 | 0 | 2558.97 | 9295.6 | 0 | 0 | 0 | 11090.1 | 0 | 6668.27 | 0 | 0 | 0 | 100.114 | 0 | 0 | 17858.5 | 754.33 | 18.0106 | 0 | 0 | 0 | 0 | 331.277 | 168.712 | 0 | 1246.14 | 0 | 758.831 | 3277.3 | 0 | 0 | 0 | 9247.9 | 0 | 1333.42 | 0 | 0 | 0 | 20.5145 | 0 | 0 | 10601.8 | 15208.4 | 2532 | - | - | - | - | 0 | 0 | 22788 | 0 | 0 | 0 | 0 | 0 | 0 | 0 | 0 | 22788
07/26/18 @ 22:08 | EUn-w02-v14-WCChlrBase-mNE-HVAC-Proto.pd2 | EUn-w02-v14-WCChlrBase-mNE-HVAC-Proto | EUn-w02-v14 | California (Title 24) | Santa Rosa Area (CZ02) | Santa Rosa | 999839 | 1350.83 | 23.8871 | 0 | 0 | 0 | 0 | 1384.6 | 892.873 | 0 | 4637.29 | 0 | 2558.97 | 10848.4 | 0 | 0 | 0 | 8018.75 | 0 | 6172.04 | 0 | 0 | 0 | 100.114 | 0 | 0 | 14290.9 | 1471.6 | 82.1861 | 0 | 0 | 0 | 0 | 343.989 | 302.007 | 0 | 1246.14 | 0 | 758.831 | 4204.75 | 0 | 0 | 0 | 10946.1 | 0 | 650.049 | 0 | 0 | 0 | 20.5145 | 0 | 0 | 11616.6 | 28892.5 | 2311.33 | - | - | - | - | 0 | 0 | 20802 | 0 | 0 | 0 | 0 | 0 | 0 | 0 | 0 | 20802
07/26/18 @ 22:08 | EUn-w03-v14-WCChlrBase-mNE-HVAC-Proto.pd2 | EUn-w03-v14-WCChlrBase-mNE-HVAC-Proto | EUn-w03-v14 | California (Title 24) | Oakland Area (CZ03) | Oakland AP | 999839 | 893.245 | 12.8258 | 0 | 0 | 0 | 0 | 1384.8 | 605.138 | 0 | 4637.29 | 0 | 2558.97 | 10092.3 | 0 | 0 | 0 | 7046.39 | 0 | 6187.14 | 0 | 0 | 0 | 100.114 | 0 | 0 | 13333.6 | 986.865 | 25.5156 | 0 | 0 | 0 | 0 | 340.466 | 197.322 | 0 | 1246.14 | 0 | 758.831 | 3555.14 | 0 | 0 | 0 | 9823.47 | 0 | 643.611 | 0 | 0 | 0 | 20.5145 | 0 | 0 | 10487.6 | 19145 | 1288 | - | - | - | - | 0 | 0 | 11592 | 0 | 0 | 0 | 0 | 0 | 0 | 0 | 0 | 11592
07/26/18 @ 22:09 | EUn-w04-v14-WCChlrBase-mNE-HVAC-Proto.pd2 | EUn-w04-v14-WCChlrBase-mNE-HVAC-Proto | EUn-w04-v14 | California (Title 24) | Sunnyvale Area (CZ04) | San Jose | 999839 | 1359.38 | 25.7948 | 0 | 0 | 0 | 0 | 1420.77 | 759.761 | 0 | 4637.29 | 0 | 2558.97 | 10762 | 0 | 0 | 0 | 5646.87 | 0 | 5982.77 | 0 | 0 | 0 | 100.114 | 0 | 0 | 11729.8 | 1164.88 | 31.9611 | 0 | 0 | 0 | 0 | 370.831 | 235.914 | 0 | 1271.08 | 0 | 774.72 | 3849.39 | 0 | 0 | 0 | 9615.16 | 0 | 632.985 | 0 | 0 | 0 | 20.5145 | 0 | 0 | 10268.7 | 22413 | 1533.78 | - | - | - | - | 0 | 0 | 13804 | 0 | 0 | 0 | 0 | 0 | 0 | 0 | 0 | 13804
07/26/18 @ 22:09 | EUn-w05-v14-WCChlrBase-mNE-HVAC-Proto.pd2 | EUn-w05-v14-WCChlrBase-mNE-HVAC-Proto | EUn-w05-v14 | California (Title 24) | Santa Maria Area (CZ05) | Santa Maria AP | 999839 | 846.271 | 12.8314 | 0 | 0 | 0 | 0 | 1380.27 | 529.23 | 0 | 4637.29 | 0 | 2558.97 | 9964.86 | 0 | 0 | 0 | 7120.03 | 0 | 6289.28 | 0 | 0 | 0 | 100.114 | 0 | 0 | 13509.4 | 775.125 | 18.3306 | 0 | 0 | 0 | 0 | 344.71 | 174.518 | 0 | 1271.08 | 0 | 774.72 | 3358.49 | 0 | 0 | 0 | 8533.48 | 0 | 650.726 | 0 | 0 | 0 | 20.5145 | 0 | 0 | 9204.72 | 16125.1 | 2653.78 | - | - | - | - | 0 | 0 | 23884 | 0 | 0 | 0 | 0 | 0 | 0 | 0 | 0 | 23884
07/26/18 @ 22:09 | EUn-w06-v14-WCChlrBase-mNE-HVAC-Proto.pd2 | EUn-w06-v14-WCChlrBase-mNE-HVAC-Proto | EUn-w06-v14 | California (Title 24) | Los Angeles Area (CZ06) | Torrance | 999839 | 1622.14 | 35.2806 | 0 | 0 | 0 | 0 | 1441.76 | 822.854 | 0 | 4637.29 | 0 | 2558.97 | 11118.3 | 0 | 0 | 0 | 3647.27 | 0 | 5786.64 | 0 | 0 | 0 | 100.114 | 0 | 0 | 9534.02 | 1125.57 | 30.734 | 0 | 0 | 0 | 0 | 369.584 | 229.123 | 0 | 1271.08 | 0 | 774.72 | 3800.82 | 0 | 0 | 0 | 8381.54 | 0 | 570.1 | 0 | 0 | 0 | 20.5145 | 0 | 0 | 8972.15 | 22776.8 | 2126.11 | - | - | - | - | 0 | 0 | 19135 | 0 | 0 | 0 | 0 | 0 | 0 | 0 | 0 | 19135
07/26/18 @ 22:10 | EUn-w07-v14-WCChlrBase-mNE-HVAC-Proto.pd2 | EUn-w07-v14-WCChlrBase-mNE-HVAC-Proto | EUn-w07-v14 | California (Title 24) | San Diego Area (CZ07) | San Diego AP | 999839 | 1525.38 | 31.0392 | 0 | 0 | 0 | 0 | 1436.18 | 802.982 | 0 | 4637.29 | 0 | 2558.97 | 10991.8 | 0 | 0 | 0 | 2623.96 | 0 | 5717.6 | 0 | 0 | 0 | 100.114 | 0 | 0 | 8441.67 | 1112.02 | 29.5312 | 0 | 0 | 0 | 0 | 363.195 | 215.135 | 0 | 1271.08 | 0 | 774.72 | 3765.69 | 0 | 0 | 0 | 6206.5 | 0 | 594.072 | 0 | 0 | 0 | 20.5145 | 0 | 0 | 6821.09 | 21583 | 3430.44 | - | - | - | - | 0 | 0 | 30874 | 0 | 0 | 0 | 0 | 0 | 0 | 0 | 0 | 30874
07/26/18 @ 22:10 | EUn-w08-v14-WCChlrBase-mNE-HVAC-Proto.pd2 | EUn-w08-v14-WCChlrBase-mNE-HVAC-Proto | EUn-w08-v14 | California (Title 24) | El Toro Area (CZ08) | Fullerton | 999839 | 1870.39 | 40.5933 | 0 | 0 | 0 | 0 | 1447.06 | 956.807 | 0 | 4637.29 | 0 | 2558.97 | 11511.1 | 0 | 0 | 0 | 2861.96 | 0 | 5619.88 | 0 | 0 | 0 | 100.114 | 0 | 0 | 8581.95 | 1363.4 | 52.8975 | 0 | 0 | 0 | 0 | 382.486 | 280.432 | 0 | 1271.08 | 0 | 774.72 | 4125.02 | 0 | 0 | 0 | 7056.07 | 0 | 589.92 | 0 | 0 | 0 | 20.5145 | 0 | 0 | 7666.5 | 26469.3 | 3837.56 | - | - | - | - | 0 | 0 | 34538 | 0 | 0 | 0 | 0 | 0 | 0 | 0 | 0 | 34538
07/26/18 @ 22:10 | EUn-w09-v14-WCChlrBase-mNE-HVAC-Proto.pd2 | EUn-w09-v14-WCChlrBase-mNE-HVAC-Proto | EUn-w09-v14 | California (Title 24) | Pasadena Area (CZ09) | Burbank AP | 999839 | 2057.06 | 44.9586 | 0 | 0 | 0 | 0 | 1454.95 | 1119.5 | 0 | 4637.29 | 0 | 2558.97 | 11872.7 | 0 | 0 | 0 | 3407.86 | 0 | 5615.71 | 0 | 0 | 0 | 100.114 | 0 | 0 | 9123.69 | 1650.04 | 103.834 | 0 | 0 | 0 | 0 | 377.866 | 333.626 | 0 | 1246.14 | 0 | 758.831 | 4470.35 | 0 | 0 | 0 | 7791.05 | 0 | 607.074 | 0 | 0 | 0 | 20.5145 | 0 | 0 | 8418.64 | 31769.4 | 2015.78 | - | - | - | - | 0 | 0 | 18142 | 0 | 0 | 0 | 0 | 0 | 0 | 0 | 0 | 18142
07/26/18 @ 22:11 | EUn-w10-v14-WCChlrBase-mNE-HVAC-Proto.pd2 | EUn-w10-v14-WCChlrBase-mNE-HVAC-Proto | EUn-w10-v14 | California (Title 24) | San Bernardino Area (CZ10) | Riverside FS 3 | 999839 | 1972.06 | 42.762 | 0 | 0 | 0 | 0 | 1452.42 | 999.433 | 0 | 4637.29 | 0 | 2558.97 | 11662.9 | 0 | 0 | 0 | 3823.44 | 0 | 5590.22 | 0 | 0 | 0 | 100.114 | 0 | 0 | 9513.77 | 1403.06 | 61.4197 | 0 | 0 | 0 | 0 | 382.017 | 297.539 | 0 | 1271.08 | 0 | 774.72 | 4189.84 | 0 | 0 | 0 | 8959.25 | 0 | 611.493 | 0 | 0 | 0 | 20.5145 | 0 | 0 | 9591.26 | 27910.4 | 2835.33 | - | - | - | - | 0 | 0 | 25518 | 0 | 0 | 0 | 0 | 0 | 0 | 0 | 0 | 25518
07/26/18 @ 22:11 | EUn-w11-v14-WCChlrBase-mNE-HVAC-Proto.pd2 | EUn-w11-v14-WCChlrBase-mNE-HVAC-Proto | EUn-w11-v14 | California (Title 24) | Red Bluff Area (CZ11) | Red Bluff AP | 999839 | 1803.49 | 39.1411 | 0 | 0 | 0 | 0 | 1444.55 | 885.364 | 0 | 4637.29 | 0 | 2558.97 | 11368.8 | 0 | 0 | 0 | 7058.9 | 0 | 5686.24 | 0 | 0 | 0 | 100.114 | 0 | 0 | 12845.3 | 1278.7 | 35.6043 | 0 | 0 | 0 | 0 | 397.813 | 269.588 | 0 | 1271.08 | 0 | 774.72 | 4027.51 | 0 | 0 | 0 | 14661.4 | 0 | 631.96 | 0 | 0 | 0 | 20.5145 | 0 | 0 | 15313.9 | 26940.4 | 1696.33 | - | - | - | - | 0 | 0 | 15267 | 0 | 0 | 0 | 0 | 0 | 0 | 0 | 0 | 15267
07/26/18 @ 22:11 | EUn-w12-v14-WCChlrBase-mNE-HVAC-Proto.pd2 | EUn-w12-v14-WCChlrBase-mNE-HVAC-Proto | EUn-w12-v14 | California (Title 24) | Sacramento Area (CZ12) | Sacramento AP | 999839 | 1547.79 | 32.8589 | 0 | 0 | 0 | 0 | 1420 | 794.357 | 0 | 4637.29 | 0 | 2558.97 | 10991.3 | 0 | 0 | 0 | 6633.85 | 0 | 5872.89 | 0 | 0 | 0 | 100.114 | 0 | 0 | 12606.8 | 1255.62 | 37.5578 | 0 | 0 | 0 | 0 | 369.572 | 266.794 | 0 | 1271.08 | 0 | 774.72 | 3975.35 | 0 | 0 | 0 | 10305.8 | 0 | 633.642 | 0 | 0 | 0 | 20.5145 | 0 | 0 | 10960 | 24359.1 | 2636.11 | - | - | - | - | 0 | 0 | 23725 | 0 | 0 | 0 | 0 | 0 | 0 | 0 | 0 | 23725
07/26/18 @ 22:11 | EUn-w13-v14-WCChlrBase-mNE-HVAC-Proto.pd2 | EUn-w13-v14-WCChlrBase-mNE-HVAC-Proto | EUn-w13-v14 | California (Title 24) | Fresno Area (CZ13) | Fresno AP | 999839 | 1906.63 | 42.9849 | 0 | 0 | 0 | 0 | 1447.32 | 934.33 | 0 | 4637.29 | 0 | 2558.97 | 11527.5 | 0 | 0 | 0 | 6114.57 | 0 | 5609.42 | 0 | 0 | 0 | 100.114 | 0 | 0 | 11824.1 | 1434.05 | 63.0445 | 0 | 0 | 0 | 0 | 384.209 | 297.715 | 0 | 1271.08 | 0 | 774.72 | 4224.82 | 0 | 0 | 0 | 11920.2 | 0 | 622.196 | 0 | 0 | 0 | 20.5145 | 0 | 0 | 12562.9 | 27910.6 | 581 | - | - | - | - | 0 | 0 | 5229 | 0 | 0 | 0 | 0 | 0 | 0 | 0 | 0 | 5229
07/26/18 @ 22:12 | EUn-w14-v14-WCChlrBase-mNE-HVAC-Proto.pd2 | EUn-w14-v14-WCChlrBase-mNE-HVAC-Proto | EUn-w14-v14 | California (Title 24) | China Lake Area (CZ14) | Palmdale AP | 999839 | 2059.85 | 38.8959 | 0 | 0 | 0 | 0 | 1452.33 | 1196.44 | 0 | 4637.29 | 0 | 2558.97 | 11943.8 | 0 | 0 | 0 | 7617.38 | 0 | 5732.6 | 0 | 0 | 0 | 100.114 | 0 | 0 | 13450.1 | 1918.26 | 165.858 | 0 | 0 | 0 | 0 | 363.645 | 358.181 | 0 | 1238.34 | 0 | 758.831 | 4803.11 | 0 | 0 | 0 | 17595.3 | 0 | 1230.31 | 0 | 0 | 0 | 20.5145 | 0 | 0 | 18846.2 | 36707.6 | 2498 | - | - | - | - | 0 | 0 | 22482 | 0 | 0 | 0 | 0 | 0 | 0 | 0 | 0 | 22482
07/26/18 @ 22:12 | EUn-w15-v14-WCChlrBase-mNE-HVAC-Proto.pd2 | EUn-w15-v14-WCChlrBase-mNE-HVAC-Proto | EUn-w15-v14 | California (Title 24) | Blythe Area (CZ15) | Palm Springs | 999839 | 3131.8 | 83.3258 | 0 | 0 | 0 | 0 | 1564.37 | 1282.82 | 0 | 4637.29 | 0 | 2558.97 | 13258.6 | 0 | 0 | 0 | 1629.16 | 0 | 4638.7 | 0 | 0 | 0 | 100.114 | 0 | 0 | 6367.98 | 1643.89 | 92.1601 | 0 | 0 | 0 | 0 | 408.324 | 332.958 | 0 | 1271.08 | 0 | 774.72 | 4523.13 | 0 | 0 | 0 | 7886.63 | 0 | 523.782 | 0 | 0 | 0 | 20.5145 | 0 | 0 | 8430.93 | 32053 | 2500 | - | - | - | - | 0 | 0 | 22500 | 0 | 0 | 0 | 0 | 0 | 0 | 0 | 0 | 22500
07/26/18 @ 22:12 | EUn-w16-v14-WCChlrBase-mNE-HVAC-Proto.pd2 | EUn-w16-v14-WCChlrBase-mNE-HVAC-Proto | EUn-w16-v14 | California (Title 24) | Mount Shasta Area (CZ16) | Blue Canyon AP | 999839 | 785.562 | 10.9917 | 0 | 0 | 0 | 0 | 1363.23 | 481.314 | 0 | 4637.29 | 0 | 2558.97 | 9837.35 | 0 | 0 | 0 | 13695.7 | 0 | 6659.69 | 0 | 0 | 0 | 100.114 | 0 | 0 | 20455.5 | 755.377 | 15.2022 | 0 | 0 | 0 | 0 | 387.72 | 168.593 | 0 | 1271.08 | 0 | 774.72 | 3372.69 | 0 | 0 | 0 | 16924.5 | 0 | 573.124 | 0 | 0 | 0 | 9.2828 | 0 | 0 | 17506.9 | 15697.4 | 1602.78 | - | - | - | - | 0 | 0 | 14425 | 0 | 0 | 0 | 0 | 0 | 0 | 0 | 0 | 14425

## CWP_VFD
|  |  | 1 | 2 | 3 | 4 | 5 | 6 | 7 | 8 | 9 | 10 | 11 | 12 | 13 | 14 | 15 | 16 | 17 | 18 | 21 | 22 | 23 | 24 | 25 | 26 | 27 | 28 | 29 | 30 | 31 | 32 | 33 | 34 | 35 | 36 | 37 | 38 | 39 | 40 | 41 | 42 | 43 | 44 | 45 | 46 | 47 | 48 | 49 | 50 | 51 | 52 | 53 | 54 | 55 | 56 | 57 | 58 | 59 | 60 | 61 | 62 | 63 | 64 | 65 | 66 | 67 | 68 | 69 | 70 | 71 | 72 | 73 | 74 | 75 | 76 | 77
[8 empty] | PS-E | PS-E | PS-E | PS-E | PS-E | PS-E | PS-E | PS-E | PS-E | PS-E | PS-E | PS-E | PS-E | PS-E | PS-E | PS-E | PS-E | PS-E | PS-E | PS-E | PS-E | PS-E | PS-E | PS-E | PS-E | PS-E | PS-E | PS-E | PS-E | PS-E | PS-E | PS-E | PS-E | PS-E | PS-E | PS-E | PS-E | PS-E | PS-E | PS-E | PS-E | PS-E | PS-E | PS-E | PS-E | PS-E | PS-E | PS-E | PS-E | PS-E | PS-E | PS-E | SS-D | (calced) | BEPS | BEPS | BEPS | BEPS | ES-E
[8 empty] | Space | Heat | Refrig | Space | Heat Pump | Domestic | Ventilation | Pumps | Exterior | Misc | Task | Ambient |  | Space | Heat | Refrig | Space | Heat Pump | Domestic | Ventilation | Pumps | Exterior | Misc | Task | Ambient |  | Space | Heat | Refrig | Space | Heat Pump | Domestic | Ventilation | Pumps | Exterior | Misc | Task | Ambient |  | Space | Heat | Refrig | Space | Heat Pump | Domestic | Ventilation | Pumps | Exterior | Misc | Task | Ambient |  | Peak Cooling | Multi-hour | Zone Outsd | Plant Ld | Cool Loads | Heat Loads |  | Chilled | [8 empty] | Electric
|  | (data from wizard...) | [5 empty] | Cooling | Reject | Display | Heating | Supplement | Hot Water | Fans | & Aux | Usage | Equip | Lights | Lights | Total | Cooling | Reject | Display | Heating | Supplement | Hot Water | Fans | & Aux | Usage | Equip | Lights | Lights | Total | Cooling | Reject | Display | Heating | Supplement | Hot Water | Fans | & Aux | Usage | Equip | Lights | Lights | Total | Cooling | Reject | Display | Heating | Supplement | Hot Water | Fans | & Aux | Usage | Equip | Lights | Lights | Total | Coil Load | Elec Demand | Thrtlng Rng | Not Met | Not Met | Not Met | Steam | Water | Electric | Natural Gas | LPG | Fuel Oil | Diesel Oil | Coal | Methanol | Other Fuel | Sale | Total
Date & Time of Run | File Name | Name |  | Region | State | City | Sqft | MWh | MWh | MWh | MWh | MWh | MWh | MWh | MWh | MWh | MWh | MWh | MWh | MWh | MBtu | MBtu | MBtu | MBtu | MBtu | MBtu | MBtu | MBtu | MBtu | MBtu | MBtu | MBtu | MBtu | kW | kW | kW | kW | kW | kW | kW | kW | kW | kW | kW | kW | kW | kBtuh | kBtuh | kBtuh | kBtuh | kBtuh | kBtuh | kBtuh | kBtuh | kBtuh | kBtuh | kBtuh | kBtuh | kBtuh | kBtu | kW | % hrs | % hrs | # hrs | # hrs | $ | $ | $ | $ | $ | $ | $ | $ | $ | $ | $ | $ | Bldg | Vintage
07/26/18 @ 22:27 | ECC-w01-v96-WCChlrBase-mNE-HVAC-Proto.pd2 | ECC-w01-v96-WCChlrBase-mNE-HVAC-Proto | ECC-w01-v96 | California (Title 24) | Arcata Area (CZ01) | Arcata | 300046 | 81.9014 | 2.6685 | 0 | 0 | 0 | 0 | 495.501 | 119.017 | 0 | 1372.45 | 0 | 1063.75 | 3135.28 | 0 | 0 | 0 | 4260.61 | 0 | 2396.29 | 0 | 0 | 0 | 32.3231 | 0 | 0 | 6689.22 | 272.558 | 16.1373 | 0 | 0 | 0 | 0 | 128.761 | 78.6966 | 0 | 365.877 | 0 | 345.118 | 1207.15 | 0 | 0 | 0 | 4832.65 | 0 | 942.371 | 0 | 0 | 0 | 9.1052 | 0 | 0 | 5784.13 | 5504 | 893.111 | - | - | - | - | 0 | 0 | 8038 | 0 | 0 | 0 | 0 | 0 | 0 | 0 | 0 | 8038 | ECC | 96
07/26/18 @ 22:27 | ECC-w02-v96-WCChlrBase-mNE-HVAC-Proto.pd2 | ECC-w02-v96-WCChlrBase-mNE-HVAC-Proto | ECC-w02-v96 | California (Title 24) | Santa Rosa Area (CZ02) | Santa Rosa | 300046 | 414.845 | 24.9966 | 0 | 0 | 0 | 0 | 553.026 | 231.838 | 0 | 1372.45 | 0 | 1063.75 | 3660.9 | 0 | 0 | 0 | 3098.13 | 0 | 2234.42 | 0 | 0 | 0 | 32.3231 | 0 | 0 | 5364.87 | 587.304 | 45.271 | 0 | 0 | 0 | 0 | 147.602 | 123.742 | 0 | 365.877 | 0 | 345.118 | 1614.91 | 0 | 0 | 0 | 4800.39 | 0 | 891.384 | 0 | 0 | 0 | 9.1052 | 0 | 0 | 5700.88 | 11357.8 | 854.556 | - | - | - | - | 0 | 0 | 7691 | 0 | 0 | 0 | 0 | 0 | 0 | 0 | 0 | 7691 | ECC | 96
07/26/18 @ 22:27 | ECC-w03-v96-WCChlrBase-mNE-HVAC-Proto.pd2 | ECC-w03-v96-WCChlrBase-mNE-HVAC-Proto | ECC-w03-v96 | California (Title 24) | Oakland Area (CZ03) | Oakland AP | 300046 | 263.1 | 14.3037 | 0 | 0 | 0 | 0 | 535.612 | 189.934 | 0 | 1372.45 | 0 | 1063.75 | 3439.15 | 0 | 0 | 0 | 2661.94 | 0 | 2239.37 | 0 | 0 | 0 | 32.3231 | 0 | 0 | 4933.63 | 384.892 | 24.6118 | 0 | 0 | 0 | 0 | 143.219 | 97.1666 | 0 | 365.877 | 0 | 345.118 | 1360.88 | 0 | 0 | 0 | 4617.44 | 0 | 883.338 | 0 | 0 | 0 | 9.1052 | 0 | 0 | 5509.88 | 7548.01 | 390.333 | - | - | - | - | 0 | 0 | 3513 | 0 | 0 | 0 | 0 | 0 | 0 | 0 | 0 | 3513 | ECC | 96
07/26/18 @ 22:28 | ECC-w04-v96-WCChlrBase-mNE-HVAC-Proto.pd2 | ECC-w04-v96-WCChlrBase-mNE-HVAC-Proto | ECC-w04-v96 | California (Title 24) | Sunnyvale Area (CZ04) | San Jose | 300046 | 454.886 | 26.9501 | 0 | 0 | 0 | 0 | 561.116 | 250.841 | 0 | 1372.45 | 0 | 1063.75 | 3729.98 | 0 | 0 | 0 | 2111.4 | 0 | 2172.68 | 0 | 0 | 0 | 32.3231 | 0 | 0 | 4316.4 | 465.247 | 31.9267 | 0 | 0 | 0 | 0 | 162.925 | 108.36 | 0 | 365.877 | 0 | 341.288 | 1475.62 | 0 | 0 | 0 | 4414.54 | 0 | 869.88 | 0 | 0 | 0 | 9.1052 | 0 | 0 | 5293.53 | 9166.7 | 494.778 | - | - | - | - | 0 | 0 | 4453 | 0 | 0 | 0 | 0 | 0 | 0 | 0 | 0 | 4453 | ECC | 96
07/26/18 @ 22:28 | ECC-w05-v96-WCChlrBase-mNE-HVAC-Proto.pd2 | ECC-w05-v96-WCChlrBase-mNE-HVAC-Proto | ECC-w05-v96 | California (Title 24) | Santa Maria Area (CZ05) | Santa Maria AP | 300046 | 264.947 | 14.0671 | 0 | 0 | 0 | 0 | 532.196 | 194.525 | 0 | 1372.45 | 0 | 1063.75 | 3441.93 | 0 | 0 | 0 | 2671.42 | 0 | 2272.6 | 0 | 0 | 0 | 32.3231 | 0 | 0 | 4976.35 | 365.031 | 21.8328 | 0 | 0 | 0 | 0 | 132.539 | 91.5522 | 0 | 377.996 | 0 | 345.118 | 1334.07 | 0 | 0 | 0 | 3751.36 | 0 | 892.151 | 0 | 0 | 0 | 9.1052 | 0 | 0 | 4652.62 | 6918.71 | 965.889 | - | - | - | - | 0 | 0 | 8693 | 0 | 0 | 0 | 0 | 0 | 0 | 0 | 0 | 8693 | ECC | 96
07/26/18 @ 22:28 | ECC-w06-v96-WCChlrBase-mNE-HVAC-Proto.pd2 | ECC-w06-v96-WCChlrBase-mNE-HVAC-Proto | ECC-w06-v96 | California (Title 24) | Los Angeles Area (CZ06) | Torrance | 300046 | 553.554 | 37.2382 | 0 | 0 | 0 | 0 | 561.558 | 270.146 | 0 | 1372.45 | 0 | 1063.75 | 3858.68 | 0 | 0 | 0 | 1105.4 | 0 | 2108.58 | 0 | 0 | 0 | 32.3231 | 0 | 0 | 3246.3 | 492.969 | 34.9548 | 0 | 0 | 0 | 0 | 173.411 | 110.498 | 0 | 381.559 | 0 | 345.118 | 1538.51 | 0 | 0 | 0 | 4597.14 | 0 | 6.398 | 0 | 0 | 0 | 9.1052 | 0 | 0 | 4612.65 | 9785.15 | 753.444 | - | - | - | - | 0 | 0 | 6781 | 0 | 0 | 0 | 0 | 0 | 0 | 0 | 0 | 6781 | ECC | 96
07/26/18 @ 22:28 | ECC-w07-v96-WCChlrBase-mNE-HVAC-Proto.pd2 | ECC-w07-v96-WCChlrBase-mNE-HVAC-Proto | ECC-w07-v96 | California (Title 24) | San Diego Area (CZ07) | San Diego AP | 300046 | 514.903 | 32.7 | 0 | 0 | 0 | 0 | 560.115 | 262.09 | 0 | 1372.45 | 0 | 1063.75 | 3806 | 0 | 0 | 0 | 726.749 | 0 | 2085.99 | 0 | 0 | 0 | 32.3231 | 0 | 0 | 2845.06 | 456.212 | 33.6888 | 0 | 0 | 0 | 0 | 154.064 | 104.585 | 0 | 377.996 | 0 | 345.118 | 1471.66 | 0 | 0 | 0 | 3694.09 | 0 | 6.3068 | 0 | 0 | 0 | 9.1052 | 0 | 0 | 3709.5 | 9019.94 | 1286.22 | - | - | - | - | 0 | 0 | 11576 | 0 | 0 | 0 | 0 | 0 | 0 | 0 | 0 | 11576 | ECC | 96
07/26/18 @ 22:29 | ECC-w08-v96-WCChlrBase-mNE-HVAC-Proto.pd2 | ECC-w08-v96-WCChlrBase-mNE-HVAC-Proto | ECC-w08-v96 | California (Title 24) | El Toro Area (CZ08) | Fullerton | 300046 | 647.575 | 43.4712 | 0 | 0 | 0 | 0 | 566.061 | 295.112 | 0 | 1372.45 | 0 | 1063.75 | 3988.41 | 0 | 0 | 0 | 900.63 | 0 | 2054.15 | 0 | 0 | 0 | 32.3231 | 0 | 0 | 2987.1 | 550.197 | 39.2763 | 0 | 0 | 0 | 0 | 173.714 | 117.118 | 0 | 365.877 | 0 | 341.288 | 1587.47 | 0 | 0 | 0 | 4204.83 | 0 | 6.4487 | 0 | 0 | 0 | 9.1052 | 0 | 0 | 4220.39 | 10550.3 | 1478.78 | - | - | - | - | 0 | 0 | 13309 | 0 | 0 | 0 | 0 | 0 | 0 | 0 | 0 | 13309 | ECC | 96
07/26/18 @ 22:29 | ECC-w09-v96-WCChlrBase-mNE-HVAC-Proto.pd2 | ECC-w09-v96-WCChlrBase-mNE-HVAC-Proto | ECC-w09-v96 | California (Title 24) | Pasadena Area (CZ09) | Burbank AP | 300046 | 727.953 | 47.8579 | 0 | 0 | 0 | 0 | 581.612 | 350.444 | 0 | 1372.45 | 0 | 1063.75 | 4144.06 | 0 | 0 | 0 | 1156.87 | 0 | 2052.9 | 0 | 0 | 0 | 32.3231 | 0 | 0 | 3242.09 | 685.404 | 53.7445 | 0 | 0 | 0 | 0 | 185.819 | 138.499 | 0 | 365.877 | 0 | 345.118 | 1774.46 | 0 | 0 | 0 | 4364.49 | 0 | 6.4273 | 0 | 0 | 0 | 9.1052 | 0 | 0 | 4380.02 | 12967.6 | 828.111 | - | - | - | - | 0 | 0 | 7453 | 0 | 0 | 0 | 0 | 0 | 0 | 0 | 0 | 7453 | ECC | 96
07/26/18 @ 22:29 | ECC-w10-v96-WCChlrBase-mNE-HVAC-Proto.pd2 | ECC-w10-v96-WCChlrBase-mNE-HVAC-Proto | ECC-w10-v96 | California (Title 24) | San Bernardino Area (CZ10) | Riverside FS 3 | 300046 | 714.632 | 46.5148 | 0 | 0 | 0 | 0 | 580.774 | 336.865 | 0 | 1372.45 | 0 | 1063.75 | 4114.98 | 0 | 0 | 0 | 1257.1 | 0 | 2044.52 | 0 | 0 | 0 | 32.3231 | 0 | 0 | 3333.94 | 618.63 | 44.7402 | 0 | 0 | 0 | 0 | 173.313 | 127.988 | 0 | 374.043 | 0 | 345.118 | 1683.83 | 0 | 0 | 0 | 3553.82 | 0 | 823.884 | 0 | 0 | 0 | 9.1052 | 0 | 0 | 4386.81 | 11663.9 | 1169.67 | - | - | - | - | 0 | 0 | 10527 | 0 | 0 | 0 | 0 | 0 | 0 | 0 | 0 | 10527 | ECC | 96
07/26/18 @ 22:29 | ECC-w11-v96-WCChlrBase-mNE-HVAC-Proto.pd2 | ECC-w11-v96-WCChlrBase-mNE-HVAC-Proto | ECC-w11-v96 | California (Title 24) | Red Bluff Area (CZ11) | Red Bluff AP | 300046 | 632.574 | 40.2101 | 0 | 0 | 0 | 0 | 600.168 | 304.931 | 0 | 1372.45 | 0 | 1063.75 | 4014.07 | 0 | 0 | 0 | 3201.75 | 0 | 2076 | 0 | 0 | 0 | 32.3231 | 0 | 0 | 5310.07 | 512.202 | 34.2599 | 0 | 0 | 0 | 0 | 190.614 | 121.203 | 0 | 365.877 | 0 | 341.288 | 1565.44 | 0 | 0 | 0 | 5985.28 | 0 | 868.449 | 0 | 0 | 0 | 9.1052 | 0 | 0 | 6862.83 | 11382.6 | 583.778 | - | - | - | - | 0 | 0 | 5254 | 0 | 0 | 0 | 0 | 0 | 0 | 0 | 0 | 5254 | ECC | 96
07/26/18 @ 22:30 | ECC-w12-v96-WCChlrBase-mNE-HVAC-Proto.pd2 | ECC-w12-v96-WCChlrBase-mNE-HVAC-Proto | ECC-w12-v96 | California (Title 24) | Sacramento Area (CZ12) | Sacramento AP | 300046 | 523.561 | 33.1114 | 0 | 0 | 0 | 0 | 568.387 | 268.295 | 0 | 1372.45 | 0 | 1063.75 | 3829.55 | 0 | 0 | 0 | 2888.63 | 0 | 2136.89 | 0 | 0 | 0 | 32.3231 | 0 | 0 | 5057.85 | 502.323 | 34.3497 | 0 | 0 | 0 | 0 | 169.549 | 113.257 | 0 | 365.877 | 0 | 341.288 | 1526.64 | 0 | 0 | 0 | 4576.29 | 0 | 870.653 | 0 | 0 | 0 | 9.1052 | 0 | 0 | 5456.05 | 9934.26 | 1000.67 | - | - | - | - | 0 | 0 | 9006 | 0 | 0 | 0 | 0 | 0 | 0 | 0 | 0 | 9006 | ECC | 96
07/26/18 @ 22:30 | ECC-w13-v96-WCChlrBase-mNE-HVAC-Proto.pd2 | ECC-w13-v96-WCChlrBase-mNE-HVAC-Proto | ECC-w13-v96 | California (Title 24) | Fresno Area (CZ13) | Fresno AP | 300046 | 678.109 | 45.1949 | 0 | 0 | 0 | 0 | 601.028 | 323.265 | 0 | 1372.45 | 0 | 1063.75 | 4083.79 | 0 | 0 | 0 | 2822.72 | 0 | 2050.99 | 0 | 0 | 0 | 32.3231 | 0 | 0 | 4906.03 | 600.162 | 43.554 | 0 | 0 | 0 | 0 | 173.133 | 125.595 | 0 | 365.877 | 0 | 341.288 | 1649.61 | 0 | 0 | 0 | 6539.99 | 0 | 6.6108 | 0 | 0 | 0 | 9.1052 | 0 | 0 | 6555.71 | 11589.9 | 309.889 | - | - | - | - | 0 | 0 | 2789 | 0 | 0 | 0 | 0 | 0 | 0 | 0 | 0 | 2789 | ECC | 96
07/26/18 @ 22:30 | ECC-w14-v96-WCChlrBase-mNE-HVAC-Proto.pd2 | ECC-w14-v96-WCChlrBase-mNE-HVAC-Proto | ECC-w14-v96 | California (Title 24) | China Lake Area (CZ14) | Palmdale AP | 300046 | 701.844 | 40.5305 | 0 | 0 | 0 | 0 | 595.42 | 328.247 | 0 | 1372.45 | 0 | 1063.75 | 4102.23 | 0 | 0 | 0 | 2847.64 | 0 | 2091.06 | 0 | 0 | 0 | 32.3231 | 0 | 0 | 4971.02 | 818.595 | 71.7225 | 0 | 0 | 0 | 0 | 169.383 | 146.428 | 0 | 377.996 | 0 | 345.118 | 1929.24 | 0 | 0 | 0 | 6840.71 | 0 | 875.069 | 0 | 0 | 0 | 9.1052 | 0 | 0 | 7724.89 | 15603.4 | 902.444 | - | - | - | - | 0 | 0 | 8122 | 0 | 0 | 0 | 0 | 0 | 0 | 0 | 0 | 8122 | ECC | 96
07/26/18 @ 22:30 | ECC-w15-v96-WCChlrBase-mNE-HVAC-Proto.pd2 | ECC-w15-v96-WCChlrBase-mNE-HVAC-Proto | ECC-w15-v96 | California (Title 24) | Blythe Area (CZ15) | Palm Springs | 300046 | 1198.01 | 86.609 | 0 | 0 | 0 | 0 | 653.084 | 491.314 | 0 | 1372.45 | 0 | 1063.75 | 4865.21 | 0 | 0 | 0 | 419.319 | 0 | 1733.73 | 0 | 0 | 0 | 32.3231 | 0 | 0 | 2185.37 | 696.304 | 55.3331 | 0 | 0 | 0 | 0 | 189.632 | 139.511 | 0 | 381.559 | 0 | 345.118 | 1807.46 | 0 | 0 | 0 | 3843.19 | 0 | 6.2081 | 0 | 0 | 0 | 9.1052 | 0 | 0 | 3858.5 | 13391 | 955 | - | - | - | - | 0 | 0 | 8595 | 0 | 0 | 0 | 0 | 0 | 0 | 0 | 0 | 8595 | ECC | 96
07/26/18 @ 22:31 | ECC-w16-v96-WCChlrBase-mNE-HVAC-Proto.pd2 | ECC-w16-v96-WCChlrBase-mNE-HVAC-Proto | ECC-w16-v96 | California (Title 24) | Mount Shasta Area (CZ16) | Blue Canyon AP | 300046 | 242.072 | 11.4118 | 0 | 0 | 0 | 0 | 569.234 | 174.959 | 0 | 1372.45 | 0 | 1063.75 | 3433.87 | 0 | 0 | 0 | 5819.84 | 0 | 2393.7 | 0 | 0 | 0 | 32.3231 | 0 | 0 | 8245.87 | 271.896 | 12.5589 | 0 | 0 | 0 | 0 | 191.468 | 87.0537 | 0 | 381.559 | 0 | 345.118 | 1289.65 | 0 | 0 | 0 | 6349.59 | 0 | 1012.53 | 0 | 0 | 0 | 9.1052 | 0 | 0 | 7371.23 | 6475.37 | 572.111 | - | - | - | - | 0 | 0 | 5149 | 0 | 0 | 0 | 0 | 0 | 0 | 0 | 0 | 5149 | ECC | 96
07/28/18 @ 16:10 | ECC-w01-v03-WCChlrBase-mNE-HVAC-Proto.pd2 | ECC-w01-v03-WCChlrBase-mNE-HVAC-Proto | ECC-w01-v03 | California (Title 24) | Arcata Area (CZ01) | Arcata | 300046 | 60.8797 | 0.82629 | 0 | 0 | 0 | 0 | 376.687 | 108.25 | 0 | 1307.8 | 0 | 918.13 | 2772.57 | 0 | 0 | 0 | 4128.01 | 0 | 2302.29 | 0 | 0 | 0 | 32.3231 | 0 | 0 | 6462.63 | 225.776 | 5.5271 | 0 | 0 | 0 | 0 | 100.835 | 68.8952 | 0 | 348.534 | 0 | 299.63 | 1049.2 | 0 | 0 | 0 | 4695.06 | 0 | 914.632 | 0 | 0 | 0 | 9.1052 | 0 | 0 | 5618.8 | 4571.94 | 801.111 | - | - | - | - | 0 | 0 | 7210 | 0 | 0 | 0 | 0 | 0 | 0 | 0 | 0 | 7210 | ECC | 03
07/28/18 @ 16:11 | ECC-w02-v03-WCChlrBase-mNE-HVAC-Proto.pd2 | ECC-w02-v03-WCChlrBase-mNE-HVAC-Proto | ECC-w02-v03 | California (Title 24) | Santa Rosa Area (CZ02) | Santa Rosa | 300046 | 305.625 | 7.5429 | 0 | 0 | 0 | 0 | 411.942 | 177.209 | 0 | 1307.8 | 0 | 918.13 | 3128.25 | 0 | 0 | 0 | 2813.19 | 0 | 2144.38 | 0 | 0 | 0 | 32.3231 | 0 | 0 | 4989.89 | 508.531 | 29.5559 | 0 | 0 | 0 | 0 | 111.203 | 104.93 | 0 | 348.534 | 0 | 299.63 | 1402.38 | 0 | 0 | 0 | 5537.28 | 0 | 2.1796 | 0 | 0 | 0 | 9.1052 | 0 | 0 | 5548.57 | 10082.2 | 692.556 | - | - | - | - | 0 | 0 | 6233 | 0 | 0 | 0 | 0 | 0 | 0 | 0 | 0 | 6233 | ECC | 03
07/28/18 @ 16:12 | ECC-w03-v03-WCChlrBase-mNE-HVAC-Proto.pd2 | ECC-w03-v03-WCChlrBase-mNE-HVAC-Proto | ECC-w03-v03 | California (Title 24) | Oakland Area (CZ03) | Oakland AP | 300046 | 195.881 | 4.1748 | 0 | 0 | 0 | 0 | 399.441 | 170.11 | 0 | 1307.8 | 0 | 918.13 | 2995.53 | 0 | 0 | 0 | 2702.49 | 0 | 2149.2 | 0 | 0 | 0 | 32.3231 | 0 | 0 | 4884.01 | 316.588 | 8.401 | 0 | 0 | 0 | 0 | 108.481 | 83.929 | 0 | 348.534 | 0 | 299.63 | 1165.56 | 0 | 0 | 0 | 5607.61 | 0 | 2.1963 | 0 | 0 | 0 | 9.1052 | 0 | 0 | 5618.91 | 6285.01 | 325.778 | - | - | - | - | 0 | 0 | 2932 | 0 | 0 | 0 | 0 | 0 | 0 | 0 | 0 | 2932 | ECC | 03
07/28/18 @ 16:13 | ECC-w04-v03-WCChlrBase-mNE-HVAC-Proto.pd2 | ECC-w04-v03-WCChlrBase-mNE-HVAC-Proto | ECC-w04-v03 | California (Title 24) | Sunnyvale Area (CZ04) | San Jose | 300046 | 342.483 | 8.2909 | 0 | 0 | 0 | 0 | 422.068 | 208.665 | 0 | 1307.8 | 0 | 918.13 | 3207.43 | 0 | 0 | 0 | 2188.91 | 0 | 2084.16 | 0 | 0 | 0 | 32.3231 | 0 | 0 | 4305.4 | 402.267 | 11.2207 | 0 | 0 | 0 | 0 | 120.921 | 94.6253 | 0 | 348.534 | 0 | 295.8 | 1273.37 | 0 | 0 | 0 | 5512.48 | 0 | 2.2099 | 0 | 0 | 0 | 9.1052 | 0 | 0 | 5523.8 | 7920.89 | 415.222 | - | - | - | - | 0 | 0 | 3737 | 0 | 0 | 0 | 0 | 0 | 0 | 0 | 0 | 3737 | ECC | 03
07/28/18 @ 16:14 | ECC-w05-v03-WCChlrBase-mNE-HVAC-Proto.pd2 | ECC-w05-v03-WCChlrBase-mNE-HVAC-Proto | ECC-w05-v03 | California (Title 24) | Santa Maria Area (CZ05) | Santa Maria AP | 300046 | 190.247 | 4.1141 | 0 | 0 | 0 | 0 | 395.313 | 160.687 | 0 | 1307.8 | 0 | 918.13 | 2976.29 | 0 | 0 | 0 | 2708.83 | 0 | 2181.68 | 0 | 0 | 0 | 32.3231 | 0 | 0 | 4922.83 | 288.142 | 7.2765 | 0 | 0 | 0 | 0 | 102.958 | 77.4099 | 0 | 360.201 | 0 | 299.63 | 1135.62 | 0 | 0 | 0 | 4929.45 | 0 | 2.1487 | 0 | 0 | 0 | 9.1052 | 0 | 0 | 4940.7 | 5729.34 | 839.667 | - | - | - | - | 0 | 0 | 7557 | 0 | 0 | 0 | 0 | 0 | 0 | 0 | 0 | 7557 | ECC | 03
07/28/18 @ 16:15 | ECC-w06-v03-WCChlrBase-mNE-HVAC-Proto.pd2 | ECC-w06-v03-WCChlrBase-mNE-HVAC-Proto | ECC-w06-v03 | California (Title 24) | Los Angeles Area (CZ06) | Torrance | 300046 | 431.315 | 11.8785 | 0 | 0 | 0 | 0 | 421.631 | 246.325 | 0 | 1307.8 | 0 | 918.13 | 3337.08 | 0 | 0 | 0 | 1183.69 | 0 | 2021.67 | 0 | 0 | 0 | 32.3231 | 0 | 0 | 3237.69 | 454.168 | 15.7443 | 0 | 0 | 0 | 0 | 126.312 | 104.068 | 0 | 363.844 | 0 | 299.63 | 1363.77 | 0 | 0 | 0 | 4737.54 | 0 | 2.1557 | 0 | 0 | 0 | 9.1052 | 0 | 0 | 4748.8 | 8687.71 | 652.778 | - | - | - | - | 0 | 0 | 5875 | 0 | 0 | 0 | 0 | 0 | 0 | 0 | 0 | 5875 | ECC | 03
07/28/18 @ 16:17 | ECC-w07-v03-WCChlrBase-mNE-HVAC-Proto.pd2 | ECC-w07-v03-WCChlrBase-mNE-HVAC-Proto | ECC-w07-v03 | California (Title 24) | San Diego Area (CZ07) | San Diego AP | 300046 | 399.364 | 10.5027 | 0 | 0 | 0 | 0 | 418.449 | 240.658 | 0 | 1307.8 | 0 | 918.13 | 3294.9 | 0 | 0 | 0 | 828.808 | 0 | 1999.64 | 0 | 0 | 0 | 32.3231 | 0 | 0 | 2860.77 | 421.9 | 16.8244 | 0 | 0 | 0 | 0 | 113.045 | 99.7738 | 0 | 360.201 | 0 | 299.63 | 1311.37 | 0 | 0 | 0 | 3862.26 | 0 | 2.1113 | 0 | 0 | 0 | 9.1052 | 0 | 0 | 3873.48 | 8255.39 | 1113.89 | - | - | - | - | 0 | 0 | 10025 | 0 | 0 | 0 | 0 | 0 | 0 | 0 | 0 | 10025 | ECC | 03
07/28/18 @ 16:18 | ECC-w08-v03-WCChlrBase-mNE-HVAC-Proto.pd2 | ECC-w08-v03-WCChlrBase-mNE-HVAC-Proto | ECC-w08-v03 | California (Title 24) | El Toro Area (CZ08) | Fullerton | 300046 | 495.505 | 13.6221 | 0 | 0 | 0 | 0 | 430.395 | 258.011 | 0 | 1307.8 | 0 | 918.13 | 3423.46 | 0 | 0 | 0 | 988.846 | 0 | 1968.56 | 0 | 0 | 0 | 32.3231 | 0 | 0 | 2989.73 | 504.266 | 19.8795 | 0 | 0 | 0 | 0 | 134 | 109.27 | 0 | 348.534 | 0 | 295.8 | 1411.75 | 0 | 0 | 0 | 4332.4 | 0 | 2.1675 | 0 | 0 | 0 | 9.1052 | 0 | 0 | 4343.67 | 9666.35 | 1228.44 | - | - | - | - | 0 | 0 | 11056 | 0 | 0 | 0 | 0 | 0 | 0 | 0 | 0 | 11056 | ECC | 03
07/28/18 @ 16:19 | ECC-w09-v03-WCChlrBase-mNE-HVAC-Proto.pd2 | ECC-w09-v03-WCChlrBase-mNE-HVAC-Proto | ECC-w09-v03 | California (Title 24) | Pasadena Area (CZ09) | Burbank AP | 300046 | 557.541 | 14.9938 | 0 | 0 | 0 | 0 | 439.784 | 292.766 | 0 | 1307.8 | 0 | 918.13 | 3531.01 | 0 | 0 | 0 | 1173.38 | 0 | 1967.27 | 0 | 0 | 0 | 32.3231 | 0 | 0 | 3172.97 | 626.02 | 39.5399 | 0 | 0 | 0 | 0 | 140.59 | 127.764 | 0 | 348.534 | 0 | 299.63 | 1582.08 | 0 | 0 | 0 | 3253.69 | 0 | 796.452 | 0 | 0 | 0 | 9.1052 | 0 | 0 | 4059.25 | 12051.9 | 694.111 | - | - | - | - | 0 | 0 | 6247 | 0 | 0 | 0 | 0 | 0 | 0 | 0 | 0 | 6247 | ECC | 03
07/28/18 @ 16:20 | ECC-w10-v03-WCChlrBase-mNE-HVAC-Proto.pd2 | ECC-w10-v03-WCChlrBase-mNE-HVAC-Proto | ECC-w10-v03 | California (Title 24) | San Bernardino Area (CZ10) | Riverside FS 3 | 300046 | 547.539 | 14.4166 | 0 | 0 | 0 | 0 | 440.688 | 266.914 | 0 | 1307.8 | 0 | 918.13 | 3495.48 | 0 | 0 | 0 | 1140.52 | 0 | 1959.15 | 0 | 0 | 0 | 32.3231 | 0 | 0 | 3132 | 559.278 | 24.8933 | 0 | 0 | 0 | 0 | 138.602 | 113.903 | 0 | 356.435 | 0 | 299.63 | 1492.74 | 0 | 0 | 0 | 3709.11 | 0 | 799.256 | 0 | 0 | 0 | 9.1052 | 0 | 0 | 4517.47 | 10737 | 968.667 | - | - | - | - | 0 | 0 | 8718 | 0 | 0 | 0 | 0 | 0 | 0 | 0 | 0 | 8718 | ECC | 03
07/28/18 @ 16:21 | ECC-w11-v03-WCChlrBase-mNE-HVAC-Proto.pd2 | ECC-w11-v03-WCChlrBase-mNE-HVAC-Proto | ECC-w11-v03 | California (Title 24) | Red Bluff Area (CZ11) | Red Bluff AP | 300046 | 506.171 | 12.9679 | 0 | 0 | 0 | 0 | 454.965 | 250.106 | 0 | 1307.8 | 0 | 918.13 | 3450.14 | 0 | 0 | 0 | 2672.9 | 0 | 1989.88 | 0 | 0 | 0 | 32.3231 | 0 | 0 | 4695.11 | 422.912 | 11.8231 | 0 | 0 | 0 | 0 | 136.326 | 83.4569 | 0 | 348.534 | 0 | 299.63 | 1302.68 | 0 | 0 | 0 | 5678.97 | 0 | 842.477 | 0 | 0 | 0 | 9.1052 | 0 | 0 | 6530.55 | 10143.5 | 491.222 | - | - | - | - | 0 | 0 | 4421 | 0 | 0 | 0 | 0 | 0 | 0 | 0 | 0 | 4421 | ECC | 03
07/28/18 @ 16:22 | ECC-w12-v03-WCChlrBase-mNE-HVAC-Proto.pd2 | ECC-w12-v03-WCChlrBase-mNE-HVAC-Proto | ECC-w12-v03 | California (Title 24) | Sacramento Area (CZ12) | Sacramento AP | 300046 | 417.595 | 10.806 | 0 | 0 | 0 | 0 | 435.773 | 222.871 | 0 | 1307.8 | 0 | 918.13 | 3312.97 | 0 | 0 | 0 | 2450.38 | 0 | 2049.23 | 0 | 0 | 0 | 32.3231 | 0 | 0 | 4531.92 | 445.978 | 13.4672 | 0 | 0 | 0 | 0 | 120.143 | 101.626 | 0 | 348.534 | 0 | 295.8 | 1325.55 | 0 | 0 | 0 | 5337.06 | 0 | 2.1723 | 0 | 0 | 0 | 9.1052 | 0 | 0 | 5348.34 | 8931.83 | 875.889 | - | - | - | - | 0 | 0 | 7883 | 0 | 0 | 0 | 0 | 0 | 0 | 0 | 0 | 7883 | ECC | 03
07/28/18 @ 16:23 | ECC-w13-v03-WCChlrBase-mNE-HVAC-Proto.pd2 | ECC-w13-v03-WCChlrBase-mNE-HVAC-Proto | ECC-w13-v03 | California (Title 24) | Fresno Area (CZ13) | Fresno AP | 300046 | 542.893 | 14.5724 | 0 | 0 | 0 | 0 | 457.452 | 268.211 | 0 | 1307.8 | 0 | 918.13 | 3509.05 | 0 | 0 | 0 | 2379.62 | 0 | 1965.44 | 0 | 0 | 0 | 32.3231 | 0 | 0 | 4377.38 | 531.261 | 23.1204 | 0 | 0 | 0 | 0 | 128.834 | 113.694 | 0 | 348.534 | 0 | 295.8 | 1441.24 | 0 | 0 | 0 | 6435.85 | 0 | 2.1694 | 0 | 0 | 0 | 9.1052 | 0 | 0 | 6447.12 | 10501.7 | 205.889 | - | - | - | - | 0 | 0 | 1853 | 0 | 0 | 0 | 0 | 0 | 0 | 0 | 0 | 1853 | ECC | 03
07/28/18 @ 16:24 | ECC-w14-v03-WCChlrBase-mNE-HVAC-Proto.pd2 | ECC-w14-v03-WCChlrBase-mNE-HVAC-Proto | ECC-w14-v03 | California (Title 24) | China Lake Area (CZ14) | Palmdale AP | 300046 | 548.038 | 13.46 | 0 | 0 | 0 | 0 | 455.448 | 264.457 | 0 | 1307.8 | 0 | 918.13 | 3507.33 | 0 | 0 | 0 | 2793.38 | 0 | 2004.64 | 0 | 0 | 0 | 32.3231 | 0 | 0 | 4830.35 | 769.879 | 65.5643 | 0 | 0 | 0 | 0 | 125.981 | 135.835 | 0 | 360.201 | 0 | 299.63 | 1757.09 | 0 | 0 | 0 | 7184.78 | 0 | 794.221 | 0 | 0 | 0 | 9.1052 | 0 | 0 | 7988.11 | 15004 | 803.778 | - | - | - | - | 0 | 0 | 7234 | 0 | 0 | 0 | 0 | 0 | 0 | 0 | 0 | 7234 | ECC | 03
07/28/18 @ 16:25 | ECC-w15-v03-WCChlrBase-mNE-HVAC-Proto.pd2 | ECC-w15-v03-WCChlrBase-mNE-HVAC-Proto | ECC-w15-v03 | California (Title 24) | Blythe Area (CZ15) | Palm Springs | 300046 | 998.976 | 29.3228 | 0 | 0 | 0 | 0 | 511.578 | 410.297 | 0 | 1307.8 | 0 | 918.13 | 4176.1 | 0 | 0 | 0 | 414.894 | 0 | 1656.25 | 0 | 0 | 0 | 32.3231 | 0 | 0 | 2103.47 | 663.009 | 47.6369 | 0 | 0 | 0 | 0 | 141.829 | 130.976 | 0 | 353.802 | 0 | 304.106 | 1641.36 | 0 | 0 | 0 | 3733.6 | 0 | 2.0564 | 0 | 0 | 0 | 9.1052 | 0 | 0 | 3744.77 | 12837.2 | 840.444 | - | - | - | - | 0 | 0 | 7564 | 0 | 0 | 0 | 0 | 0 | 0 | 0 | 0 | 7564 | ECC | 03
07/28/18 @ 16:26 | ECC-w16-v03-WCChlrBase-mNE-HVAC-Proto.pd2 | ECC-w16-v03-WCChlrBase-mNE-HVAC-Proto | ECC-w16-v03 | California (Title 24) | Mount Shasta Area (CZ16) | Blue Canyon AP | 300046 | 195.748 | 3.896 | 0 | 0 | 0 | 0 | 429.948 | 147.968 | 0 | 1307.8 | 0 | 918.13 | 3003.49 | 0 | 0 | 0 | 5710.94 | 0 | 2299.78 | 0 | 0 | 0 | 32.3231 | 0 | 0 | 8043.04 | 285.771 | 7.2816 | 0 | 0 | 0 | 0 | 108.615 | 66.5656 | 0 | 353.802 | 0 | 300.276 | 1122.31 | 0 | 0 | 0 | 6122.14 | 0 | 983.667 | 0 | 0 | 0 | 9.1052 | 0 | 0 | 7114.91 | 6296.33 | 520.889 | - | - | - | - | 0 | 0 | 4688 | 0 | 0 | 0 | 0 | 0 | 0 | 0 | 0 | 4688 | ECC | 03
07/28/18 @ 16:28 | ECC-w01-v07-WCChlrBase-mNE-HVAC-Proto.pd2 | ECC-w01-v07-WCChlrBase-mNE-HVAC-Proto | ECC-w01-v07 | California (Title 24) | Arcata Area (CZ01) | Arcata | 300046 | 52.6128 | 0.67998 | 0 | 0 | 0 | 0 | 365.631 | 32.7985 | 0 | 1256.38 | 0 | 908.284 | 2616.38 | 0 | 0 | 0 | 4211.82 | 0 | 2302.38 | 0 | 0 | 0 | 32.3231 | 0 | 0 | 6546.52 | 222.51 | 5.3419 | 0 | 0 | 0 | 0 | 98.5297 | 49.048 | 0 | 334.738 | 0 | 296.315 | 1006.48 | 0 | 0 | 0 | 4740.2 | 0 | 914.662 | 0 | 0 | 0 | 9.1052 | 0 | 0 | 5663.97 | 4499.71 | 749.556 | - | - | - | - | 0 | 0 | 6746 | 0 | 0 | 0 | 0 | 0 | 0 | 0 | 0 | 6746 | ECC | 07
07/28/18 @ 16:29 | ECC-w02-v07-WCChlrBase-mNE-HVAC-Proto.pd2 | ECC-w02-v07-WCChlrBase-mNE-HVAC-Proto | ECC-w02-v07 | California (Title 24) | Santa Rosa Area (CZ02) | Santa Rosa | 300046 | 293.485 | 7.2037 | 0 | 0 | 0 | 0 | 400.548 | 96.4005 | 0 | 1256.38 | 0 | 908.284 | 2962.3 | 0 | 0 | 0 | 2874.9 | 0 | 2144.44 | 0 | 0 | 0 | 32.3231 | 0 | 0 | 5051.66 | 505.039 | 29.3261 | 0 | 0 | 0 | 0 | 109.042 | 97.9339 | 0 | 334.738 | 0 | 296.315 | 1372.39 | 0 | 0 | 0 | 5700.45 | 0 | 2.2162 | 0 | 0 | 0 | 9.1052 | 0 | 0 | 5711.77 | 9980.41 | 653.667 | - | - | - | - | 0 | 0 | 5883 | 0 | 0 | 0 | 0 | 0 | 0 | 0 | 0 | 5883 | ECC | 07
07/28/18 @ 16:30 | ECC-w03-v07-WCChlrBase-mNE-HVAC-Proto.pd2 | ECC-w03-v07-WCChlrBase-mNE-HVAC-Proto | ECC-w03-v07 | California (Title 24) | Oakland Area (CZ03) | Oakland AP | 300046 | 180.244 | 3.7481 | 0 | 0 | 0 | 0 | 388.128 | 65.6225 | 0 | 1256.38 | 0 | 908.284 | 2802.4 | 0 | 0 | 0 | 2767.46 | 0 | 2149.26 | 0 | 0 | 0 | 32.3231 | 0 | 0 | 4949.04 | 314.067 | 8.2077 | 0 | 0 | 0 | 0 | 106.339 | 63.6742 | 0 | 334.738 | 0 | 296.315 | 1123.34 | 0 | 0 | 0 | 5776.91 | 0 | 2.2363 | 0 | 0 | 0 | 9.1052 | 0 | 0 | 5788.25 | 6205.95 | 286.778 | - | - | - | - | 0 | 0 | 2581 | 0 | 0 | 0 | 0 | 0 | 0 | 0 | 0 | 2581 | ECC | 07
07/28/18 @ 16:31 | ECC-w04-v07-WCChlrBase-mNE-HVAC-Proto.pd2 | ECC-w04-v07-WCChlrBase-mNE-HVAC-Proto | ECC-w04-v07 | California (Title 24) | Sunnyvale Area (CZ04) | San Jose | 300046 | 325.014 | 7.8342 | 0 | 0 | 0 | 0 | 410.608 | 101.214 | 0 | 1256.38 | 0 | 908.284 | 3009.34 | 0 | 0 | 0 | 2232.79 | 0 | 2084.21 | 0 | 0 | 0 | 32.3231 | 0 | 0 | 4349.32 | 404.217 | 11.0481 | 0 | 0 | 0 | 0 | 118.775 | 78.9321 | 0 | 334.738 | 0 | 292.534 | 1240.24 | 0 | 0 | 0 | 5617.41 | 0 | 2.2378 | 0 | 0 | 0 | 9.1052 | 0 | 0 | 5628.75 | 7856.03 | 372.333 | - | - | - | - | 0 | 0 | 3351 | 0 | 0 | 0 | 0 | 0 | 0 | 0 | 0 | 3351 | ECC | 07
07/28/18 @ 16:32 | ECC-w05-v07-WCChlrBase-mNE-HVAC-Proto.pd2 | ECC-w05-v07-WCChlrBase-mNE-HVAC-Proto | ECC-w05-v07 | California (Title 24) | Santa Maria Area (CZ05) | Santa Maria AP | 300046 | 175.677 | 3.7131 | 0 | 0 | 0 | 0 | 384.018 | 61.1291 | 0 | 1256.38 | 0 | 908.284 | 2789.2 | 0 | 0 | 0 | 2757 | 0 | 2181.74 | 0 | 0 | 0 | 32.3231 | 0 | 0 | 4971.06 | 285.599 | 7.2319 | 0 | 0 | 0 | 0 | 100.778 | 58.2427 | 0 | 346.041 | 0 | 296.315 | 1094.21 | 0 | 0 | 0 | 5058.68 | 0 | 2.1875 | 0 | 0 | 0 | 9.1052 | 0 | 0 | 5069.97 | 5640.64 | 788.222 | - | - | - | - | 0 | 0 | 7094 | 0 | 0 | 0 | 0 | 0 | 0 | 0 | 0 | 7094 | ECC | 07
07/28/18 @ 16:33 | ECC-w06-v07-WCChlrBase-mNE-HVAC-Proto.pd2 | ECC-w06-v07-WCChlrBase-mNE-HVAC-Proto | ECC-w06-v07 | California (Title 24) | Los Angeles Area (CZ06) | Torrance | 300046 | 409.526 | 11.2361 | 0 | 0 | 0 | 0 | 410.022 | 121.892 | 0 | 1256.38 | 0 | 908.284 | 3117.34 | 0 | 0 | 0 | 1188.43 | 0 | 2021.7 | 0 | 0 | 0 | 32.3231 | 0 | 0 | 3242.46 | 446.971 | 15.3196 | 0 | 0 | 0 | 0 | 124.116 | 88.6233 | 0 | 349.75 | 0 | 296.315 | 1321.1 | 0 | 0 | 0 | 4790.85 | 0 | 2.1793 | 0 | 0 | 0 | 9.1052 | 0 | 0 | 4802.13 | 8615.13 | 609.556 | - | - | - | - | 0 | 0 | 5486 | 0 | 0 | 0 | 0 | 0 | 0 | 0 | 0 | 5486 | ECC | 07
07/28/18 @ 16:34 | ECC-w07-v07-WCChlrBase-mNE-HVAC-Proto.pd2 | ECC-w07-v07-WCChlrBase-mNE-HVAC-Proto | ECC-w07-v07 | California (Title 24) | San Diego Area (CZ07) | San Diego AP | 300046 | 378.135 | 9.7542 | 0 | 0 | 0 | 0 | 406.794 | 113.044 | 0 | 1256.38 | 0 | 908.284 | 3072.39 | 0 | 0 | 0 | 833.738 | 0 | 1999.66 | 0 | 0 | 0 | 32.3231 | 0 | 0 | 2865.72 | 422.003 | 16.3618 | 0 | 0 | 0 | 0 | 111.211 | 81.011 | 0 | 346.041 | 0 | 296.315 | 1272.94 | 0 | 0 | 0 | 3850.83 | 0 | 2.1283 | 0 | 0 | 0 | 9.1052 | 0 | 0 | 3862.06 | 8172.04 | 1070.22 | - | - | - | - | 0 | 0 | 9632 | 0 | 0 | 0 | 0 | 0 | 0 | 0 | 0 | 9632 | ECC | 07
07/28/18 @ 16:35 | ECC-w08-v07-WCChlrBase-mNE-HVAC-Proto.pd2 | ECC-w08-v07-WCChlrBase-mNE-HVAC-Proto | ECC-w08-v07 | California (Title 24) | El Toro Area (CZ08) | Fullerton | 300046 | 474.726 | 12.9863 | 0 | 0 | 0 | 0 | 418.707 | 138.901 | 0 | 1256.38 | 0 | 908.284 | 3209.99 | 0 | 0 | 0 | 995.387 | 0 | 1968.58 | 0 | 0 | 0 | 32.3231 | 0 | 0 | 2996.29 | 498.056 | 19.3644 | 0 | 0 | 0 | 0 | 131.93 | 98.9923 | 0 | 334.738 | 0 | 292.534 | 1375.61 | 0 | 0 | 0 | 4334.55 | 0 | 2.1871 | 0 | 0 | 0 | 9.1052 | 0 | 0 | 4345.84 | 9590.77 | 1190.56 | - | - | - | - | 0 | 0 | 10715 | 0 | 0 | 0 | 0 | 0 | 0 | 0 | 0 | 10715 | ECC | 07
07/28/18 @ 16:37 | ECC-w09-v07-WCChlrBase-mNE-HVAC-Proto.pd2 | ECC-w09-v07-WCChlrBase-mNE-HVAC-Proto | ECC-w09-v07 | California (Title 24) | Pasadena Area (CZ09) | Burbank AP | 300046 | 533.363 | 14.4277 | 0 | 0 | 0 | 0 | 428.105 | 168.335 | 0 | 1256.38 | 0 | 908.284 | 3308.9 | 0 | 0 | 0 | 1197.38 | 0 | 1967.29 | 0 | 0 | 0 | 32.3231 | 0 | 0 | 3196.99 | 622.602 | 39.2348 | 0 | 0 | 0 | 0 | 138.573 | 120.107 | 0 | 334.738 | 0 | 296.315 | 1551.57 | 0 | 0 | 0 | 3296.71 | 0 | 796.485 | 0 | 0 | 0 | 9.1052 | 0 | 0 | 4102.3 | 11983.8 | 672.556 | - | - | - | - | 0 | 0 | 6053 | 0 | 0 | 0 | 0 | 0 | 0 | 0 | 0 | 6053 | ECC | 07
07/28/18 @ 16:38 | ECC-w10-v07-WCChlrBase-mNE-HVAC-Proto.pd2 | ECC-w10-v07-WCChlrBase-mNE-HVAC-Proto | ECC-w10-v07 | California (Title 24) | San Bernardino Area (CZ10) | Riverside FS 3 | 300046 | 527.001 | 13.9097 | 0 | 0 | 0 | 0 | 428.907 | 156.741 | 0 | 1256.38 | 0 | 908.284 | 3291.22 | 0 | 0 | 0 | 1165.34 | 0 | 1959.18 | 0 | 0 | 0 | 32.3231 | 0 | 0 | 3156.84 | 554.12 | 24.7078 | 0 | 0 | 0 | 0 | 136.818 | 106.76 | 0 | 342.426 | 0 | 296.315 | 1461.15 | 0 | 0 | 0 | 3758.64 | 0 | 799.287 | 0 | 0 | 0 | 9.1052 | 0 | 0 | 4567.03 | 10676.7 | 939.444 | - | - | - | - | 0 | 0 | 8455 | 0 | 0 | 0 | 0 | 0 | 0 | 0 | 0 | 8455 | ECC | 07
07/28/18 @ 16:39 | ECC-w11-v07-WCChlrBase-mNE-HVAC-Proto.pd2 | ECC-w11-v07-WCChlrBase-mNE-HVAC-Proto | ECC-w11-v07 | California (Title 24) | Red Bluff Area (CZ11) | Red Bluff AP | 300046 | 487.24 | 12.4196 | 0 | 0 | 0 | 0 | 443.565 | 144.772 | 0 | 1256.38 | 0 | 908.284 | 3252.66 | 0 | 0 | 0 | 2731.07 | 0 | 1989.93 | 0 | 0 | 0 | 32.3231 | 0 | 0 | 4753.32 | 433.597 | 12.0696 | 0 | 0 | 0 | 0 | 130.273 | 69.921 | 0 | 334.738 | 0 | 292.534 | 1273.13 | 0 | 0 | 0 | 6716.56 | 0 | 2.23 | 0 | 0 | 0 | 9.1052 | 0 | 0 | 6727.89 | 10072.2 | 452.778 | - | - | - | - | 0 | 0 | 4075 | 0 | 0 | 0 | 0 | 0 | 0 | 0 | 0 | 4075 | ECC | 07
07/28/18 @ 16:40 | ECC-w12-v07-WCChlrBase-mNE-HVAC-Proto.pd2 | ECC-w12-v07-WCChlrBase-mNE-HVAC-Proto | ECC-w12-v07 | California (Title 24) | Sacramento Area (CZ12) | Sacramento AP | 300046 | 399.677 | 10.3297 | 0 | 0 | 0 | 0 | 424.339 | 118.678 | 0 | 1256.38 | 0 | 908.284 | 3117.69 | 0 | 0 | 0 | 2507.04 | 0 | 2049.28 | 0 | 0 | 0 | 32.3231 | 0 | 0 | 4588.63 | 439.667 | 13.2221 | 0 | 0 | 0 | 0 | 117.863 | 91.5111 | 0 | 334.738 | 0 | 292.534 | 1289.53 | 0 | 0 | 0 | 5511.1 | 0 | 2.214 | 0 | 0 | 0 | 9.1052 | 0 | 0 | 5522.42 | 8856.39 | 839.889 | - | - | - | - | 0 | 0 | 7559 | 0 | 0 | 0 | 0 | 0 | 0 | 0 | 0 | 7559 | ECC | 07
07/28/18 @ 16:41 | ECC-w13-v07-WCChlrBase-mNE-HVAC-Proto.pd2 | ECC-w13-v07-WCChlrBase-mNE-HVAC-Proto | ECC-w13-v07 | California (Title 24) | Fresno Area (CZ13) | Fresno AP | 300046 | 522.381 | 14.0798 | 0 | 0 | 0 | 0 | 445.946 | 155.163 | 0 | 1256.38 | 0 | 908.284 | 3302.23 | 0 | 0 | 0 | 2434.54 | 0 | 1965.48 | 0 | 0 | 0 | 32.3231 | 0 | 0 | 4432.34 | 525.606 | 22.8947 | 0 | 0 | 0 | 0 | 126.639 | 106.208 | 0 | 334.738 | 0 | 292.534 | 1408.62 | 0 | 0 | 0 | 6592.34 | 0 | 2.2071 | 0 | 0 | 0 | 9.1052 | 0 | 0 | 6603.66 | 10437.9 | 171.667 | - | - | - | - | 0 | 0 | 1545 | 0 | 0 | 0 | 0 | 0 | 0 | 0 | 0 | 1545 | ECC | 07
07/28/18 @ 16:42 | ECC-w14-v07-WCChlrBase-mNE-HVAC-Proto.pd2 | ECC-w14-v07-WCChlrBase-mNE-HVAC-Proto | ECC-w14-v07 | California (Title 24) | China Lake Area (CZ14) | Palmdale AP | 300046 | 531.981 | 13.1215 | 0 | 0 | 0 | 0 | 444.196 | 176.956 | 0 | 1256.38 | 0 | 908.284 | 3330.92 | 0 | 0 | 0 | 2859.12 | 0 | 2004.69 | 0 | 0 | 0 | 32.3231 | 0 | 0 | 4896.13 | 779.901 | 64.8897 | 0 | 0 | 0 | 0 | 123.93 | 131.123 | 0 | 346.041 | 0 | 296.315 | 1742.2 | 0 | 0 | 0 | 7187.4 | 0 | 794.254 | 0 | 0 | 0 | 9.1052 | 0 | 0 | 7990.76 | 14923.3 | 764.778 | - | - | - | - | 0 | 0 | 6883 | 0 | 0 | 0 | 0 | 0 | 0 | 0 | 0 | 6883 | ECC | 07
07/28/18 @ 16:43 | ECC-w15-v07-WCChlrBase-mNE-HVAC-Proto.pd2 | ECC-w15-v07-WCChlrBase-mNE-HVAC-Proto | ECC-w15-v07 | California (Title 24) | Blythe Area (CZ15) | Palm Springs | 300046 | 968.156 | 28.3454 | 0 | 0 | 0 | 0 | 499.64 | 271.16 | 0 | 1256.38 | 0 | 908.284 | 3931.96 | 0 | 0 | 0 | 417.48 | 0 | 1656.25 | 0 | 0 | 0 | 32.3231 | 0 | 0 | 2106.05 | 667.361 | 47.5127 | 0 | 0 | 0 | 0 | 139.72 | 123.894 | 0 | 340.006 | 0 | 300.722 | 1619.22 | 0 | 0 | 0 | 3660.04 | 0 | 2.0774 | 0 | 0 | 0 | 9.1052 | 0 | 0 | 3671.23 | 12766.4 | 804.111 | - | - | - | - | 0 | 0 | 7237 | 0 | 0 | 0 | 0 | 0 | 0 | 0 | 0 | 7237 | ECC | 07
07/28/18 @ 16:44 | ECC-w16-v07-WCChlrBase-mNE-HVAC-Proto.pd2 | ECC-w16-v07-WCChlrBase-mNE-HVAC-Proto | ECC-w16-v07 | California (Title 24) | Mount Shasta Area (CZ16) | Blue Canyon AP | 300046 | 185.21 | 3.6611 | 0 | 0 | 0 | 0 | 418.701 | 64.4129 | 0 | 1256.38 | 0 | 908.284 | 2836.65 | 0 | 0 | 0 | 5780.08 | 0 | 2299.86 | 0 | 0 | 0 | 32.3231 | 0 | 0 | 8112.27 | 285.436 | 7.2006 | 0 | 0 | 0 | 0 | 106.573 | 47.4401 | 0 | 340.006 | 0 | 296.941 | 1083.6 | 0 | 0 | 0 | 7174.83 | 0 | 2.2 | 0 | 0 | 0 | 9.1052 | 0 | 0 | 7186.14 | 6226.66 | 495.222 | - | - | - | - | 0 | 0 | 4457 | 0 | 0 | 0 | 0 | 0 | 0 | 0 | 0 | 4457 | ECC | 07
07/28/18 @ 16:45 | ECC-w01-v11-WCChlrBase-mNE-HVAC-Proto.pd2 | ECC-w01-v11-WCChlrBase-mNE-HVAC-Proto | ECC-w01-v11 | California (Title 24) | Arcata Area (CZ01) | Arcata | 300046 | 51.6369 | 0.66307 | 0 | 0 | 0 | 0 | 362.749 | 32.335 | 0 | 1256.38 | 0 | 855.403 | 2559.17 | 0 | 0 | 0 | 4193.29 | 0 | 2302.38 | 0 | 0 | 0 | 32.3231 | 0 | 0 | 6528 | 219.379 | 5.2676 | 0 | 0 | 0 | 0 | 97.298 | 48.3372 | 0 | 334.738 | 0 | 278.285 | 983.304 | 0 | 0 | 0 | 4700.71 | 0 | 914.661 | 0 | 0 | 0 | 9.1052 | 0 | 0 | 5624.48 | 4435.14 | 729.778 | - | - | - | - | 0 | 0 | 6568 | 0 | 0 | 0 | 0 | 0 | 0 | 0 | 0 | 6568 | ECC | 11
07/28/18 @ 16:47 | ECC-w02-v11-WCChlrBase-mNE-HVAC-Proto.pd2 | ECC-w02-v11-WCChlrBase-mNE-HVAC-Proto | ECC-w02-v11 | California (Title 24) | Santa Rosa Area (CZ02) | Santa Rosa | 300046 | 289.899 | 7.1092 | 0 | 0 | 0 | 0 | 397.304 | 95.4946 | 0 | 1256.38 | 0 | 855.403 | 2901.59 | 0 | 0 | 0 | 2859.46 | 0 | 2144.43 | 0 | 0 | 0 | 32.3231 | 0 | 0 | 5036.21 | 499.74 | 29.0521 | 0 | 0 | 0 | 0 | 107.834 | 96.8646 | 0 | 334.738 | 0 | 278.285 | 1346.51 | 0 | 0 | 0 | 5721.71 | 0 | 2.2139 | 0 | 0 | 0 | 9.1052 | 0 | 0 | 5733.02 | 9876.81 | 639.889 | - | - | - | - | 0 | 0 | 5759 | 0 | 0 | 0 | 0 | 0 | 0 | 0 | 0 | 5759 | ECC | 11
07/28/18 @ 16:48 | ECC-w03-v11-WCChlrBase-mNE-HVAC-Proto.pd2 | ECC-w03-v11-WCChlrBase-mNE-HVAC-Proto | ECC-w03-v11 | California (Title 24) | Oakland Area (CZ03) | Oakland AP | 300046 | 177.444 | 3.6821 | 0 | 0 | 0 | 0 | 385.154 | 64.8677 | 0 | 1256.38 | 0 | 855.403 | 2742.93 | 0 | 0 | 0 | 2764.17 | 0 | 2149.25 | 0 | 0 | 0 | 32.3231 | 0 | 0 | 4945.75 | 310.199 | 8.1036 | 0 | 0 | 0 | 0 | 105.245 | 62.7282 | 0 | 334.738 | 0 | 278.285 | 1099.3 | 0 | 0 | 0 | 5759.04 | 0 | 2.2287 | 0 | 0 | 0 | 9.1052 | 0 | 0 | 5770.38 | 6127.88 | 281.111 | - | - | - | - | 0 | 0 | 2530 | 0 | 0 | 0 | 0 | 0 | 0 | 0 | 0 | 2530 | ECC | 11
07/28/18 @ 16:49 | ECC-w04-v11-WCChlrBase-mNE-HVAC-Proto.pd2 | ECC-w04-v11-WCChlrBase-mNE-HVAC-Proto | ECC-w04-v11 | California (Title 24) | Sunnyvale Area (CZ04) | San Jose | 300046 | 321.045 | 7.7354 | 0 | 0 | 0 | 0 | 407.319 | 100.369 | 0 | 1256.38 | 0 | 855.403 | 2948.25 | 0 | 0 | 0 | 2226.91 | 0 | 2084.2 | 0 | 0 | 0 | 32.3231 | 0 | 0 | 4343.43 | 400.151 | 10.9571 | 0 | 0 | 0 | 0 | 117.759 | 77.9768 | 0 | 334.738 | 0 | 274.504 | 1216.08 | 0 | 0 | 0 | 5604.77 | 0 | 2.2333 | 0 | 0 | 0 | 9.1052 | 0 | 0 | 5616.11 | 7799.37 | 365.889 | - | - | - | - | 0 | 0 | 3293 | 0 | 0 | 0 | 0 | 0 | 0 | 0 | 0 | 3293 | ECC | 11
07/28/18 @ 16:50 | ECC-w05-v11-WCChlrBase-mNE-HVAC-Proto.pd2 | ECC-w05-v11-WCChlrBase-mNE-HVAC-Proto | ECC-w05-v11 | California (Title 24) | Santa Maria Area (CZ05) | Santa Maria AP | 300046 | 172.595 | 3.6323 | 0 | 0 | 0 | 0 | 381.165 | 60.4455 | 0 | 1256.38 | 0 | 855.403 | 2729.62 | 0 | 0 | 0 | 2792.37 | 0 | 2181.74 | 0 | 0 | 0 | 32.3231 | 0 | 0 | 5006.44 | 281.779 | 7.1329 | 0 | 0 | 0 | 0 | 99.6304 | 57.315 | 0 | 346.041 | 0 | 278.285 | 1070.18 | 0 | 0 | 0 | 5085.49 | 0 | 2.188 | 0 | 0 | 0 | 9.1052 | 0 | 0 | 5096.79 | 5562.97 | 769.222 | - | - | - | - | 0 | 0 | 6923 | 0 | 0 | 0 | 0 | 0 | 0 | 0 | 0 | 6923 | ECC | 11
07/28/18 @ 16:51 | ECC-w06-v11-WCChlrBase-mNE-HVAC-Proto.pd2 | ECC-w06-v11-WCChlrBase-mNE-HVAC-Proto | ECC-w06-v11 | California (Title 24) | Los Angeles Area (CZ06) | Torrance | 300046 | 403.744 | 11.0632 | 0 | 0 | 0 | 0 | 406.866 | 120.583 | 0 | 1256.38 | 0 | 855.403 | 3054.04 | 0 | 0 | 0 | 1201.1 | 0 | 2021.7 | 0 | 0 | 0 | 32.3231 | 0 | 0 | 3255.12 | 442.418 | 15.1767 | 0 | 0 | 0 | 0 | 122.419 | 88.0995 | 0 | 349.75 | 0 | 278.285 | 1296.15 | 0 | 0 | 0 | 4787.8 | 0 | 2.1775 | 0 | 0 | 0 | 9.1052 | 0 | 0 | 4799.08 | 8540.17 | 598.333 | - | - | - | - | 0 | 0 | 5385 | 0 | 0 | 0 | 0 | 0 | 0 | 0 | 0 | 5385 | ECC | 11
07/28/18 @ 16:52 | ECC-w07-v11-WCChlrBase-mNE-HVAC-Proto.pd2 | ECC-w07-v11-WCChlrBase-mNE-HVAC-Proto | ECC-w07-v11 | California (Title 24) | San Diego Area (CZ07) | San Diego AP | 300046 | 372.702 | 9.5971 | 0 | 0 | 0 | 0 | 403.725 | 111.645 | 0 | 1256.38 | 0 | 855.403 | 3009.46 | 0 | 0 | 0 | 832.776 | 0 | 1999.66 | 0 | 0 | 0 | 32.3231 | 0 | 0 | 2864.75 | 416.615 | 16.1584 | 0 | 0 | 0 | 0 | 110.065 | 80.2872 | 0 | 346.041 | 0 | 278.285 | 1247.45 | 0 | 0 | 0 | 3829.27 | 0 | 2.1222 | 0 | 0 | 0 | 9.1052 | 0 | 0 | 3840.5 | 8080.17 | 1046.11 | - | - | - | - | 0 | 0 | 9415 | 0 | 0 | 0 | 0 | 0 | 0 | 0 | 0 | 9415 | ECC | 11
07/28/18 @ 16:53 | ECC-w08-v11-WCChlrBase-mNE-HVAC-Proto.pd2 | ECC-w08-v11-WCChlrBase-mNE-HVAC-Proto | ECC-w08-v11 | California (Title 24) | El Toro Area (CZ08) | Fullerton | 300046 | 468.317 | 12.8037 | 0 | 0 | 0 | 0 | 415.337 | 137.358 | 0 | 1256.38 | 0 | 855.403 | 3145.6 | 0 | 0 | 0 | 989.646 | 0 | 1968.58 | 0 | 0 | 0 | 32.3231 | 0 | 0 | 2990.54 | 492.904 | 19.1924 | 0 | 0 | 0 | 0 | 130.123 | 98.4086 | 0 | 334.738 | 0 | 274.504 | 1349.87 | 0 | 0 | 0 | 4311.37 | 0 | 2.1842 | 0 | 0 | 0 | 9.1052 | 0 | 0 | 4322.66 | 9499.38 | 1165.67 | - | - | - | - | 0 | 0 | 10491 | 0 | 0 | 0 | 0 | 0 | 0 | 0 | 0 | 10491 | ECC | 11
07/28/18 @ 16:55 | ECC-w09-v11-WCChlrBase-mNE-HVAC-Proto.pd2 | ECC-w09-v11-WCChlrBase-mNE-HVAC-Proto | ECC-w09-v11 | California (Title 24) | Pasadena Area (CZ09) | Burbank AP | 300046 | 526.854 | 14.236 | 0 | 0 | 0 | 0 | 424.46 | 166.645 | 0 | 1256.38 | 0 | 855.403 | 3243.97 | 0 | 0 | 0 | 1166.55 | 0 | 1967.28 | 0 | 0 | 0 | 32.3231 | 0 | 0 | 3166.16 | 616.424 | 38.8793 | 0 | 0 | 0 | 0 | 136.005 | 118.941 | 0 | 334.738 | 0 | 278.285 | 1523.27 | 0 | 0 | 0 | 3248.95 | 0 | 796.474 | 0 | 0 | 0 | 9.1052 | 0 | 0 | 4054.53 | 11868.5 | 660.444 | - | - | - | - | 0 | 0 | 5944 | 0 | 0 | 0 | 0 | 0 | 0 | 0 | 0 | 5944 | ECC | 11
07/28/18 @ 16:56 | ECC-w10-v11-WCChlrBase-mNE-HVAC-Proto.pd2 | ECC-w10-v11-WCChlrBase-mNE-HVAC-Proto | ECC-w10-v11 | California (Title 24) | San Bernardino Area (CZ10) | Riverside FS 3 | 300046 | 520.905 | 13.7646 | 0 | 0 | 0 | 0 | 425.321 | 155.294 | 0 | 1256.38 | 0 | 855.403 | 3227.07 | 0 | 0 | 0 | 1152.16 | 0 | 1959.17 | 0 | 0 | 0 | 32.3231 | 0 | 0 | 3143.66 | 548.952 | 24.5297 | 0 | 0 | 0 | 0 | 134.883 | 105.892 | 0 | 342.426 | 0 | 278.285 | 1434.97 | 0 | 0 | 0 | 3744.67 | 0 | 799.283 | 0 | 0 | 0 | 9.1052 | 0 | 0 | 4553.06 | 10590.6 | 923.111 | - | - | - | - | 0 | 0 | 8308 | 0 | 0 | 0 | 0 | 0 | 0 | 0 | 0 | 8308 | ECC | 11
07/28/18 @ 16:57 | ECC-w11-v11-WCChlrBase-mNE-HVAC-Proto.pd2 | ECC-w11-v11-WCChlrBase-mNE-HVAC-Proto | ECC-w11-v11 | California (Title 24) | Red Bluff Area (CZ11) | Red Bluff AP | 300046 | 472.124 | 11.9518 | 0 | 0 | 0 | 0 | 434.361 | 139.531 | 0 | 1256.38 | 0 | 855.403 | 3169.75 | 0 | 0 | 0 | 2456.89 | 0 | 1989.91 | 0 | 0 | 0 | 32.3231 | 0 | 0 | 4479.13 | 424.098 | 11.8387 | 0 | 0 | 0 | 0 | 125.289 | 67.8497 | 0 | 334.738 | 0 | 274.504 | 1238.32 | 0 | 0 | 0 | 6656.93 | 0 | 2.2306 | 0 | 0 | 0 | 9.1052 | 0 | 0 | 6668.26 | 9725.31 | 434.222 | - | - | - | - | 0 | 0 | 3908 | 0 | 0 | 0 | 0 | 0 | 0 | 0 | 0 | 3908 | ECC | 11
07/28/18 @ 16:58 | ECC-w12-v11-WCChlrBase-mNE-HVAC-Proto.pd2 | ECC-w12-v11-WCChlrBase-mNE-HVAC-Proto | ECC-w12-v11 | California (Title 24) | Sacramento Area (CZ12) | Sacramento AP | 300046 | 394.216 | 10.1754 | 0 | 0 | 0 | 0 | 420.313 | 117.24 | 0 | 1256.38 | 0 | 855.403 | 3053.73 | 0 | 0 | 0 | 2462 | 0 | 2049.27 | 0 | 0 | 0 | 32.3231 | 0 | 0 | 4543.59 | 433.496 | 13.0256 | 0 | 0 | 0 | 0 | 115.588 | 90.61 | 0 | 334.738 | 0 | 274.504 | 1261.96 | 0 | 0 | 0 | 5489.97 | 0 | 2.2075 | 0 | 0 | 0 | 9.1052 | 0 | 0 | 5501.28 | 8762.34 | 823.556 | - | - | - | - | 0 | 0 | 7412 | 0 | 0 | 0 | 0 | 0 | 0 | 0 | 0 | 7412 | ECC | 11
07/28/18 @ 16:59 | ECC-w13-v11-WCChlrBase-mNE-HVAC-Proto.pd2 | ECC-w13-v11-WCChlrBase-mNE-HVAC-Proto | ECC-w13-v11 | California (Title 24) | Fresno Area (CZ13) | Fresno AP | 300046 | 509.834 | 13.7212 | 0 | 0 | 0 | 0 | 438.277 | 151.681 | 0 | 1256.38 | 0 | 855.403 | 3225.3 | 0 | 0 | 0 | 2268.99 | 0 | 1965.48 | 0 | 0 | 0 | 32.3231 | 0 | 0 | 4266.78 | 515.964 | 22.5346 | 0 | 0 | 0 | 0 | 122.989 | 104.494 | 0 | 334.738 | 0 | 274.504 | 1375.22 | 0 | 0 | 0 | 6488.64 | 0 | 2.2079 | 0 | 0 | 0 | 9.1052 | 0 | 0 | 6499.96 | 10279.3 | 168.889 | - | - | - | - | 0 | 0 | 1520 | 0 | 0 | 0 | 0 | 0 | 0 | 0 | 0 | 1520 | ECC | 11
07/28/18 @ 17:00 | ECC-w14-v11-WCChlrBase-mNE-HVAC-Proto.pd2 | ECC-w14-v11-WCChlrBase-mNE-HVAC-Proto | ECC-w14-v11 | California (Title 24) | China Lake Area (CZ14) | Palmdale AP | 300046 | 516.873 | 12.7426 | 0 | 0 | 0 | 0 | 435.064 | 171.609 | 0 | 1256.38 | 0 | 855.403 | 3248.07 | 0 | 0 | 0 | 2568.26 | 0 | 2004.68 | 0 | 0 | 0 | 32.3231 | 0 | 0 | 4605.26 | 769.419 | 63.4994 | 0 | 0 | 0 | 0 | 120.29 | 128.301 | 0 | 346.041 | 0 | 278.285 | 1705.84 | 0 | 0 | 0 | 7080.6 | 0 | 794.234 | 0 | 0 | 0 | 9.1052 | 0 | 0 | 7883.94 | 14742.9 | 742.889 | - | - | - | - | 0 | 0 | 6686 | 0 | 0 | 0 | 0 | 0 | 0 | 0 | 0 | 6686 | ECC | 11
07/28/18 @ 17:02 | ECC-w15-v11-WCChlrBase-mNE-HVAC-Proto.pd2 | ECC-w15-v11-WCChlrBase-mNE-HVAC-Proto | ECC-w15-v11 | California (Title 24) | Blythe Area (CZ15) | Palm Springs | 300046 | 931.361 | 27.1079 | 0 | 0 | 0 | 0 | 488.33 | 261.318 | 0 | 1256.38 | 0 | 855.403 | 3819.9 | 0 | 0 | 0 | 378.586 | 0 | 1656.24 | 0 | 0 | 0 | 32.3231 | 0 | 0 | 2067.15 | 655.382 | 46.9579 | 0 | 0 | 0 | 0 | 135.16 | 120.229 | 0 | 340.006 | 0 | 282.559 | 1580.29 | 0 | 0 | 0 | 3668.41 | 0 | 2.0833 | 0 | 0 | 0 | 9.1052 | 0 | 0 | 3679.59 | 12541.7 | 782.778 | - | - | - | - | 0 | 0 | 7045 | 0 | 0 | 0 | 0 | 0 | 0 | 0 | 0 | 7045 | ECC | 11
07/28/18 @ 17:03 | ECC-w16-v11-WCChlrBase-mNE-HVAC-Proto.pd2 | ECC-w16-v11-WCChlrBase-mNE-HVAC-Proto | ECC-w16-v11 | California (Title 24) | Mount Shasta Area (CZ16) | Blue Canyon AP | 300046 | 180.383 | 3.5659 | 0 | 0 | 0 | 0 | 410.316 | 62.077 | 0 | 1256.38 | 0 | 855.403 | 2768.13 | 0 | 0 | 0 | 5098.53 | 0 | 2299.83 | 0 | 0 | 0 | 32.3231 | 0 | 0 | 7430.69 | 282.122 | 7.0811 | 0 | 0 | 0 | 0 | 105.18 | 46.521 | 0 | 340.006 | 0 | 278.778 | 1059.69 | 0 | 0 | 0 | 6568.6 | 0 | 475.75 | 0 | 0 | 0 | 6.9504 | 0 | 0 | 7051.3 | 6115.64 | 481.333 | - | - | - | - | 0 | 0 | 4332 | 0 | 0 | 0 | 0 | 0 | 0 | 0 | 0 | 4332 | ECC | 11
07/28/18 @ 17:04 | ECC-w01-v14-WCChlrBase-mNE-HVAC-Proto.pd2 | ECC-w01-v14-WCChlrBase-mNE-HVAC-Proto | ECC-w01-v14 | California (Title 24) | Arcata Area (CZ01) | Arcata | 300046 | 46.6217 | 0.57889 | 0 | 0 | 0 | 0 | 340.626 | 33.4206 | 0 | 1256.38 | 0 | 855.403 | 2533.03 | 0 | 0 | 0 | 4782.16 | 0 | 2302.43 | 0 | 0 | 0 | 32.3231 | 0 | 0 | 7116.91 | 200.449 | 4.8162 | 0 | 0 | 0 | 0 | 88.6557 | 43.835 | 0 | 334.738 | 0 | 278.285 | 950.779 | 0 | 0 | 0 | 5651.6 | 0 | 914.686 | 0 | 0 | 0 | 9.1052 | 0 | 0 | 6575.39 | 4049.18 | 718.778 | - | - | - | - | 0 | 0 | 6469 | 0 | 0 | 0 | 0 | 0 | 0 | 0 | 0 | 6469 | ECC | 14
07/28/18 @ 17:05 | ECC-w02-v14-WCChlrBase-mNE-HVAC-Proto.pd2 | ECC-w02-v14-WCChlrBase-mNE-HVAC-Proto | ECC-w02-v14 | California (Title 24) | Santa Rosa Area (CZ02) | Santa Rosa | 300046 | 273.194 | 6.649 | 0 | 0 | 0 | 0 | 375.535 | 92.1974 | 0 | 1256.38 | 0 | 855.403 | 2859.35 | 0 | 0 | 0 | 3082.04 | 0 | 2144.46 | 0 | 0 | 0 | 32.3231 | 0 | 0 | 5258.83 | 477.638 | 27.2929 | 0 | 0 | 0 | 0 | 99.8417 | 91.5059 | 0 | 334.738 | 0 | 278.285 | 1309.3 | 0 | 0 | 0 | 5833.31 | 0 | 2.2095 | 0 | 0 | 0 | 9.1052 | 0 | 0 | 5844.62 | 9446.84 | 621 | - | - | - | - | 0 | 0 | 5589 | 0 | 0 | 0 | 0 | 0 | 0 | 0 | 0 | 5589 | ECC | 14
07/28/18 @ 17:06 | ECC-w03-v14-WCChlrBase-mNE-HVAC-Proto.pd2 | ECC-w03-v14-WCChlrBase-mNE-HVAC-Proto | ECC-w03-v14 | California (Title 24) | Oakland Area (CZ03) | Oakland AP | 300046 | 166.545 | 3.4485 | 0 | 0 | 0 | 0 | 364.791 | 60.8226 | 0 | 1256.38 | 0 | 855.403 | 2707.38 | 0 | 0 | 0 | 2761.62 | 0 | 2149.26 | 0 | 0 | 0 | 32.3231 | 0 | 0 | 4943.2 | 289.516 | 7.5732 | 0 | 0 | 0 | 0 | 96.1197 | 57.3856 | 0 | 334.738 | 0 | 278.285 | 1063.62 | 0 | 0 | 0 | 5815.7 | 0 | 2.2328 | 0 | 0 | 0 | 9.1052 | 0 | 0 | 5827.03 | 5730.33 | 275.556 | - | - | - | - | 0 | 0 | 2480 | 0 | 0 | 0 | 0 | 0 | 0 | 0 | 0 | 2480 | ECC | 14
07/28/18 @ 17:08 | ECC-w04-v14-WCChlrBase-mNE-HVAC-Proto.pd2 | ECC-w04-v14-WCChlrBase-mNE-HVAC-Proto | ECC-w04-v14 | California (Title 24) | Sunnyvale Area (CZ04) | San Jose | 300046 | 294.037 | 7.1382 | 0 | 0 | 0 | 0 | 383.204 | 91.2421 | 0 | 1256.38 | 0 | 855.403 | 2887.4 | 0 | 0 | 0 | 2236.95 | 0 | 2084.21 | 0 | 0 | 0 | 32.3231 | 0 | 0 | 4353.48 | 373.206 | 10.2796 | 0 | 0 | 0 | 0 | 106.701 | 74.9694 | 0 | 334.738 | 0 | 274.504 | 1174.4 | 0 | 0 | 0 | 5743.74 | 0 | 2.2496 | 0 | 0 | 0 | 9.1052 | 0 | 0 | 5755.1 | 7318.83 | 348.556 | - | - | - | - | 0 | 0 | 3137 | 0 | 0 | 0 | 0 | 0 | 0 | 0 | 0 | 3137 | ECC | 14
07/28/18 @ 17:09 | ECC-w05-v14-WCChlrBase-mNE-HVAC-Proto.pd2 | ECC-w05-v14-WCChlrBase-mNE-HVAC-Proto | ECC-w05-v14 | California (Title 24) | Santa Maria Area (CZ05) | Santa Maria AP | 300046 | 162.312 | 3.4007 | 0 | 0 | 0 | 0 | 359.675 | 57.3432 | 0 | 1256.38 | 0 | 855.403 | 2694.51 | 0 | 0 | 0 | 2820.83 | 0 | 2181.76 | 0 | 0 | 0 | 32.3231 | 0 | 0 | 5034.91 | 269.195 | 6.7703 | 0 | 0 | 0 | 0 | 93.5502 | 53.1517 | 0 | 346.041 | 0 | 278.285 | 1046.99 | 0 | 0 | 0 | 5272.84 | 0 | 2.2074 | 0 | 0 | 0 | 9.1052 | 0 | 0 | 5284.15 | 5289.07 | 755.667 | - | - | - | - | 0 | 0 | 6801 | 0 | 0 | 0 | 0 | 0 | 0 | 0 | 0 | 6801 | ECC | 14
07/28/18 @ 17:10 | ECC-w06-v14-WCChlrBase-mNE-HVAC-Proto.pd2 | ECC-w06-v14-WCChlrBase-mNE-HVAC-Proto | ECC-w06-v14 | California (Title 24) | Los Angeles Area (CZ06) | Torrance | 300046 | 382.703 | 10.5123 | 0 | 0 | 0 | 0 | 385.927 | 113.906 | 0 | 1256.38 | 0 | 855.403 | 3004.83 | 0 | 0 | 0 | 1244.72 | 0 | 2021.73 | 0 | 0 | 0 | 32.3231 | 0 | 0 | 3298.78 | 421.592 | 14.4223 | 0 | 0 | 0 | 0 | 113.618 | 84.9671 | 0 | 349.75 | 0 | 278.285 | 1262.63 | 0 | 0 | 0 | 4631.96 | 0 | 2.1902 | 0 | 0 | 0 | 9.1052 | 0 | 0 | 4643.26 | 8168.06 | 569.778 | - | - | - | - | 0 | 0 | 5128 | 0 | 0 | 0 | 0 | 0 | 0 | 0 | 0 | 5128 | ECC | 14
07/28/18 @ 17:11 | ECC-w07-v14-WCChlrBase-mNE-HVAC-Proto.pd2 | ECC-w07-v14-WCChlrBase-mNE-HVAC-Proto | ECC-w07-v14 | California (Title 24) | San Diego Area (CZ07) | San Diego AP | 300046 | 354.576 | 9.1047 | 0 | 0 | 0 | 0 | 383.792 | 105.55 | 0 | 1256.38 | 0 | 855.403 | 2964.8 | 0 | 0 | 0 | 895.985 | 0 | 1999.69 | 0 | 0 | 0 | 32.3231 | 0 | 0 | 2928 | 393.593 | 15.2522 | 0 | 0 | 0 | 0 | 104.12 | 75.6918 | 0 | 346.041 | 0 | 278.285 | 1212.98 | 0 | 0 | 0 | 4156.61 | 0 | 2.1827 | 0 | 0 | 0 | 9.1052 | 0 | 0 | 4167.9 | 7669.83 | 1020.22 | - | - | - | - | 0 | 0 | 9182 | 0 | 0 | 0 | 0 | 0 | 0 | 0 | 0 | 9182 | ECC | 14
07/28/18 @ 17:12 | ECC-w08-v14-WCChlrBase-mNE-HVAC-Proto.pd2 | ECC-w08-v14-WCChlrBase-mNE-HVAC-Proto | ECC-w08-v14 | California (Title 24) | El Toro Area (CZ08) | Fullerton | 300046 | 441.257 | 12.1326 | 0 | 0 | 0 | 0 | 393.768 | 128.212 | 0 | 1256.38 | 0 | 855.403 | 3087.15 | 0 | 0 | 0 | 1066.27 | 0 | 1968.59 | 0 | 0 | 0 | 32.3231 | 0 | 0 | 3067.18 | 472.202 | 18.4919 | 0 | 0 | 0 | 0 | 123.011 | 94.6897 | 0 | 334.738 | 0 | 274.504 | 1317.64 | 0 | 0 | 0 | 4691.84 | 0 | 2.2224 | 0 | 0 | 0 | 9.1052 | 0 | 0 | 4703.17 | 9132.93 | 1136 | - | - | - | - | 0 | 0 | 10224 | 0 | 0 | 0 | 0 | 0 | 0 | 0 | 0 | 10224 | ECC | 14
07/28/18 @ 17:13 | ECC-w09-v14-WCChlrBase-mNE-HVAC-Proto.pd2 | ECC-w09-v14-WCChlrBase-mNE-HVAC-Proto | ECC-w09-v14 | California (Title 24) | Pasadena Area (CZ09) | Burbank AP | 300046 | 494.307 | 13.3458 | 0 | 0 | 0 | 0 | 400.177 | 155.53 | 0 | 1256.38 | 0 | 855.403 | 3175.14 | 0 | 0 | 0 | 1200.86 | 0 | 1967.29 | 0 | 0 | 0 | 32.3231 | 0 | 0 | 3200.47 | 602.258 | 38.2759 | 0 | 0 | 0 | 0 | 130.01 | 112.843 | 0 | 334.738 | 0 | 278.285 | 1496.41 | 0 | 0 | 0 | 3447.77 | 0 | 796.509 | 0 | 0 | 0 | 9.1052 | 0 | 0 | 4253.38 | 11568.2 | 633.444 | - | - | - | - | 0 | 0 | 5701 | 0 | 0 | 0 | 0 | 0 | 0 | 0 | 0 | 5701 | ECC | 14
07/28/18 @ 17:14 | ECC-w10-v14-WCChlrBase-mNE-HVAC-Proto.pd2 | ECC-w10-v14-WCChlrBase-mNE-HVAC-Proto | ECC-w10-v14 | California (Title 24) | San Bernardino Area (CZ10) | Riverside FS 3 | 300046 | 484.523 | 12.957 | 0 | 0 | 0 | 0 | 400.877 | 143.892 | 0 | 1256.38 | 0 | 855.403 | 3154.04 | 0 | 0 | 0 | 1398.86 | 0 | 1959.2 | 0 | 0 | 0 | 32.3231 | 0 | 0 | 3390.38 | 543.707 | 24.2423 | 0 | 0 | 0 | 0 | 132.653 | 102.785 | 0 | 342.426 | 0 | 278.285 | 1424.1 | 0 | 0 | 0 | 4305.62 | 0 | 799.33 | 0 | 0 | 0 | 9.1052 | 0 | 0 | 5114.05 | 10511.4 | 896.778 | - | - | - | - | 0 | 0 | 8071 | 0 | 0 | 0 | 0 | 0 | 0 | 0 | 0 | 8071 | ECC | 14
07/28/18 @ 17:15 | ECC-w11-v14-WCChlrBase-mNE-HVAC-Proto.pd2 | ECC-w11-v14-WCChlrBase-mNE-HVAC-Proto | ECC-w11-v14 | California (Title 24) | Red Bluff Area (CZ11) | Red Bluff AP | 300046 | 439.269 | 11.0758 | 0 | 0 | 0 | 0 | 409.713 | 129.821 | 0 | 1256.38 | 0 | 855.403 | 3101.67 | 0 | 0 | 0 | 2633.78 | 0 | 1989.93 | 0 | 0 | 0 | 32.3231 | 0 | 0 | 4656.03 | 398.671 | 9.9867 | 0 | 0 | 0 | 0 | 136.735 | 65.7535 | 0 | 334.738 | 0 | 274.504 | 1220.39 | 0 | 0 | 0 | 6846.39 | 0 | 2.2323 | 0 | 0 | 0 | 9.1052 | 0 | 0 | 6857.72 | 9229.88 | 419.111 | - | - | - | - | 0 | 0 | 3772 | 0 | 0 | 0 | 0 | 0 | 0 | 0 | 0 | 3772 | ECC | 14
07/28/18 @ 17:16 | ECC-w12-v14-WCChlrBase-mNE-HVAC-Proto.pd2 | ECC-w12-v14-WCChlrBase-mNE-HVAC-Proto | ECC-w12-v14 | California (Title 24) | Sacramento Area (CZ12) | Sacramento AP | 300046 | 360.445 | 9.4374 | 0 | 0 | 0 | 0 | 397.18 | 105.985 | 0 | 1256.38 | 0 | 855.403 | 2984.83 | 0 | 0 | 0 | 2634.76 | 0 | 2049.28 | 0 | 0 | 0 | 32.3231 | 0 | 0 | 4716.36 | 378.967 | 10.0478 | 0 | 0 | 0 | 0 | 128.964 | 62.4679 | 0 | 334.738 | 0 | 274.504 | 1189.69 | 0 | 0 | 0 | 5688.36 | 0 | 2.2076 | 0 | 0 | 0 | 9.1052 | 0 | 0 | 5699.68 | 8436.56 | 792.111 | - | - | - | - | 0 | 0 | 7129 | 0 | 0 | 0 | 0 | 0 | 0 | 0 | 0 | 7129 | ECC | 14
07/28/18 @ 17:17 | ECC-w13-v14-WCChlrBase-mNE-HVAC-Proto.pd2 | ECC-w13-v14-WCChlrBase-mNE-HVAC-Proto | ECC-w13-v14 | California (Title 24) | Fresno Area (CZ13) | Fresno AP | 300046 | 474.961 | 12.8278 | 0 | 0 | 0 | 0 | 414.324 | 141.146 | 0 | 1256.38 | 0 | 855.403 | 3155.04 | 0 | 0 | 0 | 2461.79 | 0 | 1965.47 | 0 | 0 | 0 | 32.3231 | 0 | 0 | 4459.58 | 496.457 | 21.7823 | 0 | 0 | 0 | 0 | 114.217 | 100.667 | 0 | 334.738 | 0 | 274.504 | 1342.36 | 0 | 0 | 0 | 6768.68 | 0 | 2.2191 | 0 | 0 | 0 | 9.1052 | 0 | 0 | 6780 | 9986.82 | 142 | - | - | - | - | 0 | 0 | 1278 | 0 | 0 | 0 | 0 | 0 | 0 | 0 | 0 | 1278 | ECC | 14
07/28/18 @ 17:19 | ECC-w14-v14-WCChlrBase-mNE-HVAC-Proto.pd2 | ECC-w14-v14-WCChlrBase-mNE-HVAC-Proto | ECC-w14-v14 | California (Title 24) | China Lake Area (CZ14) | Palmdale AP | 300046 | 482.503 | 11.8412 | 0 | 0 | 0 | 0 | 410.212 | 160.49 | 0 | 1256.38 | 0 | 855.403 | 3176.83 | 0 | 0 | 0 | 2807.1 | 0 | 2004.69 | 0 | 0 | 0 | 32.3231 | 0 | 0 | 4844.12 | 747.941 | 60.2624 | 0 | 0 | 0 | 0 | 112.055 | 120.451 | 0 | 346.041 | 0 | 278.285 | 1665.03 | 0 | 0 | 0 | 7281.32 | 0 | 849.02 | 0 | 0 | 0 | 9.1052 | 0 | 0 | 8139.44 | 14384.3 | 717.333 | - | - | - | - | 0 | 0 | 6456 | 0 | 0 | 0 | 0 | 0 | 0 | 0 | 0 | 6456 | ECC | 14
07/28/18 @ 17:20 | ECC-w15-v14-WCChlrBase-mNE-HVAC-Proto.pd2 | ECC-w15-v14-WCChlrBase-mNE-HVAC-Proto | ECC-w15-v14 | California (Title 24) | Blythe Area (CZ15) | Palm Springs | 300046 | 884.432 | 25.5996 | 0 | 0 | 0 | 0 | 458.946 | 248.507 | 0 | 1256.38 | 0 | 855.403 | 3729.27 | 0 | 0 | 0 | 485.555 | 0 | 1656.26 | 0 | 0 | 0 | 32.3231 | 0 | 0 | 2174.14 | 643.169 | 46.2033 | 0 | 0 | 0 | 0 | 129.173 | 116.751 | 0 | 340.006 | 0 | 282.559 | 1557.86 | 0 | 0 | 0 | 4345.33 | 0 | 2.16 | 0 | 0 | 0 | 9.1052 | 0 | 0 | 4356.6 | 12324.4 | 761.889 | - | - | - | - | 0 | 0 | 6857 | 0 | 0 | 0 | 0 | 0 | 0 | 0 | 0 | 6857 | ECC | 14
07/28/18 @ 17:21 | ECC-w16-v14-WCChlrBase-mNE-HVAC-Proto.pd2 | ECC-w16-v14-WCChlrBase-mNE-HVAC-Proto | ECC-w16-v14 | California (Title 24) | Mount Shasta Area (CZ16) | Blue Canyon AP | 300046 | 159.101 | 3.1307 | 0 | 0 | 0 | 0 | 379.781 | 56.5452 | 0 | 1256.38 | 0 | 855.403 | 2710.34 | 0 | 0 | 0 | 5330.43 | 0 | 2299.86 | 0 | 0 | 0 | 32.3231 | 0 | 0 | 7662.62 | 220.589 | 4.3793 | 0 | 0 | 0 | 0 | 140.398 | 41.6106 | 0 | 349.75 | 0 | 278.285 | 1035.01 | 0 | 0 | 0 | 6449.2 | 0 | 970.774 | 0 | 0 | 0 | 9.1052 | 0 | 0 | 7429.08 | 5754.44 | 454.667 | - | - | - | - | 0 | 0 | 4092 | 0 | 0 | 0 | 0 | 0 | 0 | 0 | 0 | 4092 | ECC | 14
07/26/18 @ 22:46 | ESe-w01-v96-WCChlrBase-mNE-HVAC-Proto.pd2 | ESe-w01-v96-WCChlrBase-mNE-HVAC-Proto | ESe-w01-v96 | California (Title 24) | Arcata Area (CZ01) | Arcata | 149994 | 41.4506 | 0.56569 | 0 | 0 | 0 | 0 | 251.162 | 79.3515 | 0 | 291.435 | 0 | 511.745 | 1175.71 | 0 | 0 | 0 | 4484.06 | 0 | 1194.04 | 0 | 0 | 0 | 20.6107 | 0 | 0 | 5698.71 | 104.392 | 6.1962 | 0 | 0 | 0 | 0 | 99.7729 | 37.495 | 0 | 145.34 | 0 | 218.816 | 612.013 | 0 | 0 | 0 | 6135.33 | 0 | 5.3065 | 0 | 0 | 0 | 0 | 0 | 0 | 6140.63 | 2454.46 | 386.333 | - | - | - | - | 0 | 0 | 3477 | 0 | 0 | 0 | 0 | 0 | 0 | 0 | 0 | 3477 | ESe | 96
07/26/18 @ 22:46 | ESe-w02-v96-WCChlrBase-mNE-HVAC-Proto.pd2 | ESe-w02-v96-WCChlrBase-mNE-HVAC-Proto | ESe-w02-v96 | California (Title 24) | Santa Rosa Area (CZ02) | Santa Rosa | 149994 | 172.095 | 8.2502 | 0 | 0 | 0 | 0 | 317.526 | 126.139 | 0 | 291.435 | 0 | 511.745 | 1427.19 | 0 | 0 | 0 | 3356.23 | 0 | 1115.24 | 0 | 0 | 0 | 20.6107 | 0 | 0 | 4492.09 | 305.638 | 21.471 | 0 | 0 | 0 | 0 | 130.352 | 65.0917 | 0 | 145.34 | 0 | 218.816 | 886.709 | 0 | 0 | 0 | 6566.61 | 0 | 5.3339 | 0 | 0 | 0 | 0 | 0 | 0 | 6571.95 | 6298.34 | 18.8889 | - | - | - | - | 0 | 0 | 170 | 0 | 0 | 0 | 0 | 0 | 0 | 0 | 0 | 170 | ESe | 96
07/26/18 @ 22:47 | ESe-w03-v96-WCChlrBase-mNE-HVAC-Proto.pd2 | ESe-w03-v96-WCChlrBase-mNE-HVAC-Proto | ESe-w03-v96 | California (Title 24) | Oakland Area (CZ03) | Oakland AP | 149994 | 99.3862 | 3.8745 | 0 | 0 | 0 | 0 | 289.485 | 96.8476 | 0 | 291.435 | 0 | 511.745 | 1292.78 | 0 | 0 | 0 | 2923.79 | 0 | 1116.78 | 0 | 0 | 0 | 20.6107 | 0 | 0 | 4061.18 | 191.655 | 11.789 | 0 | 0 | 0 | 0 | 119.721 | 48.3135 | 0 | 160.608 | 0 | 216.282 | 748.369 | 0 | 0 | 0 | 5797.7 | 0 | 5.2709 | 0 | 0 | 0 | 0 | 0 | 0 | 5802.97 | 3940.78 | 7 | - | - | - | - | 0 | 0 | 63 | 0 | 0 | 0 | 0 | 0 | 0 | 0 | 0 | 63 | ESe | 96
07/26/18 @ 22:47 | ESe-w04-v96-WCChlrBase-mNE-HVAC-Proto.pd2 | ESe-w04-v96-WCChlrBase-mNE-HVAC-Proto | ESe-w04-v96 | California (Title 24) | Sunnyvale Area (CZ04) | San Jose | 149994 | 185.384 | 9.062 | 0 | 0 | 0 | 0 | 321.849 | 127.4 | 0 | 291.435 | 0 | 511.745 | 1446.88 | 0 | 0 | 0 | 2491.08 | 0 | 1084.97 | 0 | 0 | 0 | 20.6107 | 0 | 0 | 3596.66 | 253.331 | 16.1065 | 0 | 0 | 0 | 0 | 134.352 | 59.0586 | 0 | 160.608 | 0 | 216.282 | 839.738 | 0 | 0 | 0 | 5986.47 | 0 | 5.2512 | 0 | 0 | 0 | 0 | 0 | 0 | 5991.72 | 5265.04 | 44.1111 | - | - | - | - | 0 | 0 | 397 | 0 | 0 | 0 | 0 | 0 | 0 | 0 | 0 | 397 | ESe | 96
07/26/18 @ 22:47 | ESe-w05-v96-WCChlrBase-mNE-HVAC-Proto.pd2 | ESe-w05-v96-WCChlrBase-mNE-HVAC-Proto | ESe-w05-v96 | California (Title 24) | Santa Maria Area (CZ05) | Santa Maria AP | 149994 | 104.082 | 4.1305 | 0 | 0 | 0 | 0 | 273.563 | 94.8963 | 0 | 291.435 | 0 | 511.745 | 1279.86 | 0 | 0 | 0 | 2964.57 | 0 | 1132.76 | 0 | 0 | 0 | 20.6107 | 0 | 0 | 4117.94 | 196.659 | 12.5624 | 0 | 0 | 0 | 0 | 108.079 | 47.2435 | 0 | 160.608 | 0 | 216.282 | 741.434 | 0 | 0 | 0 | 6158.98 | 0 | 5.3242 | 0 | 0 | 0 | 0 | 0 | 0 | 6164.3 | 3905.8 | 415.444 | - | - | - | - | 0 | 0 | 3739 | 0 | 0 | 0 | 0 | 0 | 0 | 0 | 0 | 3739 | ESe | 96
07/26/18 @ 22:47 | ESe-w06-v96-WCChlrBase-mNE-HVAC-Proto.pd2 | ESe-w06-v96-WCChlrBase-mNE-HVAC-Proto | ESe-w06-v96 | California (Title 24) | Los Angeles Area (CZ06) | Torrance | 149994 | 225.913 | 12.7435 | 0 | 0 | 0 | 0 | 317.794 | 141.912 | 0 | 291.435 | 0 | 511.745 | 1501.55 | 0 | 0 | 0 | 1625.03 | 0 | 1052.17 | 0 | 0 | 0 | 20.6107 | 0 | 0 | 2697.8 | 314.146 | 21.7999 | 0 | 0 | 0 | 0 | 136.194 | 67.8951 | 0 | 166.274 | 0 | 218.816 | 925.126 | 0 | 0 | 0 | 5156.64 | 0 | 5.4797 | 0 | 0 | 0 | 0 | 0 | 0 | 5162.12 | 6078.99 | 87.8889 | - | - | - | - | 0 | 0 | 791 | 0 | 0 | 0 | 0 | 0 | 0 | 0 | 0 | 791 | ESe | 96
07/26/18 @ 22:48 | ESe-w07-v96-WCChlrBase-mNE-HVAC-Proto.pd2 | ESe-w07-v96-WCChlrBase-mNE-HVAC-Proto | ESe-w07-v96 | California (Title 24) | San Diego Area (CZ07) | San Diego AP | 149994 | 183.741 | 9.9262 | 0 | 0 | 0 | 0 | 305.185 | 116.328 | 0 | 291.435 | 0 | 511.745 | 1418.36 | 0 | 0 | 0 | 1267.9 | 0 | 1040.23 | 0 | 0 | 0 | 20.6107 | 0 | 0 | 2328.73 | 251.517 | 18.4075 | 0 | 0 | 0 | 0 | 126.046 | 55.4775 | 0 | 160.608 | 0 | 216.282 | 828.338 | 0 | 0 | 0 | 4343.26 | 0 | 5.5564 | 0 | 0 | 0 | 0 | 0 | 0 | 4348.82 | 4976.58 | 564.222 | - | - | - | - | 0 | 0 | 5078 | 0 | 0 | 0 | 0 | 0 | 0 | 0 | 0 | 5078 | ESe | 96
07/26/18 @ 22:48 | ESe-w08-v96-WCChlrBase-mNE-HVAC-Proto.pd2 | ESe-w08-v96-WCChlrBase-mNE-HVAC-Proto | ESe-w08-v96 | California (Title 24) | El Toro Area (CZ08) | Fullerton | 149994 | 274.951 | 15.7534 | 0 | 0 | 0 | 0 | 337.257 | 158.976 | 0 | 291.435 | 0 | 511.745 | 1590.12 | 0 | 0 | 0 | 1425.2 | 0 | 1025.41 | 0 | 0 | 0 | 20.6107 | 0 | 0 | 2471.22 | 334.915 | 22.9686 | 0 | 0 | 0 | 0 | 142.285 | 69.7164 | 0 | 145.34 | 0 | 218.816 | 934.041 | 0 | 0 | 0 | 5308.3 | 0 | 5.4357 | 0 | 0 | 0 | 0 | 0 | 0 | 5313.74 | 6417.9 | 712.889 | - | - | - | - | 0 | 0 | 6416 | 0 | 0 | 0 | 0 | 0 | 0 | 0 | 0 | 6416 | ESe | 96
07/26/18 @ 22:48 | ESe-w09-v96-WCChlrBase-mNE-HVAC-Proto.pd2 | ESe-w09-v96-WCChlrBase-mNE-HVAC-Proto | ESe-w09-v96 | California (Title 24) | Pasadena Area (CZ09) | Burbank AP | 149994 | 322.874 | 18.1285 | 0 | 0 | 0 | 0 | 369.258 | 192.45 | 0 | 291.435 | 0 | 511.745 | 1705.89 | 0 | 0 | 0 | 1697.57 | 0 | 1025.74 | 0 | 0 | 0 | 20.6107 | 0 | 0 | 2743.92 | 400.784 | 30.0737 | 0 | 0 | 0 | 0 | 152.464 | 80.6944 | 0 | 160.608 | 0 | 216.282 | 1040.91 | 0 | 0 | 0 | 5439.83 | 0 | 5.5638 | 0 | 0 | 0 | 0 | 0 | 0 | 5445.4 | 7908.81 | 216.222 | - | - | - | - | 0 | 0 | 1946 | 0 | 0 | 0 | 0 | 0 | 0 | 0 | 0 | 1946 | ESe | 96
07/26/18 @ 22:49 | ESe-w10-v96-WCChlrBase-mNE-HVAC-Proto.pd2 | ESe-w10-v96-WCChlrBase-mNE-HVAC-Proto | ESe-w10-v96 | California (Title 24) | San Bernardino Area (CZ10) | Riverside FS 3 | 149994 | 326.802 | 18.5705 | 0 | 0 | 0 | 0 | 384.88 | 185.373 | 0 | 291.435 | 0 | 511.745 | 1718.81 | 0 | 0 | 0 | 1772.97 | 0 | 1022.15 | 0 | 0 | 0 | 20.6107 | 0 | 0 | 2815.73 | 380.698 | 27.6676 | 0 | 0 | 0 | 0 | 149.842 | 74.862 | 0 | 145.34 | 0 | 218.816 | 997.227 | 0 | 0 | 0 | 5708.92 | 0 | 5.464 | 0 | 0 | 0 | 0 | 0 | 0 | 5714.39 | 7319.31 | 214.889 | - | - | - | - | 0 | 0 | 1934 | 0 | 0 | 0 | 0 | 0 | 0 | 0 | 0 | 1934 | ESe | 96
07/26/18 @ 22:49 | ESe-w11-v96-WCChlrBase-mNE-HVAC-Proto.pd2 | ESe-w11-v96-WCChlrBase-mNE-HVAC-Proto | ESe-w11-v96 | California (Title 24) | Red Bluff Area (CZ11) | Red Bluff AP | 149994 | 286.31 | 16.8899 | 0 | 0 | 0 | 0 | 439.614 | 179.12 | 0 | 291.435 | 0 | 511.745 | 1725.11 | 0 | 0 | 0 | 3248.08 | 0 | 1041.82 | 0 | 0 | 0 | 20.6107 | 0 | 0 | 4310.51 | 307.468 | 19.8409 | 0 | 0 | 0 | 0 | 150.715 | 63.3826 | 0 | 145.34 | 0 | 218.816 | 905.562 | 0 | 0 | 0 | 6480.8 | 0 | 5.38 | 0 | 0 | 0 | 0 | 0 | 0 | 6486.18 | 5893.66 | 220.556 | - | - | - | - | 0 | 0 | 1985 | 0 | 0 | 0 | 0 | 0 | 0 | 0 | 0 | 1985 | ESe | 96
07/26/18 @ 22:49 | ESe-w12-v96-WCChlrBase-mNE-HVAC-Proto.pd2 | ESe-w12-v96-WCChlrBase-mNE-HVAC-Proto | ESe-w12-v96 | California (Title 24) | Sacramento Area (CZ12) | Sacramento AP | 149994 | 226.311 | 11.9473 | 0 | 0 | 0 | 0 | 343.006 | 152.35 | 0 | 291.435 | 0 | 511.745 | 1536.8 | 0 | 0 | 0 | 3158.77 | 0 | 1069.15 | 0 | 0 | 0 | 20.6107 | 0 | 0 | 4248.53 | 312.568 | 22.1998 | 0 | 0 | 0 | 0 | 134.12 | 63.717 | 0 | 145.34 | 0 | 218.816 | 896.761 | 0 | 0 | 0 | 6623.1 | 0 | 5.37 | 0 | 0 | 0 | 0 | 0 | 0 | 6628.47 | 6065.74 | 130.889 | - | - | - | - | 0 | 0 | 1178 | 0 | 0 | 0 | 0 | 0 | 0 | 0 | 0 | 1178 | ESe | 96
07/26/18 @ 22:49 | ESe-w13-v96-WCChlrBase-mNE-HVAC-Proto.pd2 | ESe-w13-v96-WCChlrBase-mNE-HVAC-Proto | ESe-w13-v96 | California (Title 24) | Fresno Area (CZ13) | Fresno AP | 149994 | 321.514 | 19.7478 | 0 | 0 | 0 | 0 | 434.824 | 195.409 | 0 | 291.435 | 0 | 511.745 | 1774.68 | 0 | 0 | 0 | 2816.72 | 0 | 1028.9 | 0 | 0 | 0 | 20.6107 | 0 | 0 | 3866.23 | 333.305 | 22.7879 | 0 | 0 | 0 | 0 | 146.114 | 68.5705 | 0 | 145.34 | 0 | 218.816 | 934.934 | 0 | 0 | 0 | 6208.02 | 0 | 5.3557 | 0 | 0 | 0 | 0 | 0 | 0 | 6213.38 | 6370.98 | 231.111 | - | - | - | - | 0 | 0 | 2080 | 0 | 0 | 0 | 0 | 0 | 0 | 0 | 0 | 2080 | ESe | 96
07/26/18 @ 22:50 | ESe-w14-v96-WCChlrBase-mNE-HVAC-Proto.pd2 | ESe-w14-v96-WCChlrBase-mNE-HVAC-Proto | ESe-w14-v96 | California (Title 24) | China Lake Area (CZ14) | Palmdale AP | 149994 | 327.671 | 16.3556 | 0 | 0 | 0 | 0 | 414.161 | 186.746 | 0 | 291.435 | 0 | 511.745 | 1748.12 | 0 | 0 | 0 | 3004.03 | 0 | 1049.33 | 0 | 0 | 0 | 20.6107 | 0 | 0 | 4073.97 | 445.484 | 39.1192 | 0 | 0 | 0 | 0 | 151.705 | 78.7346 | 0 | 160.608 | 0 | 216.282 | 1091.93 | 0 | 0 | 0 | 7379.18 | 0 | 5.4645 | 0 | 0 | 0 | 0 | 0 | 0 | 7384.65 | 8596.31 | 244.889 | - | - | - | - | 0 | 0 | 2204 | 0 | 0 | 0 | 0 | 0 | 0 | 0 | 0 | 2204 | ESe | 96
07/26/18 @ 22:50 | ESe-w15-v96-WCChlrBase-mNE-HVAC-Proto.pd2 | ESe-w15-v96-WCChlrBase-mNE-HVAC-Proto | ESe-w15-v96 | California (Title 24) | Blythe Area (CZ15) | Palm Springs | 149994 | 628.75 | 49.3708 | 0 | 0 | 0 | 0 | 588.698 | 274.393 | 0 | 291.435 | 0 | 511.745 | 2344.39 | 0 | 0 | 0 | 744.855 | 0 | 872.194 | 0 | 0 | 0 | 20.6107 | 0 | 0 | 1637.66 | 453.447 | 36.829 | 0 | 0 | 0 | 0 | 160.442 | 85.3308 | 0 | 145.34 | 0 | 218.816 | 1100.21 | 0 | 0 | 0 | 4337.41 | 0 | 5.0585 | 0 | 0 | 0 | 0 | 0 | 0 | 4342.47 | 8723.33 | 281.667 | - | - | - | - | 0 | 0 | 2535 | 0 | 0 | 0 | 0 | 0 | 0 | 0 | 0 | 2535 | ESe | 96
07/26/18 @ 22:50 | ESe-w16-v96-WCChlrBase-mNE-HVAC-Proto.pd2 | ESe-w16-v96-WCChlrBase-mNE-HVAC-Proto | ESe-w16-v96 | California (Title 24) | Mount Shasta Area (CZ16) | Blue Canyon AP | 149994 | 105.257 | 3.1886 | 0 | 0 | 0 | 0 | 333.876 | 115.329 | 0 | 291.435 | 0 | 511.745 | 1360.83 | 0 | 0 | 0 | 5766.87 | 0 | 1197.78 | 0 | 0 | 0 | 20.6107 | 0 | 0 | 6985.26 | 157.697 | 7.9054 | 0 | 0 | 0 | 0 | 129.426 | 45.354 | 0 | 166.274 | 0 | 218.816 | 725.474 | 0 | 0 | 0 | 6618.07 | 0 | 5.3851 | 0 | 0 | 0 | 0 | 0 | 0 | 6623.45 | 3514.16 | 87.4444 | - | - | - | - | 0 | 0 | 787 | 0 | 0 | 0 | 0 | 0 | 0 | 0 | 0 | 787 | ESe | 96
07/26/18 @ 22:51 | ESe-w01-v03-WCChlrBase-mNE-HVAC-Proto.pd2 | ESe-w01-v03-WCChlrBase-mNE-HVAC-Proto | ESe-w01-v03 | California (Title 24) | Arcata Area (CZ01) | Arcata | 149994 | 29.6155 | 0.19758 | 0 | 0 | 0 | 0 | 220.424 | 60.29 | 0 | 278.114 | 0 | 425.036 | 1013.68 | 0 | 0 | 0 | 4391.81 | 0 | 1137.23 | 0 | 0 | 0 | 20.6107 | 0 | 0 | 5549.65 | 90.7497 | 2.1971 | 0 | 0 | 0 | 0 | 85.4637 | 33.4514 | 0 | 138.455 | 0 | 183.57 | 533.887 | 0 | 0 | 0 | 5926.65 | 0 | 1.894 | 0 | 0 | 0 | 0 | 0 | 0 | 5928.55 | 2057.29 | 340.556 | - | - | - | - | 0 | 0 | 3065 | 0 | 0 | 0 | 0 | 0 | 0 | 0 | 0 | 3065 | ESe | 03
07/26/18 @ 22:51 | ESe-w02-v03-WCChlrBase-mNE-HVAC-Proto.pd2 | ESe-w02-v03-WCChlrBase-mNE-HVAC-Proto | ESe-w02-v03 | California (Title 24) | Santa Rosa Area (CZ02) | Santa Rosa | 149994 | 129.094 | 2.4547 | 0 | 0 | 0 | 0 | 259.213 | 88.3876 | 0 | 278.114 | 0 | 425.036 | 1182.3 | 0 | 0 | 0 | 3086.87 | 0 | 1061.27 | 0 | 0 | 0 | 20.6107 | 0 | 0 | 4168.75 | 264.617 | 7.7891 | 0 | 0 | 0 | 0 | 107.698 | 56.8177 | 0 | 138.455 | 0 | 183.57 | 758.947 | 0 | 0 | 0 | 6245.43 | 0 | 1.8597 | 0 | 0 | 0 | 0 | 0 | 0 | 6247.29 | 5663.94 | 6.1111 | - | - | - | - | 0 | 0 | 55 | 0 | 0 | 0 | 0 | 0 | 0 | 0 | 0 | 55 | ESe | 03
07/26/18 @ 22:51 | ESe-w03-v03-WCChlrBase-mNE-HVAC-Proto.pd2 | ESe-w03-v03-WCChlrBase-mNE-HVAC-Proto | ESe-w03-v03 | California (Title 24) | Oakland Area (CZ03) | Oakland AP | 149994 | 81.698 | 1.2995 | 0 | 0 | 0 | 0 | 250.914 | 77.5832 | 0 | 278.114 | 0 | 425.036 | 1114.65 | 0 | 0 | 0 | 2811.57 | 0 | 1062.6 | 0 | 0 | 0 | 20.6107 | 0 | 0 | 3894.79 | 170.104 | 4.2004 | 0 | 0 | 0 | 0 | 103.87 | 43.4615 | 0 | 153.64 | 0 | 181.037 | 656.312 | 0 | 0 | 0 | 5826.21 | 0 | 1.9327 | 0 | 0 | 0 | 0 | 0 | 0 | 5828.14 | 3499.08 | 6.1111 | - | - | - | - | 0 | 0 | 55 | 0 | 0 | 0 | 0 | 0 | 0 | 0 | 0 | 55 | ESe | 03
07/26/18 @ 22:51 | ESe-w04-v03-WCChlrBase-mNE-HVAC-Proto.pd2 | ESe-w04-v03-WCChlrBase-mNE-HVAC-Proto | ESe-w04-v03 | California (Title 24) | Sunnyvale Area (CZ04) | San Jose | 149994 | 157.739 | 3.1105 | 0 | 0 | 0 | 0 | 278.853 | 105.352 | 0 | 278.114 | 0 | 425.036 | 1248.21 | 0 | 0 | 0 | 2396.17 | 0 | 1032 | 0 | 0 | 0 | 20.6107 | 0 | 0 | 3448.78 | 242.145 | 6.4333 | 0 | 0 | 0 | 0 | 116.158 | 54.115 | 0 | 138.455 | 0 | 183.57 | 740.876 | 0 | 0 | 0 | 5928.3 | 0 | 1.8715 | 0 | 0 | 0 | 0 | 0 | 0 | 5930.17 | 4807.75 | 47.1111 | - | - | - | - | 0 | 0 | 424 | 0 | 0 | 0 | 0 | 0 | 0 | 0 | 0 | 424 | ESe | 03
07/26/18 @ 22:52 | ESe-w05-v03-WCChlrBase-mNE-HVAC-Proto.pd2 | ESe-w05-v03-WCChlrBase-mNE-HVAC-Proto | ESe-w05-v03 | California (Title 24) | Santa Maria Area (CZ05) | Santa Maria AP | 149994 | 87.845 | 1.392 | 0 | 0 | 0 | 0 | 237.632 | 80.3307 | 0 | 278.114 | 0 | 425.036 | 1110.35 | 0 | 0 | 0 | 2843.89 | 0 | 1078.1 | 0 | 0 | 0 | 20.6107 | 0 | 0 | 3942.6 | 175.92 | 4.5694 | 0 | 0 | 0 | 0 | 93.9482 | 42.5612 | 0 | 153.64 | 0 | 181.037 | 651.675 | 0 | 0 | 0 | 5927.7 | 0 | 1.8967 | 0 | 0 | 0 | 0 | 0 | 0 | 5929.6 | 3493.29 | 362.111 | - | - | - | - | 0 | 0 | 3259 | 0 | 0 | 0 | 0 | 0 | 0 | 0 | 0 | 3259 | ESe | 03
07/26/18 @ 22:52 | ESe-w06-v03-WCChlrBase-mNE-HVAC-Proto.pd2 | ESe-w06-v03-WCChlrBase-mNE-HVAC-Proto | ESe-w06-v03 | California (Title 24) | Los Angeles Area (CZ06) | Torrance | 149994 | 206.885 | 4.4275 | 0 | 0 | 0 | 0 | 281.761 | 130.394 | 0 | 278.114 | 0 | 425.036 | 1326.62 | 0 | 0 | 0 | 1576.33 | 0 | 1000.12 | 0 | 0 | 0 | 20.6107 | 0 | 0 | 2597.06 | 294.327 | 9.339 | 0 | 0 | 0 | 0 | 119.705 | 63.5386 | 0 | 159.199 | 0 | 183.57 | 829.678 | 0 | 0 | 0 | 5472.08 | 0 | 1.9697 | 0 | 0 | 0 | 0 | 0 | 0 | 5474.05 | 5703.05 | 80.2222 | - | - | - | - | 0 | 0 | 722 | 0 | 0 | 0 | 0 | 0 | 0 | 0 | 0 | 722 | ESe | 03
07/26/18 @ 22:52 | ESe-w07-v03-WCChlrBase-mNE-HVAC-Proto.pd2 | ESe-w07-v03-WCChlrBase-mNE-HVAC-Proto | ESe-w07-v03 | California (Title 24) | San Diego Area (CZ07) | San Diego AP | 149994 | 172.398 | 3.4772 | 0 | 0 | 0 | 0 | 269.636 | 107.811 | 0 | 278.114 | 0 | 425.036 | 1256.48 | 0 | 0 | 0 | 1185.02 | 0 | 988.63 | 0 | 0 | 0 | 20.6107 | 0 | 0 | 2194.26 | 244.597 | 9.1832 | 0 | 0 | 0 | 0 | 108.245 | 52.5788 | 0 | 153.64 | 0 | 181.037 | 749.281 | 0 | 0 | 0 | 4627.18 | 0 | 2.0121 | 0 | 0 | 0 | 0 | 0 | 0 | 4629.19 | 4797.39 | 504.333 | - | - | - | - | 0 | 0 | 4539 | 0 | 0 | 0 | 0 | 0 | 0 | 0 | 0 | 4539 | ESe | 03
07/26/18 @ 22:53 | ESe-w08-v03-WCChlrBase-mNE-HVAC-Proto.pd2 | ESe-w08-v03-WCChlrBase-mNE-HVAC-Proto | ESe-w08-v03 | California (Title 24) | El Toro Area (CZ08) | Fullerton | 149994 | 252.296 | 5.4865 | 0 | 0 | 0 | 0 | 301.492 | 145.876 | 0 | 278.114 | 0 | 425.036 | 1408.3 | 0 | 0 | 0 | 1318.97 | 0 | 974.233 | 0 | 0 | 0 | 20.6107 | 0 | 0 | 2313.82 | 311.352 | 9.9379 | 0 | 0 | 0 | 0 | 125.146 | 65.2888 | 0 | 138.455 | 0 | 183.57 | 833.75 | 0 | 0 | 0 | 5268.64 | 0 | 1.9366 | 0 | 0 | 0 | 0 | 0 | 0 | 5270.58 | 6027.01 | 630.889 | - | - | - | - | 0 | 0 | 5678 | 0 | 0 | 0 | 0 | 0 | 0 | 0 | 0 | 5678 | ESe | 03
07/26/18 @ 22:53 | ESe-w09-v03-WCChlrBase-mNE-HVAC-Proto.pd2 | ESe-w09-v03-WCChlrBase-mNE-HVAC-Proto | ESe-w09-v03 | California (Title 24) | Pasadena Area (CZ09) | Burbank AP | 149994 | 295.669 | 6.5094 | 0 | 0 | 0 | 0 | 323.351 | 174.085 | 0 | 278.114 | 0 | 425.036 | 1502.77 | 0 | 0 | 0 | 1544.13 | 0 | 974.344 | 0 | 0 | 0 | 20.6107 | 0 | 0 | 2539.09 | 376.329 | 18.4261 | 0 | 0 | 0 | 0 | 130.787 | 75.7749 | 0 | 153.64 | 0 | 181.037 | 935.993 | 0 | 0 | 0 | 5504.36 | 0 | 1.9589 | 0 | 0 | 0 | 0 | 0 | 0 | 5506.32 | 7510.47 | 176.889 | - | - | - | - | 0 | 0 | 1592 | 0 | 0 | 0 | 0 | 0 | 0 | 0 | 0 | 1592 | ESe | 03
07/26/18 @ 22:53 | ESe-w10-v03-WCChlrBase-mNE-HVAC-Proto.pd2 | ESe-w10-v03-WCChlrBase-mNE-HVAC-Proto | ESe-w10-v03 | California (Title 24) | San Bernardino Area (CZ10) | Riverside FS 3 | 149994 | 262.809 | 5.4745 | 0 | 0 | 0 | 0 | 310.266 | 147.979 | 0 | 278.114 | 0 | 425.036 | 1429.68 | 0 | 0 | 0 | 1651.38 | 0 | 970.984 | 0 | 0 | 0 | 20.6107 | 0 | 0 | 2642.97 | 340.599 | 15.0439 | 0 | 0 | 0 | 0 | 125.945 | 66.1839 | 0 | 138.455 | 0 | 183.57 | 869.797 | 0 | 0 | 0 | 6241.3 | 0 | 1.9489 | 0 | 0 | 0 | 0 | 0 | 0 | 6243.25 | 6681.15 | 143.333 | - | - | - | - | 0 | 0 | 1290 | 0 | 0 | 0 | 0 | 0 | 0 | 0 | 0 | 1290 | ESe | 03
07/26/18 @ 22:53 | ESe-w11-v03-WCChlrBase-mNE-HVAC-Proto.pd2 | ESe-w11-v03-WCChlrBase-mNE-HVAC-Proto | ESe-w11-v03 | California (Title 24) | Red Bluff Area (CZ11) | Red Bluff AP | 149994 | 240.577 | 5.4042 | 0 | 0 | 0 | 0 | 367.931 | 141.343 | 0 | 278.114 | 0 | 425.036 | 1458.41 | 0 | 0 | 0 | 2837.93 | 0 | 990.061 | 0 | 0 | 0 | 20.6107 | 0 | 0 | 3848.61 | 275.623 | 7.2692 | 0 | 0 | 0 | 0 | 125.798 | 55.9361 | 0 | 138.455 | 0 | 183.57 | 786.651 | 0 | 0 | 0 | 6106.41 | 0 | 1.9037 | 0 | 0 | 0 | 0 | 0 | 0 | 6108.31 | 5265.18 | 180.556 | - | - | - | - | 0 | 0 | 1625 | 0 | 0 | 0 | 0 | 0 | 0 | 0 | 0 | 1625 | ESe | 03
07/26/18 @ 22:54 | ESe-w12-v03-WCChlrBase-mNE-HVAC-Proto.pd2 | ESe-w12-v03-WCChlrBase-mNE-HVAC-Proto | ESe-w12-v03 | California (Title 24) | Sacramento Area (CZ12) | Sacramento AP | 149994 | 188.613 | 3.8861 | 0 | 0 | 0 | 0 | 293.171 | 119.52 | 0 | 278.114 | 0 | 425.036 | 1308.34 | 0 | 0 | 0 | 2818.93 | 0 | 1016.58 | 0 | 0 | 0 | 20.6107 | 0 | 0 | 3856.12 | 279.214 | 10.6822 | 0 | 0 | 0 | 0 | 113.913 | 56.6301 | 0 | 138.455 | 0 | 183.57 | 782.465 | 0 | 0 | 0 | 6321.52 | 0 | 1.9048 | 0 | 0 | 0 | 0 | 0 | 0 | 6323.42 | 5512.34 | 95.4444 | - | - | - | - | 0 | 0 | 859 | 0 | 0 | 0 | 0 | 0 | 0 | 0 | 0 | 859 | ESe | 03
07/26/18 @ 22:54 | ESe-w13-v03-WCChlrBase-mNE-HVAC-Proto.pd2 | ESe-w13-v03-WCChlrBase-mNE-HVAC-Proto | ESe-w13-v03 | California (Title 24) | Fresno Area (CZ13) | Fresno AP | 149994 | 272.87 | 6.4285 | 0 | 0 | 0 | 0 | 369.008 | 156.273 | 0 | 278.114 | 0 | 425.036 | 1507.73 | 0 | 0 | 0 | 2515.97 | 0 | 977.66 | 0 | 0 | 0 | 20.6107 | 0 | 0 | 3514.25 | 301.028 | 9.7252 | 0 | 0 | 0 | 0 | 124.892 | 61.9656 | 0 | 138.455 | 0 | 183.57 | 819.636 | 0 | 0 | 0 | 6082.93 | 0 | 1.9686 | 0 | 0 | 0 | 0 | 0 | 0 | 6084.9 | 5850.17 | 192.667 | - | - | - | - | 0 | 0 | 1734 | 0 | 0 | 0 | 0 | 0 | 0 | 0 | 0 | 1734 | ESe | 03
07/26/18 @ 22:54 | ESe-w14-v03-WCChlrBase-mNE-HVAC-Proto.pd2 | ESe-w14-v03-WCChlrBase-mNE-HVAC-Proto | ESe-w14-v03 | California (Title 24) | China Lake Area (CZ14) | Palmdale AP | 149994 | 288.708 | 5.4204 | 0 | 0 | 0 | 0 | 354.78 | 163.9 | 0 | 278.114 | 0 | 425.036 | 1515.96 | 0 | 0 | 0 | 2907.91 | 0 | 997.416 | 0 | 0 | 0 | 20.6107 | 0 | 0 | 3925.93 | 458.803 | 34.5989 | 0 | 0 | 0 | 0 | 122.657 | 71.7781 | 0 | 153.64 | 0 | 181.037 | 1022.51 | 0 | 0 | 0 | 7159.74 | 0 | 1.9486 | 0 | 0 | 0 | 0 | 0 | 0 | 7161.69 | 8716.53 | 204.111 | - | - | - | - | 0 | 0 | 1837 | 0 | 0 | 0 | 0 | 0 | 0 | 0 | 0 | 1837 | ESe | 03
07/26/18 @ 22:55 | ESe-w15-v03-WCChlrBase-mNE-HVAC-Proto.pd2 | ESe-w15-v03-WCChlrBase-mNE-HVAC-Proto | ESe-w15-v03 | California (Title 24) | Blythe Area (CZ15) | Palm Springs | 149994 | 566.383 | 16.5608 | 0 | 0 | 0 | 0 | 517.546 | 243.865 | 0 | 278.114 | 0 | 425.036 | 2047.51 | 0 | 0 | 0 | 730.289 | 0 | 825.66 | 0 | 0 | 0 | 20.6107 | 0 | 0 | 1576.56 | 427.639 | 30.8891 | 0 | 0 | 0 | 0 | 139.35 | 79.0372 | 0 | 138.455 | 0 | 183.57 | 998.941 | 0 | 0 | 0 | 4613.56 | 0 | 1.9796 | 0 | 0 | 0 | 0 | 0 | 0 | 4615.54 | 8225.95 | 241.889 | - | - | - | - | 0 | 0 | 2177 | 0 | 0 | 0 | 0 | 0 | 0 | 0 | 0 | 2177 | ESe | 03
07/26/18 @ 22:55 | ESe-w16-v03-WCChlrBase-mNE-HVAC-Proto.pd2 | ESe-w16-v03-WCChlrBase-mNE-HVAC-Proto | ESe-w16-v03 | California (Title 24) | Mount Shasta Area (CZ16) | Blue Canyon AP | 149994 | 86.609 | 1.0998 | 0 | 0 | 0 | 0 | 288.866 | 92.5881 | 0 | 278.114 | 0 | 425.036 | 1172.32 | 0 | 0 | 0 | 5616.81 | 0 | 1141.32 | 0 | 0 | 0 | 20.6107 | 0 | 0 | 6778.75 | 144.479 | 2.9956 | 0 | 0 | 0 | 0 | 111.955 | 41.5036 | 0 | 159.199 | 0 | 183.57 | 643.703 | 0 | 0 | 0 | 6373.35 | 0 | 1.9181 | 0 | 0 | 0 | 0 | 0 | 0 | 6375.27 | 3225.9 | 73.4444 | - | - | - | - | 0 | 0 | 661 | 0 | 0 | 0 | 0 | 0 | 0 | 0 | 0 | 661 | ESe | 03
07/26/18 @ 22:55 | ESe-w01-v07-WCChlrBase-mNE-HVAC-Proto.pd2 | ESe-w01-v07-WCChlrBase-mNE-HVAC-Proto | ESe-w01-v07 | California (Title 24) | Arcata Area (CZ01) | Arcata | 149994 | 22.4764 | 0.1346 | 0 | 0 | 0 | 0 | 218.695 | 20.0199 | 0 | 264.281 | 0 | 421.107 | 946.714 | 0 | 0 | 0 | 4406.41 | 0 | 1137.33 | 0 | 0 | 0 | 20.6107 | 0 | 0 | 5564.34 | 87.897 | 2.1257 | 0 | 0 | 0 | 0 | 84.3745 | 22.1001 | 0 | 131.306 | 0 | 181.457 | 509.26 | 0 | 0 | 0 | 5859.54 | 0 | 1.9066 | 0 | 0 | 0 | 0 | 0 | 0 | 5861.45 | 2024.81 | 312 | - | - | - | - | 0 | 0 | 2808 | 0 | 0 | 0 | 0 | 0 | 0 | 0 | 0 | 2808 | ESe | 07
07/26/18 @ 22:55 | ESe-w02-v07-WCChlrBase-mNE-HVAC-Proto.pd2 | ESe-w02-v07-WCChlrBase-mNE-HVAC-Proto | ESe-w02-v07 | California (Title 24) | Santa Rosa Area (CZ02) | Santa Rosa | 149994 | 120.99 | 2.3439 | 0 | 0 | 0 | 0 | 255.934 | 49.6157 | 0 | 264.281 | 0 | 421.107 | 1114.27 | 0 | 0 | 0 | 3095.33 | 0 | 1061.35 | 0 | 0 | 0 | 20.6107 | 0 | 0 | 4177.29 | 262.344 | 7.7622 | 0 | 0 | 0 | 0 | 106.349 | 54.0756 | 0 | 131.306 | 0 | 181.457 | 743.293 | 0 | 0 | 0 | 6162.49 | 0 | 1.8722 | 0 | 0 | 0 | 0 | 0 | 0 | 6164.36 | 5628.6 | 5.8889 | - | - | - | - | 0 | 0 | 53 | 0 | 0 | 0 | 0 | 0 | 0 | 0 | 0 | 53 | ESe | 07
07/26/18 @ 22:56 | ESe-w03-v07-WCChlrBase-mNE-HVAC-Proto.pd2 | ESe-w03-v07-WCChlrBase-mNE-HVAC-Proto | ESe-w03-v07 | California (Title 24) | Oakland Area (CZ03) | Oakland AP | 149994 | 72.9677 | 1.1919 | 0 | 0 | 0 | 0 | 248.111 | 33.4149 | 0 | 264.281 | 0 | 421.107 | 1041.07 | 0 | 0 | 0 | 2816.36 | 0 | 1062.68 | 0 | 0 | 0 | 20.6107 | 0 | 0 | 3899.65 | 169.53 | 4.2098 | 0 | 0 | 0 | 0 | 102.491 | 33.8862 | 0 | 146.406 | 0 | 178.923 | 635.446 | 0 | 0 | 0 | 5728.1 | 0 | 1.941 | 0 | 0 | 0 | 0 | 0 | 0 | 5730.04 | 3459.71 | 5.8889 | - | - | - | - | 0 | 0 | 53 | 0 | 0 | 0 | 0 | 0 | 0 | 0 | 0 | 53 | ESe | 07
07/26/18 @ 22:56 | ESe-w04-v07-WCChlrBase-mNE-HVAC-Proto.pd2 | ESe-w04-v07-WCChlrBase-mNE-HVAC-Proto | ESe-w04-v07 | California (Title 24) | Sunnyvale Area (CZ04) | San Jose | 149994 | 147.472 | 2.9366 | 0 | 0 | 0 | 0 | 275.361 | 54.4814 | 0 | 264.281 | 0 | 421.107 | 1165.64 | 0 | 0 | 0 | 2392.77 | 0 | 1032.07 | 0 | 0 | 0 | 20.6107 | 0 | 0 | 3445.44 | 240.43 | 6.3456 | 0 | 0 | 0 | 0 | 114.789 | 46.1384 | 0 | 131.306 | 0 | 181.457 | 720.466 | 0 | 0 | 0 | 5803.39 | 0 | 1.8843 | 0 | 0 | 0 | 0 | 0 | 0 | 5805.28 | 4771.3 | 38.4444 | - | - | - | - | 0 | 0 | 346 | 0 | 0 | 0 | 0 | 0 | 0 | 0 | 0 | 346 | ESe | 07
07/26/18 @ 22:56 | ESe-w05-v07-WCChlrBase-mNE-HVAC-Proto.pd2 | ESe-w05-v07-WCChlrBase-mNE-HVAC-Proto | ESe-w05-v07 | California (Title 24) | Santa Maria Area (CZ05) | Santa Maria AP | 149994 | 78.7445 | 1.2608 | 0 | 0 | 0 | 0 | 234.87 | 35.9326 | 0 | 264.281 | 0 | 421.107 | 1036.2 | 0 | 0 | 0 | 2840.18 | 0 | 1078.17 | 0 | 0 | 0 | 20.6107 | 0 | 0 | 3938.96 | 176.021 | 4.5503 | 0 | 0 | 0 | 0 | 92.7468 | 32.8026 | 0 | 146.406 | 0 | 178.923 | 631.45 | 0 | 0 | 0 | 5837.87 | 0 | 1.9081 | 0 | 0 | 0 | 0 | 0 | 0 | 5839.78 | 3471.43 | 341.333 | - | - | - | - | 0 | 0 | 3072 | 0 | 0 | 0 | 0 | 0 | 0 | 0 | 0 | 3072 | ESe | 07
07/26/18 @ 22:57 | ESe-w06-v07-WCChlrBase-mNE-HVAC-Proto.pd2 | ESe-w06-v07-WCChlrBase-mNE-HVAC-Proto | ESe-w06-v07 | California (Title 24) | Los Angeles Area (CZ06) | Torrance | 149994 | 194.042 | 4.1321 | 0 | 0 | 0 | 0 | 277.972 | 68.655 | 0 | 264.281 | 0 | 421.107 | 1230.19 | 0 | 0 | 0 | 1571.19 | 0 | 1000.17 | 0 | 0 | 0 | 20.6107 | 0 | 0 | 2591.97 | 292.467 | 9.2078 | 0 | 0 | 0 | 0 | 118.35 | 56.8006 | 0 | 151.853 | 0 | 181.457 | 810.135 | 0 | 0 | 0 | 5572.54 | 0 | 1.9851 | 0 | 0 | 0 | 0 | 0 | 0 | 5574.53 | 5665.57 | 66.8889 | - | - | - | - | 0 | 0 | 602 | 0 | 0 | 0 | 0 | 0 | 0 | 0 | 0 | 602 | ESe | 07
07/26/18 @ 22:57 | ESe-w07-v07-WCChlrBase-mNE-HVAC-Proto.pd2 | ESe-w07-v07-WCChlrBase-mNE-HVAC-Proto | ESe-w07-v07 | California (Title 24) | San Diego Area (CZ07) | San Diego AP | 149994 | 161.936 | 3.2362 | 0 | 0 | 0 | 0 | 265.764 | 57.7105 | 0 | 264.281 | 0 | 421.107 | 1174.04 | 0 | 0 | 0 | 1177.76 | 0 | 988.676 | 0 | 0 | 0 | 20.6107 | 0 | 0 | 2187.04 | 241.882 | 9.0325 | 0 | 0 | 0 | 0 | 106.922 | 45.8103 | 0 | 146.406 | 0 | 178.923 | 728.976 | 0 | 0 | 0 | 4626.6 | 0 | 2.0259 | 0 | 0 | 0 | 0 | 0 | 0 | 4628.63 | 4757.22 | 491.111 | - | - | - | - | 0 | 0 | 4420 | 0 | 0 | 0 | 0 | 0 | 0 | 0 | 0 | 4420 | ESe | 07
07/26/18 @ 22:57 | ESe-w08-v07-WCChlrBase-mNE-HVAC-Proto.pd2 | ESe-w08-v07-WCChlrBase-mNE-HVAC-Proto | ESe-w08-v07 | California (Title 24) | El Toro Area (CZ08) | Fullerton | 149994 | 238.942 | 5.1661 | 0 | 0 | 0 | 0 | 297.227 | 82.1337 | 0 | 264.281 | 0 | 421.107 | 1308.86 | 0 | 0 | 0 | 1307.11 | 0 | 974.282 | 0 | 0 | 0 | 20.6107 | 0 | 0 | 2302.01 | 309.039 | 9.8922 | 0 | 0 | 0 | 0 | 123.794 | 61.4616 | 0 | 131.306 | 0 | 181.457 | 816.95 | 0 | 0 | 0 | 5149.69 | 0 | 1.9445 | 0 | 0 | 0 | 0 | 0 | 0 | 5151.64 | 5990.29 | 613.111 | - | - | - | - | 0 | 0 | 5518 | 0 | 0 | 0 | 0 | 0 | 0 | 0 | 0 | 5518 | ESe | 07
07/26/18 @ 22:57 | ESe-w09-v07-WCChlrBase-mNE-HVAC-Proto.pd2 | ESe-w09-v07-WCChlrBase-mNE-HVAC-Proto | ESe-w09-v07 | California (Title 24) | Pasadena Area (CZ09) | Burbank AP | 149994 | 279.218 | 6.1776 | 0 | 0 | 0 | 0 | 319.222 | 105.287 | 0 | 264.281 | 0 | 421.107 | 1395.29 | 0 | 0 | 0 | 1542.66 | 0 | 974.389 | 0 | 0 | 0 | 20.6107 | 0 | 0 | 2537.66 | 378.004 | 18.6083 | 0 | 0 | 0 | 0 | 129.439 | 72.1537 | 0 | 146.406 | 0 | 178.923 | 923.534 | 0 | 0 | 0 | 5397.69 | 0 | 1.9674 | 0 | 0 | 0 | 0 | 0 | 0 | 5399.66 | 7474.78 | 157.778 | - | - | - | - | 0 | 0 | 1420 | 0 | 0 | 0 | 0 | 0 | 0 | 0 | 0 | 1420 | ESe | 07
07/26/18 @ 22:58 | ESe-w10-v07-WCChlrBase-mNE-HVAC-Proto.pd2 | ESe-w10-v07-WCChlrBase-mNE-HVAC-Proto | ESe-w10-v07 | California (Title 24) | San Bernardino Area (CZ10) | Riverside FS 3 | 149994 | 248.491 | 5.2214 | 0 | 0 | 0 | 0 | 305.891 | 92.3251 | 0 | 264.281 | 0 | 421.107 | 1337.32 | 0 | 0 | 0 | 1641.75 | 0 | 971.038 | 0 | 0 | 0 | 20.6107 | 0 | 0 | 2633.39 | 348.256 | 15.8757 | 0 | 0 | 0 | 0 | 124.606 | 63.1868 | 0 | 131.306 | 0 | 181.457 | 864.687 | 0 | 0 | 0 | 6175.49 | 0 | 1.9577 | 0 | 0 | 0 | 0 | 0 | 0 | 6177.45 | 6639.59 | 125.889 | - | - | - | - | 0 | 0 | 1133 | 0 | 0 | 0 | 0 | 0 | 0 | 0 | 0 | 1133 | ESe | 07
07/26/18 @ 22:58 | ESe-w11-v07-WCChlrBase-mNE-HVAC-Proto.pd2 | ESe-w11-v07-WCChlrBase-mNE-HVAC-Proto | ESe-w11-v07 | California (Title 24) | Red Bluff Area (CZ11) | Red Bluff AP | 149994 | 228.745 | 5.1403 | 0 | 0 | 0 | 0 | 364.791 | 80.1784 | 0 | 264.281 | 0 | 421.107 | 1364.24 | 0 | 0 | 0 | 2856.81 | 0 | 990.12 | 0 | 0 | 0 | 20.6107 | 0 | 0 | 3867.54 | 273.611 | 7.1941 | 0 | 0 | 0 | 0 | 124.565 | 50.6736 | 0 | 131.306 | 0 | 181.457 | 768.807 | 0 | 0 | 0 | 5663.64 | 0 | 385.006 | 0 | 0 | 0 | 0 | 0 | 0 | 6048.64 | 5233.62 | 165.889 | - | - | - | - | 0 | 0 | 1493 | 0 | 0 | 0 | 0 | 0 | 0 | 0 | 0 | 1493 | ESe | 07
07/26/18 @ 22:58 | ESe-w12-v07-WCChlrBase-mNE-HVAC-Proto.pd2 | ESe-w12-v07-WCChlrBase-mNE-HVAC-Proto | ESe-w12-v07 | California (Title 24) | Sacramento Area (CZ12) | Sacramento AP | 149994 | 176.681 | 3.7054 | 0 | 0 | 0 | 0 | 289.321 | 68.1899 | 0 | 264.281 | 0 | 421.107 | 1223.29 | 0 | 0 | 0 | 2818.82 | 0 | 1016.65 | 0 | 0 | 0 | 20.6107 | 0 | 0 | 3856.08 | 276.649 | 10.5288 | 0 | 0 | 0 | 0 | 112.545 | 53.6264 | 0 | 131.306 | 0 | 181.457 | 766.112 | 0 | 0 | 0 | 6228.61 | 0 | 1.9173 | 0 | 0 | 0 | 0 | 0 | 0 | 6230.53 | 5474.15 | 77.6667 | - | - | - | - | 0 | 0 | 699 | 0 | 0 | 0 | 0 | 0 | 0 | 0 | 0 | 699 | ESe | 07
07/26/18 @ 22:58 | ESe-w13-v07-WCChlrBase-mNE-HVAC-Proto.pd2 | ESe-w13-v07-WCChlrBase-mNE-HVAC-Proto | ESe-w13-v07 | California (Title 24) | Fresno Area (CZ13) | Fresno AP | 149994 | 259.719 | 6.1179 | 0 | 0 | 0 | 0 | 365.451 | 90.2355 | 0 | 264.281 | 0 | 421.107 | 1406.91 | 0 | 0 | 0 | 2528.5 | 0 | 977.715 | 0 | 0 | 0 | 20.6107 | 0 | 0 | 3526.82 | 298.735 | 9.5747 | 0 | 0 | 0 | 0 | 123.667 | 58.5061 | 0 | 131.306 | 0 | 181.457 | 803.246 | 0 | 0 | 0 | 6006.14 | 0 | 1.9773 | 0 | 0 | 0 | 0 | 0 | 0 | 6008.11 | 5830.68 | 175.444 | - | - | - | - | 0 | 0 | 1579 | 0 | 0 | 0 | 0 | 0 | 0 | 0 | 0 | 1579 | ESe | 07
07/26/18 @ 22:59 | ESe-w14-v07-WCChlrBase-mNE-HVAC-Proto.pd2 | ESe-w14-v07-WCChlrBase-mNE-HVAC-Proto | ESe-w14-v07 | California (Title 24) | China Lake Area (CZ14) | Palmdale AP | 149994 | 275.069 | 5.2184 | 0 | 0 | 0 | 0 | 350.883 | 109.611 | 0 | 264.281 | 0 | 421.107 | 1426.17 | 0 | 0 | 0 | 2905.8 | 0 | 997.479 | 0 | 0 | 0 | 20.6107 | 0 | 0 | 3923.89 | 466.867 | 34.2669 | 0 | 0 | 0 | 0 | 121.322 | 69.6904 | 0 | 146.406 | 0 | 178.923 | 1017.48 | 0 | 0 | 0 | 7033.9 | 0 | 1.9614 | 0 | 0 | 0 | 0 | 0 | 0 | 7035.86 | 8670.27 | 193 | - | - | - | - | 0 | 0 | 1737 | 0 | 0 | 0 | 0 | 0 | 0 | 0 | 0 | 1737 | ESe | 07
07/26/18 @ 22:59 | ESe-w15-v07-WCChlrBase-mNE-HVAC-Proto.pd2 | ESe-w15-v07-WCChlrBase-mNE-HVAC-Proto | ESe-w15-v07 | California (Title 24) | Blythe Area (CZ15) | Palm Springs | 149994 | 553.273 | 16.0763 | 0 | 0 | 0 | 0 | 511.731 | 171.441 | 0 | 264.281 | 0 | 421.107 | 1937.91 | 0 | 0 | 0 | 713.271 | 0 | 825.683 | 0 | 0 | 0 | 20.6107 | 0 | 0 | 1559.56 | 438.973 | 30.6442 | 0 | 0 | 0 | 0 | 138.025 | 76.4383 | 0 | 131.306 | 0 | 181.457 | 996.844 | 0 | 0 | 0 | 4320.39 | 0 | 1.9865 | 0 | 0 | 0 | 0 | 0 | 0 | 4322.38 | 8188.24 | 227.111 | - | - | - | - | 0 | 0 | 2044 | 0 | 0 | 0 | 0 | 0 | 0 | 0 | 0 | 2044 | ESe | 07
07/26/18 @ 22:59 | ESe-w16-v07-WCChlrBase-mNE-HVAC-Proto.pd2 | ESe-w16-v07-WCChlrBase-mNE-HVAC-Proto | ESe-w16-v07 | California (Title 24) | Mount Shasta Area (CZ16) | Blue Canyon AP | 149994 | 76.6775 | 1.0105 | 0 | 0 | 0 | 0 | 286.424 | 38.4446 | 0 | 264.281 | 0 | 421.107 | 1087.95 | 0 | 0 | 0 | 5642.9 | 0 | 1141.41 | 0 | 0 | 0 | 20.6107 | 0 | 0 | 6804.93 | 143.656 | 2.9376 | 0 | 0 | 0 | 0 | 110.59 | 32.8324 | 0 | 151.853 | 0 | 181.457 | 623.326 | 0 | 0 | 0 | 6241.87 | 0 | 1.9296 | 0 | 0 | 0 | 0 | 0 | 0 | 6243.79 | 3191.88 | 55.3333 | - | - | - | - | 0 | 0 | 498 | 0 | 0 | 0 | 0 | 0 | 0 | 0 | 0 | 498 | ESe | 07
07/26/18 @ 23:00 | ESe-w01-v11-WCChlrBase-mNE-HVAC-Proto.pd2 | ESe-w01-v11-WCChlrBase-mNE-HVAC-Proto | ESe-w01-v11 | California (Title 24) | Arcata Area (CZ01) | Arcata | 149994 | 22.4847 | 0.13499 | 0 | 0 | 0 | 0 | 218.53 | 19.927 | 0 | 264.281 | 0 | 419.135 | 944.493 | 0 | 0 | 0 | 4371.98 | 0 | 1137.32 | 0 | 0 | 0 | 20.6107 | 0 | 0 | 5529.91 | 87.9563 | 2.1262 | 0 | 0 | 0 | 0 | 84.3642 | 22.0972 | 0 | 131.306 | 0 | 180.653 | 508.503 | 0 | 0 | 0 | 5839.43 | 0 | 1.9052 | 0 | 0 | 0 | 0 | 0 | 0 | 5841.34 | 2023.79 | 311.444 | - | - | - | - | 0 | 0 | 2803 | 0 | 0 | 0 | 0 | 0 | 0 | 0 | 0 | 2803 | ESe | 11
07/26/18 @ 23:00 | ESe-w02-v11-WCChlrBase-mNE-HVAC-Proto.pd2 | ESe-w02-v11-WCChlrBase-mNE-HVAC-Proto | ESe-w02-v11 | California (Title 24) | Santa Rosa Area (CZ02) | Santa Rosa | 149994 | 118.95 | 2.3218 | 0 | 0 | 0 | 0 | 252.148 | 48.131 | 0 | 264.281 | 0 | 419.135 | 1104.97 | 0 | 0 | 0 | 3054.43 | 0 | 1061.28 | 0 | 0 | 0 | 20.6107 | 0 | 0 | 4136.32 | 259.743 | 7.6995 | 0 | 0 | 0 | 0 | 105.042 | 53.6552 | 0 | 131.306 | 0 | 180.653 | 738.099 | 0 | 0 | 0 | 6138.03 | 0 | 1.8358 | 0 | 0 | 0 | 0 | 0 | 0 | 6139.86 | 5588.82 | 5.8889 | - | - | - | - | 0 | 0 | 53 | 0 | 0 | 0 | 0 | 0 | 0 | 0 | 0 | 53 | ESe | 11
07/26/18 @ 23:00 | ESe-w03-v11-WCChlrBase-mNE-HVAC-Proto.pd2 | ESe-w03-v11-WCChlrBase-mNE-HVAC-Proto | ESe-w03-v11 | California (Title 24) | Oakland Area (CZ03) | Oakland AP | 149994 | 72.5491 | 1.1812 | 0 | 0 | 0 | 0 | 245.657 | 32.8831 | 0 | 264.281 | 0 | 419.135 | 1035.69 | 0 | 0 | 0 | 2781.91 | 0 | 1062.6 | 0 | 0 | 0 | 20.6107 | 0 | 0 | 3865.12 | 168.499 | 4.0719 | 0 | 0 | 0 | 0 | 101.598 | 33.7039 | 0 | 146.406 | 0 | 178.119 | 632.399 | 0 | 0 | 0 | 5665.59 | 0 | 1.9039 | 0 | 0 | 0 | 0 | 0 | 0 | 5667.49 | 3425.98 | 5.8889 | - | - | - | - | 0 | 0 | 53 | 0 | 0 | 0 | 0 | 0 | 0 | 0 | 0 | 53 | ESe | 11
07/26/18 @ 23:00 | ESe-w04-v11-WCChlrBase-mNE-HVAC-Proto.pd2 | ESe-w04-v11-WCChlrBase-mNE-HVAC-Proto | ESe-w04-v11 | California (Title 24) | Sunnyvale Area (CZ04) | San Jose | 149994 | 145.659 | 2.9075 | 0 | 0 | 0 | 0 | 272.237 | 53.2266 | 0 | 264.281 | 0 | 419.135 | 1157.45 | 0 | 0 | 0 | 2357.65 | 0 | 1032.01 | 0 | 0 | 0 | 20.6107 | 0 | 0 | 3410.26 | 238.647 | 6.2912 | 0 | 0 | 0 | 0 | 113.72 | 45.6855 | 0 | 131.306 | 0 | 180.653 | 716.304 | 0 | 0 | 0 | 5758.66 | 0 | 1.8462 | 0 | 0 | 0 | 0 | 0 | 0 | 5760.5 | 4727.19 | 23.6667 | - | - | - | - | 0 | 0 | 213 | 0 | 0 | 0 | 0 | 0 | 0 | 0 | 0 | 213 | ESe | 11
07/26/18 @ 23:01 | ESe-w05-v11-WCChlrBase-mNE-HVAC-Proto.pd2 | ESe-w05-v11-WCChlrBase-mNE-HVAC-Proto | ESe-w05-v11 | California (Title 24) | Santa Maria Area (CZ05) | Santa Maria AP | 149994 | 78.671 | 1.258 | 0 | 0 | 0 | 0 | 234.719 | 35.9242 | 0 | 264.281 | 0 | 419.135 | 1033.99 | 0 | 0 | 0 | 2837.55 | 0 | 1078.17 | 0 | 0 | 0 | 20.6107 | 0 | 0 | 3936.33 | 174.758 | 4.4472 | 0 | 0 | 0 | 0 | 92.5643 | 32.7086 | 0 | 146.406 | 0 | 178.119 | 629.003 | 0 | 0 | 0 | 5834.7 | 0 | 1.9063 | 0 | 0 | 0 | 0 | 0 | 0 | 5836.61 | 3444.79 | 340.667 | - | - | - | - | 0 | 0 | 3066 | 0 | 0 | 0 | 0 | 0 | 0 | 0 | 0 | 3066 | ESe | 11
07/26/18 @ 23:01 | ESe-w06-v11-WCChlrBase-mNE-HVAC-Proto.pd2 | ESe-w06-v11-WCChlrBase-mNE-HVAC-Proto | ESe-w06-v11 | California (Title 24) | Los Angeles Area (CZ06) | Torrance | 149994 | 193.643 | 4.1223 | 0 | 0 | 0 | 0 | 277.155 | 68.4904 | 0 | 264.281 | 0 | 419.135 | 1226.83 | 0 | 0 | 0 | 1564.88 | 0 | 1000.16 | 0 | 0 | 0 | 20.6107 | 0 | 0 | 2585.65 | 291.652 | 9.1816 | 0 | 0 | 0 | 0 | 117.969 | 56.695 | 0 | 151.853 | 0 | 180.653 | 808.004 | 0 | 0 | 0 | 5556.86 | 0 | 1.9759 | 0 | 0 | 0 | 0 | 0 | 0 | 5558.83 | 5651.69 | 66.6667 | - | - | - | - | 0 | 0 | 600 | 0 | 0 | 0 | 0 | 0 | 0 | 0 | 0 | 600 | ESe | 11
07/26/18 @ 23:01 | ESe-w07-v11-WCChlrBase-mNE-HVAC-Proto.pd2 | ESe-w07-v11-WCChlrBase-mNE-HVAC-Proto | ESe-w07-v11 | California (Title 24) | San Diego Area (CZ07) | San Diego AP | 149994 | 160.919 | 3.2193 | 0 | 0 | 0 | 0 | 263.856 | 57.0834 | 0 | 264.281 | 0 | 419.135 | 1168.49 | 0 | 0 | 0 | 1165.75 | 0 | 988.631 | 0 | 0 | 0 | 20.6107 | 0 | 0 | 2174.99 | 240.498 | 8.9793 | 0 | 0 | 0 | 0 | 106.106 | 45.5667 | 0 | 146.406 | 0 | 178.119 | 725.675 | 0 | 0 | 0 | 4418.26 | 0 | 1.9895 | 0 | 0 | 0 | 0 | 0 | 0 | 4420.25 | 4730.52 | 488.222 | - | - | - | - | 0 | 0 | 4394 | 0 | 0 | 0 | 0 | 0 | 0 | 0 | 0 | 4394 | ESe | 11
07/26/18 @ 23:02 | ESe-w08-v11-WCChlrBase-mNE-HVAC-Proto.pd2 | ESe-w08-v11-WCChlrBase-mNE-HVAC-Proto | ESe-w08-v11 | California (Title 24) | El Toro Area (CZ08) | Fullerton | 149994 | 236.369 | 5.1207 | 0 | 0 | 0 | 0 | 293.591 | 80.7426 | 0 | 264.281 | 0 | 419.135 | 1299.24 | 0 | 0 | 0 | 1285.94 | 0 | 974.245 | 0 | 0 | 0 | 20.6107 | 0 | 0 | 2280.79 | 306.386 | 9.82 | 0 | 0 | 0 | 0 | 122.399 | 61.0444 | 0 | 131.306 | 0 | 180.653 | 811.608 | 0 | 0 | 0 | 5102.02 | 0 | 1.9102 | 0 | 0 | 0 | 0 | 0 | 0 | 5103.93 | 5945.73 | 609.333 | - | - | - | - | 0 | 0 | 5484 | 0 | 0 | 0 | 0 | 0 | 0 | 0 | 0 | 5484 | ESe | 11
07/26/18 @ 23:02 | ESe-w09-v11-WCChlrBase-mNE-HVAC-Proto.pd2 | ESe-w09-v11-WCChlrBase-mNE-HVAC-Proto | ESe-w09-v11 | California (Title 24) | Pasadena Area (CZ09) | Burbank AP | 149994 | 274.761 | 6.075 | 0 | 0 | 0 | 0 | 313.145 | 102.249 | 0 | 264.281 | 0 | 419.135 | 1379.65 | 0 | 0 | 0 | 1496.86 | 0 | 974.32 | 0 | 0 | 0 | 20.6107 | 0 | 0 | 2491.79 | 373.351 | 18.4601 | 0 | 0 | 0 | 0 | 127.309 | 71.4761 | 0 | 146.406 | 0 | 178.119 | 915.122 | 0 | 0 | 0 | 5397.94 | 0 | 1.8981 | 0 | 0 | 0 | 0 | 0 | 0 | 5399.83 | 7407.78 | 144.222 | - | - | - | - | 0 | 0 | 1298 | 0 | 0 | 0 | 0 | 0 | 0 | 0 | 0 | 1298 | ESe | 11
07/26/18 @ 23:02 | ESe-w10-v11-WCChlrBase-mNE-HVAC-Proto.pd2 | ESe-w10-v11-WCChlrBase-mNE-HVAC-Proto | ESe-w10-v11 | California (Title 24) | San Bernardino Area (CZ10) | Riverside FS 3 | 149994 | 245.557 | 5.1566 | 0 | 0 | 0 | 0 | 300.373 | 90.9385 | 0 | 264.281 | 0 | 419.135 | 1325.44 | 0 | 0 | 0 | 1612.39 | 0 | 970.993 | 0 | 0 | 0 | 20.6107 | 0 | 0 | 2603.99 | 345.504 | 14.9737 | 0 | 0 | 0 | 0 | 123.082 | 62.7774 | 0 | 131.306 | 0 | 180.653 | 858.296 | 0 | 0 | 0 | 6071.07 | 0 | 1.9164 | 0 | 0 | 0 | 0 | 0 | 0 | 6072.98 | 6601.78 | 118 | - | - | - | - | 0 | 0 | 1062 | 0 | 0 | 0 | 0 | 0 | 0 | 0 | 0 | 1062 | ESe | 11
07/26/18 @ 23:02 | ESe-w11-v11-WCChlrBase-mNE-HVAC-Proto.pd2 | ESe-w11-v11-WCChlrBase-mNE-HVAC-Proto | ESe-w11-v11 | California (Title 24) | Red Bluff Area (CZ11) | Red Bluff AP | 149994 | 214.235 | 4.7036 | 0 | 0 | 0 | 0 | 331.371 | 74.9126 | 0 | 264.281 | 0 | 419.135 | 1308.64 | 0 | 0 | 0 | 2639.86 | 0 | 990.065 | 0 | 0 | 0 | 20.6107 | 0 | 0 | 3650.54 | 266.141 | 7.0091 | 0 | 0 | 0 | 0 | 119.863 | 49.5025 | 0 | 131.306 | 0 | 180.653 | 754.475 | 0 | 0 | 0 | 6096.25 | 0 | 1.9168 | 0 | 0 | 0 | 0 | 0 | 0 | 6098.17 | 5102.9 | 155 | - | - | - | - | 0 | 0 | 1395 | 0 | 0 | 0 | 0 | 0 | 0 | 0 | 0 | 1395 | ESe | 11
07/26/18 @ 23:03 | ESe-w12-v11-WCChlrBase-mNE-HVAC-Proto.pd2 | ESe-w12-v11-WCChlrBase-mNE-HVAC-Proto | ESe-w12-v11 | California (Title 24) | Sacramento Area (CZ12) | Sacramento AP | 149994 | 173.552 | 3.6465 | 0 | 0 | 0 | 0 | 282.682 | 66.1708 | 0 | 264.281 | 0 | 419.135 | 1209.47 | 0 | 0 | 0 | 2759.55 | 0 | 1016.59 | 0 | 0 | 0 | 20.6107 | 0 | 0 | 3796.75 | 274.31 | 10.4159 | 0 | 0 | 0 | 0 | 110.724 | 53.4896 | 0 | 131.306 | 0 | 180.653 | 760.9 | 0 | 0 | 0 | 6161.56 | 0 | 1.8787 | 0 | 0 | 0 | 0 | 0 | 0 | 6163.44 | 5431.97 | 75.3333 | - | - | - | - | 0 | 0 | 678 | 0 | 0 | 0 | 0 | 0 | 0 | 0 | 0 | 678 | ESe | 11
07/26/18 @ 23:03 | ESe-w13-v11-WCChlrBase-mNE-HVAC-Proto.pd2 | ESe-w13-v11-WCChlrBase-mNE-HVAC-Proto | ESe-w13-v11 | California (Title 24) | Fresno Area (CZ13) | Fresno AP | 149994 | 247.066 | 5.764 | 0 | 0 | 0 | 0 | 339.247 | 85.6216 | 0 | 264.281 | 0 | 419.135 | 1361.12 | 0 | 0 | 0 | 2406.62 | 0 | 977.689 | 0 | 0 | 0 | 20.6107 | 0 | 0 | 3404.92 | 292.764 | 9.3407 | 0 | 0 | 0 | 0 | 119.846 | 57.4428 | 0 | 131.306 | 0 | 180.653 | 791.353 | 0 | 0 | 0 | 5440.91 | 0 | 379.568 | 0 | 0 | 0 | 0 | 0 | 0 | 5820.47 | 5722.78 | 167 | - | - | - | - | 0 | 0 | 1503 | 0 | 0 | 0 | 0 | 0 | 0 | 0 | 0 | 1503 | ESe | 11
07/26/18 @ 23:03 | ESe-w14-v11-WCChlrBase-mNE-HVAC-Proto.pd2 | ESe-w14-v11-WCChlrBase-mNE-HVAC-Proto | ESe-w14-v11 | California (Title 24) | China Lake Area (CZ14) | Palmdale AP | 149994 | 257.749 | 4.9177 | 0 | 0 | 0 | 0 | 320.075 | 101.309 | 0 | 264.281 | 0 | 419.135 | 1367.47 | 0 | 0 | 0 | 2692.51 | 0 | 997.428 | 0 | 0 | 0 | 20.6107 | 0 | 0 | 3710.55 | 458.182 | 33.229 | 0 | 0 | 0 | 0 | 116.653 | 67.5714 | 0 | 146.406 | 0 | 178.119 | 1000.16 | 0 | 0 | 0 | 7003.96 | 0 | 1.9296 | 0 | 0 | 0 | 0 | 0 | 0 | 7005.89 | 8529.38 | 176.889 | - | - | - | - | 0 | 0 | 1592 | 0 | 0 | 0 | 0 | 0 | 0 | 0 | 0 | 1592 | ESe | 11
07/26/18 @ 23:04 | ESe-w15-v11-WCChlrBase-mNE-HVAC-Proto.pd2 | ESe-w15-v11-WCChlrBase-mNE-HVAC-Proto | ESe-w15-v11 | California (Title 24) | Blythe Area (CZ15) | Palm Springs | 149994 | 522.121 | 14.8869 | 0 | 0 | 0 | 0 | 463.224 | 163.994 | 0 | 264.281 | 0 | 419.135 | 1847.64 | 0 | 0 | 0 | 668.341 | 0 | 825.701 | 0 | 0 | 0 | 20.6107 | 0 | 0 | 1514.65 | 429.156 | 30.1109 | 0 | 0 | 0 | 0 | 132.043 | 74.7535 | 0 | 131.306 | 0 | 180.653 | 978.023 | 0 | 0 | 0 | 4462.84 | 0 | 1.9855 | 0 | 0 | 0 | 0 | 0 | 0 | 4464.83 | 8029.8 | 217.222 | - | - | - | - | 0 | 0 | 1955 | 0 | 0 | 0 | 0 | 0 | 0 | 0 | 0 | 1955 | ESe | 11
07/26/18 @ 23:04 | ESe-w16-v11-WCChlrBase-mNE-HVAC-Proto.pd2 | ESe-w16-v11-WCChlrBase-mNE-HVAC-Proto | ESe-w16-v11 | California (Title 24) | Mount Shasta Area (CZ16) | Blue Canyon AP | 149994 | 70.8469 | 0.95884 | 0 | 0 | 0 | 0 | 260.926 | 34.3161 | 0 | 264.281 | 0 | 419.135 | 1050.46 | 0 | 0 | 0 | 5078.87 | 0 | 1141.28 | 0 | 0 | 0 | 20.6107 | 0 | 0 | 6240.76 | 138.354 | 2.8178 | 0 | 0 | 0 | 0 | 106.144 | 31.267 | 0 | 151.853 | 0 | 180.653 | 611.088 | 0 | 0 | 0 | 6256.03 | 0 | 1.9171 | 0 | 0 | 0 | 0 | 0 | 0 | 6257.94 | 3043.57 | 46.3333 | - | - | - | - | 0 | 0 | 417 | 0 | 0 | 0 | 0 | 0 | 0 | 0 | 0 | 417 | ESe | 11
07/26/18 @ 23:04 | ESe-w01-v14-WCChlrBase-mNE-HVAC-Proto.pd2 | ESe-w01-v14-WCChlrBase-mNE-HVAC-Proto | ESe-w01-v14 | California (Title 24) | Arcata Area (CZ01) | Arcata | 149994 | 18.8033 | 0.10235 | 0 | 0 | 0 | 0 | 208.952 | 17.6202 | 0 | 264.281 | 0 | 419.135 | 928.894 | 0 | 0 | 0 | 4523.03 | 0 | 1137.49 | 0 | 0 | 0 | 20.6107 | 0 | 0 | 5681.13 | 78.1984 | 1.8757 | 0 | 0 | 0 | 0 | 79.5194 | 18.9271 | 0 | 131.306 | 0 | 180.653 | 490.48 | 0 | 0 | 0 | 5542.69 | 0 | 1.9117 | 0 | 0 | 0 | 0 | 0 | 0 | 5544.6 | 1773.72 | 302 | - | - | - | - | 0 | 0 | 2718 | 0 | 0 | 0 | 0 | 0 | 0 | 0 | 0 | 2718 | ESe | 14
07/26/18 @ 23:04 | ESe-w02-v14-WCChlrBase-mNE-HVAC-Proto.pd2 | ESe-w02-v14-WCChlrBase-mNE-HVAC-Proto | ESe-w02-v14 | California (Title 24) | Santa Rosa Area (CZ02) | Santa Rosa | 149994 | 108.184 | 2.1018 | 0 | 0 | 0 | 0 | 235.362 | 44.1937 | 0 | 264.281 | 0 | 419.135 | 1073.26 | 0 | 0 | 0 | 3189.67 | 0 | 1061.4 | 0 | 0 | 0 | 20.6107 | 0 | 0 | 4271.68 | 251.698 | 7.2998 | 0 | 0 | 0 | 0 | 98.0581 | 50.723 | 0 | 131.306 | 0 | 180.653 | 719.739 | 0 | 0 | 0 | 6030.91 | 0 | 1.8833 | 0 | 0 | 0 | 0 | 0 | 0 | 6032.79 | 5272.35 | 5.8889 | - | - | - | - | 0 | 0 | 53 | 0 | 0 | 0 | 0 | 0 | 0 | 0 | 0 | 53 | ESe | 14
07/26/18 @ 23:05 | ESe-w03-v14-WCChlrBase-mNE-HVAC-Proto.pd2 | ESe-w03-v14-WCChlrBase-mNE-HVAC-Proto | ESe-w03-v14 | California (Title 24) | Oakland Area (CZ03) | Oakland AP | 149994 | 61.2563 | 0.96801 | 0 | 0 | 0 | 0 | 219.765 | 28.7718 | 0 | 264.281 | 0 | 419.135 | 994.177 | 0 | 0 | 0 | 2821.19 | 0 | 1062.76 | 0 | 0 | 0 | 20.6107 | 0 | 0 | 3904.56 | 150.666 | 3.7286 | 0 | 0 | 0 | 0 | 90.508 | 29.2307 | 0 | 146.406 | 0 | 178.119 | 598.659 | 0 | 0 | 0 | 5482.69 | 0 | 1.9191 | 0 | 0 | 0 | 0 | 0 | 0 | 5484.61 | 3068.31 | 5.8889 | - | - | - | - | 0 | 0 | 53 | 0 | 0 | 0 | 0 | 0 | 0 | 0 | 0 | 53 | ESe | 14
07/26/18 @ 23:05 | ESe-w04-v14-WCChlrBase-mNE-HVAC-Proto.pd2 | ESe-w04-v14-WCChlrBase-mNE-HVAC-Proto | ESe-w04-v14 | California (Title 24) | Sunnyvale Area (CZ04) | San Jose | 149994 | 115.544 | 2.3037 | 0 | 0 | 0 | 0 | 240.131 | 42.7567 | 0 | 264.281 | 0 | 419.135 | 1084.15 | 0 | 0 | 0 | 2405.7 | 0 | 1032.06 | 0 | 0 | 0 | 20.6107 | 0 | 0 | 3458.38 | 217.542 | 5.8882 | 0 | 0 | 0 | 0 | 98.9346 | 43.047 | 0 | 131.306 | 0 | 180.653 | 677.371 | 0 | 0 | 0 | 5571.78 | 0 | 1.9232 | 0 | 0 | 0 | 0 | 0 | 0 | 5573.71 | 4312.47 | 5.8889 | - | - | - | - | 0 | 0 | 53 | 0 | 0 | 0 | 0 | 0 | 0 | 0 | 0 | 53 | ESe | 14
07/26/18 @ 23:05 | ESe-w05-v14-WCChlrBase-mNE-HVAC-Proto.pd2 | ESe-w05-v14-WCChlrBase-mNE-HVAC-Proto | ESe-w05-v14 | California (Title 24) | Santa Maria Area (CZ05) | Santa Maria AP | 149994 | 66.7788 | 1.0194 | 0 | 0 | 0 | 0 | 214.447 | 31.8936 | 0 | 264.281 | 0 | 419.135 | 997.555 | 0 | 0 | 0 | 2901.57 | 0 | 1078.33 | 0 | 0 | 0 | 20.6107 | 0 | 0 | 4000.51 | 157.827 | 4.0125 | 0 | 0 | 0 | 0 | 84.4216 | 28.8089 | 0 | 146.406 | 0 | 178.119 | 599.595 | 0 | 0 | 0 | 5570.48 | 0 | 1.9136 | 0 | 0 | 0 | 0 | 0 | 0 | 5572.39 | 3105.4 | 321.667 | - | - | - | - | 0 | 0 | 2895 | 0 | 0 | 0 | 0 | 0 | 0 | 0 | 0 | 2895 | ESe | 14
07/26/18 @ 23:06 | ESe-w06-v14-WCChlrBase-mNE-HVAC-Proto.pd2 | ESe-w06-v14-WCChlrBase-mNE-HVAC-Proto | ESe-w06-v14 | California (Title 24) | Los Angeles Area (CZ06) | Torrance | 149994 | 155.329 | 3.22 | 0 | 0 | 0 | 0 | 243.626 | 57.9064 | 0 | 264.281 | 0 | 419.135 | 1143.5 | 0 | 0 | 0 | 1621.48 | 0 | 1000.21 | 0 | 0 | 0 | 20.6107 | 0 | 0 | 2642.3 | 266.682 | 8.574 | 0 | 0 | 0 | 0 | 104.669 | 52.407 | 0 | 151.853 | 0 | 180.653 | 764.838 | 0 | 0 | 0 | 5088.41 | 0 | 1.9945 | 0 | 0 | 0 | 0 | 0 | 0 | 5090.41 | 5182.42 | 5.8889 | - | - | - | - | 0 | 0 | 53 | 0 | 0 | 0 | 0 | 0 | 0 | 0 | 0 | 53 | ESe | 14
07/26/18 @ 23:06 | ESe-w07-v14-WCChlrBase-mNE-HVAC-Proto.pd2 | ESe-w07-v14-WCChlrBase-mNE-HVAC-Proto | ESe-w07-v14 | California (Title 24) | San Diego Area (CZ07) | San Diego AP | 149994 | 133.558 | 2.6466 | 0 | 0 | 0 | 0 | 230.563 | 48.8809 | 0 | 264.281 | 0 | 419.135 | 1099.06 | 0 | 0 | 0 | 1321.57 | 0 | 988.71 | 0 | 0 | 0 | 20.6107 | 0 | 0 | 2330.9 | 225.315 | 8.9703 | 0 | 0 | 0 | 0 | 94.6071 | 45.913 | 0 | 146.406 | 0 | 178.119 | 699.331 | 0 | 0 | 0 | 4351.66 | 0 | 2.0344 | 0 | 0 | 0 | 0 | 0 | 0 | 4353.69 | 4481.06 | 465.444 | - | - | - | - | 0 | 0 | 4189 | 0 | 0 | 0 | 0 | 0 | 0 | 0 | 0 | 4189 | ESe | 14
07/26/18 @ 23:06 | ESe-w08-v14-WCChlrBase-mNE-HVAC-Proto.pd2 | ESe-w08-v14-WCChlrBase-mNE-HVAC-Proto | ESe-w08-v14 | California (Title 24) | El Toro Area (CZ08) | Fullerton | 149994 | 190.566 | 3.8967 | 0 | 0 | 0 | 0 | 256.35 | 70.4312 | 0 | 264.281 | 0 | 419.135 | 1204.66 | 0 | 0 | 0 | 1385.21 | 0 | 974.233 | 0 | 0 | 0 | 20.6107 | 0 | 0 | 2380.06 | 279.707 | 9.1308 | 0 | 0 | 0 | 0 | 109.373 | 54.1091 | 0 | 131.306 | 0 | 180.653 | 764.28 | 0 | 0 | 0 | 4875.89 | 0 | 1.9185 | 0 | 0 | 0 | 0 | 0 | 0 | 4877.81 | 5458.78 | 560.333 | - | - | - | - | 0 | 0 | 5043 | 0 | 0 | 0 | 0 | 0 | 0 | 0 | 0 | 5043 | ESe | 14
07/26/18 @ 23:06 | ESe-w09-v14-WCChlrBase-mNE-HVAC-Proto.pd2 | ESe-w09-v14-WCChlrBase-mNE-HVAC-Proto | ESe-w09-v14 | California (Title 24) | Pasadena Area (CZ09) | Burbank AP | 149994 | 219.392 | 4.5694 | 0 | 0 | 0 | 0 | 265.935 | 88.6348 | 0 | 264.281 | 0 | 419.135 | 1261.95 | 0 | 0 | 0 | 1612.22 | 0 | 974.285 | 0 | 0 | 0 | 20.6107 | 0 | 0 | 2607.12 | 369.606 | 20.5155 | 0 | 0 | 0 | 0 | 113.816 | 65.1839 | 0 | 131.306 | 0 | 180.653 | 881.081 | 0 | 0 | 0 | 5111.84 | 0 | 1.919 | 0 | 0 | 0 | 0 | 0 | 0 | 5113.76 | 6993.87 | 72.8889 | - | - | - | - | 0 | 0 | 656 | 0 | 0 | 0 | 0 | 0 | 0 | 0 | 0 | 656 | ESe | 14
07/26/18 @ 23:07 | ESe-w10-v14-WCChlrBase-mNE-HVAC-Proto.pd2 | ESe-w10-v14-WCChlrBase-mNE-HVAC-Proto | ESe-w10-v14 | California (Title 24) | San Bernardino Area (CZ10) | Riverside FS 3 | 149994 | 216.285 | 4.4706 | 0 | 0 | 0 | 0 | 273.97 | 81.7214 | 0 | 264.281 | 0 | 419.135 | 1259.86 | 0 | 0 | 0 | 1740.94 | 0 | 971.013 | 0 | 0 | 0 | 20.6107 | 0 | 0 | 2732.57 | 336.288 | 14.6337 | 0 | 0 | 0 | 0 | 117.26 | 59.8381 | 0 | 131.306 | 0 | 180.653 | 839.979 | 0 | 0 | 0 | 5977.77 | 0 | 1.9342 | 0 | 0 | 0 | 0 | 0 | 0 | 5979.71 | 6425.27 | 77.4444 | - | - | - | - | 0 | 0 | 697 | 0 | 0 | 0 | 0 | 0 | 0 | 0 | 0 | 697 | ESe | 14
07/26/18 @ 23:07 | ESe-w11-v14-WCChlrBase-mNE-HVAC-Proto.pd2 | ESe-w11-v14-WCChlrBase-mNE-HVAC-Proto | ESe-w11-v14 | California (Title 24) | Red Bluff Area (CZ11) | Red Bluff AP | 149994 | 186.952 | 3.9681 | 0 | 0 | 0 | 0 | 292.987 | 67.5816 | 0 | 264.281 | 0 | 419.135 | 1234.9 | 0 | 0 | 0 | 2782.06 | 0 | 990.058 | 0 | 0 | 0 | 20.6107 | 0 | 0 | 3792.73 | 253.808 | 6.7158 | 0 | 0 | 0 | 0 | 112.213 | 48.0602 | 0 | 131.306 | 0 | 180.653 | 732.756 | 0 | 0 | 0 | 6157.69 | 0 | 1.937 | 0 | 0 | 0 | 0 | 0 | 0 | 6159.63 | 4888.51 | 119.889 | - | - | - | - | 0 | 0 | 1079 | 0 | 0 | 0 | 0 | 0 | 0 | 0 | 0 | 1079 | ESe | 14
07/26/18 @ 23:07 | ESe-w12-v14-WCChlrBase-mNE-HVAC-Proto.pd2 | ESe-w12-v14-WCChlrBase-mNE-HVAC-Proto | ESe-w12-v14 | California (Title 24) | Sacramento Area (CZ12) | Sacramento AP | 149994 | 148.708 | 3.1337 | 0 | 0 | 0 | 0 | 260.281 | 56.7193 | 0 | 264.281 | 0 | 419.135 | 1152.26 | 0 | 0 | 0 | 2878.27 | 0 | 1016.61 | 0 | 0 | 0 | 20.6107 | 0 | 0 | 3915.5 | 262.164 | 10.0437 | 0 | 0 | 0 | 0 | 103.713 | 50.2923 | 0 | 131.306 | 0 | 180.653 | 738.172 | 0 | 0 | 0 | 6082.47 | 0 | 1.89 | 0 | 0 | 0 | 0 | 0 | 0 | 6084.36 | 5211.54 | 53.5556 | - | - | - | - | 0 | 0 | 482 | 0 | 0 | 0 | 0 | 0 | 0 | 0 | 0 | 482 | ESe | 14
07/26/18 @ 23:08 | ESe-w13-v14-WCChlrBase-mNE-HVAC-Proto.pd2 | ESe-w13-v14-WCChlrBase-mNE-HVAC-Proto | ESe-w13-v14 | California (Title 24) | Fresno Area (CZ13) | Fresno AP | 149994 | 219.221 | 5.054 | 0 | 0 | 0 | 0 | 303.252 | 77.4868 | 0 | 264.281 | 0 | 419.135 | 1288.43 | 0 | 0 | 0 | 2512.84 | 0 | 977.673 | 0 | 0 | 0 | 20.6107 | 0 | 0 | 3511.12 | 281.015 | 9.0355 | 0 | 0 | 0 | 0 | 112.594 | 54.2995 | 0 | 131.306 | 0 | 180.653 | 768.903 | 0 | 0 | 0 | 5841.77 | 0 | 1.9469 | 0 | 0 | 0 | 0 | 0 | 0 | 5843.72 | 5525.36 | 133.111 | - | - | - | - | 0 | 0 | 1198 | 0 | 0 | 0 | 0 | 0 | 0 | 0 | 0 | 1198 | ESe | 14
07/26/18 @ 23:08 | ESe-w14-v14-WCChlrBase-mNE-HVAC-Proto.pd2 | ESe-w14-v14-WCChlrBase-mNE-HVAC-Proto | ESe-w14-v14 | California (Title 24) | China Lake Area (CZ14) | Palmdale AP | 149994 | 224.354 | 4.2862 | 0 | 0 | 0 | 0 | 287.82 | 89.5289 | 0 | 264.281 | 0 | 419.135 | 1289.4 | 0 | 0 | 0 | 2876.64 | 0 | 997.42 | 0 | 0 | 0 | 20.6107 | 0 | 0 | 3894.67 | 443.329 | 31.0089 | 0 | 0 | 0 | 0 | 110.199 | 62.3161 | 0 | 146.406 | 0 | 178.119 | 971.378 | 0 | 0 | 0 | 6834.58 | 0 | 1.9431 | 0 | 0 | 0 | 0 | 0 | 0 | 6836.52 | 8264.2 | 140.556 | - | - | - | - | 0 | 0 | 1265 | 0 | 0 | 0 | 0 | 0 | 0 | 0 | 0 | 1265 | ESe | 14
07/26/18 @ 23:08 | ESe-w15-v14-WCChlrBase-mNE-HVAC-Proto.pd2 | ESe-w15-v14-WCChlrBase-mNE-HVAC-Proto | ESe-w15-v14 | California (Title 24) | Blythe Area (CZ15) | Palm Springs | 149994 | 486.646 | 13.7304 | 0 | 0 | 0 | 0 | 422.126 | 154.28 | 0 | 264.281 | 0 | 419.135 | 1760.2 | 0 | 0 | 0 | 739.564 | 0 | 825.704 | 0 | 0 | 0 | 20.6107 | 0 | 0 | 1585.88 | 419.534 | 29.4907 | 0 | 0 | 0 | 0 | 125.33 | 71.6641 | 0 | 131.306 | 0 | 180.653 | 957.978 | 0 | 0 | 0 | 4465.54 | 0 | 1.9853 | 0 | 0 | 0 | 0 | 0 | 0 | 4467.53 | 7850.83 | 202.333 | - | - | - | - | 0 | 0 | 1821 | 0 | 0 | 0 | 0 | 0 | 0 | 0 | 0 | 1821 | ESe | 14
07/26/18 @ 23:08 | ESe-w16-v14-WCChlrBase-mNE-HVAC-Proto.pd2 | ESe-w16-v14-WCChlrBase-mNE-HVAC-Proto | ESe-w16-v14 | California (Title 24) | Mount Shasta Area (CZ16) | Blue Canyon AP | 149994 | 55.0909 | 0.74113 | 0 | 0 | 0 | 0 | 239.19 | 28.6715 | 0 | 264.281 | 0 | 419.135 | 1007.11 | 0 | 0 | 0 | 5346.03 | 0 | 1141.37 | 0 | 0 | 0 | 20.6107 | 0 | 0 | 6508.01 | 125.983 | 2.5782 | 0 | 0 | 0 | 0 | 96.4554 | 28.757 | 0 | 151.853 | 0 | 180.653 | 586.279 | 0 | 0 | 0 | 6019.1 | 0 | 1.9258 | 0 | 0 | 0 | 0 | 0 | 0 | 6021.03 | 2800.5 | 5.8889 | - | - | - | - | 0 | 0 | 53 | 0 | 0 | 0 | 0 | 0 | 0 | 0 | 0 | 53 | ESe | 14
07/28/18 @ 17:22 | Hsp-w01-v96-WCChlrBase-mNE-HVAC-Proto.pd2 | Hsp-w01-v96-WCChlrBase-mNE-HVAC-Proto | Hsp-w01-v96 | California (Title 24) | Arcata Area (CZ01) | Arcata | 499998 | 616.892 | 15.4493 | 0 | 0 | 0 | 0 | 3120.69 | 965.409 | 0 | 5513.19 | 0 | 3604.3 | 13835.9 | 0 | 0 | 0 | 41379.2 | 0 | 12232.8 | 0 | 0 | 0 | 58.7864 | 0 | 0 | 53670.8 | 490.127 | 29.5959 | 0 | 0 | 0 | 0 | 356.661 | 172.03 | 0 | 934.822 | 0 | 564.645 | 2547.88 | 0 | 0 | 0 | 7491.49 | 0 | 2484.05 | 0 | 0 | 0 | 7.2135 | 0 | 0 | 9982.75 | 11310.8 | 2066.89 | - | - | - | - | 0 | 0 | 18602 | 0 | 0 | 0 | 0 | 0 | 0 | 0 | 0 | 18602 | Hsp | 96
07/28/18 @ 17:23 | Hsp-w02-v96-WCChlrBase-mNE-HVAC-Proto.pd2 | Hsp-w02-v96-WCChlrBase-mNE-HVAC-Proto | Hsp-w02-v96 | California (Title 24) | Santa Rosa Area (CZ02) | Santa Rosa | 499998 | 1568.08 | 83.7674 | 0 | 0 | 0 | 0 | 3122.6 | 1168.32 | 0 | 5513.19 | 0 | 3604.3 | 15060.3 | 0 | 0 | 0 | 39893.4 | 0 | 11380 | 0 | 0 | 0 | 58.7864 | 0 | 0 | 51332.1 | 893.946 | 65.516 | 0 | 0 | 0 | 0 | 360.901 | 243.169 | 0 | 934.822 | 0 | 564.645 | 3063 | 0 | 0 | 0 | 7578.34 | 0 | 2439.2 | 0 | 0 | 0 | 7.2135 | 0 | 0 | 10024.7 | 17208.3 | 2603.78 | - | - | - | - | 0 | 0 | 23434 | 0 | 0 | 0 | 0 | 0 | 0 | 0 | 0 | 23434 | Hsp | 96
07/28/18 @ 17:25 | Hsp-w03-v96-WCChlrBase-mNE-HVAC-Proto.pd2 | Hsp-w03-v96-WCChlrBase-mNE-HVAC-Proto | Hsp-w03-v96 | California (Title 24) | Oakland Area (CZ03) | Oakland AP | 499998 | 1240.98 | 60.4062 | 0 | 0 | 0 | 0 | 3121.65 | 1178.03 | 0 | 5513.19 | 0 | 3604.3 | 14718.5 | 0 | 0 | 0 | 38992.7 | 0 | 11413.7 | 0 | 0 | 0 | 58.7864 | 0 | 0 | 50465.2 | 654.955 | 43.6165 | 0 | 0 | 0 | 0 | 356.801 | 214.321 | 0 | 866.987 | 0 | 564.645 | 2701.33 | 0 | 0 | 0 | 7170.25 | 0 | 2417.04 | 0 | 0 | 0 | 7.2135 | 0 | 0 | 9594.5 | 13103.3 | 2138 | - | - | - | - | 0 | 0 | 19242 | 0 | 0 | 0 | 0 | 0 | 0 | 0 | 0 | 19242 | Hsp | 96
07/28/18 @ 17:26 | Hsp-w04-v96-WCChlrBase-mNE-HVAC-Proto.pd2 | Hsp-w04-v96-WCChlrBase-mNE-HVAC-Proto | Hsp-w04-v96 | California (Title 24) | Sunnyvale Area (CZ04) | San Jose | 499998 | 1741 | 99.4259 | 0 | 0 | 0 | 0 | 3123.52 | 1225.52 | 0 | 5513.19 | 0 | 3604.3 | 15306.9 | 0 | 0 | 0 | 38608.9 | 0 | 11057.2 | 0 | 0 | 0 | 58.7864 | 0 | 0 | 49724.8 | 762.926 | 52.2605 | 0 | 0 | 0 | 0 | 361.285 | 225.521 | 0 | 934.822 | 0 | 564.645 | 2901.46 | 0 | 0 | 0 | 7484.61 | 0 | 2430.24 | 0 | 0 | 0 | 7.2135 | 0 | 0 | 9922.07 | 14911.6 | 2428.44 | - | - | - | - | 0 | 0 | 21856 | 0 | 0 | 0 | 0 | 0 | 0 | 0 | 0 | 21856 | Hsp | 96
07/28/18 @ 17:27 | Hsp-w05-v96-WCChlrBase-mNE-HVAC-Proto.pd2 | Hsp-w05-v96-WCChlrBase-mNE-HVAC-Proto | Hsp-w05-v96 | California (Title 24) | Santa Maria Area (CZ05) | Santa Maria AP | 499998 | 1149.88 | 54.8549 | 0 | 0 | 0 | 0 | 3122.26 | 1077.71 | 0 | 5513.19 | 0 | 3604.3 | 14522.2 | 0 | 0 | 0 | 38832.4 | 0 | 11589.9 | 0 | 0 | 0 | 58.7864 | 0 | 0 | 50481.1 | 663.687 | 42.2977 | 0 | 0 | 0 | 0 | 356.676 | 211.095 | 0 | 910.246 | 0 | 564.645 | 2748.65 | 0 | 0 | 0 | 6993.22 | 0 | 2441.74 | 0 | 0 | 0 | 7.2135 | 0 | 0 | 9442.17 | 13047.2 | 2348.44 | - | - | - | - | 0 | 0 | 21136 | 0 | 0 | 0 | 0 | 0 | 0 | 0 | 0 | 21136 | Hsp | 96
07/28/18 @ 17:29 | Hsp-w06-v96-WCChlrBase-mNE-HVAC-Proto.pd2 | Hsp-w06-v96-WCChlrBase-mNE-HVAC-Proto | Hsp-w06-v96 | California (Title 24) | Los Angeles Area (CZ06) | Torrance | 499998 | 2211.11 | 145.127 | 0 | 0 | 0 | 0 | 3124.5 | 1330.43 | 0 | 5513.19 | 0 | 3604.3 | 15928.6 | 0 | 0 | 0 | 35614.5 | 0 | 10735 | 0 | 0 | 0 | 58.7864 | 0 | 0 | 46408.3 | 762.543 | 55.9559 | 0 | 0 | 0 | 0 | 356.763 | 227.46 | 0 | 932.638 | 0 | 564.645 | 2900 | 0 | 0 | 0 | 6530.35 | 0 | 2226.36 | 0 | 0 | 0 | 7.2135 | 0 | 0 | 8763.92 | 14926.3 | 2544.11 | - | - | - | - | 0 | 0 | 22897 | 0 | 0 | 0 | 0 | 0 | 0 | 0 | 0 | 22897 | Hsp | 96
07/28/18 @ 17:30 | Hsp-w07-v96-WCChlrBase-mNE-HVAC-Proto.pd2 | Hsp-w07-v96-WCChlrBase-mNE-HVAC-Proto | Hsp-w07-v96 | California (Title 24) | San Diego Area (CZ07) | San Diego AP | 499998 | 2259.11 | 149.853 | 0 | 0 | 0 | 0 | 3124.52 | 1364.49 | 0 | 5513.19 | 0 | 3604.3 | 16015.4 | 0 | 0 | 0 | 34659.4 | 0 | 10623.6 | 0 | 0 | 0 | 58.7864 | 0 | 0 | 45341.8 | 741.026 | 54.4456 | 0 | 0 | 0 | 0 | 356.719 | 221.574 | 0 | 910.246 | 0 | 564.645 | 2848.65 | 0 | 0 | 0 | 6046.72 | 0 | 2245.84 | 0 | 0 | 0 | 7.2135 | 0 | 0 | 8299.78 | 14476.4 | 2601.11 | - | - | - | - | 0 | 0 | 23410 | 0 | 0 | 0 | 0 | 0 | 0 | 0 | 0 | 23410 | Hsp | 96
07/28/18 @ 17:31 | Hsp-w08-v96-WCChlrBase-mNE-HVAC-Proto.pd2 | Hsp-w08-v96-WCChlrBase-mNE-HVAC-Proto | Hsp-w08-v96 | California (Title 24) | El Toro Area (CZ08) | Fullerton | 499998 | 2467.71 | 163.245 | 0 | 0 | 0 | 0 | 3124.15 | 1396.22 | 0 | 5513.19 | 0 | 3604.3 | 16268.8 | 0 | 0 | 0 | 36648.4 | 0 | 10451.7 | 0 | 0 | 0 | 58.7864 | 0 | 0 | 47158.9 | 814.49 | 59.1501 | 0 | 0 | 0 | 0 | 358.969 | 234.869 | 0 | 934.822 | 0 | 564.645 | 2966.94 | 0 | 0 | 0 | 6558.94 | 0 | 2169.8 | 0 | 0 | 0 | 7.2135 | 0 | 0 | 8735.95 | 15875.4 | 2748.78 | - | - | - | - | 0 | 0 | 24739 | 0 | 0 | 0 | 0 | 0 | 0 | 0 | 0 | 24739 | Hsp | 96
07/28/18 @ 17:33 | Hsp-w09-v96-WCChlrBase-mNE-HVAC-Proto.pd2 | Hsp-w09-v96-WCChlrBase-mNE-HVAC-Proto | Hsp-w09-v96 | California (Title 24) | Pasadena Area (CZ09) | Burbank AP | 499998 | 2529.89 | 169.807 | 0 | 0 | 0 | 0 | 3128.26 | 1444.28 | 0 | 5513.19 | 0 | 3604.3 | 16389.7 | 0 | 0 | 0 | 36590.7 | 0 | 10439.6 | 0 | 0 | 0 | 58.7864 | 0 | 0 | 47089.1 | 1038.68 | 87.8297 | 0 | 0 | 0 | 0 | 362.476 | 260.226 | 0 | 934.822 | 0 | 564.645 | 3248.68 | 0 | 0 | 0 | 6616.18 | 0 | 2247.06 | 0 | 0 | 0 | 7.2135 | 0 | 0 | 8870.45 | 19289.8 | 2770.33 | - | - | - | - | 0 | 0 | 24933 | 0 | 0 | 0 | 0 | 0 | 0 | 0 | 0 | 24933 | Hsp | 96
07/28/18 @ 17:34 | Hsp-w10-v96-WCChlrBase-mNE-HVAC-Proto.pd2 | Hsp-w10-v96-WCChlrBase-mNE-HVAC-Proto | Hsp-w10-v96 | California (Title 24) | San Bernardino Area (CZ10) | Riverside FS 3 | 499998 | 2421.59 | 156.035 | 0 | 0 | 0 | 0 | 3130.51 | 1344.92 | 0 | 5513.19 | 0 | 3604.3 | 16170.5 | 0 | 0 | 0 | 37762.9 | 0 | 10391.5 | 0 | 0 | 0 | 58.7864 | 0 | 0 | 48213.1 | 890.959 | 64.9586 | 0 | 0 | 0 | 0 | 364.882 | 242.036 | 0 | 934.822 | 0 | 564.645 | 3062.3 | 0 | 0 | 0 | 6787.93 | 0 | 2254.99 | 0 | 0 | 0 | 7.2135 | 0 | 0 | 9050.13 | 17023.9 | 2834.22 | - | - | - | - | 0 | 0 | 25508 | 0 | 0 | 0 | 0 | 0 | 0 | 0 | 0 | 25508 | Hsp | 96
07/28/18 @ 17:35 | Hsp-w11-v96-WCChlrBase-mNE-HVAC-Proto.pd2 | Hsp-w11-v96-WCChlrBase-mNE-HVAC-Proto | Hsp-w11-v96 | California (Title 24) | Red Bluff Area (CZ11) | Red Bluff AP | 499998 | 2301.3 | 146.671 | 0 | 0 | 0 | 0 | 3133.43 | 1294.01 | 0 | 5513.19 | 0 | 3604.3 | 15992.9 | 0 | 0 | 0 | 39309.6 | 0 | 10526.7 | 0 | 0 | 0 | 58.7864 | 0 | 0 | 49895.1 | 995.078 | 79.9393 | 0 | 0 | 0 | 0 | 363.521 | 248.57 | 0 | 934.822 | 0 | 564.645 | 3186.57 | 0 | 0 | 0 | 7520.5 | 0 | 2376.25 | 0 | 0 | 0 | 7.2135 | 0 | 0 | 9903.96 | 18637.8 | 2498.44 | - | - | - | - | 0 | 0 | 22486 | 0 | 0 | 0 | 0 | 0 | 0 | 0 | 0 | 22486 | Hsp | 96
07/28/18 @ 17:37 | Hsp-w12-v96-WCChlrBase-mNE-HVAC-Proto.pd2 | Hsp-w12-v96-WCChlrBase-mNE-HVAC-Proto | Hsp-w12-v96 | California (Title 24) | Sacramento Area (CZ12) | Sacramento AP | 499998 | 1983.61 | 120.034 | 0 | 0 | 0 | 0 | 3125.89 | 1273.67 | 0 | 5513.19 | 0 | 3604.3 | 15620.7 | 0 | 0 | 0 | 39355.2 | 0 | 10860.6 | 0 | 0 | 0 | 58.7864 | 0 | 0 | 50274.7 | 901.792 | 65.3698 | 0 | 0 | 0 | 0 | 364.516 | 243.015 | 0 | 934.822 | 0 | 564.645 | 3074.16 | 0 | 0 | 0 | 7476.75 | 0 | 2382.53 | 0 | 0 | 0 | 7.2135 | 0 | 0 | 9866.5 | 16985.6 | 2727.56 | - | - | - | - | 0 | 0 | 24548 | 0 | 0 | 0 | 0 | 0 | 0 | 0 | 0 | 24548 | Hsp | 96
07/28/18 @ 17:38 | Hsp-w13-v96-WCChlrBase-mNE-HVAC-Proto.pd2 | Hsp-w13-v96-WCChlrBase-mNE-HVAC-Proto | Hsp-w13-v96 | California (Title 24) | Fresno Area (CZ13) | Fresno AP | 499998 | 2426.52 | 157.045 | 0 | 0 | 0 | 0 | 3128.33 | 1326.33 | 0 | 5513.19 | 0 | 3604.3 | 16155.7 | 0 | 0 | 0 | 38770.5 | 0 | 10399.3 | 0 | 0 | 0 | 58.7864 | 0 | 0 | 49228.6 | 931.207 | 68.0155 | 0 | 0 | 0 | 0 | 365.037 | 243.765 | 0 | 931.123 | 0 | 564.645 | 3103.79 | 0 | 0 | 0 | 7198.98 | 0 | 2342.94 | 0 | 0 | 0 | 7.2135 | 0 | 0 | 9549.14 | 17337.8 | 2507 | - | - | - | - | 0 | 0 | 22563 | 0 | 0 | 0 | 0 | 0 | 0 | 0 | 0 | 22563 | Hsp | 96
07/28/18 @ 17:39 | Hsp-w14-v96-WCChlrBase-mNE-HVAC-Proto.pd2 | Hsp-w14-v96-WCChlrBase-mNE-HVAC-Proto | Hsp-w14-v96 | California (Title 24) | China Lake Area (CZ14) | Palmdale AP | 499998 | 2264.54 | 139.82 | 0 | 0 | 0 | 0 | 3124.62 | 1272.47 | 0 | 5513.19 | 0 | 3604.3 | 15918.9 | 0 | 0 | 0 | 39190.3 | 0 | 10603.9 | 0 | 0 | 0 | 58.7864 | 0 | 0 | 49853 | 1173.79 | 99.4026 | 0 | 0 | 0 | 0 | 357.3 | 265.268 | 0 | 910.246 | 0 | 564.645 | 3370.66 | 0 | 0 | 0 | 8148.62 | 0 | 2394.44 | 0 | 0 | 0 | 7.2135 | 0 | 0 | 10550.3 | 21323.3 | 2702.44 | - | - | - | - | 0 | 0 | 24322 | 0 | 0 | 0 | 0 | 0 | 0 | 0 | 0 | 24322 | Hsp | 96
07/28/18 @ 17:41 | Hsp-w15-v96-WCChlrBase-mNE-HVAC-Proto.pd2 | Hsp-w15-v96-WCChlrBase-mNE-HVAC-Proto | Hsp-w15-v96 | California (Title 24) | Blythe Area (CZ15) | Palm Springs | 499998 | 3583.42 | 261.873 | 0 | 0 | 0 | 0 | 3140.14 | 1600.23 | 0 | 5513.19 | 0 | 3604.3 | 17703.1 | 0 | 0 | 0 | 35320.2 | 0 | 8759.57 | 0 | 0 | 0 | 58.7864 | 0 | 0 | 44138.5 | 1106.97 | 96.9204 | 0 | 0 | 0 | 0 | 366.373 | 268.613 | 0 | 931.123 | 0 | 564.645 | 3334.65 | 0 | 0 | 0 | 6138.47 | 0 | 2003.02 | 0 | 0 | 0 | 7.2135 | 0 | 0 | 8148.7 | 20635.4 | 2746.56 | - | - | - | - | 0 | 0 | 24719 | 0 | 0 | 0 | 0 | 0 | 0 | 0 | 0 | 24719 | Hsp | 96
07/28/18 @ 17:42 | Hsp-w16-v96-WCChlrBase-mNE-HVAC-Proto.pd2 | Hsp-w16-v96-WCChlrBase-mNE-HVAC-Proto | Hsp-w16-v96 | California (Title 24) | Mount Shasta Area (CZ16) | Blue Canyon AP | 499998 | 1208.62 | 56.9162 | 0 | 0 | 0 | 0 | 3125.32 | 1015.66 | 0 | 5513.19 | 0 | 3604.3 | 14524 | 0 | 0 | 0 | 37780.7 | 0 | 12179.5 | 0 | 0 | 0 | 58.7864 | 0 | 0 | 50018.9 | 637.103 | 38.996 | 0 | 0 | 0 | 0 | 360.216 | 212.549 | 0 | 934.822 | 0 | 564.645 | 2748.33 | 0 | 0 | 0 | 8103.56 | 0 | 2689.23 | 0 | 0 | 0 | 7.2135 | 0 | 0 | 10800 | 12829.2 | 2408.67 | - | - | - | - | 0 | 0 | 21678 | 0 | 0 | 0 | 0 | 0 | 0 | 0 | 0 | 21678 | Hsp | 96
07/28/18 @ 17:44 | Hsp-w01-v03-WCChlrBase-mNE-HVAC-Proto.pd2 | Hsp-w01-v03-WCChlrBase-mNE-HVAC-Proto | Hsp-w01-v03 | California (Title 24) | Arcata Area (CZ01) | Arcata | 499998 | 567.899 | 7.1523 | 0 | 0 | 0 | 0 | 2303.79 | 939.934 | 0 | 5252.45 | 0 | 3604.3 | 12675.5 | 0 | 0 | 0 | 40251.9 | 0 | 11839.9 | 0 | 0 | 0 | 58.7864 | 0 | 0 | 52150.5 | 441.437 | 10.233 | 0 | 0 | 0 | 0 | 279.009 | 165.548 | 0 | 887.081 | 0 | 564.645 | 2347.95 | 0 | 0 | 0 | 7470.08 | 0 | 2411.87 | 0 | 0 | 0 | 7.2135 | 0 | 0 | 9889.16 | 9912.57 | 1926.44 | - | - | - | - | 0 | 0 | 17338 | 0 | 0 | 0 | 0 | 0 | 0 | 0 | 0 | 17338 | Hsp | 03
07/28/18 @ 17:45 | Hsp-w02-v03-WCChlrBase-mNE-HVAC-Proto.pd2 | Hsp-w02-v03-WCChlrBase-mNE-HVAC-Proto | Hsp-w02-v03 | California (Title 24) | Santa Rosa Area (CZ02) | Santa Rosa | 499998 | 1400.48 | 28.7505 | 0 | 0 | 0 | 0 | 2321.55 | 1146.45 | 0 | 5252.45 | 0 | 3604.3 | 13754 | 0 | 0 | 0 | 38458.1 | 0 | 11008.6 | 0 | 0 | 0 | 58.7864 | 0 | 0 | 49525.5 | 830.59 | 47.3352 | 0 | 0 | 0 | 0 | 280.498 | 236.024 | 0 | 826.016 | 0 | 564.645 | 2785.11 | 0 | 0 | 0 | 7501.98 | 0 | 2368.1 | 0 | 0 | 0 | 7.2135 | 0 | 0 | 9877.29 | 15801.1 | 2377.78 | - | - | - | - | 0 | 0 | 21400 | 0 | 0 | 0 | 0 | 0 | 0 | 0 | 0 | 21400 | Hsp | 03
07/28/18 @ 17:46 | Hsp-w03-v03-WCChlrBase-mNE-HVAC-Proto.pd2 | Hsp-w03-v03-WCChlrBase-mNE-HVAC-Proto | Hsp-w03-v03 | California (Title 24) | Oakland Area (CZ03) | Oakland AP | 499998 | 1119.72 | 22.1988 | 0 | 0 | 0 | 0 | 2319.52 | 1147.1 | 0 | 5252.45 | 0 | 3604.3 | 13465.3 | 0 | 0 | 0 | 38033.5 | 0 | 11041.6 | 0 | 0 | 0 | 58.7864 | 0 | 0 | 49133.9 | 540.483 | 13.8393 | 0 | 0 | 0 | 0 | 279.27 | 176.789 | 0 | 890.703 | 0 | 564.645 | 2465.73 | 0 | 0 | 0 | 6993.51 | 0 | 2346.52 | 0 | 0 | 0 | 7.2135 | 0 | 0 | 9347.24 | 11777.9 | 1940.22 | - | - | - | - | 0 | 0 | 17462 | 0 | 0 | 0 | 0 | 0 | 0 | 0 | 0 | 17462 | Hsp | 03
07/28/18 @ 17:48 | Hsp-w04-v03-WCChlrBase-mNE-HVAC-Proto.pd2 | Hsp-w04-v03-WCChlrBase-mNE-HVAC-Proto | Hsp-w04-v03 | California (Title 24) | Sunnyvale Area (CZ04) | San Jose | 499998 | 1566.24 | 34.7507 | 0 | 0 | 0 | 0 | 2331.06 | 1194.64 | 0 | 5252.45 | 0 | 3604.3 | 13983.4 | 0 | 0 | 0 | 37677.8 | 0 | 10694.5 | 0 | 0 | 0 | 58.7864 | 0 | 0 | 48431 | 692.63 | 19.5482 | 0 | 0 | 0 | 0 | 278.387 | 217.445 | 0 | 890.703 | 0 | 564.645 | 2663.36 | 0 | 0 | 0 | 7457.29 | 0 | 2359.49 | 0 | 0 | 0 | 7.2135 | 0 | 0 | 9823.99 | 13685.9 | 2197.22 | - | - | - | - | 0 | 0 | 19775 | 0 | 0 | 0 | 0 | 0 | 0 | 0 | 0 | 19775 | Hsp | 03
07/28/18 @ 17:50 | Hsp-w05-v03-WCChlrBase-mNE-HVAC-Proto.pd2 | Hsp-w05-v03-WCChlrBase-mNE-HVAC-Proto | Hsp-w05-v03 | California (Title 24) | Santa Maria Area (CZ05) | Santa Maria AP | 499998 | 1028.95 | 19.845 | 0 | 0 | 0 | 0 | 2318.93 | 1044.93 | 0 | 5252.45 | 0 | 3604.3 | 13269.4 | 0 | 0 | 0 | 38063.6 | 0 | 11213.1 | 0 | 0 | 0 | 58.7864 | 0 | 0 | 49335.6 | 546.25 | 14.0359 | 0 | 0 | 0 | 0 | 278.016 | 172.372 | 0 | 867.179 | 0 | 564.645 | 2442.5 | 0 | 0 | 0 | 6905.77 | 0 | 2278.81 | 0 | 0 | 0 | 7.2135 | 0 | 0 | 9191.79 | 11607.7 | 2150.78 | - | - | - | - | 0 | 0 | 19357 | 0 | 0 | 0 | 0 | 0 | 0 | 0 | 0 | 19357 | Hsp | 03
07/28/18 @ 17:51 | Hsp-w06-v03-WCChlrBase-mNE-HVAC-Proto.pd2 | Hsp-w06-v03-WCChlrBase-mNE-HVAC-Proto | Hsp-w06-v03 | California (Title 24) | Los Angeles Area (CZ06) | Torrance | 499998 | 2044.87 | 52.293 | 0 | 0 | 0 | 0 | 2337.87 | 1342.34 | 0 | 5252.45 | 0 | 3604.3 | 14634.1 | 0 | 0 | 0 | 35583.7 | 0 | 10379.6 | 0 | 0 | 0 | 58.7864 | 0 | 0 | 46022.2 | 692.41 | 28.5843 | 0 | 0 | 0 | 0 | 279.816 | 225.514 | 0 | 888.596 | 0 | 564.645 | 2679.57 | 0 | 0 | 0 | 6386.95 | 0 | 2098.88 | 0 | 0 | 0 | 7.2135 | 0 | 0 | 8493.05 | 13810.2 | 2359.89 | - | - | - | - | 0 | 0 | 21239 | 0 | 0 | 0 | 0 | 0 | 0 | 0 | 0 | 21239 | Hsp | 03
07/28/18 @ 17:53 | Hsp-w07-v03-WCChlrBase-mNE-HVAC-Proto.pd2 | Hsp-w07-v03-WCChlrBase-mNE-HVAC-Proto | Hsp-w07-v03 | California (Title 24) | San Diego Area (CZ07) | San Diego AP | 499998 | 2059.98 | 52.905 | 0 | 0 | 0 | 0 | 2336.38 | 1329.95 | 0 | 5252.45 | 0 | 3604.3 | 14635.9 | 0 | 0 | 0 | 35003 | 0 | 10270.4 | 0 | 0 | 0 | 58.7864 | 0 | 0 | 45332.2 | 666.436 | 26.2017 | 0 | 0 | 0 | 0 | 280.091 | 213.083 | 0 | 867.179 | 0 | 564.645 | 2617.64 | 0 | 0 | 0 | 5563.02 | 0 | 2179.48 | 0 | 0 | 0 | 7.2135 | 0 | 0 | 7749.71 | 13318.4 | 2404.67 | - | - | - | - | 0 | 0 | 21642 | 0 | 0 | 0 | 0 | 0 | 0 | 0 | 0 | 21642 | Hsp | 03
07/28/18 @ 17:54 | Hsp-w08-v03-WCChlrBase-mNE-HVAC-Proto.pd2 | Hsp-w08-v03-WCChlrBase-mNE-HVAC-Proto | Hsp-w08-v03 | California (Title 24) | El Toro Area (CZ08) | Fullerton | 499998 | 2220.88 | 57.1235 | 0 | 0 | 0 | 0 | 2336.87 | 1360.4 | 0 | 5252.45 | 0 | 3604.3 | 14832 | 0 | 0 | 0 | 35490.5 | 0 | 10103.3 | 0 | 0 | 0 | 58.7864 | 0 | 0 | 45652.6 | 753.602 | 28.6801 | 0 | 0 | 0 | 0 | 277.162 | 227.208 | 0 | 890.703 | 0 | 564.645 | 2742 | 0 | 0 | 0 | 6103.52 | 0 | 2105.42 | 0 | 0 | 0 | 7.2135 | 0 | 0 | 8216.16 | 14638.9 | 2525.78 | - | - | - | - | 0 | 0 | 22732 | 0 | 0 | 0 | 0 | 0 | 0 | 0 | 0 | 22732 | Hsp | 03
07/28/18 @ 17:55 | Hsp-w09-v03-WCChlrBase-mNE-HVAC-Proto.pd2 | Hsp-w09-v03-WCChlrBase-mNE-HVAC-Proto | Hsp-w09-v03 | California (Title 24) | Pasadena Area (CZ09) | Burbank AP | 499998 | 2278.21 | 59.3768 | 0 | 0 | 0 | 0 | 2339.2 | 1399.11 | 0 | 5252.45 | 0 | 3604.3 | 14932.6 | 0 | 0 | 0 | 35024 | 0 | 10091.6 | 0 | 0 | 0 | 58.7864 | 0 | 0 | 45174.4 | 954.682 | 75.76 | 0 | 0 | 0 | 0 | 277.987 | 251.823 | 0 | 890.703 | 0 | 564.645 | 3015.6 | 0 | 0 | 0 | 6249.29 | 0 | 2180.78 | 0 | 0 | 0 | 7.2135 | 0 | 0 | 8437.28 | 18003.9 | 2522.89 | - | - | - | - | 0 | 0 | 22706 | 0 | 0 | 0 | 0 | 0 | 0 | 0 | 0 | 22706 | Hsp | 03
07/28/18 @ 17:57 | Hsp-w10-v03-WCChlrBase-mNE-HVAC-Proto.pd2 | Hsp-w10-v03-WCChlrBase-mNE-HVAC-Proto | Hsp-w10-v03 | California (Title 24) | San Bernardino Area (CZ10) | Riverside FS 3 | 499998 | 2147.03 | 53.7038 | 0 | 0 | 0 | 0 | 2338.44 | 1301.96 | 0 | 5252.45 | 0 | 3604.3 | 14697.9 | 0 | 0 | 0 | 36179.7 | 0 | 10044.7 | 0 | 0 | 0 | 58.7864 | 0 | 0 | 46283.1 | 805.427 | 36.2548 | 0 | 0 | 0 | 0 | 279.029 | 233.038 | 0 | 890.703 | 0 | 564.645 | 2809.1 | 0 | 0 | 0 | 6711.36 | 0 | 2011.58 | 0 | 0 | 0 | 7.2135 | 0 | 0 | 8730.15 | 15624 | 2584.67 | - | - | - | - | 0 | 0 | 23262 | 0 | 0 | 0 | 0 | 0 | 0 | 0 | 0 | 23262 | Hsp | 03
07/28/18 @ 17:58 | Hsp-w11-v03-WCChlrBase-mNE-HVAC-Proto.pd2 | Hsp-w11-v03-WCChlrBase-mNE-HVAC-Proto | Hsp-w11-v03 | California (Title 24) | Red Bluff Area (CZ11) | Red Bluff AP | 499998 | 2046.83 | 50.5516 | 0 | 0 | 0 | 0 | 2334.27 | 1270.4 | 0 | 5252.45 | 0 | 3604.3 | 14558.8 | 0 | 0 | 0 | 37001.6 | 0 | 10176.9 | 0 | 0 | 0 | 58.7864 | 0 | 0 | 47237.4 | 919.892 | 65.4058 | 0 | 0 | 0 | 0 | 279.171 | 244.23 | 0 | 890.703 | 0 | 564.645 | 2964.05 | 0 | 0 | 0 | 7328.56 | 0 | 2306.74 | 0 | 0 | 0 | 7.2135 | 0 | 0 | 9642.51 | 17395.7 | 2262.11 | - | - | - | - | 0 | 0 | 20359 | 0 | 0 | 0 | 0 | 0 | 0 | 0 | 0 | 20359 | Hsp | 03
07/28/18 @ 17:59 | Hsp-w12-v03-WCChlrBase-mNE-HVAC-Proto.pd2 | Hsp-w12-v03-WCChlrBase-mNE-HVAC-Proto | Hsp-w12-v03 | California (Title 24) | Sacramento Area (CZ12) | Sacramento AP | 499998 | 1766.7 | 41.4486 | 0 | 0 | 0 | 0 | 2330.09 | 1236.46 | 0 | 5252.45 | 0 | 3604.3 | 14231.4 | 0 | 0 | 0 | 37327.6 | 0 | 10501.9 | 0 | 0 | 0 | 58.7864 | 0 | 0 | 47888.2 | 818.935 | 36.739 | 0 | 0 | 0 | 0 | 279.404 | 234.513 | 0 | 890.703 | 0 | 564.645 | 2824.94 | 0 | 0 | 0 | 7341.68 | 0 | 2312.79 | 0 | 0 | 0 | 7.2135 | 0 | 0 | 9661.69 | 15676.3 | 2497.67 | - | - | - | - | 0 | 0 | 22479 | 0 | 0 | 0 | 0 | 0 | 0 | 0 | 0 | 22479 | Hsp | 03
07/28/18 @ 18:01 | Hsp-w13-v03-WCChlrBase-mNE-HVAC-Proto.pd2 | Hsp-w13-v03-WCChlrBase-mNE-HVAC-Proto | Hsp-w13-v03 | California (Title 24) | Fresno Area (CZ13) | Fresno AP | 499998 | 2125.3 | 53.6412 | 0 | 0 | 0 | 0 | 2337.69 | 1281.08 | 0 | 5252.45 | 0 | 3604.3 | 14654.4 | 0 | 0 | 0 | 36431 | 0 | 10052.3 | 0 | 0 | 0 | 58.7864 | 0 | 0 | 46542.1 | 846.536 | 41.618 | 0 | 0 | 0 | 0 | 277.972 | 235.166 | 0 | 887.081 | 0 | 564.645 | 2853.02 | 0 | 0 | 0 | 6987.57 | 0 | 2274.23 | 0 | 0 | 0 | 7.2135 | 0 | 0 | 9269.01 | 16024.2 | 2275.33 | - | - | - | - | 0 | 0 | 20478 | 0 | 0 | 0 | 0 | 0 | 0 | 0 | 0 | 20478 | Hsp | 03
07/28/18 @ 18:02 | Hsp-w14-v03-WCChlrBase-mNE-HVAC-Proto.pd2 | Hsp-w14-v03-WCChlrBase-mNE-HVAC-Proto | Hsp-w14-v03 | California (Title 24) | China Lake Area (CZ14) | Palmdale AP | 499998 | 2027.53 | 47.9381 | 0 | 0 | 0 | 0 | 2335.07 | 1227.98 | 0 | 5252.45 | 0 | 3604.3 | 14495.2 | 0 | 0 | 0 | 37487.9 | 0 | 10252.6 | 0 | 0 | 0 | 58.7864 | 0 | 0 | 47799.3 | 1089.62 | 91.6096 | 0 | 0 | 0 | 0 | 279.615 | 258.104 | 0 | 867.179 | 0 | 564.645 | 3150.77 | 0 | 0 | 0 | 8247.02 | 0 | 2324.52 | 0 | 0 | 0 | 7.2135 | 0 | 0 | 10578.8 | 20064.2 | 2485.11 | - | - | - | - | 0 | 0 | 22366 | 0 | 0 | 0 | 0 | 0 | 0 | 0 | 0 | 22366 | Hsp | 03
07/28/18 @ 18:04 | Hsp-w15-v03-WCChlrBase-mNE-HVAC-Proto.pd2 | Hsp-w15-v03-WCChlrBase-mNE-HVAC-Proto | Hsp-w15-v03 | California (Title 24) | Blythe Area (CZ15) | Palm Springs | 499998 | 3180.05 | 91.1035 | 0 | 0 | 0 | 0 | 2362.46 | 1536.61 | 0 | 5252.45 | 0 | 3604.3 | 16026.9 | 0 | 0 | 0 | 32313.6 | 0 | 8453.56 | 0 | 0 | 0 | 58.7864 | 0 | 0 | 40825.9 | 1022.8 | 89.0068 | 0 | 0 | 0 | 0 | 277.732 | 260.313 | 0 | 887.081 | 0 | 564.645 | 3101.58 | 0 | 0 | 0 | 5737.79 | 0 | 1942.73 | 0 | 0 | 0 | 7.2135 | 0 | 0 | 7687.74 | 19307.5 | 2507.22 | - | - | - | - | 0 | 0 | 22565 | 0 | 0 | 0 | 0 | 0 | 0 | 0 | 0 | 22565 | Hsp | 03
07/28/18 @ 18:07 | Hsp-w16-v03-WCChlrBase-mNE-HVAC-Proto.pd2 | Hsp-w16-v03-WCChlrBase-mNE-HVAC-Proto | Hsp-w16-v03 | California (Title 24) | Mount Shasta Area (CZ16) | Blue Canyon AP | 499998 | 1094.24 | 19.405 | 0 | 0 | 0 | 0 | 2327.32 | 985.053 | 0 | 5252.45 | 0 | 3604.3 | 13282.8 | 0 | 0 | 0 | 37979.6 | 0 | 11788.4 | 0 | 0 | 0 | 58.7864 | 0 | 0 | 49826.8 | 577.298 | 14.3188 | 0 | 0 | 0 | 0 | 280.038 | 205.036 | 0 | 890.703 | 0 | 564.645 | 2532.04 | 0 | 0 | 0 | 8237.62 | 0 | 2611.86 | 0 | 0 | 0 | 7.2135 | 0 | 0 | 10856.7 | 11634.7 | 2228.56 | - | - | - | - | 0 | 0 | 20057 | 0 | 0 | 0 | 0 | 0 | 0 | 0 | 0 | 20057 | Hsp | 03
07/28/18 @ 18:09 | Hsp-w01-v07-WCChlrBase-mNE-HVAC-Proto.pd2 | Hsp-w01-v07-WCChlrBase-mNE-HVAC-Proto | Hsp-w01-v07 | California (Title 24) | Arcata Area (CZ01) | Arcata | 499998 | 420.792 | 4.1005 | 0 | 0 | 0 | 0 | 2023.71 | 195.993 | 0 | 5044.4 | 0 | 3269.9 | 10958.9 | 0 | 0 | 0 | 37203.3 | 0 | 11840.3 | 0 | 0 | 0 | 58.7864 | 0 | 0 | 49102.3 | 415.182 | 9.6226 | 0 | 0 | 0 | 0 | 247.986 | 80.852 | 0 | 851.94 | 0 | 516.938 | 2122.52 | 0 | 0 | 0 | 7175.39 | 0 | 2411.95 | 0 | 0 | 0 | 7.2135 | 0 | 0 | 9594.55 | 9500.98 | 1684.11 | - | - | - | - | 0 | 0 | 15157 | 0 | 0 | 0 | 0 | 0 | 0 | 0 | 0 | 15157 | Hsp | 07
07/28/18 @ 18:12 | Hsp-w02-v07-WCChlrBase-mNE-HVAC-Proto.pd2 | Hsp-w02-v07-WCChlrBase-mNE-HVAC-Proto | Hsp-w02-v07 | California (Title 24) | Santa Rosa Area (CZ02) | Santa Rosa | 499998 | 1204.9 | 25.6276 | 0 | 0 | 0 | 0 | 2041.65 | 396.992 | 0 | 5044.4 | 0 | 3269.9 | 11983.5 | 0 | 0 | 0 | 36562.7 | 0 | 11008.9 | 0 | 0 | 0 | 58.7864 | 0 | 0 | 47630.4 | 778.512 | 33.7506 | 0 | 0 | 0 | 0 | 250.428 | 153.181 | 0 | 855.501 | 0 | 516.938 | 2588.31 | 0 | 0 | 0 | 7205.37 | 0 | 2368.19 | 0 | 0 | 0 | 7.2135 | 0 | 0 | 9580.77 | 15339.3 | 2154.67 | - | - | - | - | 0 | 0 | 19392 | 0 | 0 | 0 | 0 | 0 | 0 | 0 | 0 | 19392 | Hsp | 07
07/28/18 @ 18:14 | Hsp-w03-v07-WCChlrBase-mNE-HVAC-Proto.pd2 | Hsp-w03-v07-WCChlrBase-mNE-HVAC-Proto | Hsp-w03-v07 | California (Title 24) | Oakland Area (CZ03) | Oakland AP | 499998 | 923.12 | 17.6447 | 0 | 0 | 0 | 0 | 2040.27 | 310.439 | 0 | 5044.4 | 0 | 3269.9 | 11605.8 | 0 | 0 | 0 | 35593.7 | 0 | 11041.9 | 0 | 0 | 0 | 58.7864 | 0 | 0 | 46694.3 | 514.605 | 13.1639 | 0 | 0 | 0 | 0 | 250.068 | 97.109 | 0 | 855.501 | 0 | 516.938 | 2247.39 | 0 | 0 | 0 | 6648.87 | 0 | 2346.6 | 0 | 0 | 0 | 7.2135 | 0 | 0 | 9002.68 | 11369 | 1709.33 | - | - | - | - | 0 | 0 | 15384 | 0 | 0 | 0 | 0 | 0 | 0 | 0 | 0 | 15384 | Hsp | 07
07/28/18 @ 18:15 | Hsp-w04-v07-WCChlrBase-mNE-HVAC-Proto.pd2 | Hsp-w04-v07-WCChlrBase-mNE-HVAC-Proto | Hsp-w04-v07 | California (Title 24) | Sunnyvale Area (CZ04) | San Jose | 499998 | 1378.5 | 30.8009 | 0 | 0 | 0 | 0 | 2052.09 | 412.553 | 0 | 5044.4 | 0 | 3269.9 | 12188.2 | 0 | 0 | 0 | 36106 | 0 | 10694.8 | 0 | 0 | 0 | 58.7864 | 0 | 0 | 46859.6 | 670.993 | 18.7222 | 0 | 0 | 0 | 0 | 248.552 | 133.433 | 0 | 855.501 | 0 | 516.938 | 2444.14 | 0 | 0 | 0 | 7100.51 | 0 | 2359.56 | 0 | 0 | 0 | 7.2135 | 0 | 0 | 9467.28 | 13281.1 | 1990.44 | - | - | - | - | 0 | 0 | 17914 | 0 | 0 | 0 | 0 | 0 | 0 | 0 | 0 | 17914 | Hsp | 07
07/28/18 @ 18:16 | Hsp-w05-v07-WCChlrBase-mNE-HVAC-Proto.pd2 | Hsp-w05-v07-WCChlrBase-mNE-HVAC-Proto | Hsp-w05-v07 | California (Title 24) | Santa Maria Area (CZ05) | Santa Maria AP | 499998 | 851.555 | 16.0755 | 0 | 0 | 0 | 0 | 2039 | 283.545 | 0 | 5044.4 | 0 | 3269.9 | 11504.5 | 0 | 0 | 0 | 35957.6 | 0 | 11213.4 | 0 | 0 | 0 | 58.7864 | 0 | 0 | 47229.8 | 525.103 | 13.4204 | 0 | 0 | 0 | 0 | 246.606 | 96.0988 | 0 | 832.815 | 0 | 516.938 | 2230.98 | 0 | 0 | 0 | 6617.27 | 0 | 2278.87 | 0 | 0 | 0 | 7.2135 | 0 | 0 | 8903.36 | 11186.1 | 1923.78 | - | - | - | - | 0 | 0 | 17314 | 0 | 0 | 0 | 0 | 0 | 0 | 0 | 0 | 17314 | Hsp | 07
07/28/18 @ 18:18 | Hsp-w06-v07-WCChlrBase-mNE-HVAC-Proto.pd2 | Hsp-w06-v07-WCChlrBase-mNE-HVAC-Proto | Hsp-w06-v07 | California (Title 24) | Los Angeles Area (CZ06) | Torrance | 499998 | 1817.12 | 46.8886 | 0 | 0 | 0 | 0 | 2059.05 | 485.488 | 0 | 5044.4 | 0 | 3269.9 | 12722.8 | 0 | 0 | 0 | 34171.7 | 0 | 10379.8 | 0 | 0 | 0 | 58.7864 | 0 | 0 | 44610.3 | 662.516 | 26.9225 | 0 | 0 | 0 | 0 | 249.296 | 145.56 | 0 | 853.456 | 0 | 516.938 | 2454.69 | 0 | 0 | 0 | 6122.05 | 0 | 2098.94 | 0 | 0 | 0 | 7.2135 | 0 | 0 | 8228.21 | 13376.3 | 2142 | - | - | - | - | 0 | 0 | 19278 | 0 | 0 | 0 | 0 | 0 | 0 | 0 | 0 | 19278 | Hsp | 07
07/28/18 @ 18:19 | Hsp-w07-v07-WCChlrBase-mNE-HVAC-Proto.pd2 | Hsp-w07-v07-WCChlrBase-mNE-HVAC-Proto | Hsp-w07-v07 | California (Title 24) | San Diego Area (CZ07) | San Diego AP | 499998 | 1830.86 | 46.8469 | 0 | 0 | 0 | 0 | 2057.58 | 477.83 | 0 | 5044.4 | 0 | 3269.9 | 12727.4 | 0 | 0 | 0 | 33662.4 | 0 | 10270.6 | 0 | 0 | 0 | 58.7864 | 0 | 0 | 43991.8 | 640.949 | 25.5936 | 0 | 0 | 0 | 0 | 248.993 | 133.259 | 0 | 832.815 | 0 | 516.938 | 2398.55 | 0 | 0 | 0 | 5422.37 | 0 | 2179.53 | 0 | 0 | 0 | 7.2135 | 0 | 0 | 7609.12 | 12878.4 | 2185.33 | - | - | - | - | 0 | 0 | 19668 | 0 | 0 | 0 | 0 | 0 | 0 | 0 | 0 | 19668 | Hsp | 07
07/28/18 @ 18:20 | Hsp-w08-v07-WCChlrBase-mNE-HVAC-Proto.pd2 | Hsp-w08-v07-WCChlrBase-mNE-HVAC-Proto | Hsp-w08-v07 | California (Title 24) | El Toro Area (CZ08) | Fullerton | 499998 | 1991.91 | 51.6343 | 0 | 0 | 0 | 0 | 2058.99 | 524.315 | 0 | 5044.4 | 0 | 3269.9 | 12941.1 | 0 | 0 | 0 | 34133 | 0 | 10103.5 | 0 | 0 | 0 | 58.7864 | 0 | 0 | 44295.3 | 728.351 | 26.8754 | 0 | 0 | 0 | 0 | 247.349 | 141.089 | 0 | 855.501 | 0 | 516.938 | 2516.1 | 0 | 0 | 0 | 5829.48 | 0 | 2105.49 | 0 | 0 | 0 | 7.2135 | 0 | 0 | 7942.19 | 14219.3 | 2303.67 | - | - | - | - | 0 | 0 | 20733 | 0 | 0 | 0 | 0 | 0 | 0 | 0 | 0 | 20733 | Hsp | 07
07/28/18 @ 18:21 | Hsp-w09-v07-WCChlrBase-mNE-HVAC-Proto.pd2 | Hsp-w09-v07-WCChlrBase-mNE-HVAC-Proto | Hsp-w09-v07 | California (Title 24) | Pasadena Area (CZ09) | Burbank AP | 499998 | 2046.82 | 54.5397 | 0 | 0 | 0 | 0 | 2061.47 | 571.53 | 0 | 5044.4 | 0 | 3269.9 | 13048.6 | 0 | 0 | 0 | 33611.8 | 0 | 10091.8 | 0 | 0 | 0 | 58.7864 | 0 | 0 | 43762.4 | 919.262 | 72.6279 | 0 | 0 | 0 | 0 | 247.515 | 180.88 | 0 | 855.501 | 0 | 516.938 | 2792.72 | 0 | 0 | 0 | 6107.32 | 0 | 2180.85 | 0 | 0 | 0 | 7.2135 | 0 | 0 | 8295.38 | 17572.7 | 2309 | - | - | - | - | 0 | 0 | 20781 | 0 | 0 | 0 | 0 | 0 | 0 | 0 | 0 | 20781 | Hsp | 07
07/28/18 @ 18:23 | Hsp-w10-v07-WCChlrBase-mNE-HVAC-Proto.pd2 | Hsp-w10-v07-WCChlrBase-mNE-HVAC-Proto | Hsp-w10-v07 | California (Title 24) | San Bernardino Area (CZ10) | Riverside FS 3 | 499998 | 1938.04 | 49.1059 | 0 | 0 | 0 | 0 | 2059.63 | 526.565 | 0 | 5044.4 | 0 | 3269.9 | 12887.6 | 0 | 0 | 0 | 34985.5 | 0 | 10044.9 | 0 | 0 | 0 | 58.7864 | 0 | 0 | 45089.2 | 781.229 | 34.2907 | 0 | 0 | 0 | 0 | 250.155 | 149.545 | 0 | 855.501 | 0 | 516.938 | 2587.66 | 0 | 0 | 0 | 6367.73 | 0 | 2188.58 | 0 | 0 | 0 | 7.2135 | 0 | 0 | 8563.52 | 15201.2 | 2366.89 | - | - | - | - | 0 | 0 | 21302 | 0 | 0 | 0 | 0 | 0 | 0 | 0 | 0 | 21302 | Hsp | 07
07/28/18 @ 18:25 | Hsp-w11-v07-WCChlrBase-mNE-HVAC-Proto.pd2 | Hsp-w11-v07-WCChlrBase-mNE-HVAC-Proto | Hsp-w11-v07 | California (Title 24) | Red Bluff Area (CZ11) | Red Bluff AP | 499998 | 1842.71 | 46.9256 | 0 | 0 | 0 | 0 | 2057.04 | 517.564 | 0 | 5044.4 | 0 | 3269.9 | 12778.5 | 0 | 0 | 0 | 35584.9 | 0 | 10177.2 | 0 | 0 | 0 | 58.7864 | 0 | 0 | 45820.9 | 890.685 | 62.4185 | 0 | 0 | 0 | 0 | 250.282 | 163.433 | 0 | 855.501 | 0 | 516.938 | 2739.26 | 0 | 0 | 0 | 7064.77 | 0 | 2306.82 | 0 | 0 | 0 | 7.2135 | 0 | 0 | 9378.81 | 16979.2 | 2054.33 | - | - | - | - | 0 | 0 | 18489 | 0 | 0 | 0 | 0 | 0 | 0 | 0 | 0 | 18489 | Hsp | 07
07/28/18 @ 18:27 | Hsp-w12-v07-WCChlrBase-mNE-HVAC-Proto.pd2 | Hsp-w12-v07-WCChlrBase-mNE-HVAC-Proto | Hsp-w12-v07 | California (Title 24) | Sacramento Area (CZ12) | Sacramento AP | 499998 | 1565.79 | 37.6229 | 0 | 0 | 0 | 0 | 2051.49 | 464.852 | 0 | 5044.4 | 0 | 3269.9 | 12434 | 0 | 0 | 0 | 35708.5 | 0 | 10502.2 | 0 | 0 | 0 | 58.7864 | 0 | 0 | 46269.5 | 798.798 | 35.2955 | 0 | 0 | 0 | 0 | 249.543 | 149.276 | 0 | 855.501 | 0 | 516.938 | 2605.35 | 0 | 0 | 0 | 7116.12 | 0 | 2312.87 | 0 | 0 | 0 | 7.2135 | 0 | 0 | 9436.2 | 15275.6 | 2277.78 | - | - | - | - | 0 | 0 | 20500 | 0 | 0 | 0 | 0 | 0 | 0 | 0 | 0 | 20500 | Hsp | 07
07/28/18 @ 18:28 | Hsp-w13-v07-WCChlrBase-mNE-HVAC-Proto.pd2 | Hsp-w13-v07-WCChlrBase-mNE-HVAC-Proto | Hsp-w13-v07 | California (Title 24) | Fresno Area (CZ13) | Fresno AP | 499998 | 1925.79 | 49.9736 | 0 | 0 | 0 | 0 | 2060.66 | 528.968 | 0 | 5044.4 | 0 | 3269.9 | 12879.7 | 0 | 0 | 0 | 35072.8 | 0 | 10052.6 | 0 | 0 | 0 | 58.7864 | 0 | 0 | 45184.2 | 824.74 | 39.3939 | 0 | 0 | 0 | 0 | 248.164 | 152.202 | 0 | 851.94 | 0 | 516.938 | 2633.38 | 0 | 0 | 0 | 6772.1 | 0 | 2274.3 | 0 | 0 | 0 | 7.2135 | 0 | 0 | 9053.62 | 15611.7 | 2067.78 | - | - | - | - | 0 | 0 | 18610 | 0 | 0 | 0 | 0 | 0 | 0 | 0 | 0 | 18610 | Hsp | 07
07/28/18 @ 18:30 | Hsp-w14-v07-WCChlrBase-mNE-HVAC-Proto.pd2 | Hsp-w14-v07-WCChlrBase-mNE-HVAC-Proto | Hsp-w14-v07 | California (Title 24) | China Lake Area (CZ14) | Palmdale AP | 499998 | 1836.97 | 44.6596 | 0 | 0 | 0 | 0 | 2057.75 | 531.19 | 0 | 5044.4 | 0 | 3269.9 | 12784.9 | 0 | 0 | 0 | 36280.6 | 0 | 10252.9 | 0 | 0 | 0 | 58.7864 | 0 | 0 | 46592.3 | 1074.42 | 88.9931 | 0 | 0 | 0 | 0 | 249.816 | 183.886 | 0 | 832.815 | 0 | 516.938 | 2946.87 | 0 | 0 | 0 | 7976.5 | 0 | 2324.61 | 0 | 0 | 0 | 7.2135 | 0 | 0 | 10308.3 | 19577.9 | 2278.33 | - | - | - | - | 0 | 0 | 20505 | 0 | 0 | 0 | 0 | 0 | 0 | 0 | 0 | 20505 | Hsp | 07
07/28/18 @ 18:31 | Hsp-w15-v07-WCChlrBase-mNE-HVAC-Proto.pd2 | Hsp-w15-v07-WCChlrBase-mNE-HVAC-Proto | Hsp-w15-v07 | California (Title 24) | Blythe Area (CZ15) | Palm Springs | 499998 | 2966.54 | 86.1112 | 0 | 0 | 0 | 0 | 2089.36 | 723.991 | 0 | 5044.4 | 0 | 3269.9 | 14180.3 | 0 | 0 | 0 | 31613.9 | 0 | 8453.75 | 0 | 0 | 0 | 58.7864 | 0 | 0 | 40126.4 | 1009.3 | 86.4753 | 0 | 0 | 0 | 0 | 247.836 | 186.481 | 0 | 851.94 | 0 | 516.938 | 2898.97 | 0 | 0 | 0 | 5678.64 | 0 | 1942.81 | 0 | 0 | 0 | 7.2135 | 0 | 0 | 7628.66 | 18913.9 | 2294.33 | - | - | - | - | 0 | 0 | 20649 | 0 | 0 | 0 | 0 | 0 | 0 | 0 | 0 | 20649 | Hsp | 07
07/28/18 @ 18:32 | Hsp-w16-v07-WCChlrBase-mNE-HVAC-Proto.pd2 | Hsp-w16-v07-WCChlrBase-mNE-HVAC-Proto | Hsp-w16-v07 | California (Title 24) | Mount Shasta Area (CZ16) | Blue Canyon AP | 499998 | 937.827 | 17.5201 | 0 | 0 | 0 | 0 | 2048.25 | 283.548 | 0 | 5044.4 | 0 | 3269.9 | 11601.4 | 0 | 0 | 0 | 37268.2 | 0 | 11788.8 | 0 | 0 | 0 | 58.7864 | 0 | 0 | 49115.8 | 524.514 | 12.7654 | 0 | 0 | 0 | 0 | 251.292 | 92.8508 | 0 | 855.501 | 0 | 516.938 | 2253.86 | 0 | 0 | 0 | 8056.23 | 0 | 2611.98 | 0 | 0 | 0 | 7.2135 | 0 | 0 | 10675.4 | 11201.7 | 2010.11 | - | - | - | - | 0 | 0 | 18091 | 0 | 0 | 0 | 0 | 0 | 0 | 0 | 0 | 18091 | Hsp | 07
07/28/18 @ 18:33 | Hsp-w01-v11-WCChlrBase-mNE-HVAC-Proto.pd2 | Hsp-w01-v11-WCChlrBase-mNE-HVAC-Proto | Hsp-w01-v11 | California (Title 24) | Arcata Area (CZ01) | Arcata | 499998 | 422.897 | 4.2157 | 0 | 0 | 0 | 0 | 2022.85 | 195.523 | 0 | 5044.4 | 0 | 3052.95 | 10742.8 | 0 | 0 | 0 | 37848.9 | 0 | 11840.2 | 0 | 0 | 0 | 58.7864 | 0 | 0 | 49747.9 | 412.173 | 9.5672 | 0 | 0 | 0 | 0 | 246.415 | 80.4103 | 0 | 851.94 | 0 | 476.249 | 2076.75 | 0 | 0 | 0 | 7208.31 | 0 | 2411.94 | 0 | 0 | 0 | 7.2135 | 0 | 0 | 9627.47 | 9452.94 | 1641.89 | - | - | - | - | 0 | 0 | 14777 | 0 | 0 | 0 | 0 | 0 | 0 | 0 | 0 | 14777 | Hsp | 11
07/28/18 @ 18:34 | Hsp-w02-v11-WCChlrBase-mNE-HVAC-Proto.pd2 | Hsp-w02-v11-WCChlrBase-mNE-HVAC-Proto | Hsp-w02-v11 | California (Title 24) | Santa Rosa Area (CZ02) | Santa Rosa | 499998 | 1198.11 | 25.4711 | 0 | 0 | 0 | 0 | 2039.02 | 395.168 | 0 | 5044.4 | 0 | 3052.95 | 11755.1 | 0 | 0 | 0 | 37193.1 | 0 | 11008.9 | 0 | 0 | 0 | 58.7864 | 0 | 0 | 48260.8 | 798.085 | 44.2072 | 0 | 0 | 0 | 0 | 248.924 | 154.923 | 0 | 793.326 | 0 | 476.249 | 2515.71 | 0 | 0 | 0 | 7230.96 | 0 | 2368.19 | 0 | 0 | 0 | 7.2135 | 0 | 0 | 9606.36 | 15232.9 | 2107.67 | - | - | - | - | 0 | 0 | 18969 | 0 | 0 | 0 | 0 | 0 | 0 | 0 | 0 | 18969 | Hsp | 11
07/28/18 @ 18:36 | Hsp-w03-v11-WCChlrBase-mNE-HVAC-Proto.pd2 | Hsp-w03-v11-WCChlrBase-mNE-HVAC-Proto | Hsp-w03-v11 | California (Title 24) | Oakland Area (CZ03) | Oakland AP | 499998 | 918.873 | 17.5539 | 0 | 0 | 0 | 0 | 2037.85 | 308.848 | 0 | 5044.4 | 0 | 3052.95 | 11380.5 | 0 | 0 | 0 | 36224 | 0 | 11041.9 | 0 | 0 | 0 | 58.7864 | 0 | 0 | 47324.6 | 509.432 | 13.052 | 0 | 0 | 0 | 0 | 249.13 | 97.3695 | 0 | 855.501 | 0 | 476.249 | 2200.73 | 0 | 0 | 0 | 6675.55 | 0 | 2346.6 | 0 | 0 | 0 | 7.2135 | 0 | 0 | 9029.36 | 11274.2 | 1679.78 | - | - | - | - | 0 | 0 | 15118 | 0 | 0 | 0 | 0 | 0 | 0 | 0 | 0 | 15118 | Hsp | 11
07/28/18 @ 18:37 | Hsp-w04-v11-WCChlrBase-mNE-HVAC-Proto.pd2 | Hsp-w04-v11-WCChlrBase-mNE-HVAC-Proto | Hsp-w04-v11 | California (Title 24) | Sunnyvale Area (CZ04) | San Jose | 499998 | 1370.58 | 30.637 | 0 | 0 | 0 | 0 | 2049.34 | 410.282 | 0 | 5044.4 | 0 | 3052.95 | 11958.2 | 0 | 0 | 0 | 36766.7 | 0 | 10694.8 | 0 | 0 | 0 | 58.7864 | 0 | 0 | 47520.3 | 663.523 | 18.5648 | 0 | 0 | 0 | 0 | 247.907 | 132.995 | 0 | 855.501 | 0 | 476.249 | 2394.74 | 0 | 0 | 0 | 7124.96 | 0 | 2359.56 | 0 | 0 | 0 | 7.2135 | 0 | 0 | 9491.73 | 13169.4 | 1957.11 | - | - | - | - | 0 | 0 | 17614 | 0 | 0 | 0 | 0 | 0 | 0 | 0 | 0 | 17614 | Hsp | 11
07/28/18 @ 19:17 | Hsp-w05-v11-WCChlrBase-mNE-HVAC-Proto.pd2 | Hsp-w05-v11-WCChlrBase-mNE-HVAC-Proto | Hsp-w05-v11 | California (Title 24) | Santa Maria Area (CZ05) | Santa Maria AP | 499998 | 848.741 | 16.0374 | 0 | 0 | 0 | 0 | 2035.91 | 282.949 | 0 | 5044.4 | 0 | 3052.95 | 11281 | 0 | 0 | 0 | 36658.3 | 0 | 11213.4 | 0 | 0 | 0 | 58.7864 | 0 | 0 | 47930.6 | 522.838 | 13.3642 | 0 | 0 | 0 | 0 | 245.466 | 95.9576 | 0 | 832.815 | 0 | 476.249 | 2186.69 | 0 | 0 | 0 | 6678.29 | 0 | 2278.87 | 0 | 0 | 0 | 7.2135 | 0 | 0 | 8964.38 | 11139.1 | 1887.44 | - | - | - | - | 0 | 0 | 16987 | 0 | 0 | 0 | 0 | 0 | 0 | 0 | 0 | 16987 | Hsp | 11
07/28/18 @ 19:19 | Hsp-w06-v11-WCChlrBase-mNE-HVAC-Proto.pd2 | Hsp-w06-v11-WCChlrBase-mNE-HVAC-Proto | Hsp-w06-v11 | California (Title 24) | Los Angeles Area (CZ06) | Torrance | 499998 | 1812.15 | 46.7456 | 0 | 0 | 0 | 0 | 2055.68 | 484.456 | 0 | 5044.4 | 0 | 3052.95 | 12496.4 | 0 | 0 | 0 | 34879.1 | 0 | 10379.8 | 0 | 0 | 0 | 58.7864 | 0 | 0 | 45317.8 | 659.589 | 26.8118 | 0 | 0 | 0 | 0 | 248.049 | 145.249 | 0 | 853.456 | 0 | 476.249 | 2409.4 | 0 | 0 | 0 | 6186.92 | 0 | 2098.94 | 0 | 0 | 0 | 7.2135 | 0 | 0 | 8293.08 | 13309.1 | 2104.33 | - | - | - | - | 0 | 0 | 18939 | 0 | 0 | 0 | 0 | 0 | 0 | 0 | 0 | 18939 | Hsp | 11
07/28/18 @ 19:20 | Hsp-w07-v11-WCChlrBase-mNE-HVAC-Proto.pd2 | Hsp-w07-v11-WCChlrBase-mNE-HVAC-Proto | Hsp-w07-v11 | California (Title 24) | San Diego Area (CZ07) | San Diego AP | 499998 | 1825.36 | 46.7041 | 0 | 0 | 0 | 0 | 2054.5 | 476.188 | 0 | 5044.4 | 0 | 3052.95 | 12500.1 | 0 | 0 | 0 | 34366.4 | 0 | 10270.6 | 0 | 0 | 0 | 58.7864 | 0 | 0 | 44695.8 | 636.287 | 25.3449 | 0 | 0 | 0 | 0 | 247.587 | 132.425 | 0 | 832.815 | 0 | 476.249 | 2350.71 | 0 | 0 | 0 | 5450.56 | 0 | 2179.53 | 0 | 0 | 0 | 7.2135 | 0 | 0 | 7637.3 | 12785.6 | 2138.67 | - | - | - | - | 0 | 0 | 19248 | 0 | 0 | 0 | 0 | 0 | 0 | 0 | 0 | 19248 | Hsp | 11
07/28/18 @ 19:22 | Hsp-w08-v11-WCChlrBase-mNE-HVAC-Proto.pd2 | Hsp-w08-v11-WCChlrBase-mNE-HVAC-Proto | Hsp-w08-v11 | California (Title 24) | El Toro Area (CZ08) | Fullerton | 499998 | 1983.11 | 51.4529 | 0 | 0 | 0 | 0 | 2056.02 | 522.39 | 0 | 5044.4 | 0 | 3052.95 | 12710.3 | 0 | 0 | 0 | 34829.7 | 0 | 10103.5 | 0 | 0 | 0 | 58.7864 | 0 | 0 | 44992 | 720.63 | 28.7866 | 0 | 0 | 0 | 0 | 246.837 | 140.64 | 0 | 855.501 | 0 | 476.249 | 2468.64 | 0 | 0 | 0 | 5872.77 | 0 | 2105.49 | 0 | 0 | 0 | 7.2135 | 0 | 0 | 7985.47 | 14099.2 | 2255.67 | - | - | - | - | 0 | 0 | 20301 | 0 | 0 | 0 | 0 | 0 | 0 | 0 | 0 | 20301 | Hsp | 11
07/28/18 @ 19:23 | Hsp-w09-v11-WCChlrBase-mNE-HVAC-Proto.pd2 | Hsp-w09-v11-WCChlrBase-mNE-HVAC-Proto | Hsp-w09-v11 | California (Title 24) | Pasadena Area (CZ09) | Burbank AP | 499998 | 2033.73 | 54.1388 | 0 | 0 | 0 | 0 | 2058.97 | 568.696 | 0 | 5044.4 | 0 | 3052.95 | 12812.9 | 0 | 0 | 0 | 34277.2 | 0 | 10091.8 | 0 | 0 | 0 | 58.7864 | 0 | 0 | 44427.8 | 910.536 | 71.8192 | 0 | 0 | 0 | 0 | 246.22 | 179.138 | 0 | 855.501 | 0 | 476.249 | 2739.46 | 0 | 0 | 0 | 6109.84 | 0 | 2180.85 | 0 | 0 | 0 | 7.2135 | 0 | 0 | 8297.91 | 17392.4 | 2264 | - | - | - | - | 0 | 0 | 20376 | 0 | 0 | 0 | 0 | 0 | 0 | 0 | 0 | 20376 | Hsp | 11
07/28/18 @ 19:26 | Hsp-w10-v11-WCChlrBase-mNE-HVAC-Proto.pd2 | Hsp-w10-v11-WCChlrBase-mNE-HVAC-Proto | Hsp-w10-v11 | California (Title 24) | San Bernardino Area (CZ10) | Riverside FS 3 | 499998 | 1927.39 | 48.8352 | 0 | 0 | 0 | 0 | 2056.51 | 523.791 | 0 | 5044.4 | 0 | 3052.95 | 12653.9 | 0 | 0 | 0 | 35663.6 | 0 | 10044.9 | 0 | 0 | 0 | 58.7864 | 0 | 0 | 45767.3 | 771.422 | 33.9712 | 0 | 0 | 0 | 0 | 249.551 | 149.218 | 0 | 855.501 | 0 | 476.249 | 2535.91 | 0 | 0 | 0 | 6391 | 0 | 2188.58 | 0 | 0 | 0 | 7.2135 | 0 | 0 | 8586.79 | 15083.5 | 2317.89 | - | - | - | - | 0 | 0 | 20861 | 0 | 0 | 0 | 0 | 0 | 0 | 0 | 0 | 20861 | Hsp | 11
07/28/18 @ 19:28 | Hsp-w11-v11-WCChlrBase-mNE-HVAC-Proto.pd2 | Hsp-w11-v11-WCChlrBase-mNE-HVAC-Proto | Hsp-w11-v11 | California (Title 24) | Red Bluff Area (CZ11) | Red Bluff AP | 499998 | 1835.71 | 46.6296 | 0 | 0 | 0 | 0 | 2055.91 | 515.344 | 0 | 5044.4 | 0 | 3052.95 | 12550.9 | 0 | 0 | 0 | 36405.8 | 0 | 10177.2 | 0 | 0 | 0 | 58.7864 | 0 | 0 | 46641.8 | 882.551 | 62.1989 | 0 | 0 | 0 | 0 | 251.445 | 163.386 | 0 | 855.501 | 0 | 476.249 | 2691.33 | 0 | 0 | 0 | 7013.63 | 0 | 2306.81 | 0 | 0 | 0 | 7.2135 | 0 | 0 | 9327.65 | 16795.4 | 2019.22 | - | - | - | - | 0 | 0 | 18173 | 0 | 0 | 0 | 0 | 0 | 0 | 0 | 0 | 18173 | Hsp | 11
07/28/18 @ 19:29 | Hsp-w12-v11-WCChlrBase-mNE-HVAC-Proto.pd2 | Hsp-w12-v11-WCChlrBase-mNE-HVAC-Proto | Hsp-w12-v11 | California (Title 24) | Sacramento Area (CZ12) | Sacramento AP | 499998 | 1554.2 | 37.3233 | 0 | 0 | 0 | 0 | 2049.67 | 461.113 | 0 | 5044.4 | 0 | 3052.95 | 12199.6 | 0 | 0 | 0 | 36399.8 | 0 | 10502.2 | 0 | 0 | 0 | 58.7864 | 0 | 0 | 46960.7 | 781.9 | 34.9025 | 0 | 0 | 0 | 0 | 250.005 | 148.512 | 0 | 855.501 | 0 | 476.249 | 2547.07 | 0 | 0 | 0 | 7117.08 | 0 | 2312.87 | 0 | 0 | 0 | 7.2135 | 0 | 0 | 9437.17 | 15029 | 2226.78 | - | - | - | - | 0 | 0 | 20041 | 0 | 0 | 0 | 0 | 0 | 0 | 0 | 0 | 20041 | Hsp | 11
07/28/18 @ 19:30 | Hsp-w13-v11-WCChlrBase-mNE-HVAC-Proto.pd2 | Hsp-w13-v11-WCChlrBase-mNE-HVAC-Proto | Hsp-w13-v11 | California (Title 24) | Fresno Area (CZ13) | Fresno AP | 499998 | 1904.66 | 49.349 | 0 | 0 | 0 | 0 | 2058.94 | 523.878 | 0 | 5044.4 | 0 | 3052.95 | 12634.2 | 0 | 0 | 0 | 35866.9 | 0 | 10052.6 | 0 | 0 | 0 | 58.7864 | 0 | 0 | 45978.3 | 802.139 | 38.6054 | 0 | 0 | 0 | 0 | 249.525 | 150.724 | 0 | 851.94 | 0 | 476.249 | 2569.18 | 0 | 0 | 0 | 6758.77 | 0 | 2274.3 | 0 | 0 | 0 | 7.2135 | 0 | 0 | 9040.28 | 15312.8 | 2027.56 | - | - | - | - | 0 | 0 | 18248 | 0 | 0 | 0 | 0 | 0 | 0 | 0 | 0 | 18248 | Hsp | 11
07/28/18 @ 19:31 | Hsp-w14-v11-WCChlrBase-mNE-HVAC-Proto.pd2 | Hsp-w14-v11-WCChlrBase-mNE-HVAC-Proto | Hsp-w14-v11 | California (Title 24) | China Lake Area (CZ14) | Palmdale AP | 499998 | 1820.13 | 44.2866 | 0 | 0 | 0 | 0 | 2056.64 | 526.364 | 0 | 5044.4 | 0 | 3052.95 | 12544.8 | 0 | 0 | 0 | 37112.1 | 0 | 10252.9 | 0 | 0 | 0 | 58.7864 | 0 | 0 | 47423.7 | 1063.58 | 88.1615 | 0 | 0 | 0 | 0 | 249.024 | 181.838 | 0 | 832.815 | 0 | 476.249 | 2891.67 | 0 | 0 | 0 | 7927.24 | 0 | 2324.6 | 0 | 0 | 0 | 7.2135 | 0 | 0 | 10259.1 | 19393.3 | 2227.89 | - | - | - | - | 0 | 0 | 20051 | 0 | 0 | 0 | 0 | 0 | 0 | 0 | 0 | 20051 | Hsp | 11
07/28/18 @ 19:33 | Hsp-w15-v11-WCChlrBase-mNE-HVAC-Proto.pd2 | Hsp-w15-v11-WCChlrBase-mNE-HVAC-Proto | Hsp-w15-v11 | California (Title 24) | Blythe Area (CZ15) | Palm Springs | 499998 | 2919.01 | 84.8567 | 0 | 0 | 0 | 0 | 2088.37 | 715.896 | 0 | 5044.4 | 0 | 3052.95 | 13905.5 | 0 | 0 | 0 | 32867.9 | 0 | 8453.75 | 0 | 0 | 0 | 58.7864 | 0 | 0 | 41380.4 | 981.849 | 84.7468 | 0 | 0 | 0 | 0 | 247.786 | 184.955 | 0 | 851.94 | 0 | 476.249 | 2827.53 | 0 | 0 | 0 | 5668.53 | 0 | 1942.8 | 0 | 0 | 0 | 7.2135 | 0 | 0 | 7618.54 | 18547 | 2241.89 | - | - | - | - | 0 | 0 | 20177 | 0 | 0 | 0 | 0 | 0 | 0 | 0 | 0 | 20177 | Hsp | 11
07/28/18 @ 19:34 | Hsp-w16-v11-WCChlrBase-mNE-HVAC-Proto.pd2 | Hsp-w16-v11-WCChlrBase-mNE-HVAC-Proto | Hsp-w16-v11 | California (Title 24) | Mount Shasta Area (CZ16) | Blue Canyon AP | 499998 | 932.867 | 17.3496 | 0 | 0 | 0 | 0 | 2049.77 | 279.828 | 0 | 5044.4 | 0 | 3052.95 | 11377.1 | 0 | 0 | 0 | 37494.5 | 0 | 11788.7 | 0 | 0 | 0 | 58.7864 | 0 | 0 | 49342.1 | 512.122 | 12.5063 | 0 | 0 | 0 | 0 | 251.277 | 93.3037 | 0 | 855.501 | 0 | 476.249 | 2200.96 | 0 | 0 | 0 | 7990.76 | 0 | 2611.97 | 0 | 0 | 0 | 7.2135 | 0 | 0 | 10609.9 | 10972.8 | 1964 | - | - | - | - | 0 | 0 | 17676 | 0 | 0 | 0 | 0 | 0 | 0 | 0 | 0 | 17676 | Hsp | 11
07/28/18 @ 19:36 | Hsp-w01-v14-WCChlrBase-mNE-HVAC-Proto.pd2 | Hsp-w01-v14-WCChlrBase-mNE-HVAC-Proto | Hsp-w01-v14 | California (Title 24) | Arcata Area (CZ01) | Arcata | 499998 | 416.691 | 4.0739 | 0 | 0 | 0 | 0 | 1982.52 | 191.107 | 0 | 5044.4 | 0 | 3052.95 | 10691.7 | 0 | 0 | 0 | 37902.9 | 0 | 11840.3 | 0 | 0 | 0 | 58.7864 | 0 | 0 | 49802 | 408.159 | 9.4732 | 0 | 0 | 0 | 0 | 240.043 | 78.8875 | 0 | 851.94 | 0 | 476.249 | 2064.75 | 0 | 0 | 0 | 7214.03 | 0 | 2411.94 | 0 | 0 | 0 | 7.2135 | 0 | 0 | 9633.18 | 9360.18 | 1633.67 | - | - | - | - | 0 | 0 | 14703 | 0 | 0 | 0 | 0 | 0 | 0 | 0 | 0 | 14703 | Hsp | 14
07/28/18 @ 19:37 | Hsp-w02-v14-WCChlrBase-mNE-HVAC-Proto.pd2 | Hsp-w02-v14-WCChlrBase-mNE-HVAC-Proto | Hsp-w02-v14 | California (Title 24) | Santa Rosa Area (CZ02) | Santa Rosa | 499998 | 1184.21 | 25.178 | 0 | 0 | 0 | 0 | 1998.51 | 387.714 | 0 | 5044.4 | 0 | 3052.95 | 11692.9 | 0 | 0 | 0 | 37273 | 0 | 11008.9 | 0 | 0 | 0 | 58.7864 | 0 | 0 | 48340.7 | 793.335 | 43.8872 | 0 | 0 | 0 | 0 | 243.719 | 152.12 | 0 | 793.326 | 0 | 476.249 | 2502.64 | 0 | 0 | 0 | 7227.67 | 0 | 2368.19 | 0 | 0 | 0 | 7.2135 | 0 | 0 | 9603.07 | 15143 | 2090.56 | - | - | - | - | 0 | 0 | 18815 | 0 | 0 | 0 | 0 | 0 | 0 | 0 | 0 | 18815 | Hsp | 14
07/28/18 @ 19:44 | Hsp-w03-v14-WCChlrBase-mNE-HVAC-Proto.pd2 | Hsp-w03-v14-WCChlrBase-mNE-HVAC-Proto | Hsp-w03-v14 | California (Title 24) | Oakland Area (CZ03) | Oakland AP | 499998 | 907.224 | 17.3168 | 0 | 0 | 0 | 0 | 1996.39 | 301.058 | 0 | 5044.4 | 0 | 3052.95 | 11319.3 | 0 | 0 | 0 | 36364.1 | 0 | 11041.9 | 0 | 0 | 0 | 58.7864 | 0 | 0 | 47464.7 | 500.828 | 12.8625 | 0 | 0 | 0 | 0 | 245.092 | 97.0189 | 0 | 855.501 | 0 | 476.249 | 2187.55 | 0 | 0 | 0 | 6659.13 | 0 | 2346.59 | 0 | 0 | 0 | 7.2135 | 0 | 0 | 9012.93 | 11113.2 | 1668.33 | - | - | - | - | 0 | 0 | 15015 | 0 | 0 | 0 | 0 | 0 | 0 | 0 | 0 | 15015 | Hsp | 14
07/28/18 @ 19:46 | Hsp-w04-v14-WCChlrBase-mNE-HVAC-Proto.pd2 | Hsp-w04-v14-WCChlrBase-mNE-HVAC-Proto | Hsp-w04-v14 | California (Title 24) | Sunnyvale Area (CZ04) | San Jose | 499998 | 1349.35 | 30.1284 | 0 | 0 | 0 | 0 | 2007.86 | 397.888 | 0 | 5044.4 | 0 | 3052.95 | 11882.6 | 0 | 0 | 0 | 36937.2 | 0 | 10694.9 | 0 | 0 | 0 | 58.7864 | 0 | 0 | 47690.9 | 649.127 | 18.2722 | 0 | 0 | 0 | 0 | 246 | 131.975 | 0 | 855.501 | 0 | 476.249 | 2377.12 | 0 | 0 | 0 | 7085.85 | 0 | 2359.57 | 0 | 0 | 0 | 7.2135 | 0 | 0 | 9452.64 | 12972.8 | 1941 | - | - | - | - | 0 | 0 | 17469 | 0 | 0 | 0 | 0 | 0 | 0 | 0 | 0 | 17469 | Hsp | 14
07/28/18 @ 19:48 | Hsp-w05-v14-WCChlrBase-mNE-HVAC-Proto.pd2 | Hsp-w05-v14-WCChlrBase-mNE-HVAC-Proto | Hsp-w05-v14 | California (Title 24) | Santa Maria Area (CZ05) | Santa Maria AP | 499998 | 837.312 | 15.7704 | 0 | 0 | 0 | 0 | 1994.31 | 276.297 | 0 | 5044.4 | 0 | 3052.95 | 11221 | 0 | 0 | 0 | 36831.1 | 0 | 11213.4 | 0 | 0 | 0 | 58.7864 | 0 | 0 | 48103.3 | 517.535 | 13.2281 | 0 | 0 | 0 | 0 | 239.489 | 94.0384 | 0 | 832.815 | 0 | 476.249 | 2173.35 | 0 | 0 | 0 | 6659.74 | 0 | 2278.87 | 0 | 0 | 0 | 7.2135 | 0 | 0 | 8945.83 | 11025.9 | 1875.44 | - | - | - | - | 0 | 0 | 16879 | 0 | 0 | 0 | 0 | 0 | 0 | 0 | 0 | 16879 | Hsp | 14
07/28/18 @ 19:49 | Hsp-w06-v14-WCChlrBase-mNE-HVAC-Proto.pd2 | Hsp-w06-v14-WCChlrBase-mNE-HVAC-Proto | Hsp-w06-v14 | California (Title 24) | Los Angeles Area (CZ06) | Torrance | 499998 | 1793.35 | 46.2326 | 0 | 0 | 0 | 0 | 2013.72 | 472.916 | 0 | 5044.4 | 0 | 3052.95 | 12423.5 | 0 | 0 | 0 | 35175.7 | 0 | 10379.9 | 0 | 0 | 0 | 58.7864 | 0 | 0 | 45614.4 | 651.555 | 26.4794 | 0 | 0 | 0 | 0 | 242.494 | 141.572 | 0 | 853.456 | 0 | 476.249 | 2391.8 | 0 | 0 | 0 | 6183.64 | 0 | 2098.95 | 0 | 0 | 0 | 7.2135 | 0 | 0 | 8289.8 | 13149.3 | 2089.44 | - | - | - | - | 0 | 0 | 18805 | 0 | 0 | 0 | 0 | 0 | 0 | 0 | 0 | 18805 | Hsp | 14
07/28/18 @ 19:51 | Hsp-w07-v14-WCChlrBase-mNE-HVAC-Proto.pd2 | Hsp-w07-v14-WCChlrBase-mNE-HVAC-Proto | Hsp-w07-v14 | California (Title 24) | San Diego Area (CZ07) | San Diego AP | 499998 | 1803.14 | 46.1992 | 0 | 0 | 0 | 0 | 2012.2 | 467.082 | 0 | 5044.4 | 0 | 3052.95 | 12426 | 0 | 0 | 0 | 34726 | 0 | 10270.6 | 0 | 0 | 0 | 58.7864 | 0 | 0 | 45055.3 | 629.299 | 24.9754 | 0 | 0 | 0 | 0 | 240.825 | 129.768 | 0 | 832.815 | 0 | 476.249 | 2333.93 | 0 | 0 | 0 | 5457.38 | 0 | 2179.53 | 0 | 0 | 0 | 7.2135 | 0 | 0 | 7644.13 | 12645.1 | 2124 | - | - | - | - | 0 | 0 | 19116 | 0 | 0 | 0 | 0 | 0 | 0 | 0 | 0 | 19116 | Hsp | 14
07/28/18 @ 19:52 | Hsp-w08-v14-WCChlrBase-mNE-HVAC-Proto.pd2 | Hsp-w08-v14-WCChlrBase-mNE-HVAC-Proto | Hsp-w08-v14 | California (Title 24) | El Toro Area (CZ08) | Fullerton | 499998 | 1958.39 | 50.8309 | 0 | 0 | 0 | 0 | 2014.69 | 509.778 | 0 | 5044.4 | 0 | 3052.95 | 12631 | 0 | 0 | 0 | 35148 | 0 | 10103.5 | 0 | 0 | 0 | 58.7864 | 0 | 0 | 45310.4 | 696.813 | 26.2111 | 0 | 0 | 0 | 0 | 245.651 | 143.018 | 0 | 855.501 | 0 | 476.249 | 2443.44 | 0 | 0 | 0 | 5871.37 | 0 | 2105.49 | 0 | 0 | 0 | 7.2135 | 0 | 0 | 7984.08 | 13903 | 2239.56 | - | - | - | - | 0 | 0 | 20156 | 0 | 0 | 0 | 0 | 0 | 0 | 0 | 0 | 20156 | Hsp | 14
07/28/18 @ 19:53 | Hsp-w09-v14-WCChlrBase-mNE-HVAC-Proto.pd2 | Hsp-w09-v14-WCChlrBase-mNE-HVAC-Proto | Hsp-w09-v14 | California (Title 24) | Pasadena Area (CZ09) | Burbank AP | 499998 | 2009.52 | 53.5863 | 0 | 0 | 0 | 0 | 2018.24 | 557.242 | 0 | 5044.4 | 0 | 3052.95 | 12735.9 | 0 | 0 | 0 | 34624 | 0 | 10091.8 | 0 | 0 | 0 | 58.7864 | 0 | 0 | 44774.6 | 895.713 | 70.6579 | 0 | 0 | 0 | 0 | 245.639 | 170.179 | 0 | 855.501 | 0 | 476.249 | 2713.94 | 0 | 0 | 0 | 6094.97 | 0 | 2180.85 | 0 | 0 | 0 | 7.2135 | 0 | 0 | 8283.04 | 17145.1 | 2243.56 | - | - | - | - | 0 | 0 | 20192 | 0 | 0 | 0 | 0 | 0 | 0 | 0 | 0 | 20192 | Hsp | 14
07/28/18 @ 19:55 | Hsp-w10-v14-WCChlrBase-mNE-HVAC-Proto.pd2 | Hsp-w10-v14-WCChlrBase-mNE-HVAC-Proto | Hsp-w10-v14 | California (Title 24) | San Bernardino Area (CZ10) | Riverside FS 3 | 499998 | 1915.1 | 48.6164 | 0 | 0 | 0 | 0 | 2015.52 | 512.976 | 0 | 5044.4 | 0 | 3052.95 | 12589.5 | 0 | 0 | 0 | 35792.6 | 0 | 10044.9 | 0 | 0 | 0 | 58.7864 | 0 | 0 | 45896.3 | 760.753 | 33.725 | 0 | 0 | 0 | 0 | 246.012 | 148.647 | 0 | 855.501 | 0 | 476.249 | 2520.89 | 0 | 0 | 0 | 6388.45 | 0 | 2188.58 | 0 | 0 | 0 | 7.2135 | 0 | 0 | 8584.24 | 15008.5 | 2306.22 | - | - | - | - | 0 | 0 | 20756 | 0 | 0 | 0 | 0 | 0 | 0 | 0 | 0 | 20756 | Hsp | 14
07/28/18 @ 19:56 | Hsp-w11-v14-WCChlrBase-mNE-HVAC-Proto.pd2 | Hsp-w11-v14-WCChlrBase-mNE-HVAC-Proto | Hsp-w11-v14 | California (Title 24) | Red Bluff Area (CZ11) | Red Bluff AP | 499998 | 1823.35 | 46.3565 | 0 | 0 | 0 | 0 | 2015.25 | 507.614 | 0 | 5044.4 | 0 | 3052.95 | 12489.9 | 0 | 0 | 0 | 36550.8 | 0 | 10177.2 | 0 | 0 | 0 | 58.7864 | 0 | 0 | 46786.8 | 871.989 | 61.9259 | 0 | 0 | 0 | 0 | 247.363 | 162.641 | 0 | 855.501 | 0 | 476.249 | 2675.67 | 0 | 0 | 0 | 7008.68 | 0 | 2306.81 | 0 | 0 | 0 | 7.2135 | 0 | 0 | 9322.7 | 16696.5 | 2007.56 | - | - | - | - | 0 | 0 | 18068 | 0 | 0 | 0 | 0 | 0 | 0 | 0 | 0 | 18068 | Hsp | 14
07/28/18 @ 19:58 | Hsp-w12-v14-WCChlrBase-mNE-HVAC-Proto.pd2 | Hsp-w12-v14-WCChlrBase-mNE-HVAC-Proto | Hsp-w12-v14 | California (Title 24) | Sacramento Area (CZ12) | Sacramento AP | 499998 | 1548.93 | 37.3193 | 0 | 0 | 0 | 0 | 2008.76 | 453.327 | 0 | 5044.4 | 0 | 3052.95 | 12145.7 | 0 | 0 | 0 | 36509.1 | 0 | 10502.2 | 0 | 0 | 0 | 58.7864 | 0 | 0 | 47070.1 | 772.58 | 34.6425 | 0 | 0 | 0 | 0 | 246.803 | 147.189 | 0 | 855.501 | 0 | 476.249 | 2532.96 | 0 | 0 | 0 | 7114.57 | 0 | 2312.87 | 0 | 0 | 0 | 7.2135 | 0 | 0 | 9434.65 | 14946.2 | 2215.89 | - | - | - | - | 0 | 0 | 19943 | 0 | 0 | 0 | 0 | 0 | 0 | 0 | 0 | 19943 | Hsp | 14
07/28/18 @ 20:00 | Hsp-w13-v14-WCChlrBase-mNE-HVAC-Proto.pd2 | Hsp-w13-v14-WCChlrBase-mNE-HVAC-Proto | Hsp-w13-v14 | California (Title 24) | Fresno Area (CZ13) | Fresno AP | 499998 | 1892.73 | 49.0599 | 0 | 0 | 0 | 0 | 2018.28 | 516.222 | 0 | 5044.4 | 0 | 3052.95 | 12573.6 | 0 | 0 | 0 | 35991.4 | 0 | 10052.6 | 0 | 0 | 0 | 58.7864 | 0 | 0 | 46102.8 | 791.706 | 38.5403 | 0 | 0 | 0 | 0 | 246.385 | 149.897 | 0 | 851.94 | 0 | 476.249 | 2554.72 | 0 | 0 | 0 | 6757.97 | 0 | 2274.3 | 0 | 0 | 0 | 7.2135 | 0 | 0 | 9039.48 | 15216.9 | 2016.11 | - | - | - | - | 0 | 0 | 18145 | 0 | 0 | 0 | 0 | 0 | 0 | 0 | 0 | 18145 | Hsp | 14
07/28/18 @ 20:02 | Hsp-w14-v14-WCChlrBase-mNE-HVAC-Proto.pd2 | Hsp-w14-v14-WCChlrBase-mNE-HVAC-Proto | Hsp-w14-v14 | California (Title 24) | China Lake Area (CZ14) | Palmdale AP | 499998 | 1807.59 | 44.0256 | 0 | 0 | 0 | 0 | 2015.78 | 519.335 | 0 | 5044.4 | 0 | 3052.95 | 12484.1 | 0 | 0 | 0 | 37271.4 | 0 | 10252.9 | 0 | 0 | 0 | 58.7864 | 0 | 0 | 47583.1 | 1058.71 | 87.7664 | 0 | 0 | 0 | 0 | 244.154 | 179.079 | 0 | 832.815 | 0 | 476.249 | 2878.77 | 0 | 0 | 0 | 7924.96 | 0 | 2324.6 | 0 | 0 | 0 | 7.2135 | 0 | 0 | 10256.8 | 19305.9 | 2215.22 | - | - | - | - | 0 | 0 | 19937 | 0 | 0 | 0 | 0 | 0 | 0 | 0 | 0 | 19937 | Hsp | 14
07/28/18 @ 20:06 | Hsp-w15-v14-WCChlrBase-mNE-HVAC-Proto.pd2 | Hsp-w15-v14-WCChlrBase-mNE-HVAC-Proto | Hsp-w15-v14 | California (Title 24) | Blythe Area (CZ15) | Palm Springs | 499998 | 2901.51 | 84.3959 | 0 | 0 | 0 | 0 | 2048.13 | 705.601 | 0 | 5044.4 | 0 | 3052.95 | 13837 | 0 | 0 | 0 | 33066 | 0 | 8453.75 | 0 | 0 | 0 | 58.7864 | 0 | 0 | 41578.5 | 975.351 | 84.169 | 0 | 0 | 0 | 0 | 245.627 | 180.232 | 0 | 851.94 | 0 | 476.249 | 2813.57 | 0 | 0 | 0 | 5658.82 | 0 | 1942.8 | 0 | 0 | 0 | 7.2135 | 0 | 0 | 7608.83 | 18435.5 | 2229.78 | - | - | - | - | 0 | 0 | 20068 | 0 | 0 | 0 | 0 | 0 | 0 | 0 | 0 | 20068 | Hsp | 14
07/28/18 @ 20:10 | Hsp-w16-v14-WCChlrBase-mNE-HVAC-Proto.pd2 | Hsp-w16-v14-WCChlrBase-mNE-HVAC-Proto | Hsp-w16-v14 | California (Title 24) | Mount Shasta Area (CZ16) | Blue Canyon AP | 499998 | 923.52 | 17.1973 | 0 | 0 | 0 | 0 | 2008.83 | 274.557 | 0 | 5044.4 | 0 | 3052.95 | 11321.4 | 0 | 0 | 0 | 37703.9 | 0 | 11788.7 | 0 | 0 | 0 | 58.7864 | 0 | 0 | 49551.4 | 503.19 | 12.3609 | 0 | 0 | 0 | 0 | 248.29 | 96.4107 | 0 | 855.501 | 0 | 476.249 | 2192 | 0 | 0 | 0 | 7951.98 | 0 | 2611.97 | 0 | 0 | 0 | 7.2135 | 0 | 0 | 10571.2 | 10859.7 | 1952.89 | - | - | - | - | 0 | 0 | 17576 | 0 | 0 | 0 | 0 | 0 | 0 | 0 | 0 | 17576 | Hsp | 14
07/26/18 @ 23:31 | Htl-w01-v96-WCChlrBase-mNE-HVAC-Proto.pd2 | Htl-w01-v96-WCChlrBase-mNE-HVAC-Proto | Htl-w01-v96 | California (Title 24) | Arcata Area (CZ01) | Arcata | 400162 | 483.687 | 19.3625 | 0 | 0 | 0 | 0 | 397.446 | 684.945 | 0 | 1825.63 | 0 | 649.398 | 4060.48 | 0 | 0 | 0 | 10899.5 | 0 | 4551.13 | 0 | 0 | 0 | 0 | 0 | 0 | 15450.6 | 199.239 | 11.3904 | 0 | 0 | 0 | 0 | 67.7496 | 94.9828 | 0 | 291.793 | 0 | 83.7621 | 748.917 | 0 | 0 | 0 | 4072.27 | 0 | 436.524 | 0 | 0 | 0 | 0 | 0 | 0 | 4508.79 | 4773.36 | 557 | - | - | - | - | 0 | 0 | 5013 | 0 | 0 | 0 | 0 | 0 | 0 | 0 | 0 | 5013 | Htl | 96
07/26/18 @ 23:31 | Htl-w02-v96-WCChlrBase-mNE-HVAC-Proto.pd2 | Htl-w02-v96-WCChlrBase-mNE-HVAC-Proto | Htl-w02-v96 | California (Title 24) | Santa Rosa Area (CZ02) | Santa Rosa | 400162 | 825.725 | 40.6406 | 0 | 0 | 0 | 0 | 474.481 | 817.004 | 0 | 1825.63 | 0 | 649.398 | 4632.88 | 0 | 0 | 0 | 10361 | 0 | 4139.14 | 0 | 0 | 0 | 0 | 0 | 0 | 14500.1 | 394.688 | 25.8035 | 0 | 0 | 0 | 0 | 100.534 | 126.044 | 0 | 291.793 | 0 | 83.7621 | 1022.63 | 0 | 0 | 0 | 4337.22 | 0 | 804.902 | 0 | 0 | 0 | 0 | 0 | 0 | 5142.12 | 7485.11 | 714.667 | - | - | - | - | 0 | 0 | 6432 | 0 | 0 | 0 | 0 | 0 | 0 | 0 | 0 | 6432 | Htl | 96
07/26/18 @ 23:31 | Htl-w03-v96-WCChlrBase-mNE-HVAC-Proto.pd2 | Htl-w03-v96-WCChlrBase-mNE-HVAC-Proto | Htl-w03-v96 | California (Title 24) | Oakland Area (CZ03) | Oakland AP | 400162 | 670.221 | 31.4228 | 0 | 0 | 0 | 0 | 438.271 | 747.097 | 0 | 1825.63 | 0 | 649.398 | 4362.04 | 0 | 0 | 0 | 9461.04 | 0 | 4155.53 | 0 | 0 | 0 | 0 | 0 | 0 | 13616.6 | 268.236 | 17.1905 | 0 | 0 | 0 | 0 | 82.0309 | 107.823 | 0 | 291.793 | 0 | 83.7621 | 850.836 | 0 | 0 | 0 | 3827.73 | 0 | 620.161 | 0 | 0 | 0 | 0 | 0 | 0 | 4447.89 | 6094.91 | 620.778 | - | - | - | - | 0 | 0 | 5587 | 0 | 0 | 0 | 0 | 0 | 0 | 0 | 0 | 5587 | Htl | 96
07/26/18 @ 23:32 | Htl-w04-v96-WCChlrBase-mNE-HVAC-Proto.pd2 | Htl-w04-v96-WCChlrBase-mNE-HVAC-Proto | Htl-w04-v96 | California (Title 24) | Sunnyvale Area (CZ04) | San Jose | 400162 | 873.957 | 45.3212 | 0 | 0 | 0 | 0 | 476.498 | 814.715 | 0 | 1825.63 | 0 | 649.398 | 4685.52 | 0 | 0 | 0 | 9405.37 | 0 | 3983.46 | 0 | 0 | 0 | 0 | 0 | 0 | 13388.8 | 350.016 | 23.3863 | 0 | 0 | 0 | 0 | 93.0044 | 120.43 | 0 | 291.793 | 0 | 83.7621 | 962.391 | 0 | 0 | 0 | 5789.31 | 0 | 374.837 | 0 | 0 | 0 | 0 | 0 | 0 | 6164.15 | 7285.54 | 777.889 | - | - | - | - | 0 | 0 | 7001 | 0 | 0 | 0 | 0 | 0 | 0 | 0 | 0 | 7001 | Htl | 96
07/26/18 @ 23:32 | Htl-w05-v96-WCChlrBase-mNE-HVAC-Proto.pd2 | Htl-w05-v96-WCChlrBase-mNE-HVAC-Proto | Htl-w05-v96 | California (Title 24) | Santa Maria Area (CZ05) | Santa Maria AP | 400162 | 682.914 | 32.0741 | 0 | 0 | 0 | 0 | 446.637 | 774.501 | 0 | 1825.63 | 0 | 649.398 | 4411.16 | 0 | 0 | 0 | 10152 | 0 | 4240.44 | 0 | 0 | 0 | 0 | 0 | 0 | 14392.5 | 308.129 | 15.0652 | 0 | 0 | 0 | 0 | 91.4313 | 112.617 | 0 | 233.14 | 0 | 79.1589 | 839.541 | 0 | 0 | 0 | 4112.94 | 0 | 599.001 | 0 | 0 | 0 | 0 | 0 | 0 | 4711.94 | 6125.51 | 640.333 | - | - | - | - | 0 | 0 | 5763 | 0 | 0 | 0 | 0 | 0 | 0 | 0 | 0 | 5763 | Htl | 96
07/26/18 @ 23:32 | Htl-w06-v96-WCChlrBase-mNE-HVAC-Proto.pd2 | Htl-w06-v96-WCChlrBase-mNE-HVAC-Proto | Htl-w06-v96 | California (Title 24) | Los Angeles Area (CZ06) | Torrance | 400162 | 806.003 | 49.6267 | 0 | 0 | 0 | 0 | 456.83 | 770.925 | 0 | 1825.63 | 0 | 649.398 | 4558.41 | 0 | 0 | 0 | 7426.97 | 0 | 3826.99 | 0 | 0 | 0 | 0 | 0 | 0 | 11254 | 331.007 | 19.9504 | 0 | 0 | 0 | 0 | 88.0063 | 112.046 | 0 | 291.793 | 0 | 83.7621 | 926.565 | 0 | 0 | 0 | 4494.07 | 0 | 362.496 | 0 | 0 | 0 | 0 | 0 | 0 | 4856.57 | 6489.3 | 724.111 | - | - | - | - | 0 | 0 | 6517 | 0 | 0 | 0 | 0 | 0 | 0 | 0 | 0 | 6517 | Htl | 96
07/26/18 @ 23:33 | Htl-w07-v96-WCChlrBase-mNE-HVAC-Proto.pd2 | Htl-w07-v96-WCChlrBase-mNE-HVAC-Proto | Htl-w07-v96 | California (Title 24) | San Diego Area (CZ07) | San Diego AP | 400162 | 772.397 | 48.5166 | 0 | 0 | 0 | 0 | 447.87 | 754.18 | 0 | 1825.63 | 0 | 649.398 | 4498 | 0 | 0 | 0 | 5924.88 | 0 | 3772.6 | 0 | 0 | 0 | 0 | 0 | 0 | 9697.48 | 287.177 | 14.0321 | 0 | 0 | 0 | 0 | 86.8792 | 101.162 | 0 | 235.526 | 0 | 81.2619 | 806.038 | 0 | 0 | 0 | 2365.14 | 0 | 659.454 | 0 | 0 | 0 | 0 | 0 | 0 | 3024.59 | 5582.61 | 749.222 | - | - | - | - | 0 | 0 | 6743 | 0 | 0 | 0 | 0 | 0 | 0 | 0 | 0 | 6743 | Htl | 96
07/26/18 @ 23:33 | Htl-w08-v96-WCChlrBase-mNE-HVAC-Proto.pd2 | Htl-w08-v96-WCChlrBase-mNE-HVAC-Proto | Htl-w08-v96 | California (Title 24) | El Toro Area (CZ08) | Fullerton | 400162 | 909.272 | 55.5043 | 0 | 0 | 0 | 0 | 467.506 | 761.296 | 0 | 1825.63 | 0 | 649.398 | 4668.61 | 0 | 0 | 0 | 6688.89 | 0 | 3690 | 0 | 0 | 0 | 0 | 0 | 0 | 10378.9 | 392.35 | 25.8864 | 0 | 0 | 0 | 0 | 100.383 | 113.119 | 0 | 232.174 | 0 | 76.1397 | 940.053 | 0 | 0 | 0 | 3596.56 | 0 | 363.996 | 0 | 0 | 0 | 0 | 0 | 0 | 3960.55 | 7215.08 | 831.889 | - | - | - | - | 0 | 0 | 7487 | 0 | 0 | 0 | 0 | 0 | 0 | 0 | 0 | 7487 | Htl | 96
07/26/18 @ 23:33 | Htl-w09-v96-WCChlrBase-mNE-HVAC-Proto.pd2 | Htl-w09-v96-WCChlrBase-mNE-HVAC-Proto | Htl-w09-v96 | California (Title 24) | Pasadena Area (CZ09) | Burbank AP | 400162 | 990.107 | 59.7539 | 0 | 0 | 0 | 0 | 479.436 | 809.388 | 0 | 1825.63 | 0 | 649.398 | 4813.72 | 0 | 0 | 0 | 7082.29 | 0 | 3684.33 | 0 | 0 | 0 | 0 | 0 | 0 | 10766.6 | 414.526 | 32.5508 | 0 | 0 | 0 | 0 | 92.5735 | 125.568 | 0 | 291.793 | 0 | 83.7621 | 1040.77 | 0 | 0 | 0 | 3555.86 | 0 | 496.362 | 0 | 0 | 0 | 0 | 0 | 0 | 4052.22 | 8402.98 | 879.444 | - | - | - | - | 0 | 0 | 7915 | 0 | 0 | 0 | 0 | 0 | 0 | 0 | 0 | 7915 | Htl | 96
07/26/18 @ 23:34 | Htl-w10-v96-WCChlrBase-mNE-HVAC-Proto.pd2 | Htl-w10-v96-WCChlrBase-mNE-HVAC-Proto | Htl-w10-v96 | California (Title 24) | San Bernardino Area (CZ10) | Riverside FS 3 | 400162 | 1113.89 | 64.4957 | 0 | 0 | 0 | 0 | 509.111 | 891.277 | 0 | 1825.63 | 0 | 649.398 | 5053.81 | 0 | 0 | 0 | 7852.76 | 0 | 3661.1 | 0 | 0 | 0 | 0 | 0 | 0 | 11513.9 | 473.782 | 33.8737 | 0 | 0 | 0 | 0 | 112.059 | 133.711 | 0 | 226.777 | 0 | 78.9922 | 1059.2 | 0 | 0 | 0 | 4041.13 | 0 | 490.345 | 0 | 0 | 0 | 0 | 0 | 0 | 4531.48 | 8795.54 | 951.667 | - | - | - | - | 0 | 0 | 8565 | 0 | 0 | 0 | 0 | 0 | 0 | 0 | 0 | 8565 | Htl | 96
07/26/18 @ 23:34 | Htl-w11-v96-WCChlrBase-mNE-HVAC-Proto.pd2 | Htl-w11-v96-WCChlrBase-mNE-HVAC-Proto | Htl-w11-v96 | California (Title 24) | Red Bluff Area (CZ11) | Red Bluff AP | 400162 | 948.128 | 54.2158 | 0 | 0 | 0 | 0 | 483.997 | 787.65 | 0 | 1825.63 | 0 | 649.398 | 4749.02 | 0 | 0 | 0 | 8506.72 | 0 | 3726.88 | 0 | 0 | 0 | 0 | 0 | 0 | 12233.6 | 417.555 | 26.0975 | 0 | 0 | 0 | 0 | 105.13 | 124.029 | 0 | 291.793 | 0 | 83.7621 | 1048.37 | 0 | 0 | 0 | 4488.9 | 0 | 409.055 | 0 | 0 | 0 | 0 | 0 | 0 | 4897.96 | 7752.09 | 806.444 | - | - | - | - | 0 | 0 | 7258 | 0 | 0 | 0 | 0 | 0 | 0 | 0 | 0 | 7258 | Htl | 96
07/26/18 @ 23:34 | Htl-w12-v96-WCChlrBase-mNE-HVAC-Proto.pd2 | Htl-w12-v96-WCChlrBase-mNE-HVAC-Proto | Htl-w12-v96 | California (Title 24) | Sacramento Area (CZ12) | Sacramento AP | 400162 | 842.224 | 45.909 | 0 | 0 | 0 | 0 | 455.453 | 736.74 | 0 | 1825.63 | 0 | 649.398 | 4555.36 | 0 | 0 | 0 | 8385.36 | 0 | 3887.82 | 0 | 0 | 0 | 0 | 0 | 0 | 12273.2 | 415.267 | 29.5951 | 0 | 0 | 0 | 0 | 97.801 | 115.865 | 0 | 291.793 | 0 | 83.7621 | 1034.08 | 0 | 0 | 0 | 4003.9 | 0 | 413.085 | 0 | 0 | 0 | 0 | 0 | 0 | 4416.98 | 7598.51 | 820.222 | - | - | - | - | 0 | 0 | 7382 | 0 | 0 | 0 | 0 | 0 | 0 | 0 | 0 | 7382 | Htl | 96
07/26/18 @ 23:35 | Htl-w13-v96-WCChlrBase-mNE-HVAC-Proto.pd2 | Htl-w13-v96-WCChlrBase-mNE-HVAC-Proto | Htl-w13-v96 | California (Title 24) | Fresno Area (CZ13) | Fresno AP | 400162 | 970.783 | 57.7319 | 0 | 0 | 0 | 0 | 477.117 | 739.633 | 0 | 1825.63 | 0 | 649.398 | 4720.3 | 0 | 0 | 0 | 7370.44 | 0 | 3664.97 | 0 | 0 | 0 | 0 | 0 | 0 | 11035.4 | 401.319 | 29.1975 | 0 | 0 | 0 | 0 | 98.1227 | 115.827 | 0 | 291.793 | 0 | 81.5811 | 1017.84 | 0 | 0 | 0 | 3897.93 | 0 | 403.956 | 0 | 0 | 0 | 0 | 0 | 0 | 4301.88 | 7649.49 | 876.111 | - | - | - | - | 0 | 0 | 7885 | 0 | 0 | 0 | 0 | 0 | 0 | 0 | 0 | 7885 | Htl | 96
07/26/18 @ 23:35 | Htl-w14-v96-WCChlrBase-mNE-HVAC-Proto.pd2 | Htl-w14-v96-WCChlrBase-mNE-HVAC-Proto | Htl-w14-v96 | California (Title 24) | China Lake Area (CZ14) | Palmdale AP | 400162 | 968.288 | 49.9547 | 0 | 0 | 0 | 0 | 477.189 | 772.966 | 0 | 1825.63 | 0 | 649.398 | 4743.43 | 0 | 0 | 0 | 8631.59 | 0 | 3764.43 | 0 | 0 | 0 | 0 | 0 | 0 | 12396 | 433.788 | 32.4113 | 0 | 0 | 0 | 0 | 95.2226 | 122.892 | 0 | 291.793 | 0 | 83.7621 | 1059.87 | 0 | 0 | 0 | 5031.35 | 0 | 415.894 | 0 | 0 | 0 | 0 | 0 | 0 | 5447.24 | 7878.17 | 868 | - | - | - | - | 0 | 0 | 7812 | 0 | 0 | 0 | 0 | 0 | 0 | 0 | 0 | 7812 | Htl | 96
07/26/18 @ 23:35 | Htl-w15-v96-WCChlrBase-mNE-HVAC-Proto.pd2 | Htl-w15-v96-WCChlrBase-mNE-HVAC-Proto | Htl-w15-v96 | California (Title 24) | Blythe Area (CZ15) | Palm Springs | 400162 | 1412.57 | 96.7238 | 0 | 0 | 0 | 0 | 543.186 | 866.359 | 0 | 1825.63 | 0 | 649.398 | 5393.87 | 0 | 0 | 0 | 4138.85 | 0 | 2872.42 | 0 | 0 | 0 | 0 | 0 | 0 | 7011.27 | 495.824 | 42.6254 | 0 | 0 | 0 | 0 | 103.004 | 130.013 | 0 | 291.793 | 0 | 81.5811 | 1144.84 | 0 | 0 | 0 | 3588.98 | 0 | 293.07 | 0 | 0 | 0 | 0 | 0 | 0 | 3882.05 | 8945.49 | 936.222 | - | - | - | - | 0 | 0 | 8426 | 0 | 0 | 0 | 0 | 0 | 0 | 0 | 0 | 8426 | Htl | 96
07/26/18 @ 23:35 | Htl-w16-v96-WCChlrBase-mNE-HVAC-Proto.pd2 | Htl-w16-v96-WCChlrBase-mNE-HVAC-Proto | Htl-w16-v96 | California (Title 24) | Mount Shasta Area (CZ16) | Blue Canyon AP | 400162 | 561.832 | 22.782 | 0 | 0 | 0 | 0 | 436.793 | 609.599 | 0 | 1825.63 | 0 | 649.398 | 4106.04 | 0 | 0 | 0 | 12929.1 | 0 | 4525.7 | 0 | 0 | 0 | 0 | 0 | 0 | 17454.8 | 285.288 | 15.7787 | 0 | 0 | 0 | 0 | 86.2453 | 99.3832 | 0 | 291.793 | 0 | 83.7621 | 862.25 | 0 | 0 | 0 | 5506.41 | 0 | 483.887 | 0 | 0 | 0 | 0 | 0 | 0 | 5990.3 | 5439.02 | 742.889 | - | - | - | - | 0 | 0 | 6686 | 0 | 0 | 0 | 0 | 0 | 0 | 0 | 0 | 6686 | Htl | 96
07/26/18 @ 23:36 | Htl-w01-v03-WCChlrBase-mNE-HVAC-Proto.pd2 | Htl-w01-v03-WCChlrBase-mNE-HVAC-Proto | Htl-w01-v03 | California (Title 24) | Arcata Area (CZ01) | Arcata | 400162 | 307.71 | 4.6667 | 0 | 0 | 0 | 0 | 340.233 | 484.734 | 0 | 1738.7 | 0 | 649.398 | 3525.44 | 0 | 0 | 0 | 9679.14 | 0 | 4482.65 | 0 | 0 | 0 | 0 | 0 | 0 | 14161.8 | 151.748 | 3.5168 | 0 | 0 | 0 | 0 | 56.8115 | 70.2968 | 0 | 277.898 | 0 | 83.7621 | 644.034 | 0 | 0 | 0 | 3383.57 | 0 | 920.233 | 0 | 0 | 0 | 0 | 0 | 0 | 4303.8 | 3453.01 | 471.111 | - | - | - | - | 0 | 0 | 4240 | 0 | 0 | 0 | 0 | 0 | 0 | 0 | 0 | 4240 | Htl | 03
07/26/18 @ 23:36 | Htl-w02-v03-WCChlrBase-mNE-HVAC-Proto.pd2 | Htl-w02-v03-WCChlrBase-mNE-HVAC-Proto | Htl-w02-v03 | California (Title 24) | Santa Rosa Area (CZ02) | Santa Rosa | 400162 | 578.443 | 10.8015 | 0 | 0 | 0 | 0 | 376.587 | 570.884 | 0 | 1738.7 | 0 | 649.398 | 3924.81 | 0 | 0 | 0 | 8137.91 | 0 | 4073.16 | 0 | 0 | 0 | 0 | 0 | 0 | 12211.1 | 302.067 | 8.0672 | 0 | 0 | 0 | 0 | 75.3413 | 90.2569 | 0 | 277.898 | 0 | 83.7621 | 837.393 | 0 | 0 | 0 | 3567.81 | 0 | 796.335 | 0 | 0 | 0 | 0 | 0 | 0 | 4364.14 | 5764.93 | 580.222 | - | - | - | - | 0 | 0 | 5222 | 0 | 0 | 0 | 0 | 0 | 0 | 0 | 0 | 5222 | Htl | 03
07/26/18 @ 23:36 | Htl-w03-v03-WCChlrBase-mNE-HVAC-Proto.pd2 | Htl-w03-v03-WCChlrBase-mNE-HVAC-Proto | Htl-w03-v03 | California (Title 24) | Oakland Area (CZ03) | Oakland AP | 400162 | 457.727 | 8.1426 | 0 | 0 | 0 | 0 | 364.595 | 552.805 | 0 | 1738.7 | 0 | 649.398 | 3771.37 | 0 | 0 | 0 | 7354.35 | 0 | 4089.36 | 0 | 0 | 0 | 0 | 0 | 0 | 11443.7 | 199.774 | 5.239 | 0 | 0 | 0 | 0 | 65.5985 | 79.5419 | 0 | 277.898 | 0 | 83.7621 | 711.814 | 0 | 0 | 0 | 3206.74 | 0 | 612.222 | 0 | 0 | 0 | 0 | 0 | 0 | 3818.96 | 4401.92 | 517.222 | - | - | - | - | 0 | 0 | 4655 | 0 | 0 | 0 | 0 | 0 | 0 | 0 | 0 | 4655 | Htl | 03
07/26/18 @ 23:37 | Htl-w04-v03-WCChlrBase-mNE-HVAC-Proto.pd2 | Htl-w04-v03-WCChlrBase-mNE-HVAC-Proto | Htl-w04-v03 | California (Title 24) | Sunnyvale Area (CZ04) | San Jose | 400162 | 624.758 | 12.4049 | 0 | 0 | 0 | 0 | 389.167 | 596.647 | 0 | 1738.7 | 0 | 649.398 | 4011.07 | 0 | 0 | 0 | 7356.45 | 0 | 3918.46 | 0 | 0 | 0 | 0 | 0 | 0 | 11274.9 | 270.964 | 7.0271 | 0 | 0 | 0 | 0 | 72.2225 | 88.514 | 0 | 277.898 | 0 | 83.7621 | 800.389 | 0 | 0 | 0 | 4750.89 | 0 | 368.212 | 0 | 0 | 0 | 0 | 0 | 0 | 5119.1 | 5436.26 | 641 | - | - | - | - | 0 | 0 | 5769 | 0 | 0 | 0 | 0 | 0 | 0 | 0 | 0 | 5769 | Htl | 03
07/26/18 @ 23:37 | Htl-w05-v03-WCChlrBase-mNE-HVAC-Proto.pd2 | Htl-w05-v03-WCChlrBase-mNE-HVAC-Proto | Htl-w05-v03 | California (Title 24) | Santa Maria Area (CZ05) | Santa Maria AP | 400162 | 455.549 | 8.1677 | 0 | 0 | 0 | 0 | 367.047 | 553.262 | 0 | 1738.7 | 0 | 649.398 | 3772.13 | 0 | 0 | 0 | 7920.1 | 0 | 4173.8 | 0 | 0 | 0 | 0 | 0 | 0 | 12093.9 | 176.876 | 4.6822 | 0 | 0 | 0 | 0 | 60.8832 | 81.0584 | 0 | 277.898 | 0 | 83.7621 | 685.16 | 0 | 0 | 0 | 3416.91 | 0 | 591.458 | 0 | 0 | 0 | 0 | 0 | 0 | 4008.36 | 4320.97 | 533.889 | - | - | - | - | 0 | 0 | 4805 | 0 | 0 | 0 | 0 | 0 | 0 | 0 | 0 | 4805 | Htl | 03
07/26/18 @ 23:37 | Htl-w06-v03-WCChlrBase-mNE-HVAC-Proto.pd2 | Htl-w06-v03-WCChlrBase-mNE-HVAC-Proto | Htl-w06-v03 | California (Title 24) | Los Angeles Area (CZ06) | Torrance | 400162 | 687.134 | 16.0569 | 0 | 0 | 0 | 0 | 396.609 | 660.134 | 0 | 1738.7 | 0 | 649.398 | 4148.03 | 0 | 0 | 0 | 5952.25 | 0 | 3763.12 | 0 | 0 | 0 | 0 | 0 | 0 | 9715.37 | 280.796 | 6.937 | 0 | 0 | 0 | 0 | 73.4955 | 93.6089 | 0 | 277.898 | 0 | 83.7621 | 816.498 | 0 | 0 | 0 | 3703.1 | 0 | 355.959 | 0 | 0 | 0 | 0 | 0 | 0 | 4059.06 | 5412.66 | 640.222 | - | - | - | - | 0 | 0 | 5762 | 0 | 0 | 0 | 0 | 0 | 0 | 0 | 0 | 5762 | Htl | 03
07/26/18 @ 23:38 | Htl-w07-v03-WCChlrBase-mNE-HVAC-Proto.pd2 | Htl-w07-v03-WCChlrBase-mNE-HVAC-Proto | Htl-w07-v03 | California (Title 24) | San Diego Area (CZ07) | San Diego AP | 400162 | 651.746 | 15.7215 | 0 | 0 | 0 | 0 | 393.296 | 638.268 | 0 | 1738.7 | 0 | 649.398 | 4087.13 | 0 | 0 | 0 | 4750.08 | 0 | 3709.17 | 0 | 0 | 0 | 0 | 0 | 0 | 8459.25 | 198.293 | 6.2726 | 0 | 0 | 0 | 0 | 59.4547 | 84.6039 | 0 | 277.898 | 0 | 83.7621 | 710.285 | 0 | 0 | 0 | 2586.88 | 0 | 191.766 | 0 | 0 | 0 | 0 | 0 | 0 | 2778.65 | 4625.81 | 658.444 | - | - | - | - | 0 | 0 | 5926 | 0 | 0 | 0 | 0 | 0 | 0 | 0 | 0 | 5926 | Htl | 03
07/26/18 @ 23:38 | Htl-w08-v03-WCChlrBase-mNE-HVAC-Proto.pd2 | Htl-w08-v03-WCChlrBase-mNE-HVAC-Proto | Htl-w08-v03 | California (Title 24) | El Toro Area (CZ08) | Fullerton | 400162 | 775.485 | 17.8948 | 0 | 0 | 0 | 0 | 404.677 | 650.51 | 0 | 1738.7 | 0 | 649.398 | 4236.66 | 0 | 0 | 0 | 5363.08 | 0 | 3626.99 | 0 | 0 | 0 | 0 | 0 | 0 | 8990.07 | 329.491 | 8.8422 | 0 | 0 | 0 | 0 | 82.7865 | 94.5667 | 0 | 221.118 | 0 | 76.1397 | 812.945 | 0 | 0 | 0 | 2790.32 | 0 | 515.448 | 0 | 0 | 0 | 0 | 0 | 0 | 3305.77 | 6063.56 | 733.667 | - | - | - | - | 0 | 0 | 6603 | 0 | 0 | 0 | 0 | 0 | 0 | 0 | 0 | 6603 | Htl | 03
07/26/18 @ 23:38 | Htl-w09-v03-WCChlrBase-mNE-HVAC-Proto.pd2 | Htl-w09-v03-WCChlrBase-mNE-HVAC-Proto | Htl-w09-v03 | California (Title 24) | Pasadena Area (CZ09) | Burbank AP | 400162 | 849.189 | 19.7051 | 0 | 0 | 0 | 0 | 412.282 | 694.325 | 0 | 1738.7 | 0 | 649.398 | 4363.6 | 0 | 0 | 0 | 5670.94 | 0 | 3621.27 | 0 | 0 | 0 | 0 | 0 | 0 | 9292.2 | 355.806 | 17.9405 | 0 | 0 | 0 | 0 | 76.9956 | 104.893 | 0 | 277.898 | 0 | 83.7621 | 917.296 | 0 | 0 | 0 | 3158.36 | 0 | 314.553 | 0 | 0 | 0 | 0 | 0 | 0 | 3472.92 | 7090.75 | 765.889 | - | - | - | - | 0 | 0 | 6893 | 0 | 0 | 0 | 0 | 0 | 0 | 0 | 0 | 6893 | Htl | 03
07/26/18 @ 23:39 | Htl-w10-v03-WCChlrBase-mNE-HVAC-Proto.pd2 | Htl-w10-v03-WCChlrBase-mNE-HVAC-Proto | Htl-w10-v03 | California (Title 24) | San Bernardino Area (CZ10) | Riverside FS 3 | 400162 | 802.585 | 17.8844 | 0 | 0 | 0 | 0 | 403.803 | 642.394 | 0 | 1738.7 | 0 | 649.398 | 4254.76 | 0 | 0 | 0 | 5961.33 | 0 | 3598.21 | 0 | 0 | 0 | 0 | 0 | 0 | 9559.54 | 360.033 | 16.2128 | 0 | 0 | 0 | 0 | 83.2212 | 98.3286 | 0 | 215.979 | 0 | 78.9922 | 852.767 | 0 | 0 | 0 | 3357.27 | 0 | 483.257 | 0 | 0 | 0 | 0 | 0 | 0 | 3840.53 | 6640.02 | 768.667 | - | - | - | - | 0 | 0 | 6918 | 0 | 0 | 0 | 0 | 0 | 0 | 0 | 0 | 6918 | Htl | 03
07/26/18 @ 23:39 | Htl-w11-v03-WCChlrBase-mNE-HVAC-Proto.pd2 | Htl-w11-v03-WCChlrBase-mNE-HVAC-Proto | Htl-w11-v03 | California (Title 24) | Red Bluff Area (CZ11) | Red Bluff AP | 400162 | 809.76 | 18.0788 | 0 | 0 | 0 | 0 | 414.992 | 676.339 | 0 | 1738.7 | 0 | 649.398 | 4307.27 | 0 | 0 | 0 | 7385.95 | 0 | 3663.52 | 0 | 0 | 0 | 0 | 0 | 0 | 11049.5 | 368.995 | 9.2916 | 0 | 0 | 0 | 0 | 87.9624 | 107.729 | 0 | 277.898 | 0 | 83.7621 | 935.639 | 0 | 0 | 0 | 4025.65 | 0 | 402.289 | 0 | 0 | 0 | 0 | 0 | 0 | 4427.94 | 6847.54 | 698.889 | - | - | - | - | 0 | 0 | 6290 | 0 | 0 | 0 | 0 | 0 | 0 | 0 | 0 | 6290 | Htl | 03
07/26/18 @ 23:39 | Htl-w12-v03-WCChlrBase-mNE-HVAC-Proto.pd2 | Htl-w12-v03-WCChlrBase-mNE-HVAC-Proto | Htl-w12-v03 | California (Title 24) | Sacramento Area (CZ12) | Sacramento AP | 400162 | 716.167 | 14.9513 | 0 | 0 | 0 | 0 | 393.463 | 635.123 | 0 | 1738.7 | 0 | 649.398 | 4147.81 | 0 | 0 | 0 | 7418.49 | 0 | 3823.49 | 0 | 0 | 0 | 0 | 0 | 0 | 11242 | 368.496 | 16.3792 | 0 | 0 | 0 | 0 | 82.4186 | 101.133 | 0 | 277.898 | 0 | 83.7621 | 930.087 | 0 | 0 | 0 | 3334.18 | 0 | 771.29 | 0 | 0 | 0 | 0 | 0 | 0 | 4105.47 | 6722.15 | 728 | - | - | - | - | 0 | 0 | 6552 | 0 | 0 | 0 | 0 | 0 | 0 | 0 | 0 | 6552 | Htl | 03
07/26/18 @ 23:39 | Htl-w13-v03-WCChlrBase-mNE-HVAC-Proto.pd2 | Htl-w13-v03-WCChlrBase-mNE-HVAC-Proto | Htl-w13-v03 | California (Title 24) | Fresno Area (CZ13) | Fresno AP | 400162 | 833.058 | 19.2703 | 0 | 0 | 0 | 0 | 411.615 | 636.869 | 0 | 1738.7 | 0 | 649.398 | 4288.91 | 0 | 0 | 0 | 6420.5 | 0 | 3602.06 | 0 | 0 | 0 | 0 | 0 | 0 | 10022.6 | 355.532 | 15.5611 | 0 | 0 | 0 | 0 | 82.5679 | 100.938 | 0 | 277.898 | 0 | 81.5811 | 914.079 | 0 | 0 | 0 | 3519.36 | 0 | 397.228 | 0 | 0 | 0 | 0 | 0 | 0 | 3916.59 | 6753.04 | 778.222 | - | - | - | - | 0 | 0 | 7004 | 0 | 0 | 0 | 0 | 0 | 0 | 0 | 0 | 7004 | Htl | 03
07/26/18 @ 23:40 | Htl-w14-v03-WCChlrBase-mNE-HVAC-Proto.pd2 | Htl-w14-v03-WCChlrBase-mNE-HVAC-Proto | Htl-w14-v03 | California (Title 24) | China Lake Area (CZ14) | Palmdale AP | 400162 | 804.189 | 16.3418 | 0 | 0 | 0 | 0 | 408.325 | 645.335 | 0 | 1738.7 | 0 | 649.398 | 4262.29 | 0 | 0 | 0 | 7593.04 | 0 | 3700.86 | 0 | 0 | 0 | 0 | 0 | 0 | 11293.9 | 381.174 | 20.6592 | 0 | 0 | 0 | 0 | 79.5932 | 105.176 | 0 | 277.898 | 0 | 83.7621 | 948.262 | 0 | 0 | 0 | 4602.2 | 0 | 409.085 | 0 | 0 | 0 | 0 | 0 | 0 | 5011.28 | 6895.6 | 769.889 | - | - | - | - | 0 | 0 | 6929 | 0 | 0 | 0 | 0 | 0 | 0 | 0 | 0 | 6929 | Htl | 03
07/26/18 @ 23:40 | Htl-w15-v03-WCChlrBase-mNE-HVAC-Proto.pd2 | Htl-w15-v03-WCChlrBase-mNE-HVAC-Proto | Htl-w15-v03 | California (Title 24) | Blythe Area (CZ15) | Palm Springs | 400162 | 1230.7 | 34.2941 | 0 | 0 | 0 | 0 | 460.796 | 758.07 | 0 | 1738.7 | 0 | 649.398 | 4871.96 | 0 | 0 | 0 | 3503.64 | 0 | 2814.48 | 0 | 0 | 0 | 0 | 0 | 0 | 6318.12 | 452.259 | 36.9526 | 0 | 0 | 0 | 0 | 85.209 | 115.305 | 0 | 277.898 | 0 | 81.5811 | 1049.21 | 0 | 0 | 0 | 3053.36 | 0 | 331.026 | 0 | 0 | 0 | 0 | 0 | 0 | 3384.39 | 7943.65 | 825 | - | - | - | - | 0 | 0 | 7425 | 0 | 0 | 0 | 0 | 0 | 0 | 0 | 0 | 7425 | Htl | 03
07/26/18 @ 23:40 | Htl-w16-v03-WCChlrBase-mNE-HVAC-Proto.pd2 | Htl-w16-v03-WCChlrBase-mNE-HVAC-Proto | Htl-w16-v03 | California (Title 24) | Mount Shasta Area (CZ16) | Blue Canyon AP | 400162 | 491.684 | 7.7076 | 0 | 0 | 0 | 0 | 387.252 | 544.845 | 0 | 1738.7 | 0 | 649.398 | 3819.59 | 0 | 0 | 0 | 11867 | 0 | 4457.34 | 0 | 0 | 0 | 0 | 0 | 0 | 16324.4 | 255.046 | 5.8025 | 0 | 0 | 0 | 0 | 75.182 | 88.8147 | 0 | 277.898 | 0 | 83.7621 | 786.506 | 0 | 0 | 0 | 4664.71 | 0 | 906.699 | 0 | 0 | 0 | 0 | 0 | 0 | 5571.4 | 4836.91 | 677.333 | - | - | - | - | 0 | 0 | 6096 | 0 | 0 | 0 | 0 | 0 | 0 | 0 | 0 | 6096 | Htl | 03
07/26/18 @ 23:41 | Htl-w01-v07-WCChlrBase-mNE-HVAC-Proto.pd2 | Htl-w01-v07-WCChlrBase-mNE-HVAC-Proto | Htl-w01-v07 | California (Title 24) | Arcata Area (CZ01) | Arcata | 400162 | 249.273 | 3.5339 | 0 | 0 | 0 | 0 | 334.059 | 113.711 | 0 | 1695.23 | 0 | 573.497 | 2969.31 | 0 | 0 | 0 | 9989.31 | 0 | 4482.68 | 0 | 0 | 0 | 0 | 0 | 0 | 14472 | 143.443 | 3.3271 | 0 | 0 | 0 | 0 | 55.3609 | 36.0453 | 0 | 270.951 | 0 | 75.0875 | 584.215 | 0 | 0 | 0 | 3471.05 | 0 | 920.235 | 0 | 0 | 0 | 0 | 0 | 0 | 4391.28 | 3377.49 | 397.222 | - | - | - | - | 0 | 0 | 3575 | 0 | 0 | 0 | 0 | 0 | 0 | 0 | 0 | 3575 | Htl | 07
07/26/18 @ 23:41 | Htl-w02-v07-WCChlrBase-mNE-HVAC-Proto.pd2 | Htl-w02-v07-WCChlrBase-mNE-HVAC-Proto | Htl-w02-v07 | California (Title 24) | Santa Rosa Area (CZ02) | Santa Rosa | 400162 | 505.898 | 9.6953 | 0 | 0 | 0 | 0 | 370.018 | 184.114 | 0 | 1695.23 | 0 | 573.497 | 3338.46 | 0 | 0 | 0 | 8258.73 | 0 | 4073.17 | 0 | 0 | 0 | 0 | 0 | 0 | 12331.9 | 290.1 | 7.776 | 0 | 0 | 0 | 0 | 74.0867 | 51.2954 | 0 | 270.951 | 0 | 75.0875 | 769.297 | 0 | 0 | 0 | 3641.13 | 0 | 796.337 | 0 | 0 | 0 | 0 | 0 | 0 | 4437.47 | 5705.28 | 517.778 | - | - | - | - | 0 | 0 | 4660 | 0 | 0 | 0 | 0 | 0 | 0 | 0 | 0 | 4660 | Htl | 07
07/26/18 @ 23:41 | Htl-w03-v07-WCChlrBase-mNE-HVAC-Proto.pd2 | Htl-w03-v07-WCChlrBase-mNE-HVAC-Proto | Htl-w03-v07 | California (Title 24) | Oakland Area (CZ03) | Oakland AP | 400162 | 384.786 | 6.8083 | 0 | 0 | 0 | 0 | 357.711 | 149.539 | 0 | 1695.23 | 0 | 573.497 | 3167.57 | 0 | 0 | 0 | 7416.09 | 0 | 4089.38 | 0 | 0 | 0 | 0 | 0 | 0 | 11505.5 | 195.084 | 5.0197 | 0 | 0 | 0 | 0 | 64.3611 | 41.4184 | 0 | 270.951 | 0 | 75.0875 | 651.922 | 0 | 0 | 0 | 3491.13 | 0 | 414.243 | 0 | 0 | 0 | 0 | 0 | 0 | 3905.37 | 4341.42 | 455 | - | - | - | - | 0 | 0 | 4095 | 0 | 0 | 0 | 0 | 0 | 0 | 0 | 0 | 4095 | Htl | 07
07/26/18 @ 23:42 | Htl-w04-v07-WCChlrBase-mNE-HVAC-Proto.pd2 | Htl-w04-v07-WCChlrBase-mNE-HVAC-Proto | Htl-w04-v07 | California (Title 24) | Sunnyvale Area (CZ04) | San Jose | 400162 | 547.305 | 11.0287 | 0 | 0 | 0 | 0 | 382.026 | 192.017 | 0 | 1695.23 | 0 | 573.497 | 3401.11 | 0 | 0 | 0 | 7544.78 | 0 | 3918.47 | 0 | 0 | 0 | 0 | 0 | 0 | 11463.3 | 259.995 | 6.9274 | 0 | 0 | 0 | 0 | 71.5375 | 48.711 | 0 | 270.951 | 0 | 75.0875 | 733.21 | 0 | 0 | 0 | 4869.73 | 0 | 368.215 | 0 | 0 | 0 | 0 | 0 | 0 | 5237.94 | 5379.25 | 578.667 | - | - | - | - | 0 | 0 | 5208 | 0 | 0 | 0 | 0 | 0 | 0 | 0 | 0 | 5208 | Htl | 07
07/26/18 @ 23:42 | Htl-w05-v07-WCChlrBase-mNE-HVAC-Proto.pd2 | Htl-w05-v07-WCChlrBase-mNE-HVAC-Proto | Htl-w05-v07 | California (Title 24) | Santa Maria Area (CZ05) | Santa Maria AP | 400162 | 385.755 | 6.8577 | 0 | 0 | 0 | 0 | 360.261 | 147.28 | 0 | 1695.23 | 0 | 573.497 | 3168.88 | 0 | 0 | 0 | 7984.42 | 0 | 4173.82 | 0 | 0 | 0 | 0 | 0 | 0 | 12158.2 | 170.161 | 4.1769 | 0 | 0 | 0 | 0 | 60.138 | 41.0663 | 0 | 270.951 | 0 | 75.0875 | 621.581 | 0 | 0 | 0 | 3522.93 | 0 | 591.46 | 0 | 0 | 0 | 0 | 0 | 0 | 4114.39 | 4241.75 | 469.889 | - | - | - | - | 0 | 0 | 4229 | 0 | 0 | 0 | 0 | 0 | 0 | 0 | 0 | 4229 | Htl | 07
07/26/18 @ 23:42 | Htl-w06-v07-WCChlrBase-mNE-HVAC-Proto.pd2 | Htl-w06-v07-WCChlrBase-mNE-HVAC-Proto | Htl-w06-v07 | California (Title 24) | Los Angeles Area (CZ06) | Torrance | 400162 | 611.227 | 14.0634 | 0 | 0 | 0 | 0 | 389.083 | 201.629 | 0 | 1695.23 | 0 | 573.497 | 3484.73 | 0 | 0 | 0 | 5895.09 | 0 | 3763.13 | 0 | 0 | 0 | 0 | 0 | 0 | 9658.22 | 269.853 | 6.6796 | 0 | 0 | 0 | 0 | 72.3414 | 48.2321 | 0 | 270.951 | 0 | 75.0875 | 743.145 | 0 | 0 | 0 | 3811.22 | 0 | 355.961 | 0 | 0 | 0 | 0 | 0 | 0 | 4167.18 | 5364.29 | 573.333 | - | - | - | - | 0 | 0 | 5160 | 0 | 0 | 0 | 0 | 0 | 0 | 0 | 0 | 5160 | Htl | 07
07/26/18 @ 23:43 | Htl-w07-v07-WCChlrBase-mNE-HVAC-Proto.pd2 | Htl-w07-v07-WCChlrBase-mNE-HVAC-Proto | Htl-w07-v07 | California (Title 24) | San Diego Area (CZ07) | San Diego AP | 400162 | 579.129 | 13.7094 | 0 | 0 | 0 | 0 | 385.29 | 189.032 | 0 | 1695.23 | 0 | 573.497 | 3435.89 | 0 | 0 | 0 | 4565.55 | 0 | 3709.18 | 0 | 0 | 0 | 0 | 0 | 0 | 8274.73 | 192.822 | 6.0095 | 0 | 0 | 0 | 0 | 58.2616 | 44.1059 | 0 | 270.951 | 0 | 75.0875 | 647.238 | 0 | 0 | 0 | 2052.32 | 0 | 525.052 | 0 | 0 | 0 | 0 | 0 | 0 | 2577.37 | 4566.68 | 594.667 | - | - | - | - | 0 | 0 | 5352 | 0 | 0 | 0 | 0 | 0 | 0 | 0 | 0 | 5352 | Htl | 07
07/26/18 @ 23:43 | Htl-w08-v07-WCChlrBase-mNE-HVAC-Proto.pd2 | Htl-w08-v07-WCChlrBase-mNE-HVAC-Proto | Htl-w08-v07 | California (Title 24) | El Toro Area (CZ08) | Fullerton | 400162 | 700.679 | 16.0661 | 0 | 0 | 0 | 0 | 397.181 | 227.796 | 0 | 1695.23 | 0 | 573.497 | 3610.45 | 0 | 0 | 0 | 5216.58 | 0 | 3627 | 0 | 0 | 0 | 0 | 0 | 0 | 8843.58 | 318.195 | 10.2362 | 0 | 0 | 0 | 0 | 79.8856 | 54.4402 | 0 | 216.488 | 0 | 70.4299 | 749.675 | 0 | 0 | 0 | 2920.12 | 0 | 515.45 | 0 | 0 | 0 | 0 | 0 | 0 | 3435.57 | 6000.05 | 678 | - | - | - | - | 0 | 0 | 6102 | 0 | 0 | 0 | 0 | 0 | 0 | 0 | 0 | 6102 | Htl | 07
07/26/18 @ 23:43 | Htl-w09-v07-WCChlrBase-mNE-HVAC-Proto.pd2 | Htl-w09-v07-WCChlrBase-mNE-HVAC-Proto | Htl-w09-v07 | California (Title 24) | Pasadena Area (CZ09) | Burbank AP | 400162 | 768.74 | 17.9662 | 0 | 0 | 0 | 0 | 404.79 | 255.571 | 0 | 1695.23 | 0 | 573.497 | 3715.8 | 0 | 0 | 0 | 5556.81 | 0 | 3621.28 | 0 | 0 | 0 | 0 | 0 | 0 | 9178.08 | 353.31 | 18.0394 | 0 | 0 | 0 | 0 | 75.8302 | 63.4093 | 0 | 270.951 | 0 | 75.0875 | 856.627 | 0 | 0 | 0 | 2978.75 | 0 | 516.44 | 0 | 0 | 0 | 0 | 0 | 0 | 3495.19 | 7038.83 | 704.778 | - | - | - | - | 0 | 0 | 6343 | 0 | 0 | 0 | 0 | 0 | 0 | 0 | 0 | 6343 | Htl | 07
07/26/18 @ 23:43 | Htl-w10-v07-WCChlrBase-mNE-HVAC-Proto.pd2 | Htl-w10-v07-WCChlrBase-mNE-HVAC-Proto | Htl-w10-v07 | California (Title 24) | San Bernardino Area (CZ10) | Riverside FS 3 | 400162 | 728.09 | 16.372 | 0 | 0 | 0 | 0 | 396.412 | 237.787 | 0 | 1695.23 | 0 | 573.497 | 3647.39 | 0 | 0 | 0 | 5913.88 | 0 | 3598.22 | 0 | 0 | 0 | 0 | 0 | 0 | 9512.1 | 352.527 | 15.4185 | 0 | 0 | 0 | 0 | 81.954 | 59.6985 | 0 | 210.579 | 0 | 70.2739 | 790.451 | 0 | 0 | 0 | 3469.19 | 0 | 483.259 | 0 | 0 | 0 | 0 | 0 | 0 | 3952.45 | 6585.31 | 709.444 | - | - | - | - | 0 | 0 | 6385 | 0 | 0 | 0 | 0 | 0 | 0 | 0 | 0 | 6385 | Htl | 07
07/26/18 @ 23:44 | Htl-w11-v07-WCChlrBase-mNE-HVAC-Proto.pd2 | Htl-w11-v07-WCChlrBase-mNE-HVAC-Proto | Htl-w11-v07 | California (Title 24) | Red Bluff Area (CZ11) | Red Bluff AP | 400162 | 728.575 | 16.6091 | 0 | 0 | 0 | 0 | 408.366 | 230.08 | 0 | 1695.23 | 0 | 573.497 | 3652.36 | 0 | 0 | 0 | 7500.49 | 0 | 3663.53 | 0 | 0 | 0 | 0 | 0 | 0 | 11164 | 356.903 | 8.9936 | 0 | 0 | 0 | 0 | 86.8555 | 60.6934 | 0 | 270.951 | 0 | 75.0875 | 859.484 | 0 | 0 | 0 | 4122.92 | 0 | 402.291 | 0 | 0 | 0 | 0 | 0 | 0 | 4525.21 | 6807.99 | 633.889 | - | - | - | - | 0 | 0 | 5705 | 0 | 0 | 0 | 0 | 0 | 0 | 0 | 0 | 5705 | Htl | 07
07/26/18 @ 23:44 | Htl-w12-v07-WCChlrBase-mNE-HVAC-Proto.pd2 | Htl-w12-v07-WCChlrBase-mNE-HVAC-Proto | Htl-w12-v07 | California (Title 24) | Sacramento Area (CZ12) | Sacramento AP | 400162 | 634.916 | 13.6613 | 0 | 0 | 0 | 0 | 386.642 | 220.386 | 0 | 1695.23 | 0 | 573.497 | 3524.34 | 0 | 0 | 0 | 7486.88 | 0 | 3823.5 | 0 | 0 | 0 | 0 | 0 | 0 | 11310.4 | 360.374 | 15.5322 | 0 | 0 | 0 | 0 | 81.2345 | 60.1584 | 0 | 270.951 | 0 | 75.0875 | 863.337 | 0 | 0 | 0 | 3414.09 | 0 | 771.292 | 0 | 0 | 0 | 0 | 0 | 0 | 4185.38 | 6672.18 | 659.778 | - | - | - | - | 0 | 0 | 5938 | 0 | 0 | 0 | 0 | 0 | 0 | 0 | 0 | 5938 | Htl | 07
07/26/18 @ 23:44 | Htl-w13-v07-WCChlrBase-mNE-HVAC-Proto.pd2 | Htl-w13-v07-WCChlrBase-mNE-HVAC-Proto | Htl-w13-v07 | California (Title 24) | Fresno Area (CZ13) | Fresno AP | 400162 | 758.053 | 17.8956 | 0 | 0 | 0 | 0 | 404.844 | 237.303 | 0 | 1695.23 | 0 | 573.497 | 3686.83 | 0 | 0 | 0 | 6501.08 | 0 | 3602.07 | 0 | 0 | 0 | 0 | 0 | 0 | 10103.2 | 350.895 | 14.8517 | 0 | 0 | 0 | 0 | 81.4374 | 60.3482 | 0 | 270.951 | 0 | 72.933 | 851.416 | 0 | 0 | 0 | 3622.7 | 0 | 397.23 | 0 | 0 | 0 | 0 | 0 | 0 | 4019.93 | 6711 | 704.333 | - | - | - | - | 0 | 0 | 6339 | 0 | 0 | 0 | 0 | 0 | 0 | 0 | 0 | 6339 | Htl | 07
07/26/18 @ 23:45 | Htl-w14-v07-WCChlrBase-mNE-HVAC-Proto.pd2 | Htl-w14-v07-WCChlrBase-mNE-HVAC-Proto | Htl-w14-v07 | California (Title 24) | China Lake Area (CZ14) | Palmdale AP | 400162 | 726.457 | 15.0234 | 0 | 0 | 0 | 0 | 401.622 | 229.256 | 0 | 1695.23 | 0 | 573.497 | 3641.09 | 0 | 0 | 0 | 7814.24 | 0 | 3700.87 | 0 | 0 | 0 | 0 | 0 | 0 | 11515.1 | 373.003 | 19.8164 | 0 | 0 | 0 | 0 | 78.4248 | 62.0258 | 0 | 270.951 | 0 | 75.0875 | 879.308 | 0 | 0 | 0 | 4722.4 | 0 | 409.087 | 0 | 0 | 0 | 0 | 0 | 0 | 5131.48 | 6840.76 | 699.111 | - | - | - | - | 0 | 0 | 6292 | 0 | 0 | 0 | 0 | 0 | 0 | 0 | 0 | 6292 | Htl | 07
07/26/18 @ 23:45 | Htl-w15-v07-WCChlrBase-mNE-HVAC-Proto.pd2 | Htl-w15-v07-WCChlrBase-mNE-HVAC-Proto | Htl-w15-v07 | California (Title 24) | Blythe Area (CZ15) | Palm Springs | 400162 | 1148.9 | 32.3381 | 0 | 0 | 0 | 0 | 452.936 | 312.364 | 0 | 1695.23 | 0 | 573.497 | 4215.27 | 0 | 0 | 0 | 3415.48 | 0 | 2814.49 | 0 | 0 | 0 | 0 | 0 | 0 | 6229.96 | 440.827 | 36.2495 | 0 | 0 | 0 | 0 | 84.0871 | 72.0033 | 0 | 270.951 | 0 | 72.933 | 977.05 | 0 | 0 | 0 | 2723.44 | 0 | 411.021 | 0 | 0 | 0 | 0 | 0 | 0 | 3134.46 | 7905.67 | 745.778 | - | - | - | - | 0 | 0 | 6712 | 0 | 0 | 0 | 0 | 0 | 0 | 0 | 0 | 6712 | Htl | 07
07/26/18 @ 23:45 | Htl-w16-v07-WCChlrBase-mNE-HVAC-Proto.pd2 | Htl-w16-v07-WCChlrBase-mNE-HVAC-Proto | Htl-w16-v07 | California (Title 24) | Mount Shasta Area (CZ16) | Blue Canyon AP | 400162 | 431.571 | 6.7338 | 0 | 0 | 0 | 0 | 381.2 | 155.491 | 0 | 1695.23 | 0 | 573.497 | 3243.73 | 0 | 0 | 0 | 12180.6 | 0 | 4457.35 | 0 | 0 | 0 | 0 | 0 | 0 | 16638 | 248.945 | 5.5825 | 0 | 0 | 0 | 0 | 73.97 | 43.5601 | 0 | 270.951 | 0 | 75.0875 | 718.096 | 0 | 0 | 0 | 4786.52 | 0 | 906.702 | 0 | 0 | 0 | 0 | 0 | 0 | 5693.22 | 4790.2 | 611.222 | - | - | - | - | 0 | 0 | 5501 | 0 | 0 | 0 | 0 | 0 | 0 | 0 | 0 | 5501 | Htl | 07
07/26/18 @ 23:46 | Htl-w01-v11-WCChlrBase-mNE-HVAC-Proto.pd2 | Htl-w01-v11-WCChlrBase-mNE-HVAC-Proto | Htl-w01-v11 | California (Title 24) | Arcata Area (CZ01) | Arcata | 400162 | 249.399 | 3.532 | 0 | 0 | 0 | 0 | 333.646 | 113.862 | 0 | 1695.23 | 0 | 567.018 | 2962.69 | 0 | 0 | 0 | 10001 | 0 | 4482.68 | 0 | 0 | 0 | 0 | 0 | 0 | 14483.7 | 143.287 | 3.3233 | 0 | 0 | 0 | 0 | 55.2802 | 36.0011 | 0 | 270.951 | 0 | 74.3452 | 583.188 | 0 | 0 | 0 | 3474.15 | 0 | 920.235 | 0 | 0 | 0 | 0 | 0 | 0 | 4394.39 | 3373.48 | 395.889 | - | - | - | - | 0 | 0 | 3563 | 0 | 0 | 0 | 0 | 0 | 0 | 0 | 0 | 3563 | Htl | 11
07/26/18 @ 23:46 | Htl-w02-v11-WCChlrBase-mNE-HVAC-Proto.pd2 | Htl-w02-v11-WCChlrBase-mNE-HVAC-Proto | Htl-w02-v11 | California (Title 24) | Santa Rosa Area (CZ02) | Santa Rosa | 400162 | 505.496 | 9.6873 | 0 | 0 | 0 | 0 | 369.596 | 184 | 0 | 1695.23 | 0 | 567.018 | 3331.03 | 0 | 0 | 0 | 8266.63 | 0 | 4073.17 | 0 | 0 | 0 | 0 | 0 | 0 | 12339.8 | 289.919 | 7.7704 | 0 | 0 | 0 | 0 | 74.0193 | 51.2571 | 0 | 270.951 | 0 | 74.3452 | 768.262 | 0 | 0 | 0 | 3641.69 | 0 | 796.337 | 0 | 0 | 0 | 0 | 0 | 0 | 4438.03 | 5700.89 | 516.222 | - | - | - | - | 0 | 0 | 4646 | 0 | 0 | 0 | 0 | 0 | 0 | 0 | 0 | 4646 | Htl | 11
07/26/18 @ 23:46 | Htl-w03-v11-WCChlrBase-mNE-HVAC-Proto.pd2 | Htl-w03-v11-WCChlrBase-mNE-HVAC-Proto | Htl-w03-v11 | California (Title 24) | Oakland Area (CZ03) | Oakland AP | 400162 | 384.453 | 6.803 | 0 | 0 | 0 | 0 | 357.279 | 149.43 | 0 | 1695.23 | 0 | 567.018 | 3160.22 | 0 | 0 | 0 | 7421.67 | 0 | 4089.38 | 0 | 0 | 0 | 0 | 0 | 0 | 11511.1 | 194.918 | 5.0153 | 0 | 0 | 0 | 0 | 64.2944 | 41.3788 | 0 | 270.951 | 0 | 74.3452 | 650.903 | 0 | 0 | 0 | 3493.08 | 0 | 414.243 | 0 | 0 | 0 | 0 | 0 | 0 | 3907.33 | 4337.03 | 453.889 | - | - | - | - | 0 | 0 | 4085 | 0 | 0 | 0 | 0 | 0 | 0 | 0 | 0 | 4085 | Htl | 11
07/26/18 @ 23:47 | Htl-w04-v11-WCChlrBase-mNE-HVAC-Proto.pd2 | Htl-w04-v11-WCChlrBase-mNE-HVAC-Proto | Htl-w04-v11 | California (Title 24) | Sunnyvale Area (CZ04) | San Jose | 400162 | 546.841 | 11.0191 | 0 | 0 | 0 | 0 | 381.587 | 191.907 | 0 | 1695.23 | 0 | 567.018 | 3393.6 | 0 | 0 | 0 | 7551.22 | 0 | 3918.47 | 0 | 0 | 0 | 0 | 0 | 0 | 11469.7 | 259.821 | 6.9223 | 0 | 0 | 0 | 0 | 71.47 | 48.6742 | 0 | 270.951 | 0 | 74.3452 | 732.183 | 0 | 0 | 0 | 4873.14 | 0 | 368.215 | 0 | 0 | 0 | 0 | 0 | 0 | 5241.36 | 5375.1 | 577.444 | - | - | - | - | 0 | 0 | 5197 | 0 | 0 | 0 | 0 | 0 | 0 | 0 | 0 | 5197 | Htl | 11
07/26/18 @ 23:47 | Htl-w05-v11-WCChlrBase-mNE-HVAC-Proto.pd2 | Htl-w05-v11-WCChlrBase-mNE-HVAC-Proto | Htl-w05-v11 | California (Title 24) | Santa Maria Area (CZ05) | Santa Maria AP | 400162 | 385.458 | 6.8528 | 0 | 0 | 0 | 0 | 359.826 | 147.217 | 0 | 1695.23 | 0 | 567.018 | 3161.6 | 0 | 0 | 0 | 7991.77 | 0 | 4173.82 | 0 | 0 | 0 | 0 | 0 | 0 | 12165.6 | 170.005 | 4.1732 | 0 | 0 | 0 | 0 | 60.0716 | 41.0317 | 0 | 270.951 | 0 | 74.3452 | 620.577 | 0 | 0 | 0 | 3523.91 | 0 | 591.46 | 0 | 0 | 0 | 0 | 0 | 0 | 4115.37 | 4238.52 | 468.556 | - | - | - | - | 0 | 0 | 4217 | 0 | 0 | 0 | 0 | 0 | 0 | 0 | 0 | 4217 | Htl | 11
07/26/18 @ 23:47 | Htl-w06-v11-WCChlrBase-mNE-HVAC-Proto.pd2 | Htl-w06-v11-WCChlrBase-mNE-HVAC-Proto | Htl-w06-v11 | California (Title 24) | Los Angeles Area (CZ06) | Torrance | 400162 | 610.643 | 14.0494 | 0 | 0 | 0 | 0 | 388.615 | 201.482 | 0 | 1695.23 | 0 | 567.018 | 3477.04 | 0 | 0 | 0 | 5897.73 | 0 | 3763.13 | 0 | 0 | 0 | 0 | 0 | 0 | 9660.86 | 269.685 | 6.6752 | 0 | 0 | 0 | 0 | 72.2743 | 48.1996 | 0 | 270.951 | 0 | 74.3452 | 742.131 | 0 | 0 | 0 | 3813.34 | 0 | 355.961 | 0 | 0 | 0 | 0 | 0 | 0 | 4169.3 | 5360.64 | 571.889 | - | - | - | - | 0 | 0 | 5147 | 0 | 0 | 0 | 0 | 0 | 0 | 0 | 0 | 5147 | Htl | 11
07/26/18 @ 23:47 | Htl-w07-v11-WCChlrBase-mNE-HVAC-Proto.pd2 | Htl-w07-v11-WCChlrBase-mNE-HVAC-Proto | Htl-w07-v11 | California (Title 24) | San Diego Area (CZ07) | San Diego AP | 400162 | 578.55 | 13.6962 | 0 | 0 | 0 | 0 | 384.822 | 188.881 | 0 | 1695.23 | 0 | 567.018 | 3428.2 | 0 | 0 | 0 | 4568.01 | 0 | 3709.18 | 0 | 0 | 0 | 0 | 0 | 0 | 8277.19 | 192.68 | 6.0039 | 0 | 0 | 0 | 0 | 58.1913 | 44.0565 | 0 | 270.951 | 0 | 74.3452 | 646.228 | 0 | 0 | 0 | 2055.03 | 0 | 525.052 | 0 | 0 | 0 | 0 | 0 | 0 | 2580.08 | 4562.27 | 593.111 | - | - | - | - | 0 | 0 | 5338 | 0 | 0 | 0 | 0 | 0 | 0 | 0 | 0 | 5338 | Htl | 11
07/26/18 @ 23:48 | Htl-w08-v11-WCChlrBase-mNE-HVAC-Proto.pd2 | Htl-w08-v11-WCChlrBase-mNE-HVAC-Proto | Htl-w08-v11 | California (Title 24) | El Toro Area (CZ08) | Fullerton | 400162 | 700.097 | 16.0522 | 0 | 0 | 0 | 0 | 396.726 | 227.67 | 0 | 1695.23 | 0 | 567.018 | 3602.79 | 0 | 0 | 0 | 5220.66 | 0 | 3627 | 0 | 0 | 0 | 0 | 0 | 0 | 8847.66 | 317.957 | 10.2277 | 0 | 0 | 0 | 0 | 79.7707 | 54.3994 | 0 | 216.488 | 0 | 69.1825 | 748.025 | 0 | 0 | 0 | 2922.83 | 0 | 515.45 | 0 | 0 | 0 | 0 | 0 | 0 | 3438.28 | 5995.57 | 676.444 | - | - | - | - | 0 | 0 | 6088 | 0 | 0 | 0 | 0 | 0 | 0 | 0 | 0 | 6088 | Htl | 11
07/26/18 @ 23:48 | Htl-w09-v11-WCChlrBase-mNE-HVAC-Proto.pd2 | Htl-w09-v11-WCChlrBase-mNE-HVAC-Proto | Htl-w09-v11 | California (Title 24) | Pasadena Area (CZ09) | Burbank AP | 400162 | 768.166 | 17.9521 | 0 | 0 | 0 | 0 | 404.335 | 255.429 | 0 | 1695.23 | 0 | 567.018 | 3708.13 | 0 | 0 | 0 | 5560.5 | 0 | 3621.28 | 0 | 0 | 0 | 0 | 0 | 0 | 9181.77 | 353.125 | 18.0299 | 0 | 0 | 0 | 0 | 75.765 | 63.3728 | 0 | 270.951 | 0 | 74.3452 | 855.588 | 0 | 0 | 0 | 2981.52 | 0 | 516.44 | 0 | 0 | 0 | 0 | 0 | 0 | 3497.96 | 7034.62 | 703.333 | - | - | - | - | 0 | 0 | 6330 | 0 | 0 | 0 | 0 | 0 | 0 | 0 | 0 | 6330 | Htl | 11
07/26/18 @ 23:48 | Htl-w10-v11-WCChlrBase-mNE-HVAC-Proto.pd2 | Htl-w10-v11-WCChlrBase-mNE-HVAC-Proto | Htl-w10-v11 | California (Title 24) | San Bernardino Area (CZ10) | Riverside FS 3 | 400162 | 727.508 | 16.3584 | 0 | 0 | 0 | 0 | 395.953 | 237.647 | 0 | 1695.23 | 0 | 567.018 | 3639.72 | 0 | 0 | 0 | 5917.83 | 0 | 3598.22 | 0 | 0 | 0 | 0 | 0 | 0 | 9516.06 | 352.301 | 15.4084 | 0 | 0 | 0 | 0 | 81.8502 | 59.6607 | 0 | 210.579 | 0 | 69.1274 | 788.927 | 0 | 0 | 0 | 3470.89 | 0 | 483.259 | 0 | 0 | 0 | 0 | 0 | 0 | 3954.15 | 6581.08 | 707.778 | - | - | - | - | 0 | 0 | 6370 | 0 | 0 | 0 | 0 | 0 | 0 | 0 | 0 | 6370 | Htl | 11
07/26/18 @ 23:49 | Htl-w11-v11-WCChlrBase-mNE-HVAC-Proto.pd2 | Htl-w11-v11-WCChlrBase-mNE-HVAC-Proto | Htl-w11-v11 | California (Title 24) | Red Bluff Area (CZ11) | Red Bluff AP | 400162 | 728.033 | 16.5967 | 0 | 0 | 0 | 0 | 407.945 | 229.933 | 0 | 1695.23 | 0 | 567.018 | 3644.76 | 0 | 0 | 0 | 7507.19 | 0 | 3663.53 | 0 | 0 | 0 | 0 | 0 | 0 | 11170.7 | 356.74 | 8.9895 | 0 | 0 | 0 | 0 | 86.7947 | 60.6672 | 0 | 270.951 | 0 | 74.3452 | 858.487 | 0 | 0 | 0 | 4125.01 | 0 | 402.291 | 0 | 0 | 0 | 0 | 0 | 0 | 4527.3 | 6804.97 | 632.667 | - | - | - | - | 0 | 0 | 5694 | 0 | 0 | 0 | 0 | 0 | 0 | 0 | 0 | 5694 | Htl | 11
07/26/18 @ 23:49 | Htl-w12-v11-WCChlrBase-mNE-HVAC-Proto.pd2 | Htl-w12-v11-WCChlrBase-mNE-HVAC-Proto | Htl-w12-v11 | California (Title 24) | Sacramento Area (CZ12) | Sacramento AP | 400162 | 634.515 | 13.652 | 0 | 0 | 0 | 0 | 386.216 | 220.335 | 0 | 1695.23 | 0 | 567.018 | 3516.97 | 0 | 0 | 0 | 7493.71 | 0 | 3823.5 | 0 | 0 | 0 | 0 | 0 | 0 | 11317.2 | 360.203 | 15.5253 | 0 | 0 | 0 | 0 | 81.1714 | 60.1309 | 0 | 270.951 | 0 | 74.3452 | 862.327 | 0 | 0 | 0 | 3414.86 | 0 | 771.292 | 0 | 0 | 0 | 0 | 0 | 0 | 4186.15 | 6669.05 | 658.222 | - | - | - | - | 0 | 0 | 5924 | 0 | 0 | 0 | 0 | 0 | 0 | 0 | 0 | 5924 | Htl | 11
07/26/18 @ 23:49 | Htl-w13-v11-WCChlrBase-mNE-HVAC-Proto.pd2 | Htl-w13-v11-WCChlrBase-mNE-HVAC-Proto | Htl-w13-v11 | California (Title 24) | Fresno Area (CZ13) | Fresno AP | 400162 | 757.447 | 17.8811 | 0 | 0 | 0 | 0 | 404.421 | 237.126 | 0 | 1695.23 | 0 | 567.018 | 3679.13 | 0 | 0 | 0 | 6508.07 | 0 | 3602.07 | 0 | 0 | 0 | 0 | 0 | 0 | 10110.1 | 350.776 | 14.8467 | 0 | 0 | 0 | 0 | 81.4069 | 60.3285 | 0 | 270.951 | 0 | 72.4004 | 850.71 | 0 | 0 | 0 | 3625.06 | 0 | 397.23 | 0 | 0 | 0 | 0 | 0 | 0 | 4022.29 | 6708.66 | 703.111 | - | - | - | - | 0 | 0 | 6328 | 0 | 0 | 0 | 0 | 0 | 0 | 0 | 0 | 6328 | Htl | 11
07/26/18 @ 23:50 | Htl-w14-v11-WCChlrBase-mNE-HVAC-Proto.pd2 | Htl-w14-v11-WCChlrBase-mNE-HVAC-Proto | Htl-w14-v11 | California (Title 24) | China Lake Area (CZ14) | Palmdale AP | 400162 | 725.977 | 15.0122 | 0 | 0 | 0 | 0 | 401.196 | 229.16 | 0 | 1695.23 | 0 | 567.018 | 3633.59 | 0 | 0 | 0 | 7821.6 | 0 | 3700.87 | 0 | 0 | 0 | 0 | 0 | 0 | 11522.5 | 372.829 | 19.8067 | 0 | 0 | 0 | 0 | 78.362 | 61.9978 | 0 | 270.951 | 0 | 74.3452 | 878.291 | 0 | 0 | 0 | 4724.99 | 0 | 409.087 | 0 | 0 | 0 | 0 | 0 | 0 | 5134.08 | 6837.59 | 697.667 | - | - | - | - | 0 | 0 | 6279 | 0 | 0 | 0 | 0 | 0 | 0 | 0 | 0 | 6279 | Htl | 11
07/26/18 @ 23:50 | Htl-w15-v11-WCChlrBase-mNE-HVAC-Proto.pd2 | Htl-w15-v11-WCChlrBase-mNE-HVAC-Proto | Htl-w15-v11 | California (Title 24) | Blythe Area (CZ15) | Palm Springs | 400162 | 1148.12 | 32.3186 | 0 | 0 | 0 | 0 | 452.458 | 312.199 | 0 | 1695.23 | 0 | 567.018 | 4207.35 | 0 | 0 | 0 | 3417 | 0 | 2814.49 | 0 | 0 | 0 | 0 | 0 | 0 | 6231.48 | 440.702 | 36.2384 | 0 | 0 | 0 | 0 | 84.0562 | 71.9866 | 0 | 270.951 | 0 | 72.4004 | 976.335 | 0 | 0 | 0 | 2726.32 | 0 | 411.021 | 0 | 0 | 0 | 0 | 0 | 0 | 3137.34 | 7903.31 | 744.444 | - | - | - | - | 0 | 0 | 6700 | 0 | 0 | 0 | 0 | 0 | 0 | 0 | 0 | 6700 | Htl | 11
07/26/18 @ 23:50 | Htl-w16-v11-WCChlrBase-mNE-HVAC-Proto.pd2 | Htl-w16-v11-WCChlrBase-mNE-HVAC-Proto | Htl-w16-v11 | California (Title 24) | Mount Shasta Area (CZ16) | Blue Canyon AP | 400162 | 431.246 | 6.7288 | 0 | 0 | 0 | 0 | 380.813 | 155.408 | 0 | 1695.23 | 0 | 567.018 | 3236.44 | 0 | 0 | 0 | 12190.4 | 0 | 4457.35 | 0 | 0 | 0 | 0 | 0 | 0 | 16647.8 | 248.784 | 5.5789 | 0 | 0 | 0 | 0 | 73.8999 | 43.5316 | 0 | 270.951 | 0 | 74.3452 | 717.091 | 0 | 0 | 0 | 4786.96 | 0 | 906.701 | 0 | 0 | 0 | 0 | 0 | 0 | 5693.66 | 4787.14 | 609.778 | - | - | - | - | 0 | 0 | 5488 | 0 | 0 | 0 | 0 | 0 | 0 | 0 | 0 | 5488 | Htl | 11
07/26/18 @ 23:51 | Htl-w01-v14-WCChlrBase-mNE-HVAC-Proto.pd2 | Htl-w01-v14-WCChlrBase-mNE-HVAC-Proto | Htl-w01-v14 | California (Title 24) | Arcata Area (CZ01) | Arcata | 400162 | 195.846 | 2.467 | 0 | 0 | 0 | 0 | 311.933 | 97.4166 | 0 | 1695.23 | 0 | 567.018 | 2869.91 | 0 | 0 | 0 | 10158.4 | 0 | 4482.77 | 0 | 0 | 0 | 0 | 0 | 0 | 14641.2 | 124.465 | 2.8563 | 0 | 0 | 0 | 0 | 50.2759 | 30.7368 | 0 | 270.951 | 0 | 74.3452 | 553.63 | 0 | 0 | 0 | 3602.71 | 0 | 920.237 | 0 | 0 | 0 | 0 | 0 | 0 | 4522.95 | 2847.36 | 374.556 | - | - | - | - | 0 | 0 | 3371 | 0 | 0 | 0 | 0 | 0 | 0 | 0 | 0 | 3371 | Htl | 14
07/26/18 @ 23:51 | Htl-w02-v14-WCChlrBase-mNE-HVAC-Proto.pd2 | Htl-w02-v14-WCChlrBase-mNE-HVAC-Proto | Htl-w02-v14 | California (Title 24) | Santa Rosa Area (CZ02) | Santa Rosa | 400162 | 452.004 | 8.6247 | 0 | 0 | 0 | 0 | 348.3 | 165.175 | 0 | 1695.23 | 0 | 567.018 | 3236.35 | 0 | 0 | 0 | 8286.25 | 0 | 4073.21 | 0 | 0 | 0 | 0 | 0 | 0 | 12359.5 | 272.707 | 7.3121 | 0 | 0 | 0 | 0 | 68.7514 | 47.6999 | 0 | 270.951 | 0 | 74.3452 | 741.767 | 0 | 0 | 0 | 3654.25 | 0 | 796.339 | 0 | 0 | 0 | 0 | 0 | 0 | 4450.59 | 5358.77 | 496.778 | - | - | - | - | 0 | 0 | 4471 | 0 | 0 | 0 | 0 | 0 | 0 | 0 | 0 | 4471 | Htl | 14
07/26/18 @ 23:51 | Htl-w03-v14-WCChlrBase-mNE-HVAC-Proto.pd2 | Htl-w03-v14-WCChlrBase-mNE-HVAC-Proto | Htl-w03-v14 | California (Title 24) | Oakland Area (CZ03) | Oakland AP | 400162 | 322.735 | 5.6008 | 0 | 0 | 0 | 0 | 330.735 | 127.11 | 0 | 1695.23 | 0 | 567.018 | 3048.43 | 0 | 0 | 0 | 7415.13 | 0 | 4089.47 | 0 | 0 | 0 | 0 | 0 | 0 | 11504.6 | 173.213 | 4.4756 | 0 | 0 | 0 | 0 | 57.8546 | 36.7585 | 0 | 270.951 | 0 | 74.3452 | 617.598 | 0 | 0 | 0 | 3504.08 | 0 | 414.247 | 0 | 0 | 0 | 0 | 0 | 0 | 3918.33 | 3874.54 | 428.333 | - | - | - | - | 0 | 0 | 3855 | 0 | 0 | 0 | 0 | 0 | 0 | 0 | 0 | 3855 | Htl | 14
07/26/18 @ 23:51 | Htl-w04-v14-WCChlrBase-mNE-HVAC-Proto.pd2 | Htl-w04-v14-WCChlrBase-mNE-HVAC-Proto | Htl-w04-v14 | California (Title 24) | Sunnyvale Area (CZ04) | San Jose | 400162 | 474.395 | 9.4981 | 0 | 0 | 0 | 0 | 352.408 | 169.385 | 0 | 1695.23 | 0 | 567.018 | 3267.94 | 0 | 0 | 0 | 7551.75 | 0 | 3918.54 | 0 | 0 | 0 | 0 | 0 | 0 | 11470.3 | 241.846 | 6.1904 | 0 | 0 | 0 | 0 | 65.2633 | 43.9076 | 0 | 270.951 | 0 | 74.3452 | 702.503 | 0 | 0 | 0 | 4919.19 | 0 | 368.225 | 0 | 0 | 0 | 0 | 0 | 0 | 5287.42 | 4907.76 | 546.111 | - | - | - | - | 0 | 0 | 4915 | 0 | 0 | 0 | 0 | 0 | 0 | 0 | 0 | 4915 | Htl | 14
07/26/18 @ 23:52 | Htl-w05-v14-WCChlrBase-mNE-HVAC-Proto.pd2 | Htl-w05-v14-WCChlrBase-mNE-HVAC-Proto | Htl-w05-v14 | California (Title 24) | Santa Maria Area (CZ05) | Santa Maria AP | 400162 | 322.625 | 5.613 | 0 | 0 | 0 | 0 | 332.286 | 125.462 | 0 | 1695.23 | 0 | 567.018 | 3048.24 | 0 | 0 | 0 | 8024.43 | 0 | 4173.91 | 0 | 0 | 0 | 0 | 0 | 0 | 12198.3 | 149.006 | 3.9066 | 0 | 0 | 0 | 0 | 53.4788 | 35.6912 | 0 | 270.951 | 0 | 74.3452 | 587.378 | 0 | 0 | 0 | 3544.62 | 0 | 591.469 | 0 | 0 | 0 | 0 | 0 | 0 | 4136.08 | 3730.78 | 444.444 | - | - | - | - | 0 | 0 | 4000 | 0 | 0 | 0 | 0 | 0 | 0 | 0 | 0 | 4000 | Htl | 14
07/26/18 @ 23:52 | Htl-w06-v14-WCChlrBase-mNE-HVAC-Proto.pd2 | Htl-w06-v14-WCChlrBase-mNE-HVAC-Proto | Htl-w06-v14 | California (Title 24) | Los Angeles Area (CZ06) | Torrance | 400162 | 513.367 | 11.737 | 0 | 0 | 0 | 0 | 353.644 | 172.897 | 0 | 1695.23 | 0 | 567.018 | 3313.9 | 0 | 0 | 0 | 5778.44 | 0 | 3763.19 | 0 | 0 | 0 | 0 | 0 | 0 | 9541.63 | 245.828 | 6.0258 | 0 | 0 | 0 | 0 | 66.0387 | 43.088 | 0 | 270.951 | 0 | 74.3452 | 706.277 | 0 | 0 | 0 | 3831.99 | 0 | 355.971 | 0 | 0 | 0 | 0 | 0 | 0 | 4187.96 | 4798.38 | 534 | - | - | - | - | 0 | 0 | 4806 | 0 | 0 | 0 | 0 | 0 | 0 | 0 | 0 | 4806 | Htl | 14
07/26/18 @ 23:52 | Htl-w07-v14-WCChlrBase-mNE-HVAC-Proto.pd2 | Htl-w07-v14-WCChlrBase-mNE-HVAC-Proto | Htl-w07-v14 | California (Title 24) | San Diego Area (CZ07) | San Diego AP | 400162 | 481.378 | 11.3851 | 0 | 0 | 0 | 0 | 349.83 | 157.227 | 0 | 1695.23 | 0 | 567.018 | 3262.07 | 0 | 0 | 0 | 4447.95 | 0 | 3709.23 | 0 | 0 | 0 | 0 | 0 | 0 | 8157.19 | 169.12 | 4.4642 | 0 | 0 | 0 | 0 | 56.2559 | 37.484 | 0 | 270.951 | 0 | 74.3452 | 612.62 | 0 | 0 | 0 | 2034.3 | 0 | 525.06 | 0 | 0 | 0 | 0 | 0 | 0 | 2559.36 | 3971.9 | 549.667 | - | - | - | - | 0 | 0 | 4947 | 0 | 0 | 0 | 0 | 0 | 0 | 0 | 0 | 4947 | Htl | 14
07/26/18 @ 23:53 | Htl-w08-v14-WCChlrBase-mNE-HVAC-Proto.pd2 | Htl-w08-v14-WCChlrBase-mNE-HVAC-Proto | Htl-w08-v14 | California (Title 24) | El Toro Area (CZ08) | Fullerton | 400162 | 595.582 | 13.6315 | 0 | 0 | 0 | 0 | 361.656 | 194.286 | 0 | 1695.23 | 0 | 567.018 | 3427.41 | 0 | 0 | 0 | 5124.49 | 0 | 3627.05 | 0 | 0 | 0 | 0 | 0 | 0 | 8751.54 | 238.383 | 6.4686 | 0 | 0 | 0 | 0 | 62.3301 | 47.1152 | 0 | 270.951 | 0 | 74.3452 | 699.593 | 0 | 0 | 0 | 2929 | 0 | 515.459 | 0 | 0 | 0 | 0 | 0 | 0 | 3444.46 | 5375.44 | 613.556 | - | - | - | - | 0 | 0 | 5522 | 0 | 0 | 0 | 0 | 0 | 0 | 0 | 0 | 5522 | Htl | 14
07/26/18 @ 23:53 | Htl-w09-v14-WCChlrBase-mNE-HVAC-Proto.pd2 | Htl-w09-v14-WCChlrBase-mNE-HVAC-Proto | Htl-w09-v14 | California (Title 24) | Pasadena Area (CZ09) | Burbank AP | 400162 | 662.202 | 15.4415 | 0 | 0 | 0 | 0 | 367.964 | 221.51 | 0 | 1695.23 | 0 | 567.018 | 3529.37 | 0 | 0 | 0 | 5475.78 | 0 | 3621.34 | 0 | 0 | 0 | 0 | 0 | 0 | 9097.12 | 329.008 | 17.0931 | 0 | 0 | 0 | 0 | 69.4441 | 57.3935 | 0 | 270.951 | 0 | 74.3452 | 818.234 | 0 | 0 | 0 | 2991.96 | 0 | 516.45 | 0 | 0 | 0 | 0 | 0 | 0 | 3508.41 | 6420.21 | 659.778 | - | - | - | - | 0 | 0 | 5938 | 0 | 0 | 0 | 0 | 0 | 0 | 0 | 0 | 5938 | Htl | 14
07/26/18 @ 23:53 | Htl-w10-v14-WCChlrBase-mNE-HVAC-Proto.pd2 | Htl-w10-v14-WCChlrBase-mNE-HVAC-Proto | Htl-w10-v14 | California (Title 24) | San Bernardino Area (CZ10) | Riverside FS 3 | 400162 | 664.473 | 14.9061 | 0 | 0 | 0 | 0 | 372.812 | 216.751 | 0 | 1695.23 | 0 | 567.018 | 3531.19 | 0 | 0 | 0 | 5899.72 | 0 | 3598.25 | 0 | 0 | 0 | 0 | 0 | 0 | 9497.97 | 291.801 | 8.6206 | 0 | 0 | 0 | 0 | 68.021 | 55.0941 | 0 | 270.951 | 0 | 74.3452 | 768.833 | 0 | 0 | 0 | 3481.05 | 0 | 483.262 | 0 | 0 | 0 | 0 | 0 | 0 | 3964.31 | 6240.17 | 682.111 | - | - | - | - | 0 | 0 | 6139 | 0 | 0 | 0 | 0 | 0 | 0 | 0 | 0 | 6139 | Htl | 14
07/26/18 @ 23:54 | Htl-w11-v14-WCChlrBase-mNE-HVAC-Proto.pd2 | Htl-w11-v14-WCChlrBase-mNE-HVAC-Proto | Htl-w11-v14 | California (Title 24) | Red Bluff Area (CZ11) | Red Bluff AP | 400162 | 667.952 | 15.3087 | 0 | 0 | 0 | 0 | 383.629 | 209.126 | 0 | 1695.23 | 0 | 567.018 | 3538.26 | 0 | 0 | 0 | 7508.37 | 0 | 3663.56 | 0 | 0 | 0 | 0 | 0 | 0 | 11171.9 | 339.439 | 8.5575 | 0 | 0 | 0 | 0 | 80.8106 | 57.0873 | 0 | 270.951 | 0 | 74.3452 | 831.191 | 0 | 0 | 0 | 4148.06 | 0 | 402.293 | 0 | 0 | 0 | 0 | 0 | 0 | 4550.36 | 6479.67 | 595.889 | - | - | - | - | 0 | 0 | 5363 | 0 | 0 | 0 | 0 | 0 | 0 | 0 | 0 | 5363 | Htl | 14
07/26/18 @ 23:54 | Htl-w12-v14-WCChlrBase-mNE-HVAC-Proto.pd2 | Htl-w12-v14-WCChlrBase-mNE-HVAC-Proto | Htl-w12-v14 | California (Title 24) | Sacramento Area (CZ12) | Sacramento AP | 400162 | 576.326 | 12.3829 | 0 | 0 | 0 | 0 | 364.029 | 200.527 | 0 | 1695.23 | 0 | 567.018 | 3415.51 | 0 | 0 | 0 | 7520.24 | 0 | 3823.53 | 0 | 0 | 0 | 0 | 0 | 0 | 11343.8 | 343.309 | 14.8578 | 0 | 0 | 0 | 0 | 75.6966 | 56.7126 | 0 | 270.951 | 0 | 74.3452 | 835.872 | 0 | 0 | 0 | 3434.41 | 0 | 771.293 | 0 | 0 | 0 | 0 | 0 | 0 | 4205.7 | 6359.15 | 633.778 | - | - | - | - | 0 | 0 | 5704 | 0 | 0 | 0 | 0 | 0 | 0 | 0 | 0 | 5704 | Htl | 14
07/26/18 @ 23:54 | Htl-w13-v14-WCChlrBase-mNE-HVAC-Proto.pd2 | Htl-w13-v14-WCChlrBase-mNE-HVAC-Proto | Htl-w13-v14 | California (Title 24) | Fresno Area (CZ13) | Fresno AP | 400162 | 700.097 | 16.6107 | 0 | 0 | 0 | 0 | 381.74 | 217.709 | 0 | 1695.23 | 0 | 567.018 | 3578.41 | 0 | 0 | 0 | 6520.94 | 0 | 3602.1 | 0 | 0 | 0 | 0 | 0 | 0 | 10123 | 335.02 | 14.2535 | 0 | 0 | 0 | 0 | 76.206 | 56.8905 | 0 | 270.951 | 0 | 72.4004 | 825.721 | 0 | 0 | 0 | 3649.62 | 0 | 397.231 | 0 | 0 | 0 | 0 | 0 | 0 | 4046.85 | 6397.88 | 677.556 | - | - | - | - | 0 | 0 | 6098 | 0 | 0 | 0 | 0 | 0 | 0 | 0 | 0 | 6098 | Htl | 14
07/26/18 @ 23:55 | Htl-w14-v14-WCChlrBase-mNE-HVAC-Proto.pd2 | Htl-w14-v14-WCChlrBase-mNE-HVAC-Proto | Htl-w14-v14 | California (Title 24) | China Lake Area (CZ14) | Palmdale AP | 400162 | 688.497 | 14.2445 | 0 | 0 | 0 | 0 | 381.444 | 216.387 | 0 | 1695.23 | 0 | 567.018 | 3562.82 | 0 | 0 | 0 | 7914.52 | 0 | 3700.9 | 0 | 0 | 0 | 0 | 0 | 0 | 11615.4 | 359.883 | 19.1482 | 0 | 0 | 0 | 0 | 73.6747 | 59.237 | 0 | 270.951 | 0 | 74.3452 | 857.239 | 0 | 0 | 0 | 4800.36 | 0 | 373.984 | 0 | 0 | 0 | 0 | 0 | 0 | 5174.34 | 6599.64 | 680.222 | - | - | - | - | 0 | 0 | 6122 | 0 | 0 | 0 | 0 | 0 | 0 | 0 | 0 | 6122 | Htl | 14
07/26/18 @ 23:55 | Htl-w15-v14-WCChlrBase-mNE-HVAC-Proto.pd2 | Htl-w15-v14-WCChlrBase-mNE-HVAC-Proto | Htl-w15-v14 | California (Title 24) | Blythe Area (CZ15) | Palm Springs | 400162 | 1106.17 | 31.167 | 0 | 0 | 0 | 0 | 429.871 | 297.897 | 0 | 1695.23 | 0 | 567.018 | 4127.36 | 0 | 0 | 0 | 3428.4 | 0 | 2814.5 | 0 | 0 | 0 | 0 | 0 | 0 | 6242.91 | 428.883 | 35.2268 | 0 | 0 | 0 | 0 | 79.514 | 69.3495 | 0 | 270.951 | 0 | 72.4004 | 956.324 | 0 | 0 | 0 | 2739.26 | 0 | 411.027 | 0 | 0 | 0 | 0 | 0 | 0 | 3150.29 | 7686.48 | 719.333 | - | - | - | - | 0 | 0 | 6474 | 0 | 0 | 0 | 0 | 0 | 0 | 0 | 0 | 6474 | Htl | 14
07/26/18 @ 23:55 | Htl-w16-v14-WCChlrBase-mNE-HVAC-Proto.pd2 | Htl-w16-v14-WCChlrBase-mNE-HVAC-Proto | Htl-w16-v14 | California (Title 24) | Mount Shasta Area (CZ16) | Blue Canyon AP | 400162 | 356.601 | 5.5118 | 0 | 0 | 0 | 0 | 354.226 | 131.975 | 0 | 1695.23 | 0 | 567.018 | 3110.56 | 0 | 0 | 0 | 12495.3 | 0 | 4457.41 | 0 | 0 | 0 | 0 | 0 | 0 | 16952.7 | 223.184 | 5.0098 | 0 | 0 | 0 | 0 | 66.7908 | 38.5463 | 0 | 270.951 | 0 | 74.3452 | 678.827 | 0 | 0 | 0 | 4830.3 | 0 | 906.707 | 0 | 0 | 0 | 0 | 0 | 0 | 5737.01 | 4295.74 | 569 | - | - | - | - | 0 | 0 | 5121 | 0 | 0 | 0 | 0 | 0 | 0 | 0 | 0 | 5121 | Htl | 14
07/26/18 @ 23:55 | MBT-w01-v96-WCChlrBase-mNE-HVAC-Proto.pd2 | MBT-w01-v96-WCChlrBase-mNE-HVAC-Proto | MBT-w01-v96 | California (Title 24) | Arcata Area (CZ01) | Arcata | 199974 | 36.112 | 1.955 | 0 | 0 | 0 | 0 | 225.617 | 25.0843 | 0 | 1767.84 | 0 | 862.464 | 2919.06 | 0 | 0 | 0 | 213.067 | 0 | 481.222 | 0 | 0 | 0 | 0 | 0 | 0 | 694.288 | 164.71 | 8.8502 | 0 | 0 | 0 | 0 | 109.166 | 49.6666 | 0 | 440.963 | 0 | 221.996 | 995.352 | 0 | 0 | 0 | 2770.37 | 0 | 40.3276 | 0 | 0 | 0 | 0 | 0 | 0 | 2810.7 | 3505.74 | 750.778 | - | - | - | - | 0 | 0 | 6757 | 0 | 0 | 0 | 0 | 0 | 0 | 0 | 0 | 6757 | MBT | 96
07/26/18 @ 23:56 | MBT-w02-v96-WCChlrBase-mNE-HVAC-Proto.pd2 | MBT-w02-v96-WCChlrBase-mNE-HVAC-Proto | MBT-w02-v96 | California (Title 24) | Santa Rosa Area (CZ02) | Santa Rosa | 199974 | 210.552 | 13.7341 | 0 | 0 | 0 | 0 | 253.204 | 79.922 | 0 | 1767.84 | 0 | 862.464 | 3187.7 | 0 | 0 | 0 | 167.516 | 0 | 448.519 | 0 | 0 | 0 | 0 | 0 | 0 | 616.035 | 266.971 | 16.1871 | 0 | 0 | 0 | 0 | 125.686 | 61.1054 | 0 | 446.85 | 0 | 214.881 | 1131.68 | 0 | 0 | 0 | 1915.61 | 0 | 38.4623 | 0 | 0 | 0 | 0 | 0 | 0 | 1954.08 | 5370.06 | 930.111 | - | - | - | - | 0 | 0 | 8371 | 0 | 0 | 0 | 0 | 0 | 0 | 0 | 0 | 8371 | MBT | 96
07/26/18 @ 23:56 | MBT-w03-v96-WCChlrBase-mNE-HVAC-Proto.pd2 | MBT-w03-v96-WCChlrBase-mNE-HVAC-Proto | MBT-w03-v96 | California (Title 24) | Oakland Area (CZ03) | Oakland AP | 199974 | 148.916 | 9.2613 | 0 | 0 | 0 | 0 | 251.541 | 68.7246 | 0 | 1767.84 | 0 | 862.464 | 3108.73 | 0 | 0 | 0 | 117.475 | 0 | 449.826 | 0 | 0 | 0 | 0 | 0 | 0 | 567.301 | 198.678 | 11.4971 | 0 | 0 | 0 | 0 | 140.185 | 54.4017 | 0 | 441.655 | 0 | 221.996 | 1068.41 | 0 | 0 | 0 | 1617.17 | 0 | 38.1289 | 0 | 0 | 0 | 0 | 0 | 0 | 1655.3 | 4232.28 | 369.889 | - | - | - | - | 0 | 0 | 3329 | 0 | 0 | 0 | 0 | 0 | 0 | 0 | 0 | 3329 | MBT | 96
07/26/18 @ 23:56 | MBT-w04-v96-WCChlrBase-mNE-HVAC-Proto.pd2 | MBT-w04-v96-WCChlrBase-mNE-HVAC-Proto | MBT-w04-v96 | California (Title 24) | Sunnyvale Area (CZ04) | San Jose | 199974 | 246.895 | 15.7878 | 0 | 0 | 0 | 0 | 269.136 | 95.4905 | 0 | 1767.84 | 0 | 862.464 | 3257.6 | 0 | 0 | 0 | 118.604 | 0 | 436.154 | 0 | 0 | 0 | 0 | 0 | 0 | 554.758 | 257.342 | 17.4128 | 0 | 0 | 0 | 0 | 133.381 | 60.3348 | 0 | 440.963 | 0 | 221.996 | 1131.43 | 0 | 0 | 0 | 1616.77 | 0 | 37.5882 | 0 | 0 | 0 | 0 | 0 | 0 | 1654.35 | 5101.64 | 442.444 | - | - | - | - | 0 | 0 | 3982 | 0 | 0 | 0 | 0 | 0 | 0 | 0 | 0 | 3982 | MBT | 96
07/26/18 @ 23:56 | MBT-w05-v96-WCChlrBase-mNE-HVAC-Proto.pd2 | MBT-w05-v96-WCChlrBase-mNE-HVAC-Proto | MBT-w05-v96 | California (Title 24) | Santa Maria Area (CZ05) | Santa Maria AP | 199974 | 163.009 | 9.8514 | 0 | 0 | 0 | 0 | 248.691 | 75.1821 | 0 | 1767.84 | 0 | 862.464 | 3127.02 | 0 | 0 | 0 | 124.125 | 0 | 456.563 | 0 | 0 | 0 | 0 | 0 | 0 | 580.688 | 198.074 | 11.5909 | 0 | 0 | 0 | 0 | 129.065 | 53.4752 | 0 | 440.963 | 0 | 221.996 | 1055.16 | 0 | 0 | 0 | 1408.17 | 0 | 38.4657 | 0 | 0 | 0 | 0 | 0 | 0 | 1446.63 | 4193.88 | 639.667 | - | - | - | - | 0 | 0 | 5757 | 0 | 0 | 0 | 0 | 0 | 0 | 0 | 0 | 5757 | MBT | 96
07/26/18 @ 23:56 | MBT-w06-v96-WCChlrBase-mNE-HVAC-Proto.pd2 | MBT-w06-v96-WCChlrBase-mNE-HVAC-Proto | MBT-w06-v96 | California (Title 24) | Los Angeles Area (CZ06) | Torrance | 199974 | 318.39 | 21.035 | 0 | 0 | 0 | 0 | 290.757 | 119.582 | 0 | 1767.84 | 0 | 862.464 | 3380.05 | 0 | 0 | 0 | 33.0535 | 0 | 423.717 | 0 | 0 | 0 | 0 | 0 | 0 | 456.77 | 231.407 | 15.2946 | 0 | 0 | 0 | 0 | 146.077 | 57.8858 | 0 | 440.963 | 0 | 221.996 | 1113.62 | 0 | 0 | 0 | 885.07 | 0 | 24.2489 | 0 | 0 | 0 | 0 | 0 | 0 | 909.318 | 4776.7 | 711.333 | - | - | - | - | 0 | 0 | 6402 | 0 | 0 | 0 | 0 | 0 | 0 | 0 | 0 | 6402 | MBT | 96
07/26/18 @ 23:56 | MBT-w07-v96-WCChlrBase-mNE-HVAC-Proto.pd2 | MBT-w07-v96-WCChlrBase-mNE-HVAC-Proto | MBT-w07-v96 | California (Title 24) | San Diego Area (CZ07) | San Diego AP | 199974 | 297.218 | 19.7012 | 0 | 0 | 0 | 0 | 292.326 | 120.514 | 0 | 1767.84 | 0 | 862.464 | 3360.05 | 0 | 0 | 0 | 7.0538 | 0 | 419.391 | 0 | 0 | 0 | 0 | 0 | 0 | 426.445 | 234.495 | 16.2757 | 0 | 0 | 0 | 0 | 144.71 | 58.0465 | 0 | 440.963 | 0 | 221.996 | 1116.49 | 0 | 0 | 0 | 1381.57 | 0 | 24.1493 | 0 | 0 | 0 | 0 | 0 | 0 | 1405.72 | 4811.69 | 982.556 | - | - | - | - | 0 | 0 | 8843 | 0 | 0 | 0 | 0 | 0 | 0 | 0 | 0 | 8843 | MBT | 96
07/26/18 @ 23:56 | MBT-w08-v96-WCChlrBase-mNE-HVAC-Proto.pd2 | MBT-w08-v96-WCChlrBase-mNE-HVAC-Proto | MBT-w08-v96 | California (Title 24) | El Toro Area (CZ08) | Fullerton | 199974 | 354.756 | 24.7817 | 0 | 0 | 0 | 0 | 284.802 | 126.067 | 0 | 1767.84 | 0 | 862.464 | 3420.69 | 0 | 0 | 0 | 25.357 | 0 | 412.871 | 0 | 0 | 0 | 0 | 0 | 0 | 438.228 | 285.461 | 20.8462 | 0 | 0 | 0 | 0 | 140.881 | 63.6147 | 0 | 440.963 | 0 | 221.996 | 1173.76 | 0 | 0 | 0 | 1056.04 | 0 | 23.1458 | 0 | 0 | 0 | 0 | 0 | 0 | 1079.19 | 5581.27 | 1030 | - | - | - | - | 0 | 0 | 9270 | 0 | 0 | 0 | 0 | 0 | 0 | 0 | 0 | 9270 | MBT | 96
07/26/18 @ 23:57 | MBT-w09-v96-WCChlrBase-mNE-HVAC-Proto.pd2 | MBT-w09-v96-WCChlrBase-mNE-HVAC-Proto | MBT-w09-v96 | California (Title 24) | Pasadena Area (CZ09) | Burbank AP | 199974 | 353.704 | 25.6008 | 0 | 0 | 0 | 0 | 284.741 | 124.993 | 0 | 1767.84 | 0 | 862.464 | 3419.33 | 0 | 0 | 0 | 58.787 | 0 | 412.446 | 0 | 0 | 0 | 0 | 0 | 0 | 471.233 | 337.412 | 25.628 | 0 | 0 | 0 | 0 | 149.168 | 69.8044 | 0 | 441.655 | 0 | 221.996 | 1245.66 | 0 | 0 | 0 | 1347.13 | 0 | 35.7025 | 0 | 0 | 0 | 0 | 0 | 0 | 1382.84 | 6354.48 | 771.778 | - | - | - | - | 0 | 0 | 6946 | 0 | 0 | 0 | 0 | 0 | 0 | 0 | 0 | 6946 | MBT | 96
07/26/18 @ 23:57 | MBT-w10-v96-WCChlrBase-mNE-HVAC-Proto.pd2 | MBT-w10-v96-WCChlrBase-mNE-HVAC-Proto | MBT-w10-v96 | California (Title 24) | San Bernardino Area (CZ10) | Riverside FS 3 | 199974 | 355.871 | 25.2194 | 0 | 0 | 0 | 0 | 280.759 | 122.927 | 0 | 1767.84 | 0 | 862.464 | 3415.06 | 0 | 0 | 0 | 68.5405 | 0 | 410.622 | 0 | 0 | 0 | 0 | 0 | 0 | 479.162 | 319.35 | 23.1524 | 0 | 0 | 0 | 0 | 147.956 | 67.5085 | 0 | 441.655 | 0 | 221.996 | 1221.62 | 0 | 0 | 0 | 1518.1 | 0 | 35.8272 | 0 | 0 | 0 | 0 | 0 | 0 | 1553.92 | 6067.18 | 1060.67 | - | - | - | - | 0 | 0 | 9546 | 0 | 0 | 0 | 0 | 0 | 0 | 0 | 0 | 9546 | MBT | 96
07/26/18 @ 23:57 | MBT-w11-v96-WCChlrBase-mNE-HVAC-Proto.pd2 | MBT-w11-v96-WCChlrBase-mNE-HVAC-Proto | MBT-w11-v96 | California (Title 24) | Red Bluff Area (CZ11) | Red Bluff AP | 199974 | 305.02 | 20.8277 | 0 | 0 | 0 | 0 | 276.493 | 102.726 | 0 | 1767.84 | 0 | 862.464 | 3335.36 | 0 | 0 | 0 | 192.903 | 0 | 415.9 | 0 | 0 | 0 | 0 | 0 | 0 | 608.803 | 297.355 | 21.605 | 0 | 0 | 0 | 0 | 152.885 | 64.4015 | 0 | 440.963 | 0 | 221.996 | 1199.2 | 0 | 0 | 0 | 1804.48 | 0 | 35.7623 | 0 | 0 | 0 | 0 | 0 | 0 | 1840.25 | 5830.88 | 490.111 | - | - | - | - | 0 | 0 | 4411 | 0 | 0 | 0 | 0 | 0 | 0 | 0 | 0 | 4411 | MBT | 96
07/26/18 @ 23:57 | MBT-w12-v96-WCChlrBase-mNE-HVAC-Proto.pd2 | MBT-w12-v96-WCChlrBase-mNE-HVAC-Proto | MBT-w12-v96 | California (Title 24) | Sacramento Area (CZ12) | Sacramento AP | 199974 | 264.525 | 18.3263 | 0 | 0 | 0 | 0 | 264.683 | 91.4999 | 0 | 1767.84 | 0 | 862.464 | 3269.32 | 0 | 0 | 0 | 181.607 | 0 | 428.626 | 0 | 0 | 0 | 0 | 0 | 0 | 610.233 | 279.776 | 19.7841 | 0 | 0 | 0 | 0 | 142.533 | 62.3816 | 0 | 441.655 | 0 | 221.996 | 1168.13 | 0 | 0 | 0 | 2200.34 | 0 | 37.6846 | 0 | 0 | 0 | 0 | 0 | 0 | 2238.02 | 5479.89 | 1023.44 | - | - | - | - | 0 | 0 | 9211 | 0 | 0 | 0 | 0 | 0 | 0 | 0 | 0 | 9211 | MBT | 96
07/26/18 @ 23:57 | MBT-w13-v96-WCChlrBase-mNE-HVAC-Proto.pd2 | MBT-w13-v96-WCChlrBase-mNE-HVAC-Proto | MBT-w13-v96 | California (Title 24) | Fresno Area (CZ13) | Fresno AP | 199974 | 324.182 | 23.6207 | 0 | 0 | 0 | 0 | 284.149 | 108.246 | 0 | 1767.84 | 0 | 862.464 | 3370.49 | 0 | 0 | 0 | 164.948 | 0 | 410.96 | 0 | 0 | 0 | 0 | 0 | 0 | 575.908 | 313.601 | 23.1311 | 0 | 0 | 0 | 0 | 152.817 | 67.5223 | 0 | 440.963 | 0 | 221.996 | 1220.03 | 0 | 0 | 0 | 2067.26 | 0 | 37.1222 | 0 | 0 | 0 | 0 | 0 | 0 | 2104.39 | 6060.89 | 502.111 | - | - | - | - | 0 | 0 | 4519 | 0 | 0 | 0 | 0 | 0 | 0 | 0 | 0 | 4519 | MBT | 96
07/26/18 @ 23:57 | MBT-w14-v96-WCChlrBase-mNE-HVAC-Proto.pd2 | MBT-w14-v96-WCChlrBase-mNE-HVAC-Proto | MBT-w14-v96 | California (Title 24) | China Lake Area (CZ14) | Palmdale AP | 199974 | 312.438 | 20.9314 | 0 | 0 | 0 | 0 | 280.481 | 103.015 | 0 | 1767.84 | 0 | 862.464 | 3347.15 | 0 | 0 | 0 | 147.371 | 0 | 418.855 | 0 | 0 | 0 | 0 | 0 | 0 | 566.227 | 361.227 | 31.0538 | 0 | 0 | 0 | 0 | 121.134 | 69.1507 | 0 | 441.655 | 0 | 221.996 | 1246.22 | 0 | 0 | 0 | 1801.52 | 0 | 36.029 | 0 | 0 | 0 | 0 | 0 | 0 | 1837.55 | 6557.17 | 753.111 | - | - | - | - | 0 | 0 | 6778 | 0 | 0 | 0 | 0 | 0 | 0 | 0 | 0 | 6778 | MBT | 96
07/26/18 @ 23:57 | MBT-w15-v96-WCChlrBase-mNE-HVAC-Proto.pd2 | MBT-w15-v96-WCChlrBase-mNE-HVAC-Proto | MBT-w15-v96 | California (Title 24) | Blythe Area (CZ15) | Palm Springs | 199974 | 536.662 | 40.4205 | 0 | 0 | 0 | 0 | 341.919 | 166.274 | 0 | 1767.84 | 0 | 862.464 | 3715.57 | 0 | 0 | 0 | 5.6888 | 0 | 348.118 | 0 | 0 | 0 | 0 | 0 | 0 | 353.807 | 361.905 | 30.2825 | 0 | 0 | 0 | 0 | 155.5 | 72.627 | 0 | 440.963 | 0 | 221.996 | 1283.27 | 0 | 0 | 0 | 923.738 | 0 | 32.1005 | 0 | 0 | 0 | 0 | 0 | 0 | 955.839 | 6719.18 | 785.222 | - | - | - | - | 0 | 0 | 7067 | 0 | 0 | 0 | 0 | 0 | 0 | 0 | 0 | 7067 | MBT | 96
07/26/18 @ 23:57 | MBT-w16-v96-WCChlrBase-mNE-HVAC-Proto.pd2 | MBT-w16-v96-WCChlrBase-mNE-HVAC-Proto | MBT-w16-v96 | California (Title 24) | Mount Shasta Area (CZ16) | Blue Canyon AP | 199974 | 145.579 | 8.0358 | 0 | 0 | 0 | 0 | 259.087 | 59.6837 | 0 | 1767.84 | 0 | 862.464 | 3102.67 | 0 | 0 | 0 | 574.176 | 0 | 479.244 | 0 | 0 | 0 | 0 | 0 | 0 | 1053.42 | 238.851 | 14.6444 | 0 | 0 | 0 | 0 | 151.008 | 57.8586 | 0 | 446.85 | 0 | 214.881 | 1124.09 | 0 | 0 | 0 | 4957.78 | 0 | 40.429 | 0 | 0 | 0 | 0 | 0 | 0 | 4998.21 | 4878.14 | 671.111 | - | - | - | - | 0 | 0 | 6040 | 0 | 0 | 0 | 0 | 0 | 0 | 0 | 0 | 6040 | MBT | 96
07/26/18 @ 23:58 | MBT-w01-v03-WCChlrBase-mNE-HVAC-Proto.pd2 | MBT-w01-v03-WCChlrBase-mNE-HVAC-Proto | MBT-w01-v03 | California (Title 24) | Arcata Area (CZ01) | Arcata | 199974 | 56.6159 | 1.0518 | 0 | 0 | 0 | 0 | 144.552 | 40.3038 | 0 | 1677.09 | 0 | 861.13 | 2780.75 | 0 | 0 | 0 | 167.499 | 0 | 458.887 | 0 | 0 | 0 | 0 | 0 | 0 | 626.386 | 153.674 | 3.6674 | 0 | 0 | 0 | 0 | 73.2785 | 46.9955 | 0 | 418.327 | 0 | 221.654 | 917.596 | 0 | 0 | 0 | 2731.36 | 0 | 38.0186 | 0 | 0 | 0 | 0 | 0 | 0 | 2769.38 | 3174.13 | 718.333 | - | - | - | - | 0 | 0 | 6465 | 0 | 0 | 0 | 0 | 0 | 0 | 0 | 0 | 6465 | MBT | 03
07/26/18 @ 23:58 | MBT-w02-v03-WCChlrBase-mNE-HVAC-Proto.pd2 | MBT-w02-v03-WCChlrBase-mNE-HVAC-Proto | MBT-w02-v03 | California (Title 24) | Santa Rosa Area (CZ02) | Santa Rosa | 199974 | 206.562 | 5.2809 | 0 | 0 | 0 | 0 | 170.924 | 80.7213 | 0 | 1677.09 | 0 | 861.13 | 3001.72 | 0 | 0 | 0 | 83.6786 | 0 | 427.1 | 0 | 0 | 0 | 0 | 0 | 0 | 510.779 | 251.072 | 7.1249 | 0 | 0 | 0 | 0 | 96.7205 | 57.237 | 0 | 418.327 | 0 | 221.654 | 1052.14 | 0 | 0 | 0 | 1696.26 | 0 | 36.2345 | 0 | 0 | 0 | 0 | 0 | 0 | 1732.5 | 5030.26 | 849.556 | - | - | - | - | 0 | 0 | 7646 | 0 | 0 | 0 | 0 | 0 | 0 | 0 | 0 | 7646 | MBT | 03
07/26/18 @ 23:58 | MBT-w03-v03-WCChlrBase-mNE-HVAC-Proto.pd2 | MBT-w03-v03-WCChlrBase-mNE-HVAC-Proto | MBT-w03-v03 | California (Title 24) | Oakland Area (CZ03) | Oakland AP | 199974 | 162.27 | 3.7155 | 0 | 0 | 0 | 0 | 163.401 | 80.6689 | 0 | 1677.09 | 0 | 861.13 | 2948.28 | 0 | 0 | 0 | 95.716 | 0 | 428.374 | 0 | 0 | 0 | 0 | 0 | 0 | 524.09 | 190.277 | 4.3797 | 0 | 0 | 0 | 0 | 94.6995 | 50.5802 | 0 | 418.987 | 0 | 221.654 | 980.577 | 0 | 0 | 0 | 1623.52 | 0 | 35.932 | 0 | 0 | 0 | 0 | 0 | 0 | 1659.45 | 3886.9 | 345.778 | - | - | - | - | 0 | 0 | 3112 | 0 | 0 | 0 | 0 | 0 | 0 | 0 | 0 | 3112 | MBT | 03
07/26/18 @ 23:58 | MBT-w04-v03-WCChlrBase-mNE-HVAC-Proto.pd2 | MBT-w04-v03-WCChlrBase-mNE-HVAC-Proto | MBT-w04-v03 | California (Title 24) | Sunnyvale Area (CZ04) | San Jose | 199974 | 246.647 | 6.1624 | 0 | 0 | 0 | 0 | 180.43 | 99.3652 | 0 | 1677.09 | 0 | 861.13 | 3070.83 | 0 | 0 | 0 | 90.6097 | 0 | 415.106 | 0 | 0 | 0 | 0 | 0 | 0 | 505.716 | 234.49 | 6.0184 | 0 | 0 | 0 | 0 | 113.134 | 56.5896 | 0 | 418.327 | 0 | 221.654 | 1050.21 | 0 | 0 | 0 | 1623.13 | 0 | 35.4153 | 0 | 0 | 0 | 0 | 0 | 0 | 1658.55 | 4769.59 | 410.222 | - | - | - | - | 0 | 0 | 3692 | 0 | 0 | 0 | 0 | 0 | 0 | 0 | 0 | 3692 | MBT | 03
07/26/18 @ 23:58 | MBT-w05-v03-WCChlrBase-mNE-HVAC-Proto.pd2 | MBT-w05-v03-WCChlrBase-mNE-HVAC-Proto | MBT-w05-v03 | California (Title 24) | Santa Maria Area (CZ05) | Santa Maria AP | 199974 | 166.486 | 3.8108 | 0 | 0 | 0 | 0 | 161.416 | 79.1969 | 0 | 1677.09 | 0 | 861.13 | 2949.14 | 0 | 0 | 0 | 86.3863 | 0 | 434.926 | 0 | 0 | 0 | 0 | 0 | 0 | 521.312 | 192.778 | 4.6679 | 0 | 0 | 0 | 0 | 89.4146 | 49.8726 | 0 | 418.987 | 0 | 221.654 | 977.374 | 0 | 0 | 0 | 1312.9 | 0 | 36.2685 | 0 | 0 | 0 | 0 | 0 | 0 | 1349.17 | 3931.56 | 593.444 | - | - | - | - | 0 | 0 | 5341 | 0 | 0 | 0 | 0 | 0 | 0 | 0 | 0 | 5341 | MBT | 03
07/26/18 @ 23:58 | MBT-w06-v03-WCChlrBase-mNE-HVAC-Proto.pd2 | MBT-w06-v03-WCChlrBase-mNE-HVAC-Proto | MBT-w06-v03 | California (Title 24) | Los Angeles Area (CZ06) | Torrance | 199974 | 323.675 | 8.5884 | 0 | 0 | 0 | 0 | 185.85 | 118.831 | 0 | 1677.09 | 0 | 861.13 | 3175.18 | 0 | 0 | 0 | 42.9349 | 0 | 403.083 | 0 | 0 | 0 | 0 | 0 | 0 | 446.017 | 243.176 | 5.8322 | 0 | 0 | 0 | 0 | 111.087 | 56.5053 | 0 | 418.822 | 0 | 221.654 | 1057.08 | 0 | 0 | 0 | 949.964 | 0 | 32.3209 | 0 | 0 | 0 | 0 | 0 | 0 | 982.285 | 4939.45 | 665.222 | - | - | - | - | 0 | 0 | 5987 | 0 | 0 | 0 | 0 | 0 | 0 | 0 | 0 | 5987 | MBT | 03
07/26/18 @ 23:58 | MBT-w07-v03-WCChlrBase-mNE-HVAC-Proto.pd2 | MBT-w07-v03-WCChlrBase-mNE-HVAC-Proto | MBT-w07-v03 | California (Title 24) | San Diego Area (CZ07) | San Diego AP | 199974 | 307.688 | 8.0158 | 0 | 0 | 0 | 0 | 183.598 | 120.661 | 0 | 1677.09 | 0 | 861.13 | 3158.19 | 0 | 0 | 0 | 10.0595 | 0 | 398.884 | 0 | 0 | 0 | 0 | 0 | 0 | 408.944 | 248.974 | 5.9709 | 0 | 0 | 0 | 0 | 106.845 | 56.3788 | 0 | 418.822 | 0 | 221.654 | 1058.64 | 0 | 0 | 0 | 861.317 | 0 | 33.5166 | 0 | 0 | 0 | 0 | 0 | 0 | 894.833 | 5112.2 | 914.444 | - | - | - | - | 0 | 0 | 8230 | 0 | 0 | 0 | 0 | 0 | 0 | 0 | 0 | 8230 | MBT | 03
07/26/18 @ 23:59 | MBT-w08-v03-WCChlrBase-mNE-HVAC-Proto.pd2 | MBT-w08-v03-WCChlrBase-mNE-HVAC-Proto | MBT-w08-v03 | California (Title 24) | El Toro Area (CZ08) | Fullerton | 199974 | 357.429 | 9.6191 | 0 | 0 | 0 | 0 | 188.932 | 127.04 | 0 | 1677.09 | 0 | 861.13 | 3221.25 | 0 | 0 | 0 | 45.9152 | 0 | 392.517 | 0 | 0 | 0 | 0 | 0 | 0 | 438.433 | 287.054 | 11.0221 | 0 | 0 | 0 | 0 | 105.501 | 61.1142 | 0 | 418.327 | 0 | 221.654 | 1104.67 | 0 | 0 | 0 | 1384.2 | 0 | 33.3759 | 0 | 0 | 0 | 0 | 0 | 0 | 1417.58 | 5450.53 | 971.111 | - | - | - | - | 0 | 0 | 8740 | 0 | 0 | 0 | 0 | 0 | 0 | 0 | 0 | 8740 | MBT | 03
07/26/18 @ 23:59 | MBT-w09-v03-WCChlrBase-mNE-HVAC-Proto.pd2 | MBT-w09-v03-WCChlrBase-mNE-HVAC-Proto | MBT-w09-v03 | California (Title 24) | Pasadena Area (CZ09) | Burbank AP | 199974 | 353.292 | 9.9193 | 0 | 0 | 0 | 0 | 194.128 | 125.136 | 0 | 1677.09 | 0 | 861.13 | 3220.71 | 0 | 0 | 0 | 44.5165 | 0 | 392.057 | 0 | 0 | 0 | 0 | 0 | 0 | 436.573 | 338.563 | 18.2943 | 0 | 0 | 0 | 0 | 121.86 | 66.8569 | 0 | 418.987 | 0 | 221.654 | 1186.22 | 0 | 0 | 0 | 1515.53 | 0 | 33.593 | 0 | 0 | 0 | 0 | 0 | 0 | 1549.12 | 6233.58 | 717.556 | - | - | - | - | 0 | 0 | 6458 | 0 | 0 | 0 | 0 | 0 | 0 | 0 | 0 | 6458 | MBT | 03
07/26/18 @ 23:59 | MBT-w10-v03-WCChlrBase-mNE-HVAC-Proto.pd2 | MBT-w10-v03-WCChlrBase-mNE-HVAC-Proto | MBT-w10-v03 | California (Title 24) | San Bernardino Area (CZ10) | Riverside FS 3 | 199974 | 348.228 | 9.4672 | 0 | 0 | 0 | 0 | 195.697 | 121.092 | 0 | 1677.09 | 0 | 861.13 | 3212.72 | 0 | 0 | 0 | 13.4851 | 0 | 390.253 | 0 | 0 | 0 | 0 | 0 | 0 | 403.738 | 318.022 | 13.6911 | 0 | 0 | 0 | 0 | 120.778 | 64.1184 | 0 | 418.987 | 0 | 221.654 | 1157.25 | 0 | 0 | 0 | 1419.65 | 0 | 33.6828 | 0 | 0 | 0 | 0 | 0 | 0 | 1453.33 | 5894.82 | 972.556 | - | - | - | - | 0 | 0 | 8753 | 0 | 0 | 0 | 0 | 0 | 0 | 0 | 0 | 8753 | MBT | 03
07/26/18 @ 23:59 | MBT-w11-v03-WCChlrBase-mNE-HVAC-Proto.pd2 | MBT-w11-v03-WCChlrBase-mNE-HVAC-Proto | MBT-w11-v03 | California (Title 24) | Red Bluff Area (CZ11) | Red Bluff AP | 199974 | 299.557 | 8.0288 | 0 | 0 | 0 | 0 | 194.095 | 100.805 | 0 | 1677.09 | 0 | 861.13 | 3140.72 | 0 | 0 | 0 | 111.3 | 0 | 395.359 | 0 | 0 | 0 | 0 | 0 | 0 | 506.659 | 296.211 | 11.5064 | 0 | 0 | 0 | 0 | 120.766 | 61.2247 | 0 | 418.327 | 0 | 221.654 | 1129.69 | 0 | 0 | 0 | 1429.01 | 0 | 35.3518 | 0 | 0 | 0 | 0 | 0 | 0 | 1464.36 | 5603.8 | 445.778 | - | - | - | - | 0 | 0 | 4012 | 0 | 0 | 0 | 0 | 0 | 0 | 0 | 0 | 4012 | MBT | 03
07/26/18 @ 23:59 | MBT-w12-v03-WCChlrBase-mNE-HVAC-Proto.pd2 | MBT-w12-v03-WCChlrBase-mNE-HVAC-Proto | MBT-w12-v03 | California (Title 24) | Sacramento Area (CZ12) | Sacramento AP | 199974 | 262.074 | 7.0549 | 0 | 0 | 0 | 0 | 184.218 | 93.0648 | 0 | 1677.09 | 0 | 861.13 | 3084.64 | 0 | 0 | 0 | 95.9149 | 0 | 407.745 | 0 | 0 | 0 | 0 | 0 | 0 | 503.66 | 267.614 | 7.2279 | 0 | 0 | 0 | 0 | 122.059 | 58.8593 | 0 | 418.987 | 0 | 221.654 | 1096.4 | 0 | 0 | 0 | 1698.5 | 0 | 35.4582 | 0 | 0 | 0 | 0 | 0 | 0 | 1733.96 | 5234.75 | 949.444 | - | - | - | - | 0 | 0 | 8545 | 0 | 0 | 0 | 0 | 0 | 0 | 0 | 0 | 8545 | MBT | 03
07/26/18 @ 23:59 | MBT-w13-v03-WCChlrBase-mNE-HVAC-Proto.pd2 | MBT-w13-v03-WCChlrBase-mNE-HVAC-Proto | MBT-w13-v03 | California (Title 24) | Fresno Area (CZ13) | Fresno AP | 199974 | 313.722 | 8.8399 | 0 | 0 | 0 | 0 | 200.616 | 105.833 | 0 | 1677.09 | 0 | 861.13 | 3167.24 | 0 | 0 | 0 | 85.2791 | 0 | 390.578 | 0 | 0 | 0 | 0 | 0 | 0 | 475.858 | 303.659 | 7.159 | 0 | 0 | 0 | 0 | 131.328 | 63.9764 | 0 | 418.822 | 0 | 221.654 | 1146.6 | 0 | 0 | 0 | 1562.52 | 0 | 34.9127 | 0 | 0 | 0 | 0 | 0 | 0 | 1597.43 | 5931.89 | 432.889 | - | - | - | - | 0 | 0 | 3896 | 0 | 0 | 0 | 0 | 0 | 0 | 0 | 0 | 3896 | MBT | 03
07/26/18 @ 23:59 | MBT-w14-v03-WCChlrBase-mNE-HVAC-Proto.pd2 | MBT-w14-v03-WCChlrBase-mNE-HVAC-Proto | MBT-w14-v03 | California (Title 24) | China Lake Area (CZ14) | Palmdale AP | 199974 | 310.157 | 7.9606 | 0 | 0 | 0 | 0 | 195.871 | 104.513 | 0 | 1677.09 | 0 | 861.13 | 3156.73 | 0 | 0 | 0 | 118.19 | 0 | 398.259 | 0 | 0 | 0 | 0 | 0 | 0 | 516.449 | 346.09 | 29.0487 | 0 | 0 | 0 | 0 | 88.9185 | 66.076 | 0 | 418.987 | 0 | 221.654 | 1170.77 | 0 | 0 | 0 | 1811.28 | 0 | 33.8706 | 0 | 0 | 0 | 0 | 0 | 0 | 1845.15 | 6320.1 | 702.556 | - | - | - | - | 0 | 0 | 6323 | 0 | 0 | 0 | 0 | 0 | 0 | 0 | 0 | 6323 | MBT | 03
07/27/18 @ 00:00 | MBT-w15-v03-WCChlrBase-mNE-HVAC-Proto.pd2 | MBT-w15-v03-WCChlrBase-mNE-HVAC-Proto | MBT-w15-v03 | California (Title 24) | Blythe Area (CZ15) | Palm Springs | 199974 | 522.075 | 16.0481 | 0 | 0 | 0 | 0 | 249.922 | 163.556 | 0 | 1677.09 | 0 | 861.13 | 3489.83 | 0 | 0 | 0 | 0.86354 | 0 | 329.475 | 0 | 0 | 0 | 0 | 0 | 0 | 330.339 | 356.945 | 28.2542 | 0 | 0 | 0 | 0 | 125.609 | 69.7418 | 0 | 418.327 | 0 | 221.654 | 1220.53 | 0 | 0 | 0 | 863.535 | 0 | 19.767 | 0 | 0 | 0 | 0 | 0 | 0 | 883.302 | 6539.49 | 714.556 | - | - | - | - | 0 | 0 | 6431 | 0 | 0 | 0 | 0 | 0 | 0 | 0 | 0 | 6431 | MBT | 03
07/27/18 @ 00:00 | MBT-w16-v03-WCChlrBase-mNE-HVAC-Proto.pd2 | MBT-w16-v03-WCChlrBase-mNE-HVAC-Proto | MBT-w16-v03 | California (Title 24) | Mount Shasta Area (CZ16) | Blue Canyon AP | 199974 | 147.426 | 3.161 | 0 | 0 | 0 | 0 | 170.057 | 61.0391 | 0 | 1677.09 | 0 | 861.13 | 2919.91 | 0 | 0 | 0 | 557.099 | 0 | 456.975 | 0 | 0 | 0 | 0 | 0 | 0 | 1014.07 | 242.829 | 5.964 | 0 | 0 | 0 | 0 | 130.632 | 56.3805 | 0 | 423.936 | 0 | 214.539 | 1074.28 | 0 | 0 | 0 | 4601.91 | 0 | 39.848 | 0 | 0 | 0 | 0 | 0 | 0 | 4641.75 | 4869.7 | 624.111 | - | - | - | - | 0 | 0 | 5617 | 0 | 0 | 0 | 0 | 0 | 0 | 0 | 0 | 5617 | MBT | 03
07/27/18 @ 00:00 | MBT-w01-v07-WCChlrBase-mNE-HVAC-Proto.pd2 | MBT-w01-v07-WCChlrBase-mNE-HVAC-Proto | MBT-w01-v07 | California (Title 24) | Arcata Area (CZ01) | Arcata | 199974 | 49.7224 | 0.86332 | 0 | 0 | 0 | 0 | 134.772 | 15.1378 | 0 | 1600.86 | 0 | 804.231 | 2605.59 | 0 | 0 | 0 | 185.496 | 0 | 458.917 | 0 | 0 | 0 | 0 | 0 | 0 | 644.413 | 145.753 | 3.4513 | 0 | 0 | 0 | 0 | 68.19 | 35.9394 | 0 | 399.312 | 0 | 204.641 | 857.287 | 0 | 0 | 0 | 2800.35 | 0 | 38.0314 | 0 | 0 | 0 | 0 | 0 | 0 | 2838.38 | 3029.4 | 659.444 | - | - | - | - | 0 | 0 | 5935 | 0 | 0 | 0 | 0 | 0 | 0 | 0 | 0 | 5935 | MBT | 07
07/27/18 @ 00:00 | MBT-w02-v07-WCChlrBase-mNE-HVAC-Proto.pd2 | MBT-w02-v07-WCChlrBase-mNE-HVAC-Proto | MBT-w02-v07 | California (Title 24) | Santa Rosa Area (CZ02) | Santa Rosa | 199974 | 194.994 | 4.9103 | 0 | 0 | 0 | 0 | 160.633 | 49.1353 | 0 | 1600.86 | 0 | 804.231 | 2814.76 | 0 | 0 | 0 | 92.6705 | 0 | 427.128 | 0 | 0 | 0 | 0 | 0 | 0 | 519.799 | 246.806 | 6.8521 | 0 | 0 | 0 | 0 | 91.8886 | 46.4891 | 0 | 399.312 | 0 | 204.641 | 995.989 | 0 | 0 | 0 | 1685.09 | 0 | 36.2474 | 0 | 0 | 0 | 0 | 0 | 0 | 1721.34 | 4792.4 | 796.111 | - | - | - | - | 0 | 0 | 7165 | 0 | 0 | 0 | 0 | 0 | 0 | 0 | 0 | 7165 | MBT | 07
07/27/18 @ 00:00 | MBT-w03-v07-WCChlrBase-mNE-HVAC-Proto.pd2 | MBT-w03-v07-WCChlrBase-mNE-HVAC-Proto | MBT-w03-v07 | California (Title 24) | Oakland Area (CZ03) | Oakland AP | 199974 | 148.842 | 3.3402 | 0 | 0 | 0 | 0 | 153.236 | 39.66 | 0 | 1600.86 | 0 | 804.231 | 2750.17 | 0 | 0 | 0 | 97.6962 | 0 | 428.403 | 0 | 0 | 0 | 0 | 0 | 0 | 526.099 | 183.095 | 4.1518 | 0 | 0 | 0 | 0 | 89.5143 | 39.3089 | 0 | 399.942 | 0 | 204.641 | 920.653 | 0 | 0 | 0 | 1585.19 | 0 | 35.9446 | 0 | 0 | 0 | 0 | 0 | 0 | 1621.14 | 3741.47 | 321.889 | - | - | - | - | 0 | 0 | 2897 | 0 | 0 | 0 | 0 | 0 | 0 | 0 | 0 | 2897 | MBT | 07
07/27/18 @ 00:00 | MBT-w04-v07-WCChlrBase-mNE-HVAC-Proto.pd2 | MBT-w04-v07-WCChlrBase-mNE-HVAC-Proto | MBT-w04-v07 | California (Title 24) | Sunnyvale Area (CZ04) | San Jose | 199974 | 232.14 | 5.715 | 0 | 0 | 0 | 0 | 169.898 | 59.3581 | 0 | 1600.86 | 0 | 804.231 | 2872.2 | 0 | 0 | 0 | 93.0757 | 0 | 415.133 | 0 | 0 | 0 | 0 | 0 | 0 | 508.208 | 229.585 | 5.7675 | 0 | 0 | 0 | 0 | 108.014 | 45.3908 | 0 | 399.312 | 0 | 204.641 | 992.71 | 0 | 0 | 0 | 1397.81 | 0 | 35.4279 | 0 | 0 | 0 | 0 | 0 | 0 | 1433.24 | 4604.69 | 369.889 | - | - | - | - | 0 | 0 | 3329 | 0 | 0 | 0 | 0 | 0 | 0 | 0 | 0 | 3329 | MBT | 07
07/27/18 @ 00:00 | MBT-w05-v07-WCChlrBase-mNE-HVAC-Proto.pd2 | MBT-w05-v07-WCChlrBase-mNE-HVAC-Proto | MBT-w05-v07 | California (Title 24) | Santa Maria Area (CZ05) | Santa Maria AP | 199974 | 152.52 | 3.4295 | 0 | 0 | 0 | 0 | 151.261 | 39.8306 | 0 | 1600.86 | 0 | 804.231 | 2752.13 | 0 | 0 | 0 | 82.106 | 0 | 434.954 | 0 | 0 | 0 | 0 | 0 | 0 | 517.06 | 184.933 | 4.4035 | 0 | 0 | 0 | 0 | 83.7211 | 38.8092 | 0 | 399.942 | 0 | 204.641 | 916.45 | 0 | 0 | 0 | 1147.06 | 0 | 34.5024 | 0 | 0 | 0 | 0 | 0 | 0 | 1181.56 | 3744.76 | 554.333 | - | - | - | - | 0 | 0 | 4989 | 0 | 0 | 0 | 0 | 0 | 0 | 0 | 0 | 4989 | MBT | 07
07/27/18 @ 00:00 | MBT-w06-v07-WCChlrBase-mNE-HVAC-Proto.pd2 | MBT-w06-v07-WCChlrBase-mNE-HVAC-Proto | MBT-w06-v07 | California (Title 24) | Los Angeles Area (CZ06) | Torrance | 199974 | 304.636 | 8.0095 | 0 | 0 | 0 | 0 | 175.273 | 74.3556 | 0 | 1600.86 | 0 | 804.231 | 2967.37 | 0 | 0 | 0 | 47.1767 | 0 | 403.109 | 0 | 0 | 0 | 0 | 0 | 0 | 450.285 | 234.134 | 5.5541 | 0 | 0 | 0 | 0 | 104.649 | 45.3986 | 0 | 399.784 | 0 | 204.641 | 994.162 | 0 | 0 | 0 | 1000.28 | 0 | 32.3301 | 0 | 0 | 0 | 0 | 0 | 0 | 1032.61 | 4702.74 | 631.222 | - | - | - | - | 0 | 0 | 5681 | 0 | 0 | 0 | 0 | 0 | 0 | 0 | 0 | 5681 | MBT | 07
07/27/18 @ 00:01 | MBT-w07-v07-WCChlrBase-mNE-HVAC-Proto.pd2 | MBT-w07-v07-WCChlrBase-mNE-HVAC-Proto | MBT-w07-v07 | California (Title 24) | San Diego Area (CZ07) | San Diego AP | 199974 | 288.587 | 7.4357 | 0 | 0 | 0 | 0 | 173.177 | 71.973 | 0 | 1600.86 | 0 | 804.231 | 2946.26 | 0 | 0 | 0 | 10.3139 | 0 | 398.91 | 0 | 0 | 0 | 0 | 0 | 0 | 409.224 | 240.154 | 5.6021 | 0 | 0 | 0 | 0 | 104.276 | 45.4306 | 0 | 397.213 | 0 | 204.295 | 996.971 | 0 | 0 | 0 | 621.142 | 0 | 31.1243 | 0 | 0 | 0 | 0 | 0 | 0 | 652.266 | 4890.79 | 860.444 | - | - | - | - | 0 | 0 | 7744 | 0 | 0 | 0 | 0 | 0 | 0 | 0 | 0 | 7744 | MBT | 07
07/27/18 @ 00:01 | MBT-w08-v07-WCChlrBase-mNE-HVAC-Proto.pd2 | MBT-w08-v07-WCChlrBase-mNE-HVAC-Proto | MBT-w08-v07 | California (Title 24) | El Toro Area (CZ08) | Fullerton | 199974 | 340.586 | 9.055 | 0 | 0 | 0 | 0 | 178.74 | 83.5187 | 0 | 1600.86 | 0 | 804.231 | 3016.99 | 0 | 0 | 0 | 46.6201 | 0 | 392.543 | 0 | 0 | 0 | 0 | 0 | 0 | 439.163 | 281.553 | 10.5626 | 0 | 0 | 0 | 0 | 101.176 | 51.7423 | 0 | 399.312 | 0 | 204.641 | 1048.99 | 0 | 0 | 0 | 1218.1 | 0 | 33.3877 | 0 | 0 | 0 | 0 | 0 | 0 | 1251.49 | 5293.78 | 919 | - | - | - | - | 0 | 0 | 8271 | 0 | 0 | 0 | 0 | 0 | 0 | 0 | 0 | 8271 | MBT | 07
07/27/18 @ 00:01 | MBT-w09-v07-WCChlrBase-mNE-HVAC-Proto.pd2 | MBT-w09-v07-WCChlrBase-mNE-HVAC-Proto | MBT-w09-v07 | California (Title 24) | Pasadena Area (CZ09) | Burbank AP | 199974 | 337.718 | 9.3742 | 0 | 0 | 0 | 0 | 183.647 | 84.4015 | 0 | 1600.86 | 0 | 804.231 | 3020.23 | 0 | 0 | 0 | 49.4103 | 0 | 392.081 | 0 | 0 | 0 | 0 | 0 | 0 | 441.492 | 328.734 | 17.5742 | 0 | 0 | 0 | 0 | 117.18 | 61.723 | 0 | 399.942 | 0 | 204.641 | 1129.79 | 0 | 0 | 0 | 1545.02 | 0 | 33.6054 | 0 | 0 | 0 | 0 | 0 | 0 | 1578.62 | 6077.37 | 687.111 | - | - | - | - | 0 | 0 | 6184 | 0 | 0 | 0 | 0 | 0 | 0 | 0 | 0 | 6184 | MBT | 07
07/27/18 @ 00:01 | MBT-w10-v07-WCChlrBase-mNE-HVAC-Proto.pd2 | MBT-w10-v07-WCChlrBase-mNE-HVAC-Proto | MBT-w10-v07 | California (Title 24) | San Bernardino Area (CZ10) | Riverside FS 3 | 199974 | 333.075 | 8.942 | 0 | 0 | 0 | 0 | 185.078 | 81.8134 | 0 | 1600.86 | 0 | 804.231 | 3014 | 0 | 0 | 0 | 14.1628 | 0 | 390.279 | 0 | 0 | 0 | 0 | 0 | 0 | 404.442 | 309.127 | 12.9714 | 0 | 0 | 0 | 0 | 115.581 | 57.2526 | 0 | 399.942 | 0 | 204.641 | 1099.52 | 0 | 0 | 0 | 1168.4 | 0 | 33.6958 | 0 | 0 | 0 | 0 | 0 | 0 | 1202.1 | 5723.01 | 920.889 | - | - | - | - | 0 | 0 | 8288 | 0 | 0 | 0 | 0 | 0 | 0 | 0 | 0 | 8288 | MBT | 07
07/27/18 @ 00:01 | MBT-w11-v07-WCChlrBase-mNE-HVAC-Proto.pd2 | MBT-w11-v07-WCChlrBase-mNE-HVAC-Proto | MBT-w11-v07 | California (Title 24) | Red Bluff Area (CZ11) | Red Bluff AP | 199974 | 287.353 | 7.5888 | 0 | 0 | 0 | 0 | 184.06 | 68.3823 | 0 | 1600.86 | 0 | 804.231 | 2952.48 | 0 | 0 | 0 | 106.415 | 0 | 395.383 | 0 | 0 | 0 | 0 | 0 | 0 | 501.797 | 289.33 | 10.8883 | 0 | 0 | 0 | 0 | 115.858 | 53.0464 | 0 | 399.312 | 0 | 204.641 | 1073.08 | 0 | 0 | 0 | 1378.61 | 0 | 33.6144 | 0 | 0 | 0 | 0 | 0 | 0 | 1412.23 | 5440.12 | 422.333 | - | - | - | - | 0 | 0 | 3801 | 0 | 0 | 0 | 0 | 0 | 0 | 0 | 0 | 3801 | MBT | 07
07/27/18 @ 00:01 | MBT-w12-v07-WCChlrBase-mNE-HVAC-Proto.pd2 | MBT-w12-v07-WCChlrBase-mNE-HVAC-Proto | MBT-w12-v07 | California (Title 24) | Sacramento Area (CZ12) | Sacramento AP | 199974 | 249.993 | 6.6403 | 0 | 0 | 0 | 0 | 173.871 | 60.6245 | 0 | 1600.86 | 0 | 804.231 | 2896.22 | 0 | 0 | 0 | 105.05 | 0 | 407.771 | 0 | 0 | 0 | 0 | 0 | 0 | 512.821 | 265.029 | 6.961 | 0 | 0 | 0 | 0 | 117.324 | 48.0833 | 0 | 399.942 | 0 | 204.641 | 1041.98 | 0 | 0 | 0 | 1830.31 | 0 | 35.471 | 0 | 0 | 0 | 0 | 0 | 0 | 1865.78 | 5067.66 | 896.778 | - | - | - | - | 0 | 0 | 8071 | 0 | 0 | 0 | 0 | 0 | 0 | 0 | 0 | 8071 | MBT | 07
07/27/18 @ 00:01 | MBT-w13-v07-WCChlrBase-mNE-HVAC-Proto.pd2 | MBT-w13-v07-WCChlrBase-mNE-HVAC-Proto | MBT-w13-v07 | California (Title 24) | Fresno Area (CZ13) | Fresno AP | 199974 | 301.862 | 8.4222 | 0 | 0 | 0 | 0 | 190.181 | 71.9767 | 0 | 1600.86 | 0 | 804.231 | 2977.54 | 0 | 0 | 0 | 90.4576 | 0 | 390.604 | 0 | 0 | 0 | 0 | 0 | 0 | 481.061 | 304.314 | 12.8438 | 0 | 0 | 0 | 0 | 119.861 | 54.6859 | 0 | 399.312 | 0 | 204.641 | 1095.66 | 0 | 0 | 0 | 1535.03 | 0 | 34.9256 | 0 | 0 | 0 | 0 | 0 | 0 | 1569.95 | 5706.13 | 426.222 | - | - | - | - | 0 | 0 | 3836 | 0 | 0 | 0 | 0 | 0 | 0 | 0 | 0 | 3836 | MBT | 07
07/27/18 @ 00:02 | MBT-w14-v07-WCChlrBase-mNE-HVAC-Proto.pd2 | MBT-w14-v07-WCChlrBase-mNE-HVAC-Proto | MBT-w14-v07 | California (Title 24) | China Lake Area (CZ14) | Palmdale AP | 199974 | 298.265 | 7.5587 | 0 | 0 | 0 | 0 | 185.306 | 72.6376 | 0 | 1600.86 | 0 | 804.231 | 2968.86 | 0 | 0 | 0 | 131.741 | 0 | 398.285 | 0 | 0 | 0 | 0 | 0 | 0 | 530.026 | 337.235 | 28.3573 | 0 | 0 | 0 | 0 | 85.6693 | 61.472 | 0 | 399.942 | 0 | 204.641 | 1117.32 | 0 | 0 | 0 | 2467.48 | 0 | 33.8815 | 0 | 0 | 0 | 0 | 0 | 0 | 2501.36 | 6187.92 | 667.556 | - | - | - | - | 0 | 0 | 6008 | 0 | 0 | 0 | 0 | 0 | 0 | 0 | 0 | 6008 | MBT | 07
07/27/18 @ 00:02 | MBT-w15-v07-WCChlrBase-mNE-HVAC-Proto.pd2 | MBT-w15-v07-WCChlrBase-mNE-HVAC-Proto | MBT-w15-v07 | California (Title 24) | Blythe Area (CZ15) | Palm Springs | 199974 | 506.917 | 15.3872 | 0 | 0 | 0 | 0 | 238.696 | 118.89 | 0 | 1600.86 | 0 | 804.231 | 3284.98 | 0 | 0 | 0 | 1.1224 | 0 | 329.495 | 0 | 0 | 0 | 0 | 0 | 0 | 330.617 | 346.791 | 21.2434 | 0 | 0 | 0 | 0 | 130.774 | 64.5459 | 0 | 399.942 | 0 | 204.641 | 1167.94 | 0 | 0 | 0 | 574.414 | 0 | 19.7678 | 0 | 0 | 0 | 0 | 0 | 0 | 594.182 | 6422.52 | 682.556 | - | - | - | - | 0 | 0 | 6143 | 0 | 0 | 0 | 0 | 0 | 0 | 0 | 0 | 6143 | MBT | 07
07/27/18 @ 00:02 | MBT-w16-v07-WCChlrBase-mNE-HVAC-Proto.pd2 | MBT-w16-v07-WCChlrBase-mNE-HVAC-Proto | MBT-w16-v07 | California (Title 24) | Mount Shasta Area (CZ16) | Blue Canyon AP | 199974 | 137.991 | 2.938 | 0 | 0 | 0 | 0 | 158.676 | 35.4509 | 0 | 1600.86 | 0 | 804.231 | 2740.15 | 0 | 0 | 0 | 596.283 | 0 | 457.01 | 0 | 0 | 0 | 0 | 0 | 0 | 1053.29 | 237.37 | 5.7038 | 0 | 0 | 0 | 0 | 124.279 | 45.5298 | 0 | 404.666 | 0 | 198.153 | 1015.7 | 0 | 0 | 0 | 4710.4 | 0 | 38.0471 | 0 | 0 | 0 | 0 | 0 | 0 | 4748.45 | 4688.38 | 586.333 | - | - | - | - | 0 | 0 | 5277 | 0 | 0 | 0 | 0 | 0 | 0 | 0 | 0 | 5277 | MBT | 07
07/27/18 @ 00:02 | MBT-w01-v11-WCChlrBase-mNE-HVAC-Proto.pd2 | MBT-w01-v11-WCChlrBase-mNE-HVAC-Proto | MBT-w01-v11 | California (Title 24) | Arcata Area (CZ01) | Arcata | 199974 | 49.3874 | 0.85418 | 0 | 0 | 0 | 0 | 133.707 | 15.0329 | 0 | 1600.86 | 0 | 763.158 | 2563 | 0 | 0 | 0 | 167.943 | 0 | 458.91 | 0 | 0 | 0 | 0 | 0 | 0 | 626.853 | 144.897 | 3.4308 | 0 | 0 | 0 | 0 | 68.0988 | 35.7331 | 0 | 399.312 | 0 | 192.422 | 843.893 | 0 | 0 | 0 | 2572.98 | 0 | 38.0246 | 0 | 0 | 0 | 0 | 0 | 0 | 2611.01 | 2982.06 | 646.778 | - | - | - | - | 0 | 0 | 5821 | 0 | 0 | 0 | 0 | 0 | 0 | 0 | 0 | 5821 | MBT | 11
07/27/18 @ 00:02 | MBT-w02-v11-WCChlrBase-mNE-HVAC-Proto.pd2 | MBT-w02-v11-WCChlrBase-mNE-HVAC-Proto | MBT-w02-v11 | California (Title 24) | Santa Rosa Area (CZ02) | Santa Rosa | 199974 | 191.127 | 4.8228 | 0 | 0 | 0 | 0 | 164.669 | 47.8325 | 0 | 1600.86 | 0 | 763.158 | 2772.47 | 0 | 0 | 0 | 20.0392 | 0 | 427.089 | 0 | 0 | 0 | 0 | 0 | 0 | 447.128 | 238.427 | 6.6575 | 0 | 0 | 0 | 0 | 89.477 | 45.2829 | 0 | 399.312 | 0 | 192.422 | 971.578 | 0 | 0 | 0 | 680.47 | 0 | 36.2053 | 0 | 0 | 0 | 0 | 0 | 0 | 716.676 | 4768.29 | 777.889 | - | - | - | - | 0 | 0 | 7001 | 0 | 0 | 0 | 0 | 0 | 0 | 0 | 0 | 7001 | MBT | 11
07/27/18 @ 00:02 | MBT-w03-v11-WCChlrBase-mNE-HVAC-Proto.pd2 | MBT-w03-v11-WCChlrBase-mNE-HVAC-Proto | MBT-w03-v11 | California (Title 24) | Oakland Area (CZ03) | Oakland AP | 199974 | 151.501 | 3.3861 | 0 | 0 | 0 | 0 | 158.499 | 40.4622 | 0 | 1600.86 | 0 | 763.158 | 2717.87 | 0 | 0 | 0 | 29.9595 | 0 | 428.359 | 0 | 0 | 0 | 0 | 0 | 0 | 458.318 | 182.727 | 4.2369 | 0 | 0 | 0 | 0 | 89.897 | 40.2239 | 0 | 399.942 | 0 | 192.422 | 909.449 | 0 | 0 | 0 | 723.42 | 0 | 35.9041 | 0 | 0 | 0 | 0 | 0 | 0 | 759.324 | 3676.98 | 317.556 | - | - | - | - | 0 | 0 | 2858 | 0 | 0 | 0 | 0 | 0 | 0 | 0 | 0 | 2858 | MBT | 11
07/27/18 @ 00:02 | MBT-w04-v11-WCChlrBase-mNE-HVAC-Proto.pd2 | MBT-w04-v11-WCChlrBase-mNE-HVAC-Proto | MBT-w04-v11 | California (Title 24) | Sunnyvale Area (CZ04) | San Jose | 199974 | 229.268 | 5.6511 | 0 | 0 | 0 | 0 | 174.228 | 58.4427 | 0 | 1600.86 | 0 | 763.158 | 2831.61 | 0 | 0 | 0 | 29.5878 | 0 | 415.095 | 0 | 0 | 0 | 0 | 0 | 0 | 444.683 | 224.201 | 5.7178 | 0 | 0 | 0 | 0 | 107.397 | 45.0839 | 0 | 399.312 | 0 | 192.422 | 974.134 | 0 | 0 | 0 | 707.938 | 0 | 35.3873 | 0 | 0 | 0 | 0 | 0 | 0 | 743.326 | 4480.83 | 362.778 | - | - | - | - | 0 | 0 | 3265 | 0 | 0 | 0 | 0 | 0 | 0 | 0 | 0 | 3265 | MBT | 11
07/27/18 @ 00:02 | MBT-w05-v11-WCChlrBase-mNE-HVAC-Proto.pd2 | MBT-w05-v11-WCChlrBase-mNE-HVAC-Proto | MBT-w05-v11 | California (Title 24) | Santa Maria Area (CZ05) | Santa Maria AP | 199974 | 152.937 | 3.4303 | 0 | 0 | 0 | 0 | 153.419 | 39.8351 | 0 | 1600.86 | 0 | 763.158 | 2713.64 | 0 | 0 | 0 | 38.5023 | 0 | 434.93 | 0 | 0 | 0 | 0 | 0 | 0 | 473.432 | 185.09 | 4.4043 | 0 | 0 | 0 | 0 | 85.4383 | 38.5323 | 0 | 399.942 | 0 | 192.422 | 905.829 | 0 | 0 | 0 | 843.524 | 0 | 36.2627 | 0 | 0 | 0 | 0 | 0 | 0 | 879.786 | 3746.07 | 544.889 | - | - | - | - | 0 | 0 | 4904 | 0 | 0 | 0 | 0 | 0 | 0 | 0 | 0 | 4904 | MBT | 11
07/27/18 @ 00:03 | MBT-w06-v11-WCChlrBase-mNE-HVAC-Proto.pd2 | MBT-w06-v11-WCChlrBase-mNE-HVAC-Proto | MBT-w06-v11 | California (Title 24) | Los Angeles Area (CZ06) | Torrance | 199974 | 301.376 | 7.9263 | 0 | 0 | 0 | 0 | 174.252 | 73.4845 | 0 | 1600.86 | 0 | 763.158 | 2921.06 | 0 | 0 | 0 | 36.7857 | 0 | 403.1 | 0 | 0 | 0 | 0 | 0 | 0 | 439.886 | 233.294 | 5.513 | 0 | 0 | 0 | 0 | 105.456 | 44.8716 | 0 | 399.784 | 0 | 192.422 | 981.342 | 0 | 0 | 0 | 820.043 | 0 | 32.3226 | 0 | 0 | 0 | 0 | 0 | 0 | 852.365 | 4685.62 | 620.111 | - | - | - | - | 0 | 0 | 5581 | 0 | 0 | 0 | 0 | 0 | 0 | 0 | 0 | 5581 | MBT | 11
07/27/18 @ 00:03 | MBT-w07-v11-WCChlrBase-mNE-HVAC-Proto.pd2 | MBT-w07-v11-WCChlrBase-mNE-HVAC-Proto | MBT-w07-v11 | California (Title 24) | San Diego Area (CZ07) | San Diego AP | 199974 | 286.486 | 7.3803 | 0 | 0 | 0 | 0 | 173.669 | 71.3507 | 0 | 1600.86 | 0 | 763.158 | 2902.91 | 0 | 0 | 0 | 4.4638 | 0 | 398.892 | 0 | 0 | 0 | 0 | 0 | 0 | 403.356 | 240.764 | 5.7916 | 0 | 0 | 0 | 0 | 102.227 | 44.9476 | 0 | 399.784 | 0 | 192.422 | 985.937 | 0 | 0 | 0 | 567.783 | 0 | 31.1178 | 0 | 0 | 0 | 0 | 0 | 0 | 598.9 | 4872.77 | 842.222 | - | - | - | - | 0 | 0 | 7580 | 0 | 0 | 0 | 0 | 0 | 0 | 0 | 0 | 7580 | MBT | 11
07/27/18 @ 00:03 | MBT-w08-v11-WCChlrBase-mNE-HVAC-Proto.pd2 | MBT-w08-v11-WCChlrBase-mNE-HVAC-Proto | MBT-w08-v11 | California (Title 24) | El Toro Area (CZ08) | Fullerton | 199974 | 335.705 | 8.9417 | 0 | 0 | 0 | 0 | 180.472 | 82.0746 | 0 | 1600.86 | 0 | 763.158 | 2971.21 | 0 | 0 | 0 | 11.4101 | 0 | 392.515 | 0 | 0 | 0 | 0 | 0 | 0 | 403.925 | 274.86 | 6.5146 | 0 | 0 | 0 | 0 | 116.969 | 50.0022 | 0 | 399.784 | 0 | 192.422 | 1040.55 | 0 | 0 | 0 | 802.085 | 0 | 33.3577 | 0 | 0 | 0 | 0 | 0 | 0 | 835.443 | 5282.79 | 897 | - | - | - | - | 0 | 0 | 8073 | 0 | 0 | 0 | 0 | 0 | 0 | 0 | 0 | 8073 | MBT | 11
07/27/18 @ 00:03 | MBT-w09-v11-WCChlrBase-mNE-HVAC-Proto.pd2 | MBT-w09-v11-WCChlrBase-mNE-HVAC-Proto | MBT-w09-v11 | California (Title 24) | Pasadena Area (CZ09) | Burbank AP | 199974 | 329.222 | 9.1354 | 0 | 0 | 0 | 0 | 187.859 | 81.9701 | 0 | 1600.86 | 0 | 763.158 | 2972.21 | 0 | 0 | 0 | 5.3522 | 0 | 392.039 | 0 | 0 | 0 | 0 | 0 | 0 | 397.391 | 318.765 | 19.4311 | 0 | 0 | 0 | 0 | 110.243 | 59.8071 | 0 | 399.312 | 0 | 192.422 | 1099.98 | 0 | 0 | 0 | 556.048 | 0 | 22.5244 | 0 | 0 | 0 | 0 | 0 | 0 | 578.572 | 5862.99 | 660.556 | - | - | - | - | 0 | 0 | 5945 | 0 | 0 | 0 | 0 | 0 | 0 | 0 | 0 | 5945 | MBT | 11
07/27/18 @ 00:03 | MBT-w10-v11-WCChlrBase-mNE-HVAC-Proto.pd2 | MBT-w10-v11-WCChlrBase-mNE-HVAC-Proto | MBT-w10-v11 | California (Title 24) | San Bernardino Area (CZ10) | Riverside FS 3 | 199974 | 326.205 | 8.7617 | 0 | 0 | 0 | 0 | 187.636 | 80.1 | 0 | 1600.86 | 0 | 763.158 | 2966.72 | 0 | 0 | 0 | 1.1089 | 0 | 390.25 | 0 | 0 | 0 | 0 | 0 | 0 | 391.359 | 302.491 | 12.6911 | 0 | 0 | 0 | 0 | 114.619 | 55.4271 | 0 | 399.942 | 0 | 192.422 | 1077.59 | 0 | 0 | 0 | 590.572 | 0 | 22.1506 | 0 | 0 | 0 | 0 | 0 | 0 | 612.723 | 5603.73 | 896.111 | - | - | - | - | 0 | 0 | 8065 | 0 | 0 | 0 | 0 | 0 | 0 | 0 | 0 | 8065 | MBT | 11
07/27/18 @ 00:03 | MBT-w11-v11-WCChlrBase-mNE-HVAC-Proto.pd2 | MBT-w11-v11-WCChlrBase-mNE-HVAC-Proto | MBT-w11-v11 | California (Title 24) | Red Bluff Area (CZ11) | Red Bluff AP | 199974 | 278.719 | 7.3406 | 0 | 0 | 0 | 0 | 185.66 | 66.1329 | 0 | 1600.86 | 0 | 763.158 | 2901.87 | 0 | 0 | 0 | 35.2847 | 0 | 395.35 | 0 | 0 | 0 | 0 | 0 | 0 | 430.634 | 279.581 | 10.6115 | 0 | 0 | 0 | 0 | 112.485 | 50.8906 | 0 | 399.312 | 0 | 192.422 | 1045.3 | 0 | 0 | 0 | 687.604 | 0 | 23.296 | 0 | 0 | 0 | 0 | 0 | 0 | 710.9 | 5256.72 | 396.222 | - | - | - | - | 0 | 0 | 3566 | 0 | 0 | 0 | 0 | 0 | 0 | 0 | 0 | 3566 | MBT | 11
07/27/18 @ 00:03 | MBT-w12-v11-WCChlrBase-mNE-HVAC-Proto.pd2 | MBT-w12-v11-WCChlrBase-mNE-HVAC-Proto | MBT-w12-v11 | California (Title 24) | Sacramento Area (CZ12) | Sacramento AP | 199974 | 243.858 | 6.4936 | 0 | 0 | 0 | 0 | 176.906 | 59.4266 | 0 | 1600.86 | 0 | 763.158 | 2850.7 | 0 | 0 | 0 | 31.6561 | 0 | 407.737 | 0 | 0 | 0 | 0 | 0 | 0 | 439.393 | 256.607 | 6.8111 | 0 | 0 | 0 | 0 | 114.605 | 47.5914 | 0 | 399.942 | 0 | 192.422 | 1017.98 | 0 | 0 | 0 | 719.21 | 0 | 35.4282 | 0 | 0 | 0 | 0 | 0 | 0 | 754.638 | 4977.3 | 859.222 | - | - | - | - | 0 | 0 | 7733 | 0 | 0 | 0 | 0 | 0 | 0 | 0 | 0 | 7733 | MBT | 11
07/27/18 @ 00:04 | MBT-w13-v11-WCChlrBase-mNE-HVAC-Proto.pd2 | MBT-w13-v11-WCChlrBase-mNE-HVAC-Proto | MBT-w13-v11 | California (Title 24) | Fresno Area (CZ13) | Fresno AP | 199974 | 290.717 | 8.0782 | 0 | 0 | 0 | 0 | 191.178 | 69.0193 | 0 | 1600.86 | 0 | 763.158 | 2923.01 | 0 | 0 | 0 | 26.9993 | 0 | 390.573 | 0 | 0 | 0 | 0 | 0 | 0 | 417.572 | 293.051 | 6.8714 | 0 | 0 | 0 | 0 | 128.186 | 51.8684 | 0 | 399.784 | 0 | 192.422 | 1072.18 | 0 | 0 | 0 | 725.242 | 0 | 34.8824 | 0 | 0 | 0 | 0 | 0 | 0 | 760.125 | 5655.5 | 401.222 | - | - | - | - | 0 | 0 | 3611 | 0 | 0 | 0 | 0 | 0 | 0 | 0 | 0 | 3611 | MBT | 11
07/27/18 @ 00:04 | MBT-w14-v11-WCChlrBase-mNE-HVAC-Proto.pd2 | MBT-w14-v11-WCChlrBase-mNE-HVAC-Proto | MBT-w14-v11 | California (Title 24) | China Lake Area (CZ14) | Palmdale AP | 199974 | 289.549 | 7.3337 | 0 | 0 | 0 | 0 | 187.344 | 70.4442 | 0 | 1600.86 | 0 | 763.158 | 2918.69 | 0 | 0 | 0 | 45.1042 | 0 | 398.249 | 0 | 0 | 0 | 0 | 0 | 0 | 443.353 | 327.543 | 27.5649 | 0 | 0 | 0 | 0 | 82.1393 | 59.8477 | 0 | 399.942 | 0 | 192.422 | 1089.46 | 0 | 0 | 0 | 789.949 | 0 | 33.8395 | 0 | 0 | 0 | 0 | 0 | 0 | 823.788 | 6013.26 | 648 | - | - | - | - | 0 | 0 | 5832 | 0 | 0 | 0 | 0 | 0 | 0 | 0 | 0 | 5832 | MBT | 11
07/27/18 @ 00:04 | MBT-w15-v11-WCChlrBase-mNE-HVAC-Proto.pd2 | MBT-w15-v11-WCChlrBase-mNE-HVAC-Proto | MBT-w15-v11 | California (Title 24) | Blythe Area (CZ15) | Palm Springs | 199974 | 488.278 | 14.7871 | 0 | 0 | 0 | 0 | 236.221 | 114.561 | 0 | 1600.86 | 0 | 763.158 | 3217.87 | 0 | 0 | 0 | 0 | 0 | 329.479 | 0 | 0 | 0 | 0 | 0 | 0 | 329.479 | 344.172 | 18.353 | 0 | 0 | 0 | 0 | 140.774 | 63.3537 | 0 | 400.265 | 0 | 174.436 | 1141.35 | 0 | 0 | 0 | 0 | 0 | 152.243 | 0 | 0 | 0 | 0 | 0 | 0 | 152.243 | 6383.18 | 656.333 | - | - | - | - | 0 | 0 | 5907 | 0 | 0 | 0 | 0 | 0 | 0 | 0 | 0 | 5907 | MBT | 11
07/27/18 @ 00:04 | MBT-w16-v11-WCChlrBase-mNE-HVAC-Proto.pd2 | MBT-w16-v11-WCChlrBase-mNE-HVAC-Proto | MBT-w16-v11 | California (Title 24) | Mount Shasta Area (CZ16) | Blue Canyon AP | 199974 | 136.352 | 2.9039 | 0 | 0 | 0 | 0 | 163.969 | 34.5575 | 0 | 1600.86 | 0 | 763.158 | 2701.8 | 0 | 0 | 0 | 362.757 | 0 | 456.947 | 0 | 0 | 0 | 0 | 0 | 0 | 819.704 | 233.931 | 5.6716 | 0 | 0 | 0 | 0 | 123.795 | 45.2925 | 0 | 404.666 | 0 | 186.398 | 999.754 | 0 | 0 | 0 | 4806.06 | 0 | 39.8222 | 0 | 0 | 0 | 0 | 0 | 0 | 4845.88 | 4602.68 | 572.333 | - | - | - | - | 0 | 0 | 5151 | 0 | 0 | 0 | 0 | 0 | 0 | 0 | 0 | 5151 | MBT | 11
07/27/18 @ 00:04 | MBT-w01-v14-WCChlrBase-mNE-HVAC-Proto.pd2 | MBT-w01-v14-WCChlrBase-mNE-HVAC-Proto | MBT-w01-v14 | California (Title 24) | Arcata Area (CZ01) | Arcata | 199974 | 47.1061 | 0.82039 | 0 | 0 | 0 | 0 | 126.462 | 14.0234 | 0 | 1600.86 | 0 | 763.158 | 2552.43 | 0 | 0 | 0 | 137.8 | 0 | 458.924 | 0 | 0 | 0 | 0 | 0 | 0 | 596.723 | 137.816 | 3.2685 | 0 | 0 | 0 | 0 | 63.0271 | 33.6002 | 0 | 399.312 | 0 | 192.422 | 829.445 | 0 | 0 | 0 | 2554.94 | 0 | 38.0254 | 0 | 0 | 0 | 0 | 0 | 0 | 2592.97 | 2887.15 | 642.778 | - | - | - | - | 0 | 0 | 5785 | 0 | 0 | 0 | 0 | 0 | 0 | 0 | 0 | 5785 | MBT | 14
07/27/18 @ 00:04 | MBT-w02-v14-WCChlrBase-mNE-HVAC-Proto.pd2 | MBT-w02-v14-WCChlrBase-mNE-HVAC-Proto | MBT-w02-v14 | California (Title 24) | Santa Rosa Area (CZ02) | Santa Rosa | 199974 | 186.082 | 4.6949 | 0 | 0 | 0 | 0 | 156.976 | 45.9876 | 0 | 1600.86 | 0 | 763.158 | 2757.76 | 0 | 0 | 0 | 10.9852 | 0 | 427.1 | 0 | 0 | 0 | 0 | 0 | 0 | 438.086 | 232.902 | 6.5104 | 0 | 0 | 0 | 0 | 84.7127 | 43.5775 | 0 | 399.312 | 0 | 192.422 | 959.436 | 0 | 0 | 0 | 645.433 | 0 | 23.8911 | 0 | 0 | 0 | 0 | 0 | 0 | 669.324 | 4553.54 | 772.444 | - | - | - | - | 0 | 0 | 6952 | 0 | 0 | 0 | 0 | 0 | 0 | 0 | 0 | 6952 | MBT | 14
07/27/18 @ 00:04 | MBT-w03-v14-WCChlrBase-mNE-HVAC-Proto.pd2 | MBT-w03-v14-WCChlrBase-mNE-HVAC-Proto | MBT-w03-v14 | California (Title 24) | Oakland Area (CZ03) | Oakland AP | 199974 | 145.745 | 3.2677 | 0 | 0 | 0 | 0 | 153.185 | 38.114 | 0 | 1600.86 | 0 | 763.158 | 2704.33 | 0 | 0 | 0 | 2.7035 | 0 | 428.361 | 0 | 0 | 0 | 0 | 0 | 0 | 431.065 | 172.992 | 3.9959 | 0 | 0 | 0 | 0 | 82.7475 | 37.3976 | 0 | 399.942 | 0 | 192.422 | 889.496 | 0 | 0 | 0 | 518.039 | 0 | 34.132 | 0 | 0 | 0 | 0 | 0 | 0 | 552.171 | 3517.7 | 315.889 | - | - | - | - | 0 | 0 | 2843 | 0 | 0 | 0 | 0 | 0 | 0 | 0 | 0 | 2843 | MBT | 14
07/27/18 @ 00:05 | MBT-w04-v14-WCChlrBase-mNE-HVAC-Proto.pd2 | MBT-w04-v14-WCChlrBase-mNE-HVAC-Proto | MBT-w04-v14 | California (Title 24) | Sunnyvale Area (CZ04) | San Jose | 199974 | 219.757 | 5.4117 | 0 | 0 | 0 | 0 | 167.873 | 55.1194 | 0 | 1600.86 | 0 | 763.158 | 2812.18 | 0 | 0 | 0 | 3.8168 | 0 | 415.1 | 0 | 0 | 0 | 0 | 0 | 0 | 418.917 | 228.255 | 6.0616 | 0 | 0 | 0 | 0 | 91.0433 | 42.4755 | 0 | 399.312 | 0 | 192.422 | 959.57 | 0 | 0 | 0 | 525.493 | 0 | 33.6191 | 0 | 0 | 0 | 0 | 0 | 0 | 559.112 | 4403.84 | 360 | - | - | - | - | 0 | 0 | 3240 | 0 | 0 | 0 | 0 | 0 | 0 | 0 | 0 | 3240 | MBT | 14
07/27/18 @ 00:05 | MBT-w05-v14-WCChlrBase-mNE-HVAC-Proto.pd2 | MBT-w05-v14-WCChlrBase-mNE-HVAC-Proto | MBT-w05-v14 | California (Title 24) | Santa Maria Area (CZ05) | Santa Maria AP | 199974 | 147.484 | 3.3133 | 0 | 0 | 0 | 0 | 147.414 | 38.0816 | 0 | 1600.86 | 0 | 763.158 | 2700.31 | 0 | 0 | 0 | 13.3884 | 0 | 434.934 | 0 | 0 | 0 | 0 | 0 | 0 | 448.323 | 173.162 | 4.0706 | 0 | 0 | 0 | 0 | 79.2401 | 36.6908 | 0 | 399.312 | 0 | 192.422 | 884.897 | 0 | 0 | 0 | 682.047 | 0 | 36.255 | 0 | 0 | 0 | 0 | 0 | 0 | 718.302 | 3523.05 | 540.222 | - | - | - | - | 0 | 0 | 4862 | 0 | 0 | 0 | 0 | 0 | 0 | 0 | 0 | 4862 | MBT | 14
07/27/18 @ 00:05 | MBT-w06-v14-WCChlrBase-mNE-HVAC-Proto.pd2 | MBT-w06-v14-WCChlrBase-mNE-HVAC-Proto | MBT-w06-v14 | California (Title 24) | Los Angeles Area (CZ06) | Torrance | 199974 | 292.498 | 7.642 | 0 | 0 | 0 | 0 | 167.57 | 70.0733 | 0 | 1600.86 | 0 | 763.158 | 2901.8 | 0 | 0 | 0 | 22.0291 | 0 | 403.107 | 0 | 0 | 0 | 0 | 0 | 0 | 425.136 | 214.818 | 5.6103 | 0 | 0 | 0 | 0 | 114.467 | 42.0155 | 0 | 399.942 | 0 | 192.422 | 969.275 | 0 | 0 | 0 | 778.07 | 0 | 32.3256 | 0 | 0 | 0 | 0 | 0 | 0 | 810.396 | 4551.91 | 613.556 | - | - | - | - | 0 | 0 | 5522 | 0 | 0 | 0 | 0 | 0 | 0 | 0 | 0 | 5522 | MBT | 14
07/27/18 @ 00:05 | MBT-w07-v14-WCChlrBase-mNE-HVAC-Proto.pd2 | MBT-w07-v14-WCChlrBase-mNE-HVAC-Proto | MBT-w07-v14 | California (Title 24) | San Diego Area (CZ07) | San Diego AP | 199974 | 277.106 | 7.1054 | 0 | 0 | 0 | 0 | 167.268 | 67.4839 | 0 | 1600.86 | 0 | 763.158 | 2882.98 | 0 | 0 | 0 | 2.6224 | 0 | 398.901 | 0 | 0 | 0 | 0 | 0 | 0 | 401.523 | 238.135 | 5.3568 | 0 | 0 | 0 | 0 | 114.529 | 41.7883 | 0 | 400.265 | 0 | 174.436 | 974.51 | 0 | 0 | 0 | 533.681 | 0 | 31.1173 | 0 | 0 | 0 | 0 | 0 | 0 | 564.798 | 4784.42 | 831.333 | - | - | - | - | 0 | 0 | 7482 | 0 | 0 | 0 | 0 | 0 | 0 | 0 | 0 | 7482 | MBT | 14
07/27/18 @ 00:05 | MBT-w08-v14-WCChlrBase-mNE-HVAC-Proto.pd2 | MBT-w08-v14-WCChlrBase-mNE-HVAC-Proto | MBT-w08-v14 | California (Title 24) | El Toro Area (CZ08) | Fullerton | 199974 | 327.165 | 8.7023 | 0 | 0 | 0 | 0 | 173.773 | 78.7603 | 0 | 1600.86 | 0 | 763.158 | 2952.42 | 0 | 0 | 0 | 4.7768 | 0 | 392.52 | 0 | 0 | 0 | 0 | 0 | 0 | 397.297 | 279.2 | 10.4771 | 0 | 0 | 0 | 0 | 105.207 | 51.588 | 0 | 399.312 | 0 | 192.422 | 1038.21 | 0 | 0 | 0 | 730.351 | 0 | 33.3609 | 0 | 0 | 0 | 0 | 0 | 0 | 763.711 | 5240.99 | 878.778 | - | - | - | - | 0 | 0 | 7909 | 0 | 0 | 0 | 0 | 0 | 0 | 0 | 0 | 7909 | MBT | 14
07/27/18 @ 00:05 | MBT-w09-v14-WCChlrBase-mNE-HVAC-Proto.pd2 | MBT-w09-v14-WCChlrBase-mNE-HVAC-Proto | MBT-w09-v14 | California (Title 24) | Pasadena Area (CZ09) | Burbank AP | 199974 | 320.934 | 8.8636 | 0 | 0 | 0 | 0 | 180.972 | 79.1911 | 0 | 1600.86 | 0 | 763.158 | 2953.98 | 0 | 0 | 0 | 1.0114 | 0 | 392.045 | 0 | 0 | 0 | 0 | 0 | 0 | 393.056 | 315.185 | 16.9356 | 0 | 0 | 0 | 0 | 114.136 | 58.1486 | 0 | 399.942 | 0 | 192.422 | 1096.77 | 0 | 0 | 0 | 519.545 | 0 | 22.0751 | 0 | 0 | 0 | 0 | 0 | 0 | 541.62 | 5815.28 | 655.222 | - | - | - | - | 0 | 0 | 5897 | 0 | 0 | 0 | 0 | 0 | 0 | 0 | 0 | 5897 | MBT | 14
07/27/18 @ 00:05 | MBT-w10-v14-WCChlrBase-mNE-HVAC-Proto.pd2 | MBT-w10-v14-WCChlrBase-mNE-HVAC-Proto | MBT-w10-v14 | California (Title 24) | San Bernardino Area (CZ10) | Riverside FS 3 | 199974 | 316.447 | 8.4748 | 0 | 0 | 0 | 0 | 179.188 | 76.5051 | 0 | 1600.86 | 0 | 763.158 | 2944.64 | 0 | 0 | 0 | 1.0149 | 0 | 390.26 | 0 | 0 | 0 | 0 | 0 | 0 | 391.275 | 299.117 | 12.6403 | 0 | 0 | 0 | 0 | 111.796 | 55.7704 | 0 | 399.942 | 0 | 192.422 | 1071.69 | 0 | 0 | 0 | 514.889 | 0 | 22.1507 | 0 | 0 | 0 | 0 | 0 | 0 | 537.039 | 5531.41 | 889.556 | - | - | - | - | 0 | 0 | 8006 | 0 | 0 | 0 | 0 | 0 | 0 | 0 | 0 | 8006 | MBT | 14
07/27/18 @ 00:05 | MBT-w11-v14-WCChlrBase-mNE-HVAC-Proto.pd2 | MBT-w11-v14-WCChlrBase-mNE-HVAC-Proto | MBT-w11-v14 | California (Title 24) | Red Bluff Area (CZ11) | Red Bluff AP | 199974 | 270.964 | 7.1033 | 0 | 0 | 0 | 0 | 177.668 | 63.3688 | 0 | 1600.86 | 0 | 763.158 | 2883.12 | 0 | 0 | 0 | 19.5732 | 0 | 395.357 | 0 | 0 | 0 | 0 | 0 | 0 | 414.93 | 275.801 | 10.5991 | 0 | 0 | 0 | 0 | 109.618 | 50.0281 | 0 | 399.312 | 0 | 192.422 | 1037.78 | 0 | 0 | 0 | 627.945 | 0 | 33.5807 | 0 | 0 | 0 | 0 | 0 | 0 | 661.526 | 5180.38 | 393 | - | - | - | - | 0 | 0 | 3537 | 0 | 0 | 0 | 0 | 0 | 0 | 0 | 0 | 3537 | MBT | 14
07/27/18 @ 00:06 | MBT-w12-v14-WCChlrBase-mNE-HVAC-Proto.pd2 | MBT-w12-v14-WCChlrBase-mNE-HVAC-Proto | MBT-w12-v14 | California (Title 24) | Sacramento Area (CZ12) | Sacramento AP | 199974 | 236.199 | 6.2808 | 0 | 0 | 0 | 0 | 168.841 | 56.7733 | 0 | 1600.86 | 0 | 763.158 | 2832.11 | 0 | 0 | 0 | 16.7253 | 0 | 407.746 | 0 | 0 | 0 | 0 | 0 | 0 | 424.472 | 256.325 | 5.9 | 0 | 0 | 0 | 0 | 115.117 | 46.2443 | 0 | 397.213 | 0 | 192.076 | 1012.88 | 0 | 0 | 0 | 643.098 | 0 | 35.4251 | 0 | 0 | 0 | 0 | 0 | 0 | 678.523 | 4929.63 | 852.111 | - | - | - | - | 0 | 0 | 7669 | 0 | 0 | 0 | 0 | 0 | 0 | 0 | 0 | 7669 | MBT | 14
07/27/18 @ 00:06 | MBT-w13-v14-WCChlrBase-mNE-HVAC-Proto.pd2 | MBT-w13-v14-WCChlrBase-mNE-HVAC-Proto | MBT-w13-v14 | California (Title 24) | Fresno Area (CZ13) | Fresno AP | 199974 | 283.334 | 7.86 | 0 | 0 | 0 | 0 | 183.172 | 66.3166 | 0 | 1600.86 | 0 | 763.158 | 2904.7 | 0 | 0 | 0 | 13.6764 | 0 | 390.58 | 0 | 0 | 0 | 0 | 0 | 0 | 404.256 | 286.218 | 6.7699 | 0 | 0 | 0 | 0 | 126.251 | 50.5904 | 0 | 399.784 | 0 | 192.422 | 1062.04 | 0 | 0 | 0 | 684.852 | 0 | 21.5974 | 0 | 0 | 0 | 0 | 0 | 0 | 706.449 | 5513.45 | 381.778 | - | - | - | - | 0 | 0 | 3436 | 0 | 0 | 0 | 0 | 0 | 0 | 0 | 0 | 3436 | MBT | 14
07/27/18 @ 00:06 | MBT-w14-v14-WCChlrBase-mNE-HVAC-Proto.pd2 | MBT-w14-v14-WCChlrBase-mNE-HVAC-Proto | MBT-w14-v14 | California (Title 24) | China Lake Area (CZ14) | Palmdale AP | 199974 | 282.135 | 7.1042 | 0 | 0 | 0 | 0 | 178.944 | 67.7007 | 0 | 1600.86 | 0 | 763.158 | 2899.9 | 0 | 0 | 0 | 33.4697 | 0 | 398.258 | 0 | 0 | 0 | 0 | 0 | 0 | 431.728 | 321.632 | 27.0949 | 0 | 0 | 0 | 0 | 78.6604 | 57.8195 | 0 | 399.942 | 0 | 192.422 | 1077.57 | 0 | 0 | 0 | 817.087 | 0 | 33.8438 | 0 | 0 | 0 | 0 | 0 | 0 | 850.931 | 5918.69 | 643.222 | - | - | - | - | 0 | 0 | 5789 | 0 | 0 | 0 | 0 | 0 | 0 | 0 | 0 | 5789 | MBT | 14
07/27/18 @ 00:06 | MBT-w15-v14-WCChlrBase-mNE-HVAC-Proto.pd2 | MBT-w15-v14-WCChlrBase-mNE-HVAC-Proto | MBT-w15-v14 | California (Title 24) | Blythe Area (CZ15) | Palm Springs | 199974 | 476.542 | 14.3427 | 0 | 0 | 0 | 0 | 226.204 | 109.965 | 0 | 1600.86 | 0 | 763.158 | 3191.07 | 0 | 0 | 0 | 0 | 0 | 329.482 | 0 | 0 | 0 | 0 | 0 | 0 | 329.482 | 334.715 | 19.8634 | 0 | 0 | 0 | 0 | 126.032 | 61.7113 | 0 | 399.942 | 0 | 192.422 | 1134.69 | 0 | 0 | 0 | 0 | 0 | 152.243 | 0 | 0 | 0 | 0 | 0 | 0 | 152.243 | 6270.44 | 632.444 | - | - | - | - | 0 | 0 | 5692 | 0 | 0 | 0 | 0 | 0 | 0 | 0 | 0 | 5692 | MBT | 14
07/27/18 @ 00:06 | MBT-w16-v14-WCChlrBase-mNE-HVAC-Proto.pd2 | MBT-w16-v14-WCChlrBase-mNE-HVAC-Proto | MBT-w16-v14 | California (Title 24) | Mount Shasta Area (CZ16) | Blue Canyon AP | 199974 | 132.021 | 2.8056 | 0 | 0 | 0 | 0 | 154.017 | 33.1334 | 0 | 1600.86 | 0 | 763.158 | 2686 | 0 | 0 | 0 | 347.492 | 0 | 456.964 | 0 | 0 | 0 | 0 | 0 | 0 | 804.457 | 229.183 | 5.5934 | 0 | 0 | 0 | 0 | 119.96 | 43.9884 | 0 | 404.666 | 0 | 186.398 | 989.789 | 0 | 0 | 0 | 4917.79 | 0 | 39.8232 | 0 | 0 | 0 | 0 | 0 | 0 | 4957.62 | 4490.78 | 567.111 | - | - | - | - | 0 | 0 | 5104 | 0 | 0 | 0 | 0 | 0 | 0 | 0 | 0 | 5104 | MBT | 14
07/27/18 @ 00:06 | Nrs-w01-v96-WCChlrBase-mNE-HVAC-Proto.pd2 | Nrs-w01-v96-WCChlrBase-mNE-HVAC-Proto | Nrs-w01-v96 | California (Title 24) | Arcata Area (CZ01) | Arcata | 119982 | 79.0863 | 2.7832 | 0 | 0 | 0 | 0 | 436.688 | 193.926 | 0 | 850.86 | 0 | 491.747 | 2055.09 | 0 | 0 | 0 | 8957.23 | 0 | 2013.6 | 0 | 0 | 0 | 90.7431 | 0 | 0 | 11061.6 | 80.7374 | 4.5649 | 0 | 0 | 0 | 0 | 49.8504 | 37.8491 | 0 | 151.579 | 0 | 78.4951 | 403.076 | 0 | 0 | 0 | 3129.98 | 0 | 288.845 | 0 | 0 | 0 | 10.6293 | 0 | 0 | 3429.46 | 1633.21 | 304.222 | - | - | - | - | 0 | 0 | 2738 | 0 | 0 | 0 | 0 | 0 | 0 | 0 | 0 | 2738 | Nrs | 96
07/27/18 @ 00:07 | Nrs-w02-v96-WCChlrBase-mNE-HVAC-Proto.pd2 | Nrs-w02-v96-WCChlrBase-mNE-HVAC-Proto | Nrs-w02-v96 | California (Title 24) | Santa Rosa Area (CZ02) | Santa Rosa | 119982 | 232.999 | 12.7201 | 0 | 0 | 0 | 0 | 439.199 | 231.751 | 0 | 850.86 | 0 | 491.747 | 2259.28 | 0 | 0 | 0 | 7470.71 | 0 | 1873.55 | 0 | 0 | 0 | 90.7431 | 0 | 0 | 9435 | 192.706 | 14.4133 | 0 | 0 | 0 | 0 | 50.1372 | 54.2786 | 0 | 151.579 | 0 | 78.4951 | 541.61 | 0 | 0 | 0 | 3279.59 | 0 | 283.666 | 0 | 0 | 0 | 10.6293 | 0 | 0 | 3573.88 | 3786.58 | 371.778 | - | - | - | - | 0 | 0 | 3346 | 0 | 0 | 0 | 0 | 0 | 0 | 0 | 0 | 3346 | Nrs | 96
07/27/18 @ 00:07 | Nrs-w03-v96-WCChlrBase-mNE-HVAC-Proto.pd2 | Nrs-w03-v96-WCChlrBase-mNE-HVAC-Proto | Nrs-w03-v96 | California (Title 24) | Oakland Area (CZ03) | Oakland AP | 119982 | 155.727 | 7.3819 | 0 | 0 | 0 | 0 | 437.723 | 219.668 | 0 | 850.86 | 0 | 491.747 | 2163.11 | 0 | 0 | 0 | 6329.87 | 0 | 1879.27 | 0 | 0 | 0 | 90.7431 | 0 | 0 | 8299.88 | 119.296 | 7.6656 | 0 | 0 | 0 | 0 | 49.9682 | 44.1964 | 0 | 151.579 | 0 | 78.4951 | 451.201 | 0 | 0 | 0 | 3152.7 | 0 | 122.28 | 0 | 0 | 0 | 1.7598 | 0 | 0 | 3276.74 | 2435.45 | 333.444 | - | - | - | - | 0 | 0 | 3001 | 0 | 0 | 0 | 0 | 0 | 0 | 0 | 0 | 3001 | Nrs | 96
07/27/18 @ 00:07 | Nrs-w04-v96-WCChlrBase-mNE-HVAC-Proto.pd2 | Nrs-w04-v96-WCChlrBase-mNE-HVAC-Proto | Nrs-w04-v96 | California (Title 24) | Sunnyvale Area (CZ04) | San Jose | 119982 | 250.195 | 14.1364 | 0 | 0 | 0 | 0 | 439.288 | 246.223 | 0 | 850.86 | 0 | 491.747 | 2292.45 | 0 | 0 | 0 | 6364.97 | 0 | 1820.65 | 0 | 0 | 0 | 90.7431 | 0 | 0 | 8276.37 | 165.057 | 11.6083 | 0 | 0 | 0 | 0 | 50.1471 | 50.4176 | 0 | 151.579 | 0 | 78.4951 | 507.304 | 0 | 0 | 0 | 4418.9 | 0 | 103.446 | 0 | 0 | 0 | 1.7598 | 0 | 0 | 4524.1 | 3309.71 | 408.222 | - | - | - | - | 0 | 0 | 3674 | 0 | 0 | 0 | 0 | 0 | 0 | 0 | 0 | 3674 | Nrs | 96
07/27/18 @ 00:07 | Nrs-w05-v96-WCChlrBase-mNE-HVAC-Proto.pd2 | Nrs-w05-v96-WCChlrBase-mNE-HVAC-Proto | Nrs-w05-v96 | California (Title 24) | Santa Maria Area (CZ05) | Santa Maria AP | 119982 | 148.272 | 7.367 | 0 | 0 | 0 | 0 | 438.377 | 219.725 | 0 | 850.86 | 0 | 491.747 | 2156.35 | 0 | 0 | 0 | 7143.84 | 0 | 1908.09 | 0 | 0 | 0 | 90.7431 | 0 | 0 | 9142.68 | 102.286 | 5.5569 | 0 | 0 | 0 | 0 | 50.0432 | 44.3263 | 0 | 151.579 | 0 | 78.4951 | 432.287 | 0 | 0 | 0 | 3263.77 | 0 | 121.285 | 0 | 0 | 0 | 1.7598 | 0 | 0 | 3386.82 | 2193.77 | 342.556 | - | - | - | - | 0 | 0 | 3083 | 0 | 0 | 0 | 0 | 0 | 0 | 0 | 0 | 3083 | Nrs | 96
07/27/18 @ 00:07 | Nrs-w06-v96-WCChlrBase-mNE-HVAC-Proto.pd2 | Nrs-w06-v96-WCChlrBase-mNE-HVAC-Proto | Nrs-w06-v96 | California (Title 24) | Los Angeles Area (CZ06) | Torrance | 119982 | 275.736 | 17.6125 | 0 | 0 | 0 | 0 | 439.95 | 275.085 | 0 | 850.86 | 0 | 491.747 | 2350.99 | 0 | 0 | 0 | 4608.33 | 0 | 1767.89 | 0 | 0 | 0 | 90.7431 | 0 | 0 | 6466.95 | 159.778 | 9.7502 | 0 | 0 | 0 | 0 | 50.2224 | 52.7886 | 0 | 151.579 | 0 | 78.4951 | 502.613 | 0 | 0 | 0 | 3535.55 | 0 | 101.185 | 0 | 0 | 0 | 1.7598 | 0 | 0 | 3638.49 | 3175.15 | 403.222 | - | - | - | - | 0 | 0 | 3629 | 0 | 0 | 0 | 0 | 0 | 0 | 0 | 0 | 3629 | Nrs | 96
07/27/18 @ 00:07 | Nrs-w07-v96-WCChlrBase-mNE-HVAC-Proto.pd2 | Nrs-w07-v96-WCChlrBase-mNE-HVAC-Proto | Nrs-w07-v96 | California (Title 24) | San Diego Area (CZ07) | San Diego AP | 119982 | 252.491 | 15.8706 | 0 | 0 | 0 | 0 | 440.007 | 254.357 | 0 | 850.86 | 0 | 491.747 | 2305.34 | 0 | 0 | 0 | 3311.77 | 0 | 1749.6 | 0 | 0 | 0 | 90.7431 | 0 | 0 | 5152.12 | 127.578 | 9.0828 | 0 | 0 | 0 | 0 | 50.2293 | 46.408 | 0 | 151.579 | 0 | 78.4951 | 463.372 | 0 | 0 | 0 | 2197.67 | 0 | 109.099 | 0 | 0 | 0 | 1.7598 | 0 | 0 | 2308.53 | 2715.4 | 394.111 | - | - | - | - | 0 | 0 | 3547 | 0 | 0 | 0 | 0 | 0 | 0 | 0 | 0 | 3547 | Nrs | 96
07/27/18 @ 00:08 | Nrs-w08-v96-WCChlrBase-mNE-HVAC-Proto.pd2 | Nrs-w08-v96-WCChlrBase-mNE-HVAC-Proto | Nrs-w08-v96 | California (Title 24) | El Toro Area (CZ08) | Fullerton | 119982 | 318.796 | 20.3418 | 0 | 0 | 0 | 0 | 440.255 | 265.398 | 0 | 850.86 | 0 | 491.747 | 2387.4 | 0 | 0 | 0 | 3945.56 | 0 | 1721.34 | 0 | 0 | 0 | 90.7431 | 0 | 0 | 5757.64 | 167.706 | 12.3883 | 0 | 0 | 0 | 0 | 50.257 | 51.4286 | 0 | 151.579 | 0 | 78.4951 | 511.854 | 0 | 0 | 0 | 2671.55 | 0 | 252.735 | 0 | 0 | 0 | 10.6293 | 0 | 0 | 2934.92 | 3501.04 | 442.889 | - | - | - | - | 0 | 0 | 3986 | 0 | 0 | 0 | 0 | 0 | 0 | 0 | 0 | 3986 | Nrs | 96
07/27/18 @ 00:08 | Nrs-w09-v96-WCChlrBase-mNE-HVAC-Proto.pd2 | Nrs-w09-v96-WCChlrBase-mNE-HVAC-Proto | Nrs-w09-v96 | California (Title 24) | Pasadena Area (CZ09) | Burbank AP | 119982 | 382.778 | 24.6348 | 0 | 0 | 0 | 0 | 441.955 | 292.224 | 0 | 850.86 | 0 | 491.747 | 2484.2 | 0 | 0 | 0 | 4280.24 | 0 | 1719.54 | 0 | 0 | 0 | 90.7431 | 0 | 0 | 6090.53 | 245.204 | 19.4824 | 0 | 0 | 0 | 0 | 50.4514 | 61.5113 | 0 | 151.579 | 0 | 78.4951 | 606.723 | 0 | 0 | 0 | 2684.71 | 0 | 253.155 | 0 | 0 | 0 | 10.6293 | 0 | 0 | 2948.49 | 4717.74 | 499.111 | - | - | - | - | 0 | 0 | 4492 | 0 | 0 | 0 | 0 | 0 | 0 | 0 | 0 | 4492 | Nrs | 96
07/27/18 @ 00:08 | Nrs-w10-v96-WCChlrBase-mNE-HVAC-Proto.pd2 | Nrs-w10-v96-WCChlrBase-mNE-HVAC-Proto | Nrs-w10-v96 | California (Title 24) | San Bernardino Area (CZ10) | Riverside FS 3 | 119982 | 368.54 | 23.6444 | 0 | 0 | 0 | 0 | 442.289 | 275.872 | 0 | 850.86 | 0 | 491.747 | 2452.95 | 0 | 0 | 0 | 4787.3 | 0 | 1711.42 | 0 | 0 | 0 | 90.7431 | 0 | 0 | 6589.46 | 222.224 | 16.138 | 0 | 0 | 0 | 0 | 50.4894 | 57.6607 | 0 | 151.579 | 0 | 78.4951 | 576.586 | 0 | 0 | 0 | 3116.85 | 0 | 241.569 | 0 | 0 | 0 | 10.6293 | 0 | 0 | 3369.05 | 4217.69 | 494.778 | - | - | - | - | 0 | 0 | 4453 | 0 | 0 | 0 | 0 | 0 | 0 | 0 | 0 | 4453 | Nrs | 96
07/27/18 @ 00:08 | Nrs-w11-v96-WCChlrBase-mNE-HVAC-Proto.pd2 | Nrs-w11-v96-WCChlrBase-mNE-HVAC-Proto | Nrs-w11-v96 | California (Title 24) | Red Bluff Area (CZ11) | Red Bluff AP | 119982 | 354.739 | 23.2033 | 0 | 0 | 0 | 0 | 439.297 | 282.088 | 0 | 850.86 | 0 | 491.747 | 2441.93 | 0 | 0 | 0 | 6278.23 | 0 | 1733.87 | 0 | 0 | 0 | 90.7431 | 0 | 0 | 8102.84 | 220.359 | 18.9179 | 0 | 0 | 0 | 0 | 50.1479 | 61.4238 | 0 | 151.579 | 0 | 78.4951 | 580.923 | 0 | 0 | 0 | 3426.75 | 0 | 110.69 | 0 | 0 | 0 | 6.9865 | 0 | 0 | 3544.42 | 4367.97 | 428.111 | - | - | - | - | 0 | 0 | 3853 | 0 | 0 | 0 | 0 | 0 | 0 | 0 | 0 | 3853 | Nrs | 96
07/27/18 @ 00:08 | Nrs-w12-v96-WCChlrBase-mNE-HVAC-Proto.pd2 | Nrs-w12-v96-WCChlrBase-mNE-HVAC-Proto | Nrs-w12-v96 | California (Title 24) | Sacramento Area (CZ12) | Sacramento AP | 119982 | 293.776 | 18.3906 | 0 | 0 | 0 | 0 | 438.407 | 252.808 | 0 | 850.86 | 0 | 491.747 | 2345.98 | 0 | 0 | 0 | 6424.61 | 0 | 1788.38 | 0 | 0 | 0 | 90.7431 | 0 | 0 | 8303.73 | 218.82 | 15.8368 | 0 | 0 | 0 | 0 | 50.0459 | 57.472 | 0 | 151.579 | 0 | 78.4951 | 572.249 | 0 | 0 | 0 | 3181.23 | 0 | 277.112 | 0 | 0 | 0 | 10.6293 | 0 | 0 | 3468.97 | 4153.87 | 435.444 | - | - | - | - | 0 | 0 | 3919 | 0 | 0 | 0 | 0 | 0 | 0 | 0 | 0 | 3919 | Nrs | 96
07/27/18 @ 00:08 | Nrs-w13-v96-WCChlrBase-mNE-HVAC-Proto.pd2 | Nrs-w13-v96-WCChlrBase-mNE-HVAC-Proto | Nrs-w13-v96 | California (Title 24) | Fresno Area (CZ13) | Fresno AP | 119982 | 375.323 | 25.5564 | 0 | 0 | 0 | 0 | 438.613 | 275.174 | 0 | 850.86 | 0 | 491.747 | 2457.27 | 0 | 0 | 0 | 5620.89 | 0 | 1712.73 | 0 | 0 | 0 | 90.7431 | 0 | 0 | 7424.36 | 231.672 | 17.1353 | 0 | 0 | 0 | 0 | 50.0698 | 59.1579 | 0 | 151.579 | 0 | 78.4951 | 588.109 | 0 | 0 | 0 | 3139.47 | 0 | 118.636 | 0 | 0 | 0 | 1.7598 | 0 | 0 | 3259.86 | 4383.61 | 449.667 | - | - | - | - | 0 | 0 | 4047 | 0 | 0 | 0 | 0 | 0 | 0 | 0 | 0 | 4047 | Nrs | 96
07/27/18 @ 00:09 | Nrs-w14-v96-WCChlrBase-mNE-HVAC-Proto.pd2 | Nrs-w14-v96-WCChlrBase-mNE-HVAC-Proto | Nrs-w14-v96 | California (Title 24) | China Lake Area (CZ14) | Palmdale AP | 119982 | 382.782 | 21.8756 | 0 | 0 | 0 | 0 | 438.535 | 281.859 | 0 | 850.86 | 0 | 491.747 | 2467.66 | 0 | 0 | 0 | 6346.8 | 0 | 1746.49 | 0 | 0 | 0 | 90.7431 | 0 | 0 | 8184.03 | 263.459 | 24.0851 | 0 | 0 | 0 | 0 | 50.0611 | 61.5478 | 0 | 136.929 | 0 | 78.4951 | 614.577 | 0 | 0 | 0 | 3894.07 | 0 | 105.503 | 0 | 0 | 0 | 1.7598 | 0 | 0 | 4001.33 | 4965.81 | 466.667 | - | - | - | - | 0 | 0 | 4200 | 0 | 0 | 0 | 0 | 0 | 0 | 0 | 0 | 4200 | Nrs | 96
07/27/18 @ 00:09 | Nrs-w15-v96-WCChlrBase-mNE-HVAC-Proto.pd2 | Nrs-w15-v96-WCChlrBase-mNE-HVAC-Proto | Nrs-w15-v96 | California (Title 24) | Blythe Area (CZ15) | Palm Springs | 119982 | 646.23 | 48.8564 | 0 | 0 | 0 | 0 | 440.776 | 337.04 | 0 | 850.86 | 0 | 491.747 | 2815.52 | 0 | 0 | 0 | 2215.25 | 0 | 1443.86 | 0 | 0 | 0 | 90.7431 | 0 | 0 | 3749.85 | 287.831 | 26.2386 | 0 | 0 | 0 | 0 | 50.3174 | 65.8629 | 0 | 151.579 | 0 | 78.4951 | 660.324 | 0 | 0 | 0 | 2247.5 | 0 | 216.568 | 0 | 0 | 0 | 10.6293 | 0 | 0 | 2474.7 | 5505.72 | 478.444 | - | - | - | - | 0 | 0 | 4306 | 0 | 0 | 0 | 0 | 0 | 0 | 0 | 0 | 4306 | Nrs | 96
07/27/18 @ 00:09 | Nrs-w16-v96-WCChlrBase-mNE-HVAC-Proto.pd2 | Nrs-w16-v96-WCChlrBase-mNE-HVAC-Proto | Nrs-w16-v96 | California (Title 24) | Mount Shasta Area (CZ16) | Blue Canyon AP | 119982 | 165.161 | 7.0761 | 0 | 0 | 0 | 0 | 436.805 | 215.127 | 0 | 850.86 | 0 | 491.747 | 2166.78 | 0 | 0 | 0 | 9679.5 | 0 | 2004.91 | 0 | 0 | 0 | 90.7431 | 0 | 0 | 11775.2 | 115.081 | 6.8389 | 0 | 0 | 0 | 0 | 49.8639 | 44.273 | 0 | 151.579 | 0 | 78.4951 | 446.131 | 0 | 0 | 0 | 3800.59 | 0 | 312.585 | 0 | 0 | 0 | 10.6293 | 0 | 0 | 4123.8 | 2350.21 | 391.556 | - | - | - | - | 0 | 0 | 3524 | 0 | 0 | 0 | 0 | 0 | 0 | 0 | 0 | 3524 | Nrs | 96
07/27/18 @ 00:09 | Nrs-w01-v03-WCChlrBase-mNE-HVAC-Proto.pd2 | Nrs-w01-v03-WCChlrBase-mNE-HVAC-Proto | Nrs-w01-v03 | California (Title 24) | Arcata Area (CZ01) | Arcata | 119982 | 74.7119 | 1.0394 | 0 | 0 | 0 | 0 | 436.688 | 191.26 | 0 | 813.657 | 0 | 491.747 | 2009.11 | 0 | 0 | 0 | 8653.05 | 0 | 1943.08 | 0 | 0 | 0 | 90.7431 | 0 | 0 | 10686.9 | 77.2978 | 1.8109 | 0 | 0 | 0 | 0 | 49.8504 | 37.389 | 0 | 145.001 | 0 | 78.4951 | 389.844 | 0 | 0 | 0 | 3022.2 | 0 | 279.155 | 0 | 0 | 0 | 10.6293 | 0 | 0 | 3311.98 | 1557.24 | 297.222 | - | - | - | - | 0 | 0 | 2675 | 0 | 0 | 0 | 0 | 0 | 0 | 0 | 0 | 2675 | Nrs | 03
07/27/18 @ 00:09 | Nrs-w02-v03-WCChlrBase-mNE-HVAC-Proto.pd2 | Nrs-w02-v03-WCChlrBase-mNE-HVAC-Proto | Nrs-w02-v03 | California (Title 24) | Santa Rosa Area (CZ02) | Santa Rosa | 119982 | 207.585 | 4.3684 | 0 | 0 | 0 | 0 | 436.688 | 221.794 | 0 | 813.657 | 0 | 491.747 | 2175.84 | 0 | 0 | 0 | 6945.06 | 0 | 1806.9 | 0 | 0 | 0 | 90.7431 | 0 | 0 | 8842.7 | 175.57 | 8.2014 | 0 | 0 | 0 | 0 | 49.8504 | 52.0704 | 0 | 145.001 | 0 | 78.4951 | 509.188 | 0 | 0 | 0 | 3055.48 | 0 | 274.107 | 0 | 0 | 0 | 10.6293 | 0 | 0 | 3340.21 | 3466.62 | 353.222 | - | - | - | - | 0 | 0 | 3179 | 0 | 0 | 0 | 0 | 0 | 0 | 0 | 0 | 3179 | Nrs | 03
07/27/18 @ 00:10 | Nrs-w03-v03-WCChlrBase-mNE-HVAC-Proto.pd2 | Nrs-w03-v03-WCChlrBase-mNE-HVAC-Proto | Nrs-w03-v03 | California (Title 24) | Oakland Area (CZ03) | Oakland AP | 119982 | 137.565 | 2.5054 | 0 | 0 | 0 | 0 | 436.688 | 213.108 | 0 | 813.657 | 0 | 491.747 | 2095.28 | 0 | 0 | 0 | 6198.31 | 0 | 1812.38 | 0 | 0 | 0 | 90.7431 | 0 | 0 | 8101.44 | 109.632 | 2.894 | 0 | 0 | 0 | 0 | 49.8504 | 42.7837 | 0 | 145.001 | 0 | 78.4951 | 428.656 | 0 | 0 | 0 | 3049.09 | 0 | 116.783 | 0 | 0 | 0 | 1.7598 | 0 | 0 | 3167.64 | 2223.48 | 319.667 | - | - | - | - | 0 | 0 | 2877 | 0 | 0 | 0 | 0 | 0 | 0 | 0 | 0 | 2877 | Nrs | 03
07/27/18 @ 00:10 | Nrs-w04-v03-WCChlrBase-mNE-HVAC-Proto.pd2 | Nrs-w04-v03-WCChlrBase-mNE-HVAC-Proto | Nrs-w04-v03 | California (Title 24) | Sunnyvale Area (CZ04) | San Jose | 119982 | 225.101 | 4.8948 | 0 | 0 | 0 | 0 | 436.688 | 236.529 | 0 | 813.657 | 0 | 491.747 | 2208.62 | 0 | 0 | 0 | 6234.72 | 0 | 1755.48 | 0 | 0 | 0 | 90.7431 | 0 | 0 | 8080.95 | 152.589 | 4.5411 | 0 | 0 | 0 | 0 | 49.8504 | 48.6964 | 0 | 145.001 | 0 | 78.4951 | 479.173 | 0 | 0 | 0 | 4251.83 | 0 | 98.4175 | 0 | 0 | 0 | 1.7598 | 0 | 0 | 4352.01 | 3077.44 | 387.556 | - | - | - | - | 0 | 0 | 3488 | 0 | 0 | 0 | 0 | 0 | 0 | 0 | 0 | 3488 | Nrs | 03
07/27/18 @ 00:10 | Nrs-w05-v03-WCChlrBase-mNE-HVAC-Proto.pd2 | Nrs-w05-v03-WCChlrBase-mNE-HVAC-Proto | Nrs-w05-v03 | California (Title 24) | Santa Maria Area (CZ05) | Santa Maria AP | 119982 | 130.297 | 2.5286 | 0 | 0 | 0 | 0 | 436.688 | 212.783 | 0 | 813.657 | 0 | 491.747 | 2087.7 | 0 | 0 | 0 | 7045.39 | 0 | 1840.45 | 0 | 0 | 0 | 90.7431 | 0 | 0 | 8976.58 | 93.4402 | 2.0903 | 0 | 0 | 0 | 0 | 49.8504 | 43.5693 | 0 | 145.001 | 0 | 78.4951 | 412.446 | 0 | 0 | 0 | 3177.5 | 0 | 115.81 | 0 | 0 | 0 | 1.7598 | 0 | 0 | 3295.07 | 2033.7 | 328.667 | - | - | - | - | 0 | 0 | 2958 | 0 | 0 | 0 | 0 | 0 | 0 | 0 | 0 | 2958 | Nrs | 03
07/27/18 @ 00:10 | Nrs-w06-v03-WCChlrBase-mNE-HVAC-Proto.pd2 | Nrs-w06-v03-WCChlrBase-mNE-HVAC-Proto | Nrs-w06-v03 | California (Title 24) | Los Angeles Area (CZ06) | Torrance | 119982 | 246.612 | 5.9819 | 0 | 0 | 0 | 0 | 436.688 | 263.019 | 0 | 813.657 | 0 | 491.747 | 2257.71 | 0 | 0 | 0 | 4562.55 | 0 | 1703.97 | 0 | 0 | 0 | 90.7431 | 0 | 0 | 6357.26 | 147.176 | 3.7018 | 0 | 0 | 0 | 0 | 49.8504 | 50.8601 | 0 | 145.001 | 0 | 78.4951 | 475.085 | 0 | 0 | 0 | 3443.34 | 0 | 96.1231 | 0 | 0 | 0 | 1.7598 | 0 | 0 | 3541.23 | 2942.2 | 381.667 | - | - | - | - | 0 | 0 | 3435 | 0 | 0 | 0 | 0 | 0 | 0 | 0 | 0 | 3435 | Nrs | 03
07/27/18 @ 00:10 | Nrs-w07-v03-WCChlrBase-mNE-HVAC-Proto.pd2 | Nrs-w07-v03-WCChlrBase-mNE-HVAC-Proto | Nrs-w07-v03 | California (Title 24) | San Diego Area (CZ07) | San Diego AP | 119982 | 224.143 | 5.3947 | 0 | 0 | 0 | 0 | 436.688 | 245.176 | 0 | 813.657 | 0 | 491.747 | 2216.81 | 0 | 0 | 0 | 3327.05 | 0 | 1686.09 | 0 | 0 | 0 | 90.7431 | 0 | 0 | 5103.88 | 116.768 | 3.3806 | 0 | 0 | 0 | 0 | 49.8504 | 44.6608 | 0 | 145.001 | 0 | 78.4951 | 438.156 | 0 | 0 | 0 | 2164.26 | 0 | 103.856 | 0 | 0 | 0 | 1.7598 | 0 | 0 | 2269.88 | 2483.39 | 373.667 | - | - | - | - | 0 | 0 | 3363 | 0 | 0 | 0 | 0 | 0 | 0 | 0 | 0 | 3363 | Nrs | 03
07/27/18 @ 00:10 | Nrs-w08-v03-WCChlrBase-mNE-HVAC-Proto.pd2 | Nrs-w08-v03-WCChlrBase-mNE-HVAC-Proto | Nrs-w08-v03 | California (Title 24) | El Toro Area (CZ08) | Fullerton | 119982 | 286.759 | 7.0202 | 0 | 0 | 0 | 0 | 436.688 | 252.012 | 0 | 813.657 | 0 | 491.747 | 2287.89 | 0 | 0 | 0 | 3923.9 | 0 | 1658.7 | 0 | 0 | 0 | 90.7431 | 0 | 0 | 5673.34 | 154.279 | 5.8899 | 0 | 0 | 0 | 0 | 49.8504 | 49.7799 | 0 | 145.001 | 0 | 78.4951 | 483.295 | 0 | 0 | 0 | 2617.25 | 0 | 243.868 | 0 | 0 | 0 | 10.6293 | 0 | 0 | 2871.74 | 3258.23 | 418.333 | - | - | - | - | 0 | 0 | 3765 | 0 | 0 | 0 | 0 | 0 | 0 | 0 | 0 | 3765 | Nrs | 03
07/27/18 @ 00:11 | Nrs-w09-v03-WCChlrBase-mNE-HVAC-Proto.pd2 | Nrs-w09-v03-WCChlrBase-mNE-HVAC-Proto | Nrs-w09-v03 | California (Title 24) | Pasadena Area (CZ09) | Burbank AP | 119982 | 346.036 | 8.6824 | 0 | 0 | 0 | 0 | 436.688 | 277.348 | 0 | 813.657 | 0 | 491.747 | 2374.16 | 0 | 0 | 0 | 4109.57 | 0 | 1656.8 | 0 | 0 | 0 | 90.7431 | 0 | 0 | 5857.11 | 227.855 | 14.9972 | 0 | 0 | 0 | 0 | 49.8504 | 59.0109 | 0 | 145.001 | 0 | 78.4951 | 575.21 | 0 | 0 | 0 | 2557.09 | 0 | 244.177 | 0 | 0 | 0 | 10.6293 | 0 | 0 | 2811.9 | 4377.54 | 463 | - | - | - | - | 0 | 0 | 4167 | 0 | 0 | 0 | 0 | 0 | 0 | 0 | 0 | 4167 | Nrs | 03
07/27/18 @ 00:11 | Nrs-w10-v03-WCChlrBase-mNE-HVAC-Proto.pd2 | Nrs-w10-v03-WCChlrBase-mNE-HVAC-Proto | Nrs-w10-v03 | California (Title 24) | San Bernardino Area (CZ10) | Riverside FS 3 | 119982 | 332.698 | 8.1883 | 0 | 0 | 0 | 0 | 436.688 | 263.726 | 0 | 813.657 | 0 | 491.747 | 2346.71 | 0 | 0 | 0 | 4399.24 | 0 | 1649.06 | 0 | 0 | 0 | 90.7431 | 0 | 0 | 6139.04 | 198.243 | 8.9551 | 0 | 0 | 0 | 0 | 49.8504 | 54.5092 | 0 | 145.001 | 0 | 78.4951 | 535.054 | 0 | 0 | 0 | 2872.51 | 0 | 232.999 | 0 | 0 | 0 | 10.6293 | 0 | 0 | 3116.14 | 3796.64 | 456.333 | - | - | - | - | 0 | 0 | 4107 | 0 | 0 | 0 | 0 | 0 | 0 | 0 | 0 | 4107 | Nrs | 03
07/27/18 @ 00:11 | Nrs-w11-v03-WCChlrBase-mNE-HVAC-Proto.pd2 | Nrs-w11-v03-WCChlrBase-mNE-HVAC-Proto | Nrs-w11-v03 | California (Title 24) | Red Bluff Area (CZ11) | Red Bluff AP | 119982 | 336.796 | 8.4632 | 0 | 0 | 0 | 0 | 436.688 | 276.941 | 0 | 813.657 | 0 | 491.747 | 2364.3 | 0 | 0 | 0 | 5645.54 | 0 | 1670.81 | 0 | 0 | 0 | 90.7431 | 0 | 0 | 7407.09 | 207.405 | 15.9798 | 0 | 0 | 0 | 0 | 49.8504 | 59.5556 | 0 | 145.001 | 0 | 78.4951 | 556.287 | 0 | 0 | 0 | 3123.09 | 0 | 114.824 | 0 | 0 | 0 | 1.7598 | 0 | 0 | 3239.68 | 4100.8 | 405.889 | - | - | - | - | 0 | 0 | 3653 | 0 | 0 | 0 | 0 | 0 | 0 | 0 | 0 | 3653 | Nrs | 03
07/27/18 @ 00:11 | Nrs-w12-v03-WCChlrBase-mNE-HVAC-Proto.pd2 | Nrs-w12-v03-WCChlrBase-mNE-HVAC-Proto | Nrs-w12-v03 | California (Title 24) | Sacramento Area (CZ12) | Sacramento AP | 119982 | 280.902 | 6.6927 | 0 | 0 | 0 | 0 | 436.688 | 249.662 | 0 | 813.657 | 0 | 491.747 | 2279.35 | 0 | 0 | 0 | 5838.15 | 0 | 1723.94 | 0 | 0 | 0 | 90.7431 | 0 | 0 | 7652.83 | 204.197 | 9.2619 | 0 | 0 | 0 | 0 | 49.8504 | 55.7557 | 0 | 145.001 | 0 | 78.4951 | 542.561 | 0 | 0 | 0 | 2950.77 | 0 | 267.722 | 0 | 0 | 0 | 10.6293 | 0 | 0 | 3229.12 | 3889.9 | 413.222 | - | - | - | - | 0 | 0 | 3719 | 0 | 0 | 0 | 0 | 0 | 0 | 0 | 0 | 3719 | Nrs | 03
07/27/18 @ 00:11 | Nrs-w13-v03-WCChlrBase-mNE-HVAC-Proto.pd2 | Nrs-w13-v03-WCChlrBase-mNE-HVAC-Proto | Nrs-w13-v03 | California (Title 24) | Fresno Area (CZ13) | Fresno AP | 119982 | 355.867 | 9.2631 | 0 | 0 | 0 | 0 | 436.688 | 270.254 | 0 | 813.657 | 0 | 491.747 | 2377.48 | 0 | 0 | 0 | 5101.4 | 0 | 1650.34 | 0 | 0 | 0 | 90.7431 | 0 | 0 | 6842.49 | 216.487 | 11.0948 | 0 | 0 | 0 | 0 | 49.8504 | 57.1941 | 0 | 145.001 | 0 | 78.4951 | 558.122 | 0 | 0 | 0 | 2890.91 | 0 | 113.221 | 0 | 0 | 0 | 1.7598 | 0 | 0 | 3005.89 | 4089.48 | 424.889 | - | - | - | - | 0 | 0 | 3824 | 0 | 0 | 0 | 0 | 0 | 0 | 0 | 0 | 3824 | Nrs | 03
07/27/18 @ 00:12 | Nrs-w14-v03-WCChlrBase-mNE-HVAC-Proto.pd2 | Nrs-w14-v03-WCChlrBase-mNE-HVAC-Proto | Nrs-w14-v03 | California (Title 24) | China Lake Area (CZ14) | Palmdale AP | 119982 | 362.049 | 8.1564 | 0 | 0 | 0 | 0 | 436.688 | 275.617 | 0 | 813.657 | 0 | 491.747 | 2387.92 | 0 | 0 | 0 | 6159.68 | 0 | 1683.18 | 0 | 0 | 0 | 90.7431 | 0 | 0 | 7933.61 | 250.037 | 22.553 | 0 | 0 | 0 | 0 | 49.8504 | 60.7982 | 0 | 130.986 | 0 | 78.4951 | 592.719 | 0 | 0 | 0 | 3760.27 | 0 | 100.359 | 0 | 0 | 0 | 1.7598 | 0 | 0 | 3862.39 | 4783.85 | 445.444 | - | - | - | - | 0 | 0 | 4009 | 0 | 0 | 0 | 0 | 0 | 0 | 0 | 0 | 4009 | Nrs | 03
07/27/18 @ 00:12 | Nrs-w15-v03-WCChlrBase-mNE-HVAC-Proto.pd2 | Nrs-w15-v03-WCChlrBase-mNE-HVAC-Proto | Nrs-w15-v03 | California (Title 24) | Blythe Area (CZ15) | Palm Springs | 119982 | 616.677 | 18.9317 | 0 | 0 | 0 | 0 | 436.815 | 328.284 | 0 | 813.657 | 0 | 491.747 | 2706.11 | 0 | 0 | 0 | 2138.94 | 0 | 1388.6 | 0 | 0 | 0 | 90.7431 | 0 | 0 | 3618.29 | 280.076 | 24.7043 | 0 | 0 | 0 | 0 | 49.8646 | 64.4471 | 0 | 145.001 | 0 | 78.4951 | 642.588 | 0 | 0 | 0 | 2158.2 | 0 | 208.716 | 0 | 0 | 0 | 10.6293 | 0 | 0 | 2377.55 | 5297.58 | 453 | - | - | - | - | 0 | 0 | 4077 | 0 | 0 | 0 | 0 | 0 | 0 | 0 | 0 | 4077 | Nrs | 03
07/27/18 @ 00:12 | Nrs-w16-v03-WCChlrBase-mNE-HVAC-Proto.pd2 | Nrs-w16-v03-WCChlrBase-mNE-HVAC-Proto | Nrs-w16-v03 | California (Title 24) | Mount Shasta Area (CZ16) | Blue Canyon AP | 119982 | 158.153 | 2.6771 | 0 | 0 | 0 | 0 | 436.688 | 213.25 | 0 | 813.657 | 0 | 491.747 | 2116.18 | 0 | 0 | 0 | 9331.54 | 0 | 1934.65 | 0 | 0 | 0 | 90.7431 | 0 | 0 | 11356.9 | 110.272 | 2.6469 | 0 | 0 | 0 | 0 | 49.8504 | 43.6386 | 0 | 145.001 | 0 | 78.4951 | 429.904 | 0 | 0 | 0 | 3658.64 | 0 | 302.25 | 0 | 0 | 0 | 10.6293 | 0 | 0 | 3971.52 | 2244.1 | 378.667 | - | - | - | - | 0 | 0 | 3408 | 0 | 0 | 0 | 0 | 0 | 0 | 0 | 0 | 3408 | Nrs | 03
07/27/18 @ 00:12 | Nrs-w01-v07-WCChlrBase-mNE-HVAC-Proto.pd2 | Nrs-w01-v07-WCChlrBase-mNE-HVAC-Proto | Nrs-w01-v07 | California (Title 24) | Arcata Area (CZ01) | Arcata | 119982 | 55.811 | 0.58224 | 0 | 0 | 0 | 0 | 436.688 | 34.247 | 0 | 783.852 | 0 | 489.755 | 1800.93 | 0 | 0 | 0 | 8884.25 | 0 | 1943.24 | 0 | 0 | 0 | 90.7431 | 0 | 0 | 10918.2 | 73.242 | 1.7162 | 0 | 0 | 0 | 0 | 49.8504 | 14.9519 | 0 | 139.732 | 0 | 78.1512 | 357.644 | 0 | 0 | 0 | 3057.03 | 0 | 279.181 | 0 | 0 | 0 | 10.6293 | 0 | 0 | 3346.84 | 1544.26 | 263.111 | - | - | - | - | 0 | 0 | 2368 | 0 | 0 | 0 | 0 | 0 | 0 | 0 | 0 | 2368 | Nrs | 07
07/27/18 @ 00:12 | Nrs-w02-v07-WCChlrBase-mNE-HVAC-Proto.pd2 | Nrs-w02-v07-WCChlrBase-mNE-HVAC-Proto | Nrs-w02-v07 | California (Title 24) | Santa Rosa Area (CZ02) | Santa Rosa | 119982 | 183.36 | 3.8671 | 0 | 0 | 0 | 0 | 436.688 | 66.2992 | 0 | 783.852 | 0 | 489.755 | 1963.82 | 0 | 0 | 0 | 7099.46 | 0 | 1807.01 | 0 | 0 | 0 | 90.7431 | 0 | 0 | 8997.22 | 173.429 | 7.9288 | 0 | 0 | 0 | 0 | 49.8504 | 32.0444 | 0 | 139.732 | 0 | 78.1512 | 481.136 | 0 | 0 | 0 | 3090.13 | 0 | 274.133 | 0 | 0 | 0 | 10.6293 | 0 | 0 | 3374.89 | 3453.33 | 321.778 | - | - | - | - | 0 | 0 | 2896 | 0 | 0 | 0 | 0 | 0 | 0 | 0 | 0 | 2896 | Nrs | 07
07/27/18 @ 00:12 | Nrs-w03-v07-WCChlrBase-mNE-HVAC-Proto.pd2 | Nrs-w03-v07-WCChlrBase-mNE-HVAC-Proto | Nrs-w03-v07 | California (Title 24) | Oakland Area (CZ03) | Oakland AP | 119982 | 113.6 | 1.954 | 0 | 0 | 0 | 0 | 436.688 | 47.6196 | 0 | 783.852 | 0 | 489.755 | 1873.47 | 0 | 0 | 0 | 6361.92 | 0 | 1812.49 | 0 | 0 | 0 | 90.7431 | 0 | 0 | 8265.15 | 105.306 | 2.7844 | 0 | 0 | 0 | 0 | 49.8504 | 20.9823 | 0 | 139.732 | 0 | 78.1512 | 396.807 | 0 | 0 | 0 | 3080.96 | 0 | 116.808 | 0 | 0 | 0 | 1.7598 | 0 | 0 | 3199.52 | 2207.01 | 286.889 | - | - | - | - | 0 | 0 | 2582 | 0 | 0 | 0 | 0 | 0 | 0 | 0 | 0 | 2582 | Nrs | 07
07/27/18 @ 00:13 | Nrs-w04-v07-WCChlrBase-mNE-HVAC-Proto.pd2 | Nrs-w04-v07-WCChlrBase-mNE-HVAC-Proto | Nrs-w04-v07 | California (Title 24) | Sunnyvale Area (CZ04) | San Jose | 119982 | 200.616 | 4.3278 | 0 | 0 | 0 | 0 | 436.688 | 70.6039 | 0 | 783.852 | 0 | 489.755 | 1985.84 | 0 | 0 | 0 | 6379.41 | 0 | 1755.57 | 0 | 0 | 0 | 90.7431 | 0 | 0 | 8225.73 | 150.078 | 4.3463 | 0 | 0 | 0 | 0 | 49.8504 | 28.6687 | 0 | 139.732 | 0 | 78.1512 | 450.826 | 0 | 0 | 0 | 4280.94 | 0 | 98.4427 | 0 | 0 | 0 | 1.7598 | 0 | 0 | 4381.15 | 3065.15 | 357.889 | - | - | - | - | 0 | 0 | 3221 | 0 | 0 | 0 | 0 | 0 | 0 | 0 | 0 | 3221 | Nrs | 07
07/27/18 @ 00:13 | Nrs-w05-v07-WCChlrBase-mNE-HVAC-Proto.pd2 | Nrs-w05-v07-WCChlrBase-mNE-HVAC-Proto | Nrs-w05-v07 | California (Title 24) | Santa Maria Area (CZ05) | Santa Maria AP | 119982 | 107.545 | 1.9397 | 0 | 0 | 0 | 0 | 436.688 | 44.1857 | 0 | 783.852 | 0 | 489.755 | 1863.96 | 0 | 0 | 0 | 7198.36 | 0 | 1840.56 | 0 | 0 | 0 | 90.7431 | 0 | 0 | 9129.67 | 88.7928 | 1.9875 | 0 | 0 | 0 | 0 | 49.8504 | 18.8293 | 0 | 139.732 | 0 | 78.1512 | 377.343 | 0 | 0 | 0 | 3207.73 | 0 | 115.835 | 0 | 0 | 0 | 1.7598 | 0 | 0 | 3325.33 | 2007.03 | 293.556 | - | - | - | - | 0 | 0 | 2642 | 0 | 0 | 0 | 0 | 0 | 0 | 0 | 0 | 2642 | Nrs | 07
07/27/18 @ 00:13 | Nrs-w06-v07-WCChlrBase-mNE-HVAC-Proto.pd2 | Nrs-w06-v07-WCChlrBase-mNE-HVAC-Proto | Nrs-w06-v07 | California (Title 24) | Los Angeles Area (CZ06) | Torrance | 119982 | 217.807 | 5.1174 | 0 | 0 | 0 | 0 | 436.688 | 72.2237 | 0 | 783.852 | 0 | 489.755 | 2005.44 | 0 | 0 | 0 | 4651.67 | 0 | 1704.04 | 0 | 0 | 0 | 90.7431 | 0 | 0 | 6446.45 | 143.43 | 3.5918 | 0 | 0 | 0 | 0 | 49.8504 | 26.8323 | 0 | 139.732 | 0 | 78.1512 | 441.588 | 0 | 0 | 0 | 3468.56 | 0 | 96.1464 | 0 | 0 | 0 | 1.7598 | 0 | 0 | 3566.47 | 2929.9 | 347.667 | - | - | - | - | 0 | 0 | 3129 | 0 | 0 | 0 | 0 | 0 | 0 | 0 | 0 | 3129 | Nrs | 07
07/27/18 @ 00:13 | Nrs-w07-v07-WCChlrBase-mNE-HVAC-Proto.pd2 | Nrs-w07-v07-WCChlrBase-mNE-HVAC-Proto | Nrs-w07-v07 | California (Title 24) | San Diego Area (CZ07) | San Diego AP | 119982 | 196.875 | 4.5256 | 0 | 0 | 0 | 0 | 436.688 | 63.5482 | 0 | 783.852 | 0 | 489.755 | 1975.24 | 0 | 0 | 0 | 3326.45 | 0 | 1686.14 | 0 | 0 | 0 | 90.7431 | 0 | 0 | 5103.34 | 112.945 | 3.3408 | 0 | 0 | 0 | 0 | 49.8504 | 23.1673 | 0 | 139.732 | 0 | 78.1512 | 407.187 | 0 | 0 | 0 | 2185.46 | 0 | 103.879 | 0 | 0 | 0 | 1.7598 | 0 | 0 | 2291.09 | 2472.36 | 342.667 | - | - | - | - | 0 | 0 | 3084 | 0 | 0 | 0 | 0 | 0 | 0 | 0 | 0 | 3084 | Nrs | 07
07/27/18 @ 00:13 | Nrs-w08-v07-WCChlrBase-mNE-HVAC-Proto.pd2 | Nrs-w08-v07-WCChlrBase-mNE-HVAC-Proto | Nrs-w08-v07 | California (Title 24) | El Toro Area (CZ08) | Fullerton | 119982 | 259.604 | 6.2638 | 0 | 0 | 0 | 0 | 436.688 | 80.865 | 0 | 783.852 | 0 | 489.755 | 2057.03 | 0 | 0 | 0 | 4011.46 | 0 | 1658.76 | 0 | 0 | 0 | 90.7431 | 0 | 0 | 5760.96 | 152.228 | 6.2039 | 0 | 0 | 0 | 0 | 49.8504 | 30.6743 | 0 | 139.732 | 0 | 78.1512 | 456.84 | 0 | 0 | 0 | 2643.66 | 0 | 243.891 | 0 | 0 | 0 | 10.6293 | 0 | 0 | 2898.18 | 3249.92 | 387 | - | - | - | - | 0 | 0 | 3483 | 0 | 0 | 0 | 0 | 0 | 0 | 0 | 0 | 3483 | Nrs | 07
07/27/18 @ 00:14 | Nrs-w09-v07-WCChlrBase-mNE-HVAC-Proto.pd2 | Nrs-w09-v07-WCChlrBase-mNE-HVAC-Proto | Nrs-w09-v07 | California (Title 24) | Pasadena Area (CZ09) | Burbank AP | 119982 | 315.857 | 7.9845 | 0 | 0 | 0 | 0 | 436.688 | 102.459 | 0 | 783.852 | 0 | 489.755 | 2136.6 | 0 | 0 | 0 | 4202.78 | 0 | 1656.86 | 0 | 0 | 0 | 90.7431 | 0 | 0 | 5950.38 | 225.003 | 14.7518 | 0 | 0 | 0 | 0 | 49.8504 | 40.9618 | 0 | 139.732 | 0 | 78.1512 | 548.45 | 0 | 0 | 0 | 2583.61 | 0 | 244.201 | 0 | 0 | 0 | 10.6293 | 0 | 0 | 2838.44 | 4364.74 | 435.778 | - | - | - | - | 0 | 0 | 3922 | 0 | 0 | 0 | 0 | 0 | 0 | 0 | 0 | 3922 | Nrs | 07
07/27/18 @ 00:14 | Nrs-w10-v07-WCChlrBase-mNE-HVAC-Proto.pd2 | Nrs-w10-v07-WCChlrBase-mNE-HVAC-Proto | Nrs-w10-v07 | California (Title 24) | San Bernardino Area (CZ10) | Riverside FS 3 | 119982 | 305.449 | 7.4992 | 0 | 0 | 0 | 0 | 436.688 | 92.575 | 0 | 783.852 | 0 | 489.755 | 2115.82 | 0 | 0 | 0 | 4504.02 | 0 | 1649.12 | 0 | 0 | 0 | 90.7431 | 0 | 0 | 6243.88 | 196.844 | 8.6193 | 0 | 0 | 0 | 0 | 49.8504 | 33.8612 | 0 | 139.732 | 0 | 78.1512 | 507.059 | 0 | 0 | 0 | 2903.12 | 0 | 233.025 | 0 | 0 | 0 | 10.6293 | 0 | 0 | 3146.78 | 3784.67 | 428.556 | - | - | - | - | 0 | 0 | 3857 | 0 | 0 | 0 | 0 | 0 | 0 | 0 | 0 | 3857 | Nrs | 07
07/27/18 @ 00:14 | Nrs-w11-v07-WCChlrBase-mNE-HVAC-Proto.pd2 | Nrs-w11-v07-WCChlrBase-mNE-HVAC-Proto | Nrs-w11-v07 | California (Title 24) | Red Bluff Area (CZ11) | Red Bluff AP | 119982 | 306.387 | 7.8272 | 0 | 0 | 0 | 0 | 436.688 | 92.7266 | 0 | 783.852 | 0 | 489.755 | 2117.24 | 0 | 0 | 0 | 5770.52 | 0 | 1670.89 | 0 | 0 | 0 | 90.7431 | 0 | 0 | 7532.16 | 203.483 | 15.6273 | 0 | 0 | 0 | 0 | 49.8504 | 37.8876 | 0 | 139.732 | 0 | 78.1512 | 524.732 | 0 | 0 | 0 | 3156.74 | 0 | 114.851 | 0 | 0 | 0 | 1.7598 | 0 | 0 | 3273.35 | 4088.83 | 372.889 | - | - | - | - | 0 | 0 | 3356 | 0 | 0 | 0 | 0 | 0 | 0 | 0 | 0 | 3356 | Nrs | 07
07/27/18 @ 00:14 | Nrs-w12-v07-WCChlrBase-mNE-HVAC-Proto.pd2 | Nrs-w12-v07-WCChlrBase-mNE-HVAC-Proto | Nrs-w12-v07 | California (Title 24) | Sacramento Area (CZ12) | Sacramento AP | 119982 | 252.717 | 6.129 | 0 | 0 | 0 | 0 | 436.688 | 82.537 | 0 | 783.852 | 0 | 489.755 | 2051.68 | 0 | 0 | 0 | 5972.74 | 0 | 1724.03 | 0 | 0 | 0 | 90.7431 | 0 | 0 | 7787.52 | 202.783 | 8.8573 | 0 | 0 | 0 | 0 | 49.8504 | 34.5657 | 0 | 139.732 | 0 | 78.1512 | 513.94 | 0 | 0 | 0 | 2984.38 | 0 | 267.747 | 0 | 0 | 0 | 10.6293 | 0 | 0 | 3262.76 | 3876.41 | 383.556 | - | - | - | - | 0 | 0 | 3452 | 0 | 0 | 0 | 0 | 0 | 0 | 0 | 0 | 3452 | Nrs | 07
07/27/18 @ 00:14 | Nrs-w13-v07-WCChlrBase-mNE-HVAC-Proto.pd2 | Nrs-w13-v07-WCChlrBase-mNE-HVAC-Proto | Nrs-w13-v07 | California (Title 24) | Fresno Area (CZ13) | Fresno AP | 119982 | 327.247 | 8.6489 | 0 | 0 | 0 | 0 | 436.688 | 97.5483 | 0 | 783.852 | 0 | 489.755 | 2143.74 | 0 | 0 | 0 | 5224.89 | 0 | 1650.41 | 0 | 0 | 0 | 90.7431 | 0 | 0 | 6966.05 | 212.288 | 10.6749 | 0 | 0 | 0 | 0 | 49.8504 | 36.8923 | 0 | 139.732 | 0 | 78.1512 | 527.589 | 0 | 0 | 0 | 2924.16 | 0 | 113.247 | 0 | 0 | 0 | 1.7598 | 0 | 0 | 3039.16 | 4079.07 | 396 | - | - | - | - | 0 | 0 | 3564 | 0 | 0 | 0 | 0 | 0 | 0 | 0 | 0 | 3564 | Nrs | 07
07/27/18 @ 00:14 | Nrs-w14-v07-WCChlrBase-mNE-HVAC-Proto.pd2 | Nrs-w14-v07-WCChlrBase-mNE-HVAC-Proto | Nrs-w14-v07 | California (Title 24) | China Lake Area (CZ14) | Palmdale AP | 119982 | 333.974 | 7.665 | 0 | 0 | 0 | 0 | 436.688 | 108.866 | 0 | 783.852 | 0 | 489.755 | 2160.8 | 0 | 0 | 0 | 6276.16 | 0 | 1683.26 | 0 | 0 | 0 | 90.7431 | 0 | 0 | 8050.17 | 250.547 | 22.3067 | 0 | 0 | 0 | 0 | 49.8504 | 43.9574 | 0 | 126.225 | 0 | 78.1512 | 571.038 | 0 | 0 | 0 | 3792.56 | 0 | 100.386 | 0 | 0 | 0 | 1.7598 | 0 | 0 | 3894.7 | 4770.71 | 418.667 | - | - | - | - | 0 | 0 | 3768 | 0 | 0 | 0 | 0 | 0 | 0 | 0 | 0 | 3768 | Nrs | 07
07/27/18 @ 00:15 | Nrs-w15-v07-WCChlrBase-mNE-HVAC-Proto.pd2 | Nrs-w15-v07-WCChlrBase-mNE-HVAC-Proto | Nrs-w15-v07 | California (Title 24) | Blythe Area (CZ15) | Palm Springs | 119982 | 589.657 | 18.1653 | 0 | 0 | 0 | 0 | 436.768 | 152.686 | 0 | 783.852 | 0 | 489.755 | 2470.88 | 0 | 0 | 0 | 2121.73 | 0 | 1388.62 | 0 | 0 | 0 | 90.7431 | 0 | 0 | 3601.1 | 281.356 | 24.4611 | 0 | 0 | 0 | 0 | 49.8594 | 48.591 | 0 | 139.732 | 0 | 78.1512 | 622.15 | 0 | 0 | 0 | 2182.51 | 0 | 208.74 | 0 | 0 | 0 | 10.6293 | 0 | 0 | 2401.88 | 5282.57 | 426.667 | - | - | - | - | 0 | 0 | 3840 | 0 | 0 | 0 | 0 | 0 | 0 | 0 | 0 | 3840 | Nrs | 07
07/27/18 @ 00:15 | Nrs-w16-v07-WCChlrBase-mNE-HVAC-Proto.pd2 | Nrs-w16-v07-WCChlrBase-mNE-HVAC-Proto | Nrs-w16-v07 | California (Title 24) | Mount Shasta Area (CZ16) | Blue Canyon AP | 119982 | 136.23 | 2.3079 | 0 | 0 | 0 | 0 | 436.688 | 50.8308 | 0 | 783.852 | 0 | 489.755 | 1899.66 | 0 | 0 | 0 | 9535.53 | 0 | 1934.78 | 0 | 0 | 0 | 90.7431 | 0 | 0 | 11561.1 | 106.268 | 2.6024 | 0 | 0 | 0 | 0 | 49.8504 | 21.1484 | 0 | 139.732 | 0 | 78.1512 | 397.753 | 0 | 0 | 0 | 3696.79 | 0 | 302.276 | 0 | 0 | 0 | 10.6293 | 0 | 0 | 4009.7 | 2234.62 | 346.778 | - | - | - | - | 0 | 0 | 3121 | 0 | 0 | 0 | 0 | 0 | 0 | 0 | 0 | 3121 | Nrs | 07
07/27/18 @ 00:15 | Nrs-w01-v11-WCChlrBase-mNE-HVAC-Proto.pd2 | Nrs-w01-v11-WCChlrBase-mNE-HVAC-Proto | Nrs-w01-v11 | California (Title 24) | Arcata Area (CZ01) | Arcata | 119982 | 49.8352 | 0.51828 | 0 | 0 | 0 | 0 | 436.688 | 32.0592 | 0 | 783.852 | 0 | 450.749 | 1753.7 | 0 | 0 | 0 | 8938.91 | 0 | 1943.23 | 0 | 0 | 0 | 90.7431 | 0 | 0 | 10972.9 | 72.1784 | 1.6903 | 0 | 0 | 0 | 0 | 49.8504 | 14.7357 | 0 | 139.732 | 0 | 71.3046 | 349.491 | 0 | 0 | 0 | 3066.81 | 0 | 279.179 | 0 | 0 | 0 | 10.6293 | 0 | 0 | 3356.62 | 1521.67 | 255 | - | - | - | - | 0 | 0 | 2295 | 0 | 0 | 0 | 0 | 0 | 0 | 0 | 0 | 2295 | Nrs | 11
07/27/18 @ 00:15 | Nrs-w02-v11-WCChlrBase-mNE-HVAC-Proto.pd2 | Nrs-w02-v11-WCChlrBase-mNE-HVAC-Proto | Nrs-w02-v11 | California (Title 24) | Santa Rosa Area (CZ02) | Santa Rosa | 119982 | 175.633 | 3.7627 | 0 | 0 | 0 | 0 | 436.688 | 63.2429 | 0 | 783.852 | 0 | 450.749 | 1913.93 | 0 | 0 | 0 | 6916.81 | 0 | 1806.94 | 0 | 0 | 0 | 90.7431 | 0 | 0 | 8814.49 | 169.82 | 7.7371 | 0 | 0 | 0 | 0 | 49.8504 | 31.401 | 0 | 139.732 | 0 | 71.3046 | 469.845 | 0 | 0 | 0 | 3018.68 | 0 | 274.1 | 0 | 0 | 0 | 10.6293 | 0 | 0 | 3303.41 | 3384.62 | 313 | - | - | - | - | 0 | 0 | 2817 | 0 | 0 | 0 | 0 | 0 | 0 | 0 | 0 | 2817 | Nrs | 11
07/27/18 @ 00:15 | Nrs-w03-v11-WCChlrBase-mNE-HVAC-Proto.pd2 | Nrs-w03-v11-WCChlrBase-mNE-HVAC-Proto | Nrs-w03-v11 | California (Title 24) | Oakland Area (CZ03) | Oakland AP | 119982 | 106.43 | 1.86 | 0 | 0 | 0 | 0 | 436.688 | 45.0223 | 0 | 783.852 | 0 | 450.749 | 1824.6 | 0 | 0 | 0 | 6329.3 | 0 | 1812.43 | 0 | 0 | 0 | 90.7431 | 0 | 0 | 8232.47 | 103.672 | 2.74 | 0 | 0 | 0 | 0 | 49.8504 | 20.6521 | 0 | 139.732 | 0 | 71.3046 | 387.951 | 0 | 0 | 0 | 2852.78 | 0 | 324.017 | 0 | 0 | 0 | 14.1138 | 0 | 0 | 3190.91 | 2172.61 | 278.667 | - | - | - | - | 0 | 0 | 2508 | 0 | 0 | 0 | 0 | 0 | 0 | 0 | 0 | 2508 | Nrs | 11
07/27/18 @ 00:16 | Nrs-w04-v11-WCChlrBase-mNE-HVAC-Proto.pd2 | Nrs-w04-v11-WCChlrBase-mNE-HVAC-Proto | Nrs-w04-v11 | California (Title 24) | Sunnyvale Area (CZ04) | San Jose | 119982 | 194.414 | 4.2231 | 0 | 0 | 0 | 0 | 436.688 | 68.3521 | 0 | 783.852 | 0 | 450.749 | 1938.28 | 0 | 0 | 0 | 6173.71 | 0 | 1755.49 | 0 | 0 | 0 | 90.7431 | 0 | 0 | 8019.94 | 146.826 | 4.2515 | 0 | 0 | 0 | 0 | 49.8504 | 28.0697 | 0 | 139.732 | 0 | 71.3046 | 440.034 | 0 | 0 | 0 | 4185.53 | 0 | 98.4077 | 0 | 0 | 0 | 1.7598 | 0 | 0 | 4285.7 | 3000.88 | 348.333 | - | - | - | - | 0 | 0 | 3135 | 0 | 0 | 0 | 0 | 0 | 0 | 0 | 0 | 3135 | Nrs | 11
07/27/18 @ 00:16 | Nrs-w05-v11-WCChlrBase-mNE-HVAC-Proto.pd2 | Nrs-w05-v11-WCChlrBase-mNE-HVAC-Proto | Nrs-w05-v11 | California (Title 24) | Santa Maria Area (CZ05) | Santa Maria AP | 119982 | 101.638 | 1.8489 | 0 | 0 | 0 | 0 | 436.688 | 42.2986 | 0 | 783.852 | 0 | 450.749 | 1817.07 | 0 | 0 | 0 | 7237.35 | 0 | 1840.56 | 0 | 0 | 0 | 90.7431 | 0 | 0 | 9168.66 | 87.7267 | 1.9632 | 0 | 0 | 0 | 0 | 49.8504 | 18.6116 | 0 | 139.732 | 0 | 71.3046 | 369.188 | 0 | 0 | 0 | 3216.96 | 0 | 115.834 | 0 | 0 | 0 | 1.7598 | 0 | 0 | 3334.55 | 1983.8 | 285.667 | - | - | - | - | 0 | 0 | 2571 | 0 | 0 | 0 | 0 | 0 | 0 | 0 | 0 | 2571 | Nrs | 11
07/27/18 @ 00:16 | Nrs-w06-v11-WCChlrBase-mNE-HVAC-Proto.pd2 | Nrs-w06-v11-WCChlrBase-mNE-HVAC-Proto | Nrs-w06-v11 | California (Title 24) | Los Angeles Area (CZ06) | Torrance | 119982 | 210.741 | 4.9771 | 0 | 0 | 0 | 0 | 436.688 | 70.376 | 0 | 783.852 | 0 | 450.749 | 1957.38 | 0 | 0 | 0 | 4663.54 | 0 | 1704.03 | 0 | 0 | 0 | 90.7431 | 0 | 0 | 6458.31 | 142.177 | 3.56 | 0 | 0 | 0 | 0 | 49.8504 | 26.6024 | 0 | 139.732 | 0 | 71.3046 | 433.227 | 0 | 0 | 0 | 3472.62 | 0 | 96.1404 | 0 | 0 | 0 | 1.7598 | 0 | 0 | 3570.52 | 2904.19 | 339.333 | - | - | - | - | 0 | 0 | 3054 | 0 | 0 | 0 | 0 | 0 | 0 | 0 | 0 | 3054 | Nrs | 11
07/27/18 @ 00:16 | Nrs-w07-v11-WCChlrBase-mNE-HVAC-Proto.pd2 | Nrs-w07-v11-WCChlrBase-mNE-HVAC-Proto | Nrs-w07-v11 | California (Title 24) | San Diego Area (CZ07) | San Diego AP | 119982 | 189.779 | 4.3665 | 0 | 0 | 0 | 0 | 436.688 | 61.7963 | 0 | 783.852 | 0 | 450.749 | 1927.23 | 0 | 0 | 0 | 3305.72 | 0 | 1686.11 | 0 | 0 | 0 | 90.7431 | 0 | 0 | 5082.57 | 110.935 | 3.285 | 0 | 0 | 0 | 0 | 49.8504 | 22.7901 | 0 | 139.732 | 0 | 71.3046 | 397.897 | 0 | 0 | 0 | 2173.36 | 0 | 103.859 | 0 | 0 | 0 | 1.7598 | 0 | 0 | 2278.97 | 2434.36 | 331.778 | - | - | - | - | 0 | 0 | 2986 | 0 | 0 | 0 | 0 | 0 | 0 | 0 | 0 | 2986 | Nrs | 11
07/27/18 @ 00:16 | Nrs-w08-v11-WCChlrBase-mNE-HVAC-Proto.pd2 | Nrs-w08-v11-WCChlrBase-mNE-HVAC-Proto | Nrs-w08-v11 | California (Title 24) | El Toro Area (CZ08) | Fullerton | 119982 | 251.637 | 6.1051 | 0 | 0 | 0 | 0 | 436.688 | 78.6561 | 0 | 783.852 | 0 | 450.749 | 2007.69 | 0 | 0 | 0 | 3986.56 | 0 | 1658.73 | 0 | 0 | 0 | 90.7431 | 0 | 0 | 5736.03 | 149.943 | 6.0883 | 0 | 0 | 0 | 0 | 49.8504 | 30.2046 | 0 | 139.732 | 0 | 71.3046 | 447.123 | 0 | 0 | 0 | 2626.82 | 0 | 243.868 | 0 | 0 | 0 | 10.6293 | 0 | 0 | 2881.32 | 3207.2 | 377.778 | - | - | - | - | 0 | 0 | 3400 | 0 | 0 | 0 | 0 | 0 | 0 | 0 | 0 | 3400 | Nrs | 11
07/27/18 @ 00:16 | Nrs-w09-v11-WCChlrBase-mNE-HVAC-Proto.pd2 | Nrs-w09-v11-WCChlrBase-mNE-HVAC-Proto | Nrs-w09-v11 | California (Title 24) | Pasadena Area (CZ09) | Burbank AP | 119982 | 307.467 | 7.7911 | 0 | 0 | 0 | 0 | 436.688 | 100.059 | 0 | 783.852 | 0 | 450.749 | 2086.61 | 0 | 0 | 0 | 4022.41 | 0 | 1656.79 | 0 | 0 | 0 | 90.7431 | 0 | 0 | 5769.94 | 219.173 | 14.3364 | 0 | 0 | 0 | 0 | 49.8504 | 39.7522 | 0 | 139.732 | 0 | 71.3046 | 534.149 | 0 | 0 | 0 | 2481.28 | 0 | 244.147 | 0 | 0 | 0 | 10.6293 | 0 | 0 | 2736.05 | 4253.96 | 420 | - | - | - | - | 0 | 0 | 3780 | 0 | 0 | 0 | 0 | 0 | 0 | 0 | 0 | 3780 | Nrs | 11
07/27/18 @ 00:17 | Nrs-w10-v11-WCChlrBase-mNE-HVAC-Proto.pd2 | Nrs-w10-v11-WCChlrBase-mNE-HVAC-Proto | Nrs-w10-v11 | California (Title 24) | San Bernardino Area (CZ10) | Riverside FS 3 | 119982 | 296.296 | 7.3106 | 0 | 0 | 0 | 0 | 436.688 | 89.7973 | 0 | 783.852 | 0 | 450.749 | 2064.69 | 0 | 0 | 0 | 4347.57 | 0 | 1649.1 | 0 | 0 | 0 | 90.7431 | 0 | 0 | 6087.41 | 192.614 | 8.4174 | 0 | 0 | 0 | 0 | 49.8504 | 33.161 | 0 | 139.732 | 0 | 71.3046 | 495.08 | 0 | 0 | 0 | 2830.3 | 0 | 232.994 | 0 | 0 | 0 | 10.6293 | 0 | 0 | 3073.92 | 3705.66 | 417.667 | - | - | - | - | 0 | 0 | 3759 | 0 | 0 | 0 | 0 | 0 | 0 | 0 | 0 | 3759 | Nrs | 11
07/27/18 @ 00:17 | Nrs-w11-v11-WCChlrBase-mNE-HVAC-Proto.pd2 | Nrs-w11-v11-WCChlrBase-mNE-HVAC-Proto | Nrs-w11-v11 | California (Title 24) | Red Bluff Area (CZ11) | Red Bluff AP | 119982 | 298.24 | 7.6743 | 0 | 0 | 0 | 0 | 436.688 | 90.0804 | 0 | 783.852 | 0 | 450.749 | 2067.28 | 0 | 0 | 0 | 5612.22 | 0 | 1670.84 | 0 | 0 | 0 | 90.7431 | 0 | 0 | 7373.8 | 199.683 | 15.2955 | 0 | 0 | 0 | 0 | 49.8504 | 37.1688 | 0 | 139.732 | 0 | 71.3046 | 513.035 | 0 | 0 | 0 | 3089.5 | 0 | 114.82 | 0 | 0 | 0 | 1.7598 | 0 | 0 | 3206.08 | 4011.25 | 363.222 | - | - | - | - | 0 | 0 | 3269 | 0 | 0 | 0 | 0 | 0 | 0 | 0 | 0 | 3269 | Nrs | 11
07/27/18 @ 00:17 | Nrs-w12-v11-WCChlrBase-mNE-HVAC-Proto.pd2 | Nrs-w12-v11-WCChlrBase-mNE-HVAC-Proto | Nrs-w12-v11 | California (Title 24) | Sacramento Area (CZ12) | Sacramento AP | 119982 | 244.884 | 5.989 | 0 | 0 | 0 | 0 | 436.688 | 79.7279 | 0 | 783.852 | 0 | 450.749 | 2001.89 | 0 | 0 | 0 | 5815.91 | 0 | 1723.96 | 0 | 0 | 0 | 90.7431 | 0 | 0 | 7630.62 | 198.183 | 8.6396 | 0 | 0 | 0 | 0 | 49.8504 | 33.8471 | 0 | 139.732 | 0 | 71.3046 | 501.557 | 0 | 0 | 0 | 2916.63 | 0 | 267.716 | 0 | 0 | 0 | 10.6293 | 0 | 0 | 3194.98 | 3793.57 | 373.556 | - | - | - | - | 0 | 0 | 3362 | 0 | 0 | 0 | 0 | 0 | 0 | 0 | 0 | 3362 | Nrs | 11
07/27/18 @ 00:17 | Nrs-w13-v11-WCChlrBase-mNE-HVAC-Proto.pd2 | Nrs-w13-v11-WCChlrBase-mNE-HVAC-Proto | Nrs-w13-v11 | California (Title 24) | Fresno Area (CZ13) | Fresno AP | 119982 | 317.423 | 8.4576 | 0 | 0 | 0 | 0 | 436.688 | 94.0726 | 0 | 783.852 | 0 | 450.749 | 2091.24 | 0 | 0 | 0 | 5087.97 | 0 | 1650.38 | 0 | 0 | 0 | 90.7431 | 0 | 0 | 6829.09 | 207.746 | 10.4257 | 0 | 0 | 0 | 0 | 49.8504 | 36.07 | 0 | 139.732 | 0 | 71.3046 | 515.129 | 0 | 0 | 0 | 2861.81 | 0 | 113.218 | 0 | 0 | 0 | 1.7598 | 0 | 0 | 2976.79 | 3993.03 | 385.556 | - | - | - | - | 0 | 0 | 3470 | 0 | 0 | 0 | 0 | 0 | 0 | 0 | 0 | 3470 | Nrs | 11
07/27/18 @ 00:17 | Nrs-w14-v11-WCChlrBase-mNE-HVAC-Proto.pd2 | Nrs-w14-v11-WCChlrBase-mNE-HVAC-Proto | Nrs-w14-v11 | California (Title 24) | China Lake Area (CZ14) | Palmdale AP | 119982 | 325.89 | 7.4336 | 0 | 0 | 0 | 0 | 436.688 | 106.27 | 0 | 783.852 | 0 | 450.749 | 2110.88 | 0 | 0 | 0 | 6109.87 | 0 | 1683.21 | 0 | 0 | 0 | 90.7431 | 0 | 0 | 7883.83 | 246.748 | 21.2402 | 0 | 0 | 0 | 0 | 49.8504 | 43.8067 | 0 | 126.225 | 0 | 71.3046 | 559.174 | 0 | 0 | 0 | 3697.91 | 0 | 115.72 | 0 | 0 | 0 | 1.7598 | 0 | 0 | 3815.39 | 4701.43 | 408.444 | - | - | - | - | 0 | 0 | 3676 | 0 | 0 | 0 | 0 | 0 | 0 | 0 | 0 | 3676 | Nrs | 11
07/27/18 @ 00:17 | Nrs-w15-v11-WCChlrBase-mNE-HVAC-Proto.pd2 | Nrs-w15-v11-WCChlrBase-mNE-HVAC-Proto | Nrs-w15-v11 | California (Title 24) | Blythe Area (CZ15) | Palm Springs | 119982 | 574.415 | 17.7215 | 0 | 0 | 0 | 0 | 436.688 | 148.914 | 0 | 783.852 | 0 | 450.749 | 2412.34 | 0 | 0 | 0 | 2017.25 | 0 | 1388.65 | 0 | 0 | 0 | 90.7431 | 0 | 0 | 3496.64 | 273.315 | 23.8868 | 0 | 0 | 0 | 0 | 49.8504 | 47.4661 | 0 | 139.732 | 0 | 71.3046 | 605.555 | 0 | 0 | 0 | 2089.67 | 0 | 208.708 | 0 | 0 | 0 | 10.6293 | 0 | 0 | 2309 | 5152.32 | 414.444 | - | - | - | - | 0 | 0 | 3730 | 0 | 0 | 0 | 0 | 0 | 0 | 0 | 0 | 3730 | Nrs | 11
07/27/18 @ 00:18 | Nrs-w16-v11-WCChlrBase-mNE-HVAC-Proto.pd2 | Nrs-w16-v11-WCChlrBase-mNE-HVAC-Proto | Nrs-w16-v11 | California (Title 24) | Mount Shasta Area (CZ16) | Blue Canyon AP | 119982 | 132.188 | 2.2524 | 0 | 0 | 0 | 0 | 436.688 | 49.2499 | 0 | 783.852 | 0 | 450.749 | 1854.98 | 0 | 0 | 0 | 9288.68 | 0 | 1934.66 | 0 | 0 | 0 | 90.7431 | 0 | 0 | 11314.1 | 103.409 | 2.5306 | 0 | 0 | 0 | 0 | 49.8504 | 20.5735 | 0 | 139.732 | 0 | 71.3046 | 387.4 | 0 | 0 | 0 | 3604.6 | 0 | 302.237 | 0 | 0 | 0 | 10.6293 | 0 | 0 | 3917.46 | 2174.77 | 336.889 | - | - | - | - | 0 | 0 | 3032 | 0 | 0 | 0 | 0 | 0 | 0 | 0 | 0 | 3032 | Nrs | 11
07/27/18 @ 00:18 | Nrs-w01-v14-WCChlrBase-mNE-HVAC-Proto.pd2 | Nrs-w01-v14-WCChlrBase-mNE-HVAC-Proto | Nrs-w01-v14 | California (Title 24) | Arcata Area (CZ01) | Arcata | 119982 | 35.4189 | 0.32172 | 0 | 0 | 0 | 0 | 434.232 | 26.9158 | 0 | 783.852 | 0 | 450.749 | 1731.48 | 0 | 0 | 0 | 9397.71 | 0 | 1943.27 | 0 | 0 | 0 | 90.7431 | 0 | 0 | 11431.7 | 63.8933 | 1.4863 | 0 | 0 | 0 | 0 | 49.5694 | 12.5572 | 0 | 139.732 | 0 | 71.3046 | 338.543 | 0 | 0 | 0 | 3096.83 | 0 | 279.179 | 0 | 0 | 0 | 10.6293 | 0 | 0 | 3386.64 | 1345.36 | 250.222 | - | - | - | - | 0 | 0 | 2252 | 0 | 0 | 0 | 0 | 0 | 0 | 0 | 0 | 2252 | Nrs | 14
07/27/18 @ 00:18 | Nrs-w02-v14-WCChlrBase-mNE-HVAC-Proto.pd2 | Nrs-w02-v14-WCChlrBase-mNE-HVAC-Proto | Nrs-w02-v14 | California (Title 24) | Santa Rosa Area (CZ02) | Santa Rosa | 119982 | 155.829 | 3.3844 | 0 | 0 | 0 | 0 | 434.232 | 56.889 | 0 | 783.852 | 0 | 450.749 | 1884.93 | 0 | 0 | 0 | 7132.35 | 0 | 1806.96 | 0 | 0 | 0 | 90.7431 | 0 | 0 | 9030.05 | 161.097 | 7.3263 | 0 | 0 | 0 | 0 | 49.5694 | 29.5888 | 0 | 139.732 | 0 | 71.3046 | 458.618 | 0 | 0 | 0 | 3024.16 | 0 | 274.097 | 0 | 0 | 0 | 10.6293 | 0 | 0 | 3308.89 | 3227.79 | 305.889 | - | - | - | - | 0 | 0 | 2753 | 0 | 0 | 0 | 0 | 0 | 0 | 0 | 0 | 2753 | Nrs | 14
07/27/18 @ 00:18 | Nrs-w03-v14-WCChlrBase-mNE-HVAC-Proto.pd2 | Nrs-w03-v14-WCChlrBase-mNE-HVAC-Proto | Nrs-w03-v14 | California (Title 24) | Oakland Area (CZ03) | Oakland AP | 119982 | 91.3178 | 1.5466 | 0 | 0 | 0 | 0 | 434.232 | 40.3839 | 0 | 783.852 | 0 | 450.749 | 1802.07 | 0 | 0 | 0 | 6209.53 | 0 | 1812.44 | 0 | 0 | 0 | 90.7431 | 0 | 0 | 8112.71 | 94.7303 | 2.4959 | 0 | 0 | 0 | 0 | 49.5694 | 18.7352 | 0 | 139.732 | 0 | 71.3046 | 376.567 | 0 | 0 | 0 | 2741.36 | 0 | 324.014 | 0 | 0 | 0 | 14.1138 | 0 | 0 | 3079.48 | 1979.05 | 272.222 | - | - | - | - | 0 | 0 | 2450 | 0 | 0 | 0 | 0 | 0 | 0 | 0 | 0 | 2450 | Nrs | 14
07/27/18 @ 00:18 | Nrs-w04-v14-WCChlrBase-mNE-HVAC-Proto.pd2 | Nrs-w04-v14-WCChlrBase-mNE-HVAC-Proto | Nrs-w04-v14 | California (Title 24) | Sunnyvale Area (CZ04) | San Jose | 119982 | 172.713 | 3.7482 | 0 | 0 | 0 | 0 | 434.232 | 61.7541 | 0 | 783.852 | 0 | 450.749 | 1907.04 | 0 | 0 | 0 | 6046.75 | 0 | 1755.5 | 0 | 0 | 0 | 90.7431 | 0 | 0 | 7893 | 135.579 | 3.9365 | 0 | 0 | 0 | 0 | 49.5694 | 26.0842 | 0 | 139.732 | 0 | 71.3046 | 426.206 | 0 | 0 | 0 | 4032.9 | 0 | 98.4082 | 0 | 0 | 0 | 1.7598 | 0 | 0 | 4133.07 | 2785.44 | 338.444 | - | - | - | - | 0 | 0 | 3046 | 0 | 0 | 0 | 0 | 0 | 0 | 0 | 0 | 3046 | Nrs | 14
07/27/18 @ 00:19 | Nrs-w05-v14-WCChlrBase-mNE-HVAC-Proto.pd2 | Nrs-w05-v14-WCChlrBase-mNE-HVAC-Proto | Nrs-w05-v14 | California (Title 24) | Santa Maria Area (CZ05) | Santa Maria AP | 119982 | 87.071 | 1.5162 | 0 | 0 | 0 | 0 | 434.232 | 37.8196 | 0 | 783.852 | 0 | 450.749 | 1795.23 | 0 | 0 | 0 | 7142.52 | 0 | 1840.58 | 0 | 0 | 0 | 90.7431 | 0 | 0 | 9073.84 | 79.6182 | 1.787 | 0 | 0 | 0 | 0 | 49.5694 | 16.6791 | 0 | 139.732 | 0 | 71.3046 | 358.69 | 0 | 0 | 0 | 3127.34 | 0 | 115.834 | 0 | 0 | 0 | 1.7598 | 0 | 0 | 3244.93 | 1831.51 | 279.111 | - | - | - | - | 0 | 0 | 2512 | 0 | 0 | 0 | 0 | 0 | 0 | 0 | 0 | 2512 | Nrs | 14
07/27/18 @ 00:19 | Nrs-w06-v14-WCChlrBase-mNE-HVAC-Proto.pd2 | Nrs-w06-v14-WCChlrBase-mNE-HVAC-Proto | Nrs-w06-v14 | California (Title 24) | Los Angeles Area (CZ06) | Torrance | 119982 | 192.37 | 4.5079 | 0 | 0 | 0 | 0 | 434.232 | 65.1231 | 0 | 783.852 | 0 | 450.749 | 1930.83 | 0 | 0 | 0 | 4576.13 | 0 | 1704.04 | 0 | 0 | 0 | 90.7431 | 0 | 0 | 6370.91 | 132.696 | 3.3341 | 0 | 0 | 0 | 0 | 49.5694 | 25.0023 | 0 | 139.732 | 0 | 71.3046 | 421.638 | 0 | 0 | 0 | 3371.69 | 0 | 96.1406 | 0 | 0 | 0 | 1.7598 | 0 | 0 | 3469.59 | 2724.68 | 330.333 | - | - | - | - | 0 | 0 | 2973 | 0 | 0 | 0 | 0 | 0 | 0 | 0 | 0 | 2973 | Nrs | 14
07/27/18 @ 00:19 | Nrs-w07-v14-WCChlrBase-mNE-HVAC-Proto.pd2 | Nrs-w07-v14-WCChlrBase-mNE-HVAC-Proto | Nrs-w07-v14 | California (Title 24) | San Diego Area (CZ07) | San Diego AP | 119982 | 171.526 | 3.9122 | 0 | 0 | 0 | 0 | 434.232 | 56.6257 | 0 | 783.852 | 0 | 450.749 | 1900.89 | 0 | 0 | 0 | 3280.35 | 0 | 1686.12 | 0 | 0 | 0 | 90.7431 | 0 | 0 | 5057.21 | 102.634 | 2.727 | 0 | 0 | 0 | 0 | 49.5694 | 21.0448 | 0 | 139.732 | 0 | 71.3046 | 387.012 | 0 | 0 | 0 | 2120.31 | 0 | 103.86 | 0 | 0 | 0 | 1.7598 | 0 | 0 | 2225.93 | 2248.73 | 322.667 | - | - | - | - | 0 | 0 | 2904 | 0 | 0 | 0 | 0 | 0 | 0 | 0 | 0 | 2904 | Nrs | 14
07/27/18 @ 00:19 | Nrs-w08-v14-WCChlrBase-mNE-HVAC-Proto.pd2 | Nrs-w08-v14-WCChlrBase-mNE-HVAC-Proto | Nrs-w08-v14 | California (Title 24) | El Toro Area (CZ08) | Fullerton | 119982 | 230.947 | 5.5754 | 0 | 0 | 0 | 0 | 434.232 | 72.0832 | 0 | 783.852 | 0 | 450.749 | 1977.43 | 0 | 0 | 0 | 3917.67 | 0 | 1658.74 | 0 | 0 | 0 | 90.7431 | 0 | 0 | 5667.16 | 139.79 | 5.6151 | 0 | 0 | 0 | 0 | 49.5694 | 27.9979 | 0 | 139.732 | 0 | 71.3046 | 434.009 | 0 | 0 | 0 | 2550.26 | 0 | 243.869 | 0 | 0 | 0 | 10.6293 | 0 | 0 | 2804.76 | 3007.04 | 363.889 | - | - | - | - | 0 | 0 | 3275 | 0 | 0 | 0 | 0 | 0 | 0 | 0 | 0 | 3275 | Nrs | 14
07/27/18 @ 00:19 | Nrs-w09-v14-WCChlrBase-mNE-HVAC-Proto.pd2 | Nrs-w09-v14-WCChlrBase-mNE-HVAC-Proto | Nrs-w09-v14 | California (Title 24) | Pasadena Area (CZ09) | Burbank AP | 119982 | 283.006 | 7.1765 | 0 | 0 | 0 | 0 | 434.232 | 91.9909 | 0 | 783.852 | 0 | 450.749 | 2051 | 0 | 0 | 0 | 3943.07 | 0 | 1656.8 | 0 | 0 | 0 | 90.7431 | 0 | 0 | 5690.61 | 207.479 | 13.5031 | 0 | 0 | 0 | 0 | 49.5694 | 36.8579 | 0 | 139.732 | 0 | 71.3046 | 518.446 | 0 | 0 | 0 | 2401.31 | 0 | 244.147 | 0 | 0 | 0 | 10.6293 | 0 | 0 | 2656.09 | 4029.63 | 403.667 | - | - | - | - | 0 | 0 | 3633 | 0 | 0 | 0 | 0 | 0 | 0 | 0 | 0 | 3633 | Nrs | 14
07/27/18 @ 00:19 | Nrs-w10-v14-WCChlrBase-mNE-HVAC-Proto.pd2 | Nrs-w10-v14-WCChlrBase-mNE-HVAC-Proto | Nrs-w10-v14 | California (Title 24) | San Bernardino Area (CZ10) | Riverside FS 3 | 119982 | 272.779 | 6.752 | 0 | 0 | 0 | 0 | 434.232 | 83.3239 | 0 | 783.852 | 0 | 450.749 | 2031.68 | 0 | 0 | 0 | 4522.59 | 0 | 1649.1 | 0 | 0 | 0 | 90.7431 | 0 | 0 | 6262.43 | 184.342 | 8.0684 | 0 | 0 | 0 | 0 | 49.5694 | 31.6799 | 0 | 139.732 | 0 | 71.3046 | 484.696 | 0 | 0 | 0 | 2859.22 | 0 | 232.992 | 0 | 0 | 0 | 10.6293 | 0 | 0 | 3102.84 | 3565.45 | 409.111 | - | - | - | - | 0 | 0 | 3682 | 0 | 0 | 0 | 0 | 0 | 0 | 0 | 0 | 3682 | Nrs | 14
07/27/18 @ 00:20 | Nrs-w11-v14-WCChlrBase-mNE-HVAC-Proto.pd2 | Nrs-w11-v14-WCChlrBase-mNE-HVAC-Proto | Nrs-w11-v14 | California (Title 24) | Red Bluff Area (CZ11) | Red Bluff AP | 119982 | 275.207 | 7.1925 | 0 | 0 | 0 | 0 | 434.232 | 82.7811 | 0 | 783.852 | 0 | 450.749 | 2034.01 | 0 | 0 | 0 | 5782.79 | 0 | 1670.85 | 0 | 0 | 0 | 90.7431 | 0 | 0 | 7544.38 | 192.031 | 14.6275 | 0 | 0 | 0 | 0 | 49.5694 | 35.0911 | 0 | 139.732 | 0 | 71.3046 | 502.356 | 0 | 0 | 0 | 3101.26 | 0 | 114.82 | 0 | 0 | 0 | 1.7598 | 0 | 0 | 3217.84 | 3857.67 | 356 | - | - | - | - | 0 | 0 | 3204 | 0 | 0 | 0 | 0 | 0 | 0 | 0 | 0 | 3204 | Nrs | 14
07/27/18 @ 00:20 | Nrs-w12-v14-WCChlrBase-mNE-HVAC-Proto.pd2 | Nrs-w12-v14-WCChlrBase-mNE-HVAC-Proto | Nrs-w12-v14 | California (Title 24) | Sacramento Area (CZ12) | Sacramento AP | 119982 | 221.731 | 5.5106 | 0 | 0 | 0 | 0 | 434.232 | 72.0984 | 0 | 783.852 | 0 | 450.749 | 1968.17 | 0 | 0 | 0 | 5981.83 | 0 | 1723.98 | 0 | 0 | 0 | 90.7431 | 0 | 0 | 7796.56 | 190.068 | 8.2977 | 0 | 0 | 0 | 0 | 49.5694 | 32.303 | 0 | 139.732 | 0 | 71.3046 | 491.275 | 0 | 0 | 0 | 2922.21 | 0 | 267.713 | 0 | 0 | 0 | 10.6293 | 0 | 0 | 3200.55 | 3658.14 | 362.444 | - | - | - | - | 0 | 0 | 3262 | 0 | 0 | 0 | 0 | 0 | 0 | 0 | 0 | 3262 | Nrs | 14
07/27/18 @ 00:20 | Nrs-w13-v14-WCChlrBase-mNE-HVAC-Proto.pd2 | Nrs-w13-v14-WCChlrBase-mNE-HVAC-Proto | Nrs-w13-v14 | California (Title 24) | Fresno Area (CZ13) | Fresno AP | 119982 | 294.451 | 7.9549 | 0 | 0 | 0 | 0 | 434.232 | 86.7374 | 0 | 783.852 | 0 | 450.749 | 2057.97 | 0 | 0 | 0 | 5240.28 | 0 | 1650.39 | 0 | 0 | 0 | 90.7431 | 0 | 0 | 6981.42 | 200.64 | 10.0604 | 0 | 0 | 0 | 0 | 49.5694 | 34.2948 | 0 | 139.732 | 0 | 71.3046 | 505.601 | 0 | 0 | 0 | 2869.81 | 0 | 113.214 | 0 | 0 | 0 | 1.7598 | 0 | 0 | 2984.79 | 3855.23 | 377.667 | - | - | - | - | 0 | 0 | 3399 | 0 | 0 | 0 | 0 | 0 | 0 | 0 | 0 | 3399 | Nrs | 14
07/27/18 @ 00:20 | Nrs-w14-v14-WCChlrBase-mNE-HVAC-Proto.pd2 | Nrs-w14-v14-WCChlrBase-mNE-HVAC-Proto | Nrs-w14-v14 | California (Title 24) | China Lake Area (CZ14) | Palmdale AP | 119982 | 299.227 | 6.9735 | 0 | 0 | 0 | 0 | 434.232 | 96.8253 | 0 | 783.852 | 0 | 450.749 | 2071.85 | 0 | 0 | 0 | 6319.06 | 0 | 1683.23 | 0 | 0 | 0 | 90.7431 | 0 | 0 | 8093.03 | 234.353 | 20.4514 | 0 | 0 | 0 | 0 | 49.5694 | 42.6307 | 0 | 126.225 | 0 | 71.3046 | 544.534 | 0 | 0 | 0 | 3736.51 | 0 | 100.348 | 0 | 0 | 0 | 1.7598 | 0 | 0 | 3838.62 | 4525.82 | 400.444 | - | - | - | - | 0 | 0 | 3604 | 0 | 0 | 0 | 0 | 0 | 0 | 0 | 0 | 3604 | Nrs | 14
07/27/18 @ 00:20 | Nrs-w15-v14-WCChlrBase-mNE-HVAC-Proto.pd2 | Nrs-w15-v14-WCChlrBase-mNE-HVAC-Proto | Nrs-w15-v14 | California (Title 24) | Blythe Area (CZ15) | Palm Springs | 119982 | 558.54 | 17.1414 | 0 | 0 | 0 | 0 | 434.232 | 144.311 | 0 | 783.852 | 0 | 450.749 | 2388.82 | 0 | 0 | 0 | 2097.01 | 0 | 1388.67 | 0 | 0 | 0 | 90.7431 | 0 | 0 | 3576.42 | 270.53 | 22.8666 | 0 | 0 | 0 | 0 | 49.5694 | 47.31 | 0 | 139.732 | 0 | 71.3046 | 601.313 | 0 | 0 | 0 | 2119.61 | 0 | 208.709 | 0 | 0 | 0 | 10.6293 | 0 | 0 | 2338.95 | 5062.44 | 413.222 | - | - | - | - | 0 | 0 | 3719 | 0 | 0 | 0 | 0 | 0 | 0 | 0 | 0 | 3719 | Nrs | 14
07/27/18 @ 00:21 | Nrs-w16-v14-WCChlrBase-mNE-HVAC-Proto.pd2 | Nrs-w16-v14-WCChlrBase-mNE-HVAC-Proto | Nrs-w16-v14 | California (Title 24) | Mount Shasta Area (CZ16) | Blue Canyon AP | 119982 | 106.167 | 1.8846 | 0 | 0 | 0 | 0 | 434.232 | 41.2233 | 0 | 783.852 | 0 | 450.749 | 1818.1 | 0 | 0 | 0 | 9687.55 | 0 | 1934.68 | 0 | 0 | 0 | 90.7431 | 0 | 0 | 11713 | 94.6956 | 2.3114 | 0 | 0 | 0 | 0 | 49.5694 | 18.7137 | 0 | 139.732 | 0 | 71.3046 | 376.327 | 0 | 0 | 0 | 3812.15 | 0 | 119.274 | 0 | 0 | 0 | 1.7598 | 0 | 0 | 3933.19 | 1990.34 | 326.556 | - | - | - | - | 0 | 0 | 2939 | 0 | 0 | 0 | 0 | 0 | 0 | 0 | 0 | 2939 | Nrs | 14
07/27/18 @ 00:21 | OfL-w01-v96-WCChlrBase-mNE-HVAC-Proto.pd2 | OfL-w01-v96-WCChlrBase-mNE-HVAC-Proto | OfL-w01-v96 | California (Title 24) | Arcata Area (CZ01) | Arcata | 174960 | 39.152 | 2.0585 | 0 | 0 | 0 | 0 | 189.165 | 45.9047 | 0 | 976.92 | 0 | 603.299 | 1856.5 | 0 | 0 | 0 | 1499.75 | 0 | 352.993 | 0 | 0 | 0 | 0 | 0 | 0 | 1852.74 | 165.075 | 10.0293 | 0 | 0 | 0 | 0 | 75.7706 | 53.549 | 0 | 195.159 | 0 | 161.463 | 661.046 | 0 | 0 | 0 | 3042.14 | 0 | 45.1633 | 0 | 0 | 0 | 0 | 0 | 0 | 3087.3 | 3401.23 | 466 | - | - | - | - | 0 | 0 | 4194 | 0 | 0 | 0 | 0 | 0 | 0 | 0 | 0 | 4194 | OfL | 96
07/27/18 @ 00:21 | OfL-w02-v96-WCChlrBase-mNE-HVAC-Proto.pd2 | OfL-w02-v96-WCChlrBase-mNE-HVAC-Proto | OfL-w02-v96 | California (Title 24) | Santa Rosa Area (CZ02) | Santa Rosa | 174960 | 237.801 | 16.4041 | 0 | 0 | 0 | 0 | 239.433 | 130.282 | 0 | 976.92 | 0 | 603.299 | 2204.14 | 0 | 0 | 0 | 1885.72 | 0 | 329.129 | 0 | 0 | 0 | 0 | 0 | 0 | 2214.85 | 282.557 | 21.8034 | 0 | 0 | 0 | 0 | 87.8508 | 70.5771 | 0 | 195.159 | 0 | 161.463 | 819.41 | 0 | 0 | 0 | 3716.02 | 0 | 14.1189 | 0 | 0 | 0 | 0 | 0 | 0 | 3730.14 | 5354.38 | 634.667 | - | - | - | - | 0 | 0 | 5712 | 0 | 0 | 0 | 0 | 0 | 0 | 0 | 0 | 5712 | OfL | 96
07/27/18 @ 00:21 | OfL-w03-v96-WCChlrBase-mNE-HVAC-Proto.pd2 | OfL-w03-v96-WCChlrBase-mNE-HVAC-Proto | OfL-w03-v96 | California (Title 24) | Oakland Area (CZ03) | Oakland AP | 174960 | 160.462 | 9.9368 | 0 | 0 | 0 | 0 | 221.385 | 109.118 | 0 | 976.92 | 0 | 603.299 | 2081.13 | 0 | 0 | 0 | 1569.72 | 0 | 330.026 | 0 | 0 | 0 | 0 | 0 | 0 | 1899.75 | 204.261 | 13.5318 | 0 | 0 | 0 | 0 | 85.588 | 61.0866 | 0 | 195.159 | 0 | 161.463 | 721.09 | 0 | 0 | 0 | 3174.55 | 0 | 42.6388 | 0 | 0 | 0 | 0 | 0 | 0 | 3217.19 | 4131.77 | 357 | - | - | - | - | 0 | 0 | 3213 | 0 | 0 | 0 | 0 | 0 | 0 | 0 | 0 | 3213 | OfL | 96
07/27/18 @ 00:21 | OfL-w04-v96-WCChlrBase-mNE-HVAC-Proto.pd2 | OfL-w04-v96-WCChlrBase-mNE-HVAC-Proto | OfL-w04-v96 | California (Title 24) | Sunnyvale Area (CZ04) | San Jose | 174960 | 262.419 | 17.3575 | 0 | 0 | 0 | 0 | 243.754 | 145.385 | 0 | 976.92 | 0 | 603.299 | 2249.14 | 0 | 0 | 0 | 1487.24 | 0 | 320.037 | 0 | 0 | 0 | 0 | 0 | 0 | 1807.28 | 234.415 | 16.315 | 0 | 0 | 0 | 0 | 96.1503 | 65.769 | 0 | 206.46 | 0 | 149.457 | 768.567 | 0 | 0 | 0 | 3235.4 | 0 | 42.0049 | 0 | 0 | 0 | 0 | 0 | 0 | 3277.41 | 4682.57 | 452.222 | - | - | - | - | 0 | 0 | 4070 | 0 | 0 | 0 | 0 | 0 | 0 | 0 | 0 | 4070 | OfL | 96
07/27/18 @ 00:21 | OfL-w05-v96-WCChlrBase-mNE-HVAC-Proto.pd2 | OfL-w05-v96-WCChlrBase-mNE-HVAC-Proto | OfL-w05-v96 | California (Title 24) | Santa Maria Area (CZ05) | Santa Maria AP | 174960 | 174.185 | 10.5675 | 0 | 0 | 0 | 0 | 226.408 | 120.192 | 0 | 976.92 | 0 | 603.299 | 2111.58 | 0 | 0 | 0 | 1604.25 | 0 | 334.991 | 0 | 0 | 0 | 0 | 0 | 0 | 1939.24 | 180.356 | 11.4583 | 0 | 0 | 0 | 0 | 74.8497 | 58.4251 | 0 | 195.159 | 0 | 161.463 | 681.712 | 0 | 0 | 0 | 3157.79 | 0 | 43.0138 | 0 | 0 | 0 | 0 | 0 | 0 | 3200.8 | 3690.16 | 513.333 | - | - | - | - | 0 | 0 | 4620 | 0 | 0 | 0 | 0 | 0 | 0 | 0 | 0 | 4620 | OfL | 96
07/27/18 @ 00:21 | OfL-w06-v96-WCChlrBase-mNE-HVAC-Proto.pd2 | OfL-w06-v96-WCChlrBase-mNE-HVAC-Proto | OfL-w06-v96 | California (Title 24) | Los Angeles Area (CZ06) | Torrance | 174960 | 321.672 | 22.3781 | 0 | 0 | 0 | 0 | 240.199 | 166.905 | 0 | 976.92 | 0 | 603.299 | 2331.38 | 0 | 0 | 0 | 972.777 | 0 | 310.849 | 0 | 0 | 0 | 0 | 0 | 0 | 1283.63 | 229.587 | 16.4797 | 0 | 0 | 0 | 0 | 88.1725 | 65.2398 | 0 | 206.46 | 0 | 161.823 | 767.762 | 0 | 0 | 0 | 2798.83 | 0 | 40.2306 | 0 | 0 | 0 | 0 | 0 | 0 | 2839.06 | 4591.41 | 609.333 | - | - | - | - | 0 | 0 | 5484 | 0 | 0 | 0 | 0 | 0 | 0 | 0 | 0 | 5484 | OfL | 96
07/27/18 @ 00:22 | OfL-w07-v96-WCChlrBase-mNE-HVAC-Proto.pd2 | OfL-w07-v96-WCChlrBase-mNE-HVAC-Proto | OfL-w07-v96 | California (Title 24) | San Diego Area (CZ07) | San Diego AP | 174960 | 293.636 | 19.7803 | 0 | 0 | 0 | 0 | 240.89 | 165.352 | 0 | 976.92 | 0 | 603.299 | 2299.88 | 0 | 0 | 0 | 812.354 | 0 | 307.637 | 0 | 0 | 0 | 0 | 0 | 0 | 1119.99 | 214.028 | 14.5371 | 0 | 0 | 0 | 0 | 86.3945 | 62.7076 | 0 | 195.159 | 0 | 161.463 | 734.289 | 0 | 0 | 0 | 2415 | 0 | 39.5227 | 0 | 0 | 0 | 0 | 0 | 0 | 2454.52 | 4337.76 | 702 | - | - | - | - | 0 | 0 | 6318 | 0 | 0 | 0 | 0 | 0 | 0 | 0 | 0 | 6318 | OfL | 96
07/27/18 @ 00:22 | OfL-w08-v96-WCChlrBase-mNE-HVAC-Proto.pd2 | OfL-w08-v96-WCChlrBase-mNE-HVAC-Proto | OfL-w08-v96 | California (Title 24) | El Toro Area (CZ08) | Fullerton | 174960 | 349.262 | 25.0515 | 0 | 0 | 0 | 0 | 243.912 | 171.017 | 0 | 976.92 | 0 | 603.299 | 2369.46 | 0 | 0 | 0 | 969.738 | 0 | 302.879 | 0 | 0 | 0 | 0 | 0 | 0 | 1272.62 | 248.896 | 17.7433 | 0 | 0 | 0 | 0 | 97.0788 | 67.714 | 0 | 195.159 | 0 | 161.463 | 788.054 | 0 | 0 | 0 | 2697.41 | 0 | 39.3351 | 0 | 0 | 0 | 0 | 0 | 0 | 2736.75 | 4957.14 | 750 | - | - | - | - | 0 | 0 | 6750 | 0 | 0 | 0 | 0 | 0 | 0 | 0 | 0 | 6750 | OfL | 96
07/27/18 @ 00:22 | OfL-w09-v96-WCChlrBase-mNE-HVAC-Proto.pd2 | OfL-w09-v96-WCChlrBase-mNE-HVAC-Proto | OfL-w09-v96 | California (Title 24) | Pasadena Area (CZ09) | Burbank AP | 174960 | 363.176 | 27.0053 | 0 | 0 | 0 | 0 | 253.246 | 179.124 | 0 | 976.92 | 0 | 603.299 | 2402.77 | 0 | 0 | 0 | 1224.96 | 0 | 302.573 | 0 | 0 | 0 | 0 | 0 | 0 | 1527.53 | 311.401 | 24.4949 | 0 | 0 | 0 | 0 | 102.399 | 77.0036 | 0 | 195.159 | 0 | 161.463 | 871.92 | 0 | 0 | 0 | 3461.89 | 0 | 39.6718 | 0 | 0 | 0 | 0 | 0 | 0 | 3501.56 | 5889.71 | 690.333 | - | - | - | - | 0 | 0 | 6213 | 0 | 0 | 0 | 0 | 0 | 0 | 0 | 0 | 6213 | OfL | 96
07/27/18 @ 00:22 | OfL-w10-v96-WCChlrBase-mNE-HVAC-Proto.pd2 | OfL-w10-v96-WCChlrBase-mNE-HVAC-Proto | OfL-w10-v96 | California (Title 24) | San Bernardino Area (CZ10) | Riverside FS 3 | 174960 | 370.979 | 26.8633 | 0 | 0 | 0 | 0 | 257.08 | 177.165 | 0 | 976.92 | 0 | 603.299 | 2412.31 | 0 | 0 | 0 | 1236.89 | 0 | 301.245 | 0 | 0 | 0 | 0 | 0 | 0 | 1538.14 | 284.803 | 20.9902 | 0 | 0 | 0 | 0 | 106.151 | 73.2937 | 0 | 206.46 | 0 | 149.457 | 841.155 | 0 | 0 | 0 | 3235.2 | 0 | 39.8131 | 0 | 0 | 0 | 0 | 0 | 0 | 3275.02 | 5536 | 782.111 | - | - | - | - | 0 | 0 | 7039 | 0 | 0 | 0 | 0 | 0 | 0 | 0 | 0 | 7039 | OfL | 96
07/27/18 @ 00:22 | OfL-w11-v96-WCChlrBase-mNE-HVAC-Proto.pd2 | OfL-w11-v96-WCChlrBase-mNE-HVAC-Proto | OfL-w11-v96 | California (Title 24) | Red Bluff Area (CZ11) | Red Bluff AP | 174960 | 311.6 | 22.6605 | 0 | 0 | 0 | 0 | 244.613 | 146.826 | 0 | 976.92 | 0 | 603.299 | 2305.92 | 0 | 0 | 0 | 1722.65 | 0 | 305.146 | 0 | 0 | 0 | 0 | 0 | 0 | 2027.79 | 297.549 | 24.2491 | 0 | 0 | 0 | 0 | 90.8875 | 70.3922 | 0 | 206.46 | 0 | 149.457 | 838.995 | 0 | 0 | 0 | 3602.1 | 0 | 39.255 | 0 | 0 | 0 | 0 | 0 | 0 | 3641.36 | 5617.12 | 488.333 | - | - | - | - | 0 | 0 | 4395 | 0 | 0 | 0 | 0 | 0 | 0 | 0 | 0 | 4395 | OfL | 96
07/27/18 @ 00:22 | OfL-w12-v96-WCChlrBase-mNE-HVAC-Proto.pd2 | OfL-w12-v96-WCChlrBase-mNE-HVAC-Proto | OfL-w12-v96 | California (Title 24) | Sacramento Area (CZ12) | Sacramento AP | 174960 | 267.601 | 19.5715 | 0 | 0 | 0 | 0 | 226.015 | 131.945 | 0 | 976.92 | 0 | 603.299 | 2225.35 | 0 | 0 | 0 | 1670.26 | 0 | 314.49 | 0 | 0 | 0 | 0 | 0 | 0 | 1984.75 | 268.484 | 19.5546 | 0 | 0 | 0 | 0 | 95.0484 | 67.2147 | 0 | 206.46 | 0 | 149.457 | 806.219 | 0 | 0 | 0 | 3601.04 | 0 | 13.2425 | 0 | 0 | 0 | 0 | 0 | 0 | 3614.28 | 5155.1 | 719.556 | - | - | - | - | 0 | 0 | 6476 | 0 | 0 | 0 | 0 | 0 | 0 | 0 | 0 | 6476 | OfL | 96
07/27/18 @ 00:22 | OfL-w13-v96-WCChlrBase-mNE-HVAC-Proto.pd2 | OfL-w13-v96-WCChlrBase-mNE-HVAC-Proto | OfL-w13-v96 | California (Title 24) | Fresno Area (CZ13) | Fresno AP | 174960 | 315.529 | 23.1748 | 0 | 0 | 0 | 0 | 239.08 | 144.476 | 0 | 976.92 | 0 | 603.299 | 2302.48 | 0 | 0 | 0 | 1440.08 | 0 | 301.495 | 0 | 0 | 0 | 0 | 0 | 0 | 1741.58 | 271.15 | 19.8079 | 0 | 0 | 0 | 0 | 94.4452 | 68.385 | 0 | 206.46 | 0 | 149.457 | 809.705 | 0 | 0 | 0 | 3271.2 | 0 | 38.7386 | 0 | 0 | 0 | 0 | 0 | 0 | 3309.94 | 5222.91 | 486.667 | - | - | - | - | 0 | 0 | 4380 | 0 | 0 | 0 | 0 | 0 | 0 | 0 | 0 | 4380 | OfL | 96
07/27/18 @ 00:23 | OfL-w14-v96-WCChlrBase-mNE-HVAC-Proto.pd2 | OfL-w14-v96-WCChlrBase-mNE-HVAC-Proto | OfL-w14-v96 | California (Title 24) | China Lake Area (CZ14) | Palmdale AP | 174960 | 320.062 | 21.8979 | 0 | 0 | 0 | 0 | 241.501 | 159.08 | 0 | 976.92 | 0 | 603.299 | 2322.76 | 0 | 0 | 0 | 1112.54 | 0 | 307.255 | 0 | 0 | 0 | 0 | 0 | 0 | 1419.79 | 326.183 | 28.6622 | 0 | 0 | 0 | 0 | 90.3956 | 78.3423 | 0 | 195.159 | 0 | 161.463 | 880.206 | 0 | 0 | 0 | 3157.36 | 0 | 12.9661 | 0 | 0 | 0 | 0 | 0 | 0 | 3170.32 | 6137.88 | 643.444 | - | - | - | - | 0 | 0 | 5791 | 0 | 0 | 0 | 0 | 0 | 0 | 0 | 0 | 5791 | OfL | 96
07/27/18 @ 00:23 | OfL-w15-v96-WCChlrBase-mNE-HVAC-Proto.pd2 | OfL-w15-v96-WCChlrBase-mNE-HVAC-Proto | OfL-w15-v96 | California (Title 24) | Blythe Area (CZ15) | Palm Springs | 174960 | 516.896 | 40.0597 | 0 | 0 | 0 | 0 | 279.872 | 214.039 | 0 | 976.92 | 0 | 603.299 | 2631.09 | 0 | 0 | 0 | 551.793 | 0 | 255.267 | 0 | 0 | 0 | 0 | 0 | 0 | 807.06 | 311.537 | 27.328 | 0 | 0 | 0 | 0 | 88.6889 | 74.1474 | 0 | 206.46 | 0 | 149.457 | 857.619 | 0 | 0 | 0 | 2383.9 | 0 | 35.3953 | 0 | 0 | 0 | 0 | 0 | 0 | 2419.3 | 5855 | 664.444 | - | - | - | - | 0 | 0 | 5980 | 0 | 0 | 0 | 0 | 0 | 0 | 0 | 0 | 5980 | OfL | 96
07/27/18 @ 00:23 | OfL-w16-v96-WCChlrBase-mNE-HVAC-Proto.pd2 | OfL-w16-v96-WCChlrBase-mNE-HVAC-Proto | OfL-w16-v96 | California (Title 24) | Mount Shasta Area (CZ16) | Blue Canyon AP | 174960 | 148.216 | 8.078 | 0 | 0 | 0 | 0 | 233.585 | 90.9512 | 0 | 976.92 | 0 | 603.299 | 2061.05 | 0 | 0 | 0 | 1952.95 | 0 | 351.601 | 0 | 0 | 0 | 0 | 0 | 0 | 2304.55 | 183.165 | 11.2092 | 0 | 0 | 0 | 0 | 80.5266 | 56.3648 | 0 | 206.46 | 0 | 149.457 | 687.183 | 0 | 0 | 0 | 4157.95 | 0 | 15.4205 | 0 | 0 | 0 | 0 | 0 | 0 | 4173.37 | 3759.91 | 562.667 | - | - | - | - | 0 | 0 | 5064 | 0 | 0 | 0 | 0 | 0 | 0 | 0 | 0 | 5064 | OfL | 96
07/27/18 @ 00:23 | OfL-w01-v03-WCChlrBase-mNE-HVAC-Proto.pd2 | OfL-w01-v03-WCChlrBase-mNE-HVAC-Proto | OfL-w01-v03 | California (Title 24) | Arcata Area (CZ01) | Arcata | 174960 | 37.0165 | 0.7262 | 0 | 0 | 0 | 0 | 134.908 | 43.0494 | 0 | 930.534 | 0 | 601.408 | 1747.64 | 0 | 0 | 0 | 1149.13 | 0 | 336.569 | 0 | 0 | 0 | 0 | 0 | 0 | 1485.7 | 152.065 | 3.7463 | 0 | 0 | 0 | 0 | 61.4125 | 50.4486 | 0 | 185.893 | 0 | 160.957 | 614.523 | 0 | 0 | 0 | 2982.27 | 0 | 13.3832 | 0 | 0 | 0 | 0 | 0 | 0 | 2995.65 | 3142.52 | 440 | - | - | - | - | 0 | 0 | 3960 | 0 | 0 | 0 | 0 | 0 | 0 | 0 | 0 | 3960 | OfL | 03
07/27/18 @ 00:23 | OfL-w02-v03-WCChlrBase-mNE-HVAC-Proto.pd2 | OfL-w02-v03-WCChlrBase-mNE-HVAC-Proto | OfL-w02-v03 | California (Title 24) | Santa Rosa Area (CZ02) | Santa Rosa | 174960 | 198.134 | 5.2596 | 0 | 0 | 0 | 0 | 152.914 | 104.26 | 0 | 930.534 | 0 | 601.408 | 1992.51 | 0 | 0 | 0 | 963.327 | 0 | 313.248 | 0 | 0 | 0 | 0 | 0 | 0 | 1276.58 | 254.664 | 14.2765 | 0 | 0 | 0 | 0 | 64.2276 | 61.7623 | 0 | 185.893 | 0 | 160.957 | 741.78 | 0 | 0 | 0 | 3343.5 | 0 | 12.7438 | 0 | 0 | 0 | 0 | 0 | 0 | 3356.24 | 4817.19 | 571.333 | - | - | - | - | 0 | 0 | 5142 | 0 | 0 | 0 | 0 | 0 | 0 | 0 | 0 | 5142 | OfL | 03
07/27/18 @ 00:23 | OfL-w03-v03-WCChlrBase-mNE-HVAC-Proto.pd2 | OfL-w03-v03-WCChlrBase-mNE-HVAC-Proto | OfL-w03-v03 | California (Title 24) | Oakland Area (CZ03) | Oakland AP | 174960 | 141.92 | 3.3781 | 0 | 0 | 0 | 0 | 155.465 | 98.4409 | 0 | 930.534 | 0 | 601.408 | 1931.15 | 0 | 0 | 0 | 1227.97 | 0 | 314.203 | 0 | 0 | 0 | 0 | 0 | 0 | 1542.18 | 190.84 | 5.1871 | 0 | 0 | 0 | 0 | 65.304 | 56.6067 | 0 | 185.893 | 0 | 160.957 | 664.788 | 0 | 0 | 0 | 3135.37 | 0 | 40.5561 | 0 | 0 | 0 | 0 | 0 | 0 | 3175.92 | 3840.26 | 317.667 | - | - | - | - | 0 | 0 | 2859 | 0 | 0 | 0 | 0 | 0 | 0 | 0 | 0 | 2859 | OfL | 03
07/27/18 @ 00:23 | OfL-w04-v03-WCChlrBase-mNE-HVAC-Proto.pd2 | OfL-w04-v03-WCChlrBase-mNE-HVAC-Proto | OfL-w04-v03 | California (Title 24) | Sunnyvale Area (CZ04) | San Jose | 174960 | 236.836 | 6.1608 | 0 | 0 | 0 | 0 | 169.74 | 131.982 | 0 | 930.534 | 0 | 601.408 | 2076.66 | 0 | 0 | 0 | 1151.39 | 0 | 304.475 | 0 | 0 | 0 | 0 | 0 | 0 | 1455.87 | 216.477 | 6.4088 | 0 | 0 | 0 | 0 | 70.7659 | 60.9806 | 0 | 185.893 | 0 | 160.957 | 701.483 | 0 | 0 | 0 | 3030.63 | 0 | 39.9411 | 0 | 0 | 0 | 0 | 0 | 0 | 3070.57 | 4319.03 | 399.556 | - | - | - | - | 0 | 0 | 3596 | 0 | 0 | 0 | 0 | 0 | 0 | 0 | 0 | 3596 | OfL | 03
07/27/18 @ 00:24 | OfL-w05-v03-WCChlrBase-mNE-HVAC-Proto.pd2 | OfL-w05-v03-WCChlrBase-mNE-HVAC-Proto | OfL-w05-v03 | California (Title 24) | Santa Maria Area (CZ05) | Santa Maria AP | 174960 | 152.221 | 3.63 | 0 | 0 | 0 | 0 | 159.005 | 107.622 | 0 | 930.534 | 0 | 601.408 | 1954.42 | 0 | 0 | 0 | 1323.95 | 0 | 319.018 | 0 | 0 | 0 | 0 | 0 | 0 | 1642.97 | 161.39 | 3.3884 | 0 | 0 | 0 | 0 | 63.4353 | 54.3378 | 0 | 185.893 | 0 | 160.957 | 629.402 | 0 | 0 | 0 | 3166.31 | 0 | 40.9436 | 0 | 0 | 0 | 0 | 0 | 0 | 3207.25 | 3369.29 | 465.222 | - | - | - | - | 0 | 0 | 4187 | 0 | 0 | 0 | 0 | 0 | 0 | 0 | 0 | 4187 | OfL | 03
07/27/18 @ 00:24 | OfL-w06-v03-WCChlrBase-mNE-HVAC-Proto.pd2 | OfL-w06-v03-WCChlrBase-mNE-HVAC-Proto | OfL-w06-v03 | California (Title 24) | Los Angeles Area (CZ06) | Torrance | 174960 | 288.83 | 7.9205 | 0 | 0 | 0 | 0 | 168.18 | 149.425 | 0 | 930.534 | 0 | 601.408 | 2146.3 | 0 | 0 | 0 | 724.111 | 0 | 295.596 | 0 | 0 | 0 | 0 | 0 | 0 | 1019.71 | 214.526 | 7.3564 | 0 | 0 | 0 | 0 | 64.2055 | 60.7534 | 0 | 196.657 | 0 | 161.316 | 704.815 | 0 | 0 | 0 | 2237.47 | 0 | 38.2847 | 0 | 0 | 0 | 0 | 0 | 0 | 2275.76 | 4280.51 | 554.222 | - | - | - | - | 0 | 0 | 4988 | 0 | 0 | 0 | 0 | 0 | 0 | 0 | 0 | 4988 | OfL | 03
07/27/18 @ 00:24 | OfL-w07-v03-WCChlrBase-mNE-HVAC-Proto.pd2 | OfL-w07-v03-WCChlrBase-mNE-HVAC-Proto | OfL-w07-v03 | California (Title 24) | San Diego Area (CZ07) | San Diego AP | 174960 | 263.915 | 7.0037 | 0 | 0 | 0 | 0 | 168.413 | 149.39 | 0 | 930.534 | 0 | 601.408 | 2120.67 | 0 | 0 | 0 | 672.62 | 0 | 292.507 | 0 | 0 | 0 | 0 | 0 | 0 | 965.127 | 198.934 | 5.5291 | 0 | 0 | 0 | 0 | 61.905 | 58.537 | 0 | 185.893 | 0 | 160.957 | 671.755 | 0 | 0 | 0 | 2015.82 | 0 | 37.6321 | 0 | 0 | 0 | 0 | 0 | 0 | 2053.45 | 4016.66 | 645.222 | - | - | - | - | 0 | 0 | 5807 | 0 | 0 | 0 | 0 | 0 | 0 | 0 | 0 | 5807 | OfL | 03
07/27/18 @ 00:24 | OfL-w08-v03-WCChlrBase-mNE-HVAC-Proto.pd2 | OfL-w08-v03-WCChlrBase-mNE-HVAC-Proto | OfL-w08-v03 | California (Title 24) | El Toro Area (CZ08) | Fullerton | 174960 | 315.084 | 8.8251 | 0 | 0 | 0 | 0 | 172.005 | 156.375 | 0 | 930.534 | 0 | 601.408 | 2184.23 | 0 | 0 | 0 | 769.91 | 0 | 287.84 | 0 | 0 | 0 | 0 | 0 | 0 | 1057.75 | 231.19 | 9.5697 | 0 | 0 | 0 | 0 | 72.0257 | 63.2545 | 0 | 185.893 | 0 | 160.957 | 722.891 | 0 | 0 | 0 | 2670.46 | 0 | 37.4217 | 0 | 0 | 0 | 0 | 0 | 0 | 2707.88 | 4578.28 | 690.667 | - | - | - | - | 0 | 0 | 6216 | 0 | 0 | 0 | 0 | 0 | 0 | 0 | 0 | 6216 | OfL | 03
07/27/18 @ 00:24 | OfL-w09-v03-WCChlrBase-mNE-HVAC-Proto.pd2 | OfL-w09-v03-WCChlrBase-mNE-HVAC-Proto | OfL-w09-v03 | California (Title 24) | Pasadena Area (CZ09) | Burbank AP | 174960 | 330.803 | 9.7837 | 0 | 0 | 0 | 0 | 177.591 | 162.061 | 0 | 930.534 | 0 | 601.408 | 2212.18 | 0 | 0 | 0 | 903.931 | 0 | 287.519 | 0 | 0 | 0 | 0 | 0 | 0 | 1191.45 | 288.588 | 18.8614 | 0 | 0 | 0 | 0 | 74.1243 | 70.762 | 0 | 185.893 | 0 | 160.957 | 799.186 | 0 | 0 | 0 | 2814.92 | 0 | 37.6935 | 0 | 0 | 0 | 0 | 0 | 0 | 2852.62 | 5463.47 | 626.111 | - | - | - | - | 0 | 0 | 5635 | 0 | 0 | 0 | 0 | 0 | 0 | 0 | 0 | 5635 | OfL | 03
07/27/18 @ 00:24 | OfL-w10-v03-WCChlrBase-mNE-HVAC-Proto.pd2 | OfL-w10-v03-WCChlrBase-mNE-HVAC-Proto | OfL-w10-v03 | California (Title 24) | San Bernardino Area (CZ10) | Riverside FS 3 | 174960 | 312.351 | 8.744 | 0 | 0 | 0 | 0 | 165.355 | 143.634 | 0 | 930.534 | 0 | 601.408 | 2162.03 | 0 | 0 | 0 | 601.262 | 0 | 286.177 | 0 | 0 | 0 | 0 | 0 | 0 | 887.44 | 244.462 | 11.0726 | 0 | 0 | 0 | 0 | 68.4409 | 62.2663 | 0 | 196.657 | 0 | 148.989 | 731.888 | 0 | 0 | 0 | 2813.45 | 0 | 37.8172 | 0 | 0 | 0 | 0 | 0 | 0 | 2851.27 | 4724.45 | 687.222 | - | - | - | - | 0 | 0 | 6185 | 0 | 0 | 0 | 0 | 0 | 0 | 0 | 0 | 6185 | OfL | 03
07/27/18 @ 00:24 | OfL-w11-v03-WCChlrBase-mNE-HVAC-Proto.pd2 | OfL-w11-v03-WCChlrBase-mNE-HVAC-Proto | OfL-w11-v03 | California (Title 24) | Red Bluff Area (CZ11) | Red Bluff AP | 174960 | 284.148 | 8.0791 | 0 | 0 | 0 | 0 | 169.857 | 130.504 | 0 | 930.534 | 0 | 601.408 | 2124.53 | 0 | 0 | 0 | 897.629 | 0 | 289.928 | 0 | 0 | 0 | 0 | 0 | 0 | 1187.56 | 272.548 | 20.0055 | 0 | 0 | 0 | 0 | 61.7721 | 63.8243 | 0 | 185.893 | 0 | 160.957 | 765 | 0 | 0 | 0 | 3193.02 | 0 | 12.415 | 0 | 0 | 0 | 0 | 0 | 0 | 3205.43 | 5147.27 | 429.111 | - | - | - | - | 0 | 0 | 3862 | 0 | 0 | 0 | 0 | 0 | 0 | 0 | 0 | 3862 | OfL | 03
07/27/18 @ 00:25 | OfL-w12-v03-WCChlrBase-mNE-HVAC-Proto.pd2 | OfL-w12-v03-WCChlrBase-mNE-HVAC-Proto | OfL-w12-v03 | California (Title 24) | Sacramento Area (CZ12) | Sacramento AP | 174960 | 244.491 | 6.9031 | 0 | 0 | 0 | 0 | 160.007 | 115.978 | 0 | 930.534 | 0 | 601.408 | 2059.32 | 0 | 0 | 0 | 899.753 | 0 | 299.03 | 0 | 0 | 0 | 0 | 0 | 0 | 1198.78 | 242.147 | 11.0029 | 0 | 0 | 0 | 0 | 65.9547 | 59.9167 | 0 | 196.657 | 0 | 148.989 | 724.668 | 0 | 0 | 0 | 3450.37 | 0 | 12.4742 | 0 | 0 | 0 | 0 | 0 | 0 | 3462.84 | 4631.09 | 657.667 | - | - | - | - | 0 | 0 | 5919 | 0 | 0 | 0 | 0 | 0 | 0 | 0 | 0 | 5919 | OfL | 03
07/27/18 @ 00:25 | OfL-w13-v03-WCChlrBase-mNE-HVAC-Proto.pd2 | OfL-w13-v03-WCChlrBase-mNE-HVAC-Proto | OfL-w13-v03 | California (Title 24) | Fresno Area (CZ13) | Fresno AP | 174960 | 285.722 | 8.2599 | 0 | 0 | 0 | 0 | 166.928 | 130.536 | 0 | 930.534 | 0 | 601.408 | 2123.39 | 0 | 0 | 0 | 798.023 | 0 | 286.418 | 0 | 0 | 0 | 0 | 0 | 0 | 1084.44 | 247.258 | 11.3025 | 0 | 0 | 0 | 0 | 67.3323 | 62.7589 | 0 | 196.657 | 0 | 148.989 | 734.298 | 0 | 0 | 0 | 3368.67 | 0 | 39.3181 | 0 | 0 | 0 | 0 | 0 | 0 | 3407.99 | 4758.67 | 429.556 | - | - | - | - | 0 | 0 | 3866 | 0 | 0 | 0 | 0 | 0 | 0 | 0 | 0 | 3866 | OfL | 03
07/27/18 @ 00:25 | OfL-w14-v03-WCChlrBase-mNE-HVAC-Proto.pd2 | OfL-w14-v03-WCChlrBase-mNE-HVAC-Proto | OfL-w14-v03 | California (Title 24) | China Lake Area (CZ14) | Palmdale AP | 174960 | 299.56 | 8.0503 | 0 | 0 | 0 | 0 | 170.736 | 149.007 | 0 | 930.534 | 0 | 601.408 | 2159.3 | 0 | 0 | 0 | 813.672 | 0 | 292.056 | 0 | 0 | 0 | 0 | 0 | 0 | 1105.73 | 312.945 | 26.5947 | 0 | 0 | 0 | 0 | 66.6156 | 73.8951 | 0 | 185.893 | 0 | 160.957 | 826.9 | 0 | 0 | 0 | 2963.7 | 0 | 40.1369 | 0 | 0 | 0 | 0 | 0 | 0 | 3003.84 | 5848.71 | 584.333 | - | - | - | - | 0 | 0 | 5259 | 0 | 0 | 0 | 0 | 0 | 0 | 0 | 0 | 5259 | OfL | 03
07/27/18 @ 00:25 | OfL-w15-v03-WCChlrBase-mNE-HVAC-Proto.pd2 | OfL-w15-v03-WCChlrBase-mNE-HVAC-Proto | OfL-w15-v03 | California (Title 24) | Blythe Area (CZ15) | Palm Springs | 174960 | 478.972 | 15.4033 | 0 | 0 | 0 | 0 | 198.535 | 196.043 | 0 | 930.534 | 0 | 601.408 | 2420.9 | 0 | 0 | 0 | 373.001 | 0 | 241.535 | 0 | 0 | 0 | 0 | 0 | 0 | 614.536 | 301.139 | 19.6846 | 0 | 0 | 0 | 0 | 74.6946 | 69.952 | 0 | 185.893 | 0 | 154.866 | 806.229 | 0 | 0 | 0 | 1848.24 | 0 | 33.5933 | 0 | 0 | 0 | 0 | 0 | 0 | 1881.83 | 5601.25 | 598.333 | - | - | - | - | 0 | 0 | 5385 | 0 | 0 | 0 | 0 | 0 | 0 | 0 | 0 | 5385 | OfL | 03
07/27/18 @ 00:25 | OfL-w16-v03-WCChlrBase-mNE-HVAC-Proto.pd2 | OfL-w16-v03-WCChlrBase-mNE-HVAC-Proto | OfL-w16-v03 | California (Title 24) | Mount Shasta Area (CZ16) | Blue Canyon AP | 174960 | 142.652 | 3.0377 | 0 | 0 | 0 | 0 | 159.13 | 86.9381 | 0 | 930.534 | 0 | 601.408 | 1923.7 | 0 | 0 | 0 | 1531.96 | 0 | 335.174 | 0 | 0 | 0 | 0 | 0 | 0 | 1867.14 | 156.048 | 3.4089 | 0 | 0 | 0 | 0 | 63.6136 | 52.8414 | 0 | 196.657 | 0 | 161.316 | 633.885 | 0 | 0 | 0 | 3808.05 | 0 | 14.029 | 0 | 0 | 0 | 0 | 0 | 0 | 3822.08 | 3483.9 | 521.889 | - | - | - | - | 0 | 0 | 4697 | 0 | 0 | 0 | 0 | 0 | 0 | 0 | 0 | 4697 | OfL | 03
07/27/18 @ 00:25 | OfL-w01-v07-WCChlrBase-mNE-HVAC-Proto.pd2 | OfL-w01-v07-WCChlrBase-mNE-HVAC-Proto | OfL-w01-v07 | California (Title 24) | Arcata Area (CZ01) | Arcata | 174960 | 31.2901 | 0.56636 | 0 | 0 | 0 | 0 | 128.924 | 12.7115 | 0 | 883.692 | 0 | 532.352 | 1589.53 | 0 | 0 | 0 | 1197.89 | 0 | 336.59 | 0 | 0 | 0 | 0 | 0 | 0 | 1534.48 | 145.51 | 3.5583 | 0 | 0 | 0 | 0 | 58.9676 | 34.1782 | 0 | 176.534 | 0 | 142.475 | 561.224 | 0 | 0 | 0 | 3109.92 | 0 | 13.3876 | 0 | 0 | 0 | 0 | 0 | 0 | 3123.31 | 3027.77 | 386.778 | - | - | - | - | 0 | 0 | 3481 | 0 | 0 | 0 | 0 | 0 | 0 | 0 | 0 | 3481 | OfL | 07
07/27/18 @ 00:25 | OfL-w02-v07-WCChlrBase-mNE-HVAC-Proto.pd2 | OfL-w02-v07-WCChlrBase-mNE-HVAC-Proto | OfL-w02-v07 | California (Title 24) | Santa Rosa Area (CZ02) | Santa Rosa | 174960 | 184.253 | 4.8283 | 0 | 0 | 0 | 0 | 146.658 | 51.5296 | 0 | 883.692 | 0 | 532.352 | 1803.31 | 0 | 0 | 0 | 999.102 | 0 | 313.266 | 0 | 0 | 0 | 0 | 0 | 0 | 1312.37 | 250.731 | 14.0231 | 0 | 0 | 0 | 0 | 62.6798 | 46.3746 | 0 | 176.534 | 0 | 142.475 | 692.818 | 0 | 0 | 0 | 3492.52 | 0 | 12.7485 | 0 | 0 | 0 | 0 | 0 | 0 | 3505.27 | 4691.1 | 519.778 | - | - | - | - | 0 | 0 | 4678 | 0 | 0 | 0 | 0 | 0 | 0 | 0 | 0 | 4678 | OfL | 07
07/27/18 @ 00:26 | OfL-w03-v07-WCChlrBase-mNE-HVAC-Proto.pd2 | OfL-w03-v07-WCChlrBase-mNE-HVAC-Proto | OfL-w03-v07 | California (Title 24) | Oakland Area (CZ03) | Oakland AP | 174960 | 128.442 | 2.9774 | 0 | 0 | 0 | 0 | 149.459 | 38.6473 | 0 | 883.692 | 0 | 532.352 | 1735.57 | 0 | 0 | 0 | 1255.31 | 0 | 314.222 | 0 | 0 | 0 | 0 | 0 | 0 | 1569.53 | 185.815 | 4.9811 | 0 | 0 | 0 | 0 | 63.2645 | 40.8551 | 0 | 176.534 | 0 | 142.475 | 613.925 | 0 | 0 | 0 | 3259.06 | 0 | 40.5594 | 0 | 0 | 0 | 0 | 0 | 0 | 3299.62 | 3723.83 | 276.333 | - | - | - | - | 0 | 0 | 2487 | 0 | 0 | 0 | 0 | 0 | 0 | 0 | 0 | 2487 | OfL | 07
07/27/18 @ 00:26 | OfL-w04-v07-WCChlrBase-mNE-HVAC-Proto.pd2 | OfL-w04-v07-WCChlrBase-mNE-HVAC-Proto | OfL-w04-v07 | California (Title 24) | Sunnyvale Area (CZ04) | San Jose | 174960 | 220.08 | 5.6488 | 0 | 0 | 0 | 0 | 163.658 | 61.6062 | 0 | 883.692 | 0 | 532.352 | 1867.03 | 0 | 0 | 0 | 1177.63 | 0 | 304.492 | 0 | 0 | 0 | 0 | 0 | 0 | 1482.12 | 212.128 | 6.1052 | 0 | 0 | 0 | 0 | 67.9126 | 45.2572 | 0 | 176.534 | 0 | 142.475 | 650.412 | 0 | 0 | 0 | 3182.09 | 0 | 39.9446 | 0 | 0 | 0 | 0 | 0 | 0 | 3222.03 | 4208.04 | 359.222 | - | - | - | - | 0 | 0 | 3233 | 0 | 0 | 0 | 0 | 0 | 0 | 0 | 0 | 3233 | OfL | 07
07/27/18 @ 00:26 | OfL-w05-v07-WCChlrBase-mNE-HVAC-Proto.pd2 | OfL-w05-v07-WCChlrBase-mNE-HVAC-Proto | OfL-w05-v07 | California (Title 24) | Santa Maria Area (CZ05) | Santa Maria AP | 174960 | 136.674 | 3.1906 | 0 | 0 | 0 | 0 | 152.794 | 39.5903 | 0 | 883.692 | 0 | 532.352 | 1748.29 | 0 | 0 | 0 | 1331.15 | 0 | 319.037 | 0 | 0 | 0 | 0 | 0 | 0 | 1650.19 | 154.68 | 3.7333 | 0 | 0 | 0 | 0 | 61.0524 | 36.8175 | 0 | 176.534 | 0 | 142.475 | 575.293 | 0 | 0 | 0 | 3268.15 | 0 | 40.9484 | 0 | 0 | 0 | 0 | 0 | 0 | 3309.1 | 3252.05 | 412.556 | - | - | - | - | 0 | 0 | 3713 | 0 | 0 | 0 | 0 | 0 | 0 | 0 | 0 | 3713 | OfL | 07
07/27/18 @ 00:26 | OfL-w06-v07-WCChlrBase-mNE-HVAC-Proto.pd2 | OfL-w06-v07-WCChlrBase-mNE-HVAC-Proto | OfL-w06-v07 | California (Title 24) | Los Angeles Area (CZ06) | Torrance | 174960 | 267.056 | 7.2652 | 0 | 0 | 0 | 0 | 162.187 | 70.7894 | 0 | 883.692 | 0 | 532.352 | 1923.34 | 0 | 0 | 0 | 728.202 | 0 | 295.612 | 0 | 0 | 0 | 0 | 0 | 0 | 1023.81 | 208.949 | 6.9795 | 0 | 0 | 0 | 0 | 61.3657 | 45.3652 | 0 | 186.756 | 0 | 142.793 | 652.208 | 0 | 0 | 0 | 2244.79 | 0 | 38.2879 | 0 | 0 | 0 | 0 | 0 | 0 | 2283.08 | 4160.54 | 508.111 | - | - | - | - | 0 | 0 | 4573 | 0 | 0 | 0 | 0 | 0 | 0 | 0 | 0 | 4573 | OfL | 07
07/27/18 @ 00:26 | OfL-w07-v07-WCChlrBase-mNE-HVAC-Proto.pd2 | OfL-w07-v07-WCChlrBase-mNE-HVAC-Proto | OfL-w07-v07 | California (Title 24) | San Diego Area (CZ07) | San Diego AP | 174960 | 242.353 | 6.3389 | 0 | 0 | 0 | 0 | 162.611 | 66.1249 | 0 | 883.692 | 0 | 532.352 | 1893.47 | 0 | 0 | 0 | 652.915 | 0 | 292.522 | 0 | 0 | 0 | 0 | 0 | 0 | 945.438 | 194.104 | 5.3218 | 0 | 0 | 0 | 0 | 59.3026 | 43.5973 | 0 | 176.534 | 0 | 142.475 | 621.335 | 0 | 0 | 0 | 1660.47 | 0 | 37.6336 | 0 | 0 | 0 | 0 | 0 | 0 | 1698.1 | 3906.62 | 594.111 | - | - | - | - | 0 | 0 | 5347 | 0 | 0 | 0 | 0 | 0 | 0 | 0 | 0 | 5347 | OfL | 07
07/27/18 @ 00:26 | OfL-w08-v07-WCChlrBase-mNE-HVAC-Proto.pd2 | OfL-w08-v07-WCChlrBase-mNE-HVAC-Proto | OfL-w08-v07 | California (Title 24) | El Toro Area (CZ08) | Fullerton | 174960 | 294.621 | 8.159 | 0 | 0 | 0 | 0 | 166.056 | 77.3119 | 0 | 883.692 | 0 | 532.352 | 1962.19 | 0 | 0 | 0 | 770.155 | 0 | 287.855 | 0 | 0 | 0 | 0 | 0 | 0 | 1058.01 | 226.45 | 9.1273 | 0 | 0 | 0 | 0 | 70.6842 | 45.8761 | 0 | 176.534 | 0 | 142.475 | 671.146 | 0 | 0 | 0 | 2464.81 | 0 | 37.4261 | 0 | 0 | 0 | 0 | 0 | 0 | 2502.24 | 4463.46 | 639.444 | - | - | - | - | 0 | 0 | 5755 | 0 | 0 | 0 | 0 | 0 | 0 | 0 | 0 | 5755 | OfL | 07
07/27/18 @ 00:26 | OfL-w09-v07-WCChlrBase-mNE-HVAC-Proto.pd2 | OfL-w09-v07-WCChlrBase-mNE-HVAC-Proto | OfL-w09-v07 | California (Title 24) | Pasadena Area (CZ09) | Burbank AP | 174960 | 311.144 | 9.1237 | 0 | 0 | 0 | 0 | 171.409 | 83.588 | 0 | 883.692 | 0 | 532.352 | 1991.31 | 0 | 0 | 0 | 905.847 | 0 | 287.534 | 0 | 0 | 0 | 0 | 0 | 0 | 1193.38 | 286.204 | 18.124 | 0 | 0 | 0 | 0 | 71.4181 | 53.8371 | 0 | 176.534 | 0 | 142.475 | 748.593 | 0 | 0 | 0 | 2908.32 | 0 | 37.6989 | 0 | 0 | 0 | 0 | 0 | 0 | 2946.01 | 5351.33 | 580.889 | - | - | - | - | 0 | 0 | 5228 | 0 | 0 | 0 | 0 | 0 | 0 | 0 | 0 | 5228 | OfL | 07
07/27/18 @ 00:26 | OfL-w10-v07-WCChlrBase-mNE-HVAC-Proto.pd2 | OfL-w10-v07-WCChlrBase-mNE-HVAC-Proto | OfL-w10-v07 | California (Title 24) | San Bernardino Area (CZ10) | Riverside FS 3 | 174960 | 294.083 | 8.146 | 0 | 0 | 0 | 0 | 158.822 | 77.3431 | 0 | 883.692 | 0 | 532.352 | 1954.43 | 0 | 0 | 0 | 611.667 | 0 | 286.192 | 0 | 0 | 0 | 0 | 0 | 0 | 897.859 | 241.786 | 10.5871 | 0 | 0 | 0 | 0 | 65.7896 | 46.9281 | 0 | 186.756 | 0 | 131.881 | 683.728 | 0 | 0 | 0 | 2713.31 | 0 | 37.8227 | 0 | 0 | 0 | 0 | 0 | 0 | 2751.13 | 4612.53 | 637.889 | - | - | - | - | 0 | 0 | 5741 | 0 | 0 | 0 | 0 | 0 | 0 | 0 | 0 | 5741 | OfL | 07
07/27/18 @ 00:27 | OfL-w11-v07-WCChlrBase-mNE-HVAC-Proto.pd2 | OfL-w11-v07-WCChlrBase-mNE-HVAC-Proto | OfL-w11-v07 | California (Title 24) | Red Bluff Area (CZ11) | Red Bluff AP | 174960 | 268.987 | 7.5792 | 0 | 0 | 0 | 0 | 163.219 | 71.0776 | 0 | 883.692 | 0 | 532.352 | 1926.9 | 0 | 0 | 0 | 920.944 | 0 | 289.945 | 0 | 0 | 0 | 0 | 0 | 0 | 1210.89 | 269.621 | 19.277 | 0 | 0 | 0 | 0 | 59.4547 | 50.3271 | 0 | 186.756 | 0 | 131.881 | 717.318 | 0 | 0 | 0 | 3219.14 | 0 | 12.4179 | 0 | 0 | 0 | 0 | 0 | 0 | 3231.56 | 5036.57 | 394 | - | - | - | - | 0 | 0 | 3546 | 0 | 0 | 0 | 0 | 0 | 0 | 0 | 0 | 3546 | OfL | 07
07/27/18 @ 00:27 | OfL-w12-v07-WCChlrBase-mNE-HVAC-Proto.pd2 | OfL-w12-v07-WCChlrBase-mNE-HVAC-Proto | OfL-w12-v07 | California (Title 24) | Sacramento Area (CZ12) | Sacramento AP | 174960 | 230.403 | 6.4461 | 0 | 0 | 0 | 0 | 153.746 | 61.7636 | 0 | 883.692 | 0 | 532.352 | 1868.4 | 0 | 0 | 0 | 943.643 | 0 | 299.048 | 0 | 0 | 0 | 0 | 0 | 0 | 1242.69 | 239.524 | 10.5079 | 0 | 0 | 0 | 0 | 63.3134 | 45.3943 | 0 | 186.756 | 0 | 131.881 | 677.378 | 0 | 0 | 0 | 3584.14 | 0 | 12.4786 | 0 | 0 | 0 | 0 | 0 | 0 | 3596.62 | 4520.72 | 608.778 | - | - | - | - | 0 | 0 | 5479 | 0 | 0 | 0 | 0 | 0 | 0 | 0 | 0 | 5479 | OfL | 07
07/27/18 @ 00:27 | OfL-w13-v07-WCChlrBase-mNE-HVAC-Proto.pd2 | OfL-w13-v07-WCChlrBase-mNE-HVAC-Proto | OfL-w13-v07 | California (Title 24) | Fresno Area (CZ13) | Fresno AP | 174960 | 270.578 | 7.7545 | 0 | 0 | 0 | 0 | 160.4 | 71.1854 | 0 | 883.692 | 0 | 532.352 | 1925.96 | 0 | 0 | 0 | 822.717 | 0 | 286.435 | 0 | 0 | 0 | 0 | 0 | 0 | 1109.15 | 244.299 | 10.8114 | 0 | 0 | 0 | 0 | 64.6514 | 47.6507 | 0 | 186.756 | 0 | 131.881 | 686.05 | 0 | 0 | 0 | 3268.13 | 0 | 39.3211 | 0 | 0 | 0 | 0 | 0 | 0 | 3307.45 | 4646.86 | 392.444 | - | - | - | - | 0 | 0 | 3532 | 0 | 0 | 0 | 0 | 0 | 0 | 0 | 0 | 3532 | OfL | 07
07/27/18 @ 00:27 | OfL-w14-v07-WCChlrBase-mNE-HVAC-Proto.pd2 | OfL-w14-v07-WCChlrBase-mNE-HVAC-Proto | OfL-w14-v07 | California (Title 24) | China Lake Area (CZ14) | Palmdale AP | 174960 | 282.17 | 7.5282 | 0 | 0 | 0 | 0 | 164.104 | 78.0064 | 0 | 883.692 | 0 | 532.352 | 1947.85 | 0 | 0 | 0 | 827.807 | 0 | 292.073 | 0 | 0 | 0 | 0 | 0 | 0 | 1119.88 | 309.171 | 25.9239 | 0 | 0 | 0 | 0 | 64.038 | 58.1915 | 0 | 176.534 | 0 | 142.475 | 776.333 | 0 | 0 | 0 | 2847.15 | 0 | 40.1423 | 0 | 0 | 0 | 0 | 0 | 0 | 2887.29 | 5733.43 | 543.222 | - | - | - | - | 0 | 0 | 4889 | 0 | 0 | 0 | 0 | 0 | 0 | 0 | 0 | 4889 | OfL | 07
07/27/18 @ 00:27 | OfL-w15-v07-WCChlrBase-mNE-HVAC-Proto.pd2 | OfL-w15-v07-WCChlrBase-mNE-HVAC-Proto | OfL-w15-v07 | California (Title 24) | Blythe Area (CZ15) | Palm Springs | 174960 | 458.265 | 14.6572 | 0 | 0 | 0 | 0 | 191.71 | 115.579 | 0 | 883.692 | 0 | 532.352 | 2196.25 | 0 | 0 | 0 | 358.472 | 0 | 241.547 | 0 | 0 | 0 | 0 | 0 | 0 | 600.019 | 298.634 | 18.9549 | 0 | 0 | 0 | 0 | 70.9949 | 54.5357 | 0 | 176.534 | 0 | 137.083 | 756.737 | 0 | 0 | 0 | 1895.43 | 0 | 28.5498 | 0 | 0 | 0 | 0 | 0 | 0 | 1923.98 | 5456.58 | 554.111 | - | - | - | - | 0 | 0 | 4987 | 0 | 0 | 0 | 0 | 0 | 0 | 0 | 0 | 4987 | OfL | 07
07/27/18 @ 00:27 | OfL-w16-v07-WCChlrBase-mNE-HVAC-Proto.pd2 | OfL-w16-v07-WCChlrBase-mNE-HVAC-Proto | OfL-w16-v07 | California (Title 24) | Mount Shasta Area (CZ16) | Blue Canyon AP | 174960 | 131.409 | 2.7761 | 0 | 0 | 0 | 0 | 152.643 | 37.8569 | 0 | 883.692 | 0 | 532.352 | 1740.72 | 0 | 0 | 0 | 1619.91 | 0 | 335.195 | 0 | 0 | 0 | 0 | 0 | 0 | 1955.1 | 161.636 | 3.3792 | 0 | 0 | 0 | 0 | 67.1069 | 38.1911 | 0 | 176.534 | 0 | 137.083 | 583.93 | 0 | 0 | 0 | 4047.5 | 0 | 45.0815 | 0 | 0 | 0 | 0 | 0 | 0 | 4092.59 | 3372.09 | 476.222 | - | - | - | - | 0 | 0 | 4286 | 0 | 0 | 0 | 0 | 0 | 0 | 0 | 0 | 4286 | OfL | 07
07/27/18 @ 00:27 | OfL-w01-v11-WCChlrBase-mNE-HVAC-Proto.pd2 | OfL-w01-v11-WCChlrBase-mNE-HVAC-Proto | OfL-w01-v11 | California (Title 24) | Arcata Area (CZ01) | Arcata | 174960 | 31.1877 | 0.56677 | 0 | 0 | 0 | 0 | 128.437 | 12.4496 | 0 | 883.692 | 0 | 511.067 | 1567.39 | 0 | 0 | 0 | 1110.57 | 0 | 336.58 | 0 | 0 | 0 | 0 | 0 | 0 | 1447.15 | 144.178 | 3.5246 | 0 | 0 | 0 | 0 | 58.332 | 33.8426 | 0 | 176.534 | 0 | 136.779 | 553.19 | 0 | 0 | 0 | 3161.38 | 0 | 43.0044 | 0 | 0 | 0 | 0 | 0 | 0 | 3204.38 | 3000.95 | 380.889 | - | - | - | - | 0 | 0 | 3428 | 0 | 0 | 0 | 0 | 0 | 0 | 0 | 0 | 3428 | OfL | 11
07/27/18 @ 00:28 | OfL-w02-v11-WCChlrBase-mNE-HVAC-Proto.pd2 | OfL-w02-v11-WCChlrBase-mNE-HVAC-Proto | OfL-w02-v11 | California (Title 24) | Santa Rosa Area (CZ02) | Santa Rosa | 174960 | 181.993 | 4.7513 | 0 | 0 | 0 | 0 | 145.355 | 50.6345 | 0 | 883.692 | 0 | 511.067 | 1777.49 | 0 | 0 | 0 | 784.462 | 0 | 313.243 | 0 | 0 | 0 | 0 | 0 | 0 | 1097.71 | 245.657 | 13.8289 | 0 | 0 | 0 | 0 | 61.6578 | 46.0017 | 0 | 176.534 | 0 | 136.779 | 680.458 | 0 | 0 | 0 | 2950.7 | 0 | 12.7352 | 0 | 0 | 0 | 0 | 0 | 0 | 2963.44 | 4615.69 | 511.556 | - | - | - | - | 0 | 0 | 4604 | 0 | 0 | 0 | 0 | 0 | 0 | 0 | 0 | 4604 | OfL | 11
07/27/18 @ 00:28 | OfL-w03-v11-WCChlrBase-mNE-HVAC-Proto.pd2 | OfL-w03-v11-WCChlrBase-mNE-HVAC-Proto | OfL-w03-v11 | California (Title 24) | Oakland Area (CZ03) | Oakland AP | 174960 | 128.389 | 2.9744 | 0 | 0 | 0 | 0 | 149.281 | 38.1682 | 0 | 883.692 | 0 | 511.067 | 1713.57 | 0 | 0 | 0 | 1062.94 | 0 | 314.199 | 0 | 0 | 0 | 0 | 0 | 0 | 1377.14 | 182.653 | 4.9059 | 0 | 0 | 0 | 0 | 61.7883 | 40.8561 | 0 | 176.534 | 0 | 136.779 | 603.515 | 0 | 0 | 0 | 3092.35 | 0 | 12.6458 | 0 | 0 | 0 | 0 | 0 | 0 | 3104.99 | 3667.35 | 273.111 | - | - | - | - | 0 | 0 | 2458 | 0 | 0 | 0 | 0 | 0 | 0 | 0 | 0 | 2458 | OfL | 11
07/27/18 @ 00:28 | OfL-w04-v11-WCChlrBase-mNE-HVAC-Proto.pd2 | OfL-w04-v11-WCChlrBase-mNE-HVAC-Proto | OfL-w04-v11 | California (Title 24) | Sunnyvale Area (CZ04) | San Jose | 174960 | 217.664 | 5.5786 | 0 | 0 | 0 | 0 | 161.917 | 60.7368 | 0 | 883.692 | 0 | 511.067 | 1840.65 | 0 | 0 | 0 | 1006.12 | 0 | 304.471 | 0 | 0 | 0 | 0 | 0 | 0 | 1310.59 | 207.241 | 5.9886 | 0 | 0 | 0 | 0 | 66.0553 | 44.8528 | 0 | 176.534 | 0 | 136.779 | 637.451 | 0 | 0 | 0 | 3119.07 | 0 | 12.4608 | 0 | 0 | 0 | 0 | 0 | 0 | 3131.53 | 4117.83 | 353.333 | - | - | - | - | 0 | 0 | 3180 | 0 | 0 | 0 | 0 | 0 | 0 | 0 | 0 | 3180 | OfL | 11
07/27/18 @ 00:28 | OfL-w05-v11-WCChlrBase-mNE-HVAC-Proto.pd2 | OfL-w05-v11-WCChlrBase-mNE-HVAC-Proto | OfL-w05-v11 | California (Title 24) | Santa Maria Area (CZ05) | Santa Maria AP | 174960 | 137.229 | 3.1962 | 0 | 0 | 0 | 0 | 152.292 | 39.3267 | 0 | 883.692 | 0 | 511.067 | 1726.8 | 0 | 0 | 0 | 1151.85 | 0 | 319.013 | 0 | 0 | 0 | 0 | 0 | 0 | 1470.86 | 153.119 | 3.1873 | 0 | 0 | 0 | 0 | 59.5175 | 36.4341 | 0 | 176.534 | 0 | 136.779 | 565.57 | 0 | 0 | 0 | 3048.69 | 0 | 40.9386 | 0 | 0 | 0 | 0 | 0 | 0 | 3089.63 | 3218.16 | 406.778 | - | - | - | - | 0 | 0 | 3661 | 0 | 0 | 0 | 0 | 0 | 0 | 0 | 0 | 3661 | OfL | 11
07/27/18 @ 00:28 | OfL-w06-v11-WCChlrBase-mNE-HVAC-Proto.pd2 | OfL-w06-v11-WCChlrBase-mNE-HVAC-Proto | OfL-w06-v11 | California (Title 24) | Los Angeles Area (CZ06) | Torrance | 174960 | 265.428 | 7.2076 | 0 | 0 | 0 | 0 | 160.971 | 70.3014 | 0 | 883.692 | 0 | 511.067 | 1898.66 | 0 | 0 | 0 | 670.504 | 0 | 295.605 | 0 | 0 | 0 | 0 | 0 | 0 | 966.109 | 206.016 | 6.8823 | 0 | 0 | 0 | 0 | 60.165 | 44.8433 | 0 | 186.756 | 0 | 137.084 | 641.746 | 0 | 0 | 0 | 2084.06 | 0 | 38.284 | 0 | 0 | 0 | 0 | 0 | 0 | 2122.34 | 4102.71 | 500.889 | - | - | - | - | 0 | 0 | 4508 | 0 | 0 | 0 | 0 | 0 | 0 | 0 | 0 | 4508 | OfL | 11
07/27/18 @ 00:28 | OfL-w07-v11-WCChlrBase-mNE-HVAC-Proto.pd2 | OfL-w07-v11-WCChlrBase-mNE-HVAC-Proto | OfL-w07-v11 | California (Title 24) | San Diego Area (CZ07) | San Diego AP | 174960 | 240.51 | 6.2876 | 0 | 0 | 0 | 0 | 161.526 | 65.5006 | 0 | 883.692 | 0 | 511.067 | 1868.58 | 0 | 0 | 0 | 601.603 | 0 | 292.516 | 0 | 0 | 0 | 0 | 0 | 0 | 894.12 | 191.597 | 5.2562 | 0 | 0 | 0 | 0 | 58.3821 | 43.0605 | 0 | 176.534 | 0 | 136.779 | 611.608 | 0 | 0 | 0 | 1491.66 | 0 | 37.6296 | 0 | 0 | 0 | 0 | 0 | 0 | 1529.29 | 3859.06 | 585.444 | - | - | - | - | 0 | 0 | 5269 | 0 | 0 | 0 | 0 | 0 | 0 | 0 | 0 | 5269 | OfL | 11
07/27/18 @ 00:28 | OfL-w08-v11-WCChlrBase-mNE-HVAC-Proto.pd2 | OfL-w08-v11-WCChlrBase-mNE-HVAC-Proto | OfL-w08-v11 | California (Title 24) | El Toro Area (CZ08) | Fullerton | 174960 | 290.984 | 8.0386 | 0 | 0 | 0 | 0 | 163.971 | 76.2009 | 0 | 883.692 | 0 | 511.067 | 1933.95 | 0 | 0 | 0 | 633.534 | 0 | 287.84 | 0 | 0 | 0 | 0 | 0 | 0 | 921.373 | 220.903 | 8.8968 | 0 | 0 | 0 | 0 | 69.2574 | 44.9004 | 0 | 176.534 | 0 | 136.779 | 657.271 | 0 | 0 | 0 | 1921.88 | 0 | 37.4124 | 0 | 0 | 0 | 0 | 0 | 0 | 1959.29 | 4361.22 | 627 | - | - | - | - | 0 | 0 | 5643 | 0 | 0 | 0 | 0 | 0 | 0 | 0 | 0 | 5643 | OfL | 11
07/27/18 @ 00:29 | OfL-w09-v11-WCChlrBase-mNE-HVAC-Proto.pd2 | OfL-w09-v11-WCChlrBase-mNE-HVAC-Proto | OfL-w09-v11 | California (Title 24) | Pasadena Area (CZ09) | Burbank AP | 174960 | 305.707 | 8.9613 | 0 | 0 | 0 | 0 | 168.867 | 82.5092 | 0 | 883.692 | 0 | 511.067 | 1960.8 | 0 | 0 | 0 | 785.052 | 0 | 287.518 | 0 | 0 | 0 | 0 | 0 | 0 | 1072.57 | 277.776 | 17.5194 | 0 | 0 | 0 | 0 | 68.691 | 53.2363 | 0 | 176.534 | 0 | 136.779 | 730.535 | 0 | 0 | 0 | 2584.56 | 0 | 37.6871 | 0 | 0 | 0 | 0 | 0 | 0 | 2622.25 | 5220.2 | 567.778 | - | - | - | - | 0 | 0 | 5110 | 0 | 0 | 0 | 0 | 0 | 0 | 0 | 0 | 5110 | OfL | 11
07/27/18 @ 00:29 | OfL-w10-v11-WCChlrBase-mNE-HVAC-Proto.pd2 | OfL-w10-v11-WCChlrBase-mNE-HVAC-Proto | OfL-w10-v11 | California (Title 24) | San Bernardino Area (CZ10) | Riverside FS 3 | 174960 | 289.285 | 7.9837 | 0 | 0 | 0 | 0 | 156.613 | 76.1583 | 0 | 883.692 | 0 | 511.067 | 1924.79 | 0 | 0 | 0 | 453.321 | 0 | 286.177 | 0 | 0 | 0 | 0 | 0 | 0 | 739.498 | 234.596 | 10.3241 | 0 | 0 | 0 | 0 | 63.1357 | 46.2392 | 0 | 186.756 | 0 | 126.608 | 667.659 | 0 | 0 | 0 | 1954.52 | 0 | 37.8039 | 0 | 0 | 0 | 0 | 0 | 0 | 1992.32 | 4490.34 | 624.444 | - | - | - | - | 0 | 0 | 5620 | 0 | 0 | 0 | 0 | 0 | 0 | 0 | 0 | 5620 | OfL | 11
07/27/18 @ 00:29 | OfL-w11-v11-WCChlrBase-mNE-HVAC-Proto.pd2 | OfL-w11-v11-WCChlrBase-mNE-HVAC-Proto | OfL-w11-v11 | California (Title 24) | Red Bluff Area (CZ11) | Red Bluff AP | 174960 | 262.656 | 7.389 | 0 | 0 | 0 | 0 | 160.682 | 69.6547 | 0 | 883.692 | 0 | 511.067 | 1895.13 | 0 | 0 | 0 | 731.87 | 0 | 289.926 | 0 | 0 | 0 | 0 | 0 | 0 | 1021.8 | 263.217 | 18.8608 | 0 | 0 | 0 | 0 | 57.2391 | 49.8358 | 0 | 186.756 | 0 | 126.608 | 702.517 | 0 | 0 | 0 | 2713.24 | 0 | 12.4058 | 0 | 0 | 0 | 0 | 0 | 0 | 2725.65 | 4922.16 | 386.111 | - | - | - | - | 0 | 0 | 3475 | 0 | 0 | 0 | 0 | 0 | 0 | 0 | 0 | 3475 | OfL | 11
07/27/18 @ 00:29 | OfL-w12-v11-WCChlrBase-mNE-HVAC-Proto.pd2 | OfL-w12-v11-WCChlrBase-mNE-HVAC-Proto | OfL-w12-v11 | California (Title 24) | Sacramento Area (CZ12) | Sacramento AP | 174960 | 225.812 | 6.2906 | 0 | 0 | 0 | 0 | 151.508 | 60.5819 | 0 | 883.692 | 0 | 511.067 | 1838.95 | 0 | 0 | 0 | 772.21 | 0 | 299.027 | 0 | 0 | 0 | 0 | 0 | 0 | 1071.24 | 231.772 | 10.2174 | 0 | 0 | 0 | 0 | 60.4688 | 44.5339 | 0 | 186.756 | 0 | 126.608 | 660.357 | 0 | 0 | 0 | 3498.06 | 0 | 39.9622 | 0 | 0 | 0 | 0 | 0 | 0 | 3538.02 | 4388.3 | 595.667 | - | - | - | - | 0 | 0 | 5361 | 0 | 0 | 0 | 0 | 0 | 0 | 0 | 0 | 5361 | OfL | 11
07/27/18 @ 00:29 | OfL-w13-v11-WCChlrBase-mNE-HVAC-Proto.pd2 | OfL-w13-v11-WCChlrBase-mNE-HVAC-Proto | OfL-w13-v11 | California (Title 24) | Fresno Area (CZ13) | Fresno AP | 174960 | 263.358 | 7.5246 | 0 | 0 | 0 | 0 | 157.595 | 69.6117 | 0 | 883.692 | 0 | 511.067 | 1892.84 | 0 | 0 | 0 | 688.791 | 0 | 286.417 | 0 | 0 | 0 | 0 | 0 | 0 | 975.208 | 237.556 | 10.5561 | 0 | 0 | 0 | 0 | 62.2368 | 46.9255 | 0 | 186.756 | 0 | 126.608 | 670.639 | 0 | 0 | 0 | 3223.33 | 0 | 39.3082 | 0 | 0 | 0 | 0 | 0 | 0 | 3262.64 | 4530.18 | 383.333 | - | - | - | - | 0 | 0 | 3450 | 0 | 0 | 0 | 0 | 0 | 0 | 0 | 0 | 3450 | OfL | 11
07/27/18 @ 00:29 | OfL-w14-v11-WCChlrBase-mNE-HVAC-Proto.pd2 | OfL-w14-v11-WCChlrBase-mNE-HVAC-Proto | OfL-w14-v11 | California (Title 24) | China Lake Area (CZ14) | Palmdale AP | 174960 | 275.888 | 7.3429 | 0 | 0 | 0 | 0 | 161.556 | 76.3114 | 0 | 883.692 | 0 | 511.067 | 1915.85 | 0 | 0 | 0 | 646.634 | 0 | 292.054 | 0 | 0 | 0 | 0 | 0 | 0 | 938.688 | 303.113 | 25.4505 | 0 | 0 | 0 | 0 | 62.5939 | 57.2711 | 0 | 176.534 | 0 | 136.779 | 761.741 | 0 | 0 | 0 | 2514.14 | 0 | 34.7871 | 0 | 0 | 0 | 0 | 0 | 0 | 2548.93 | 5627.71 | 525.778 | - | - | - | - | 0 | 0 | 4732 | 0 | 0 | 0 | 0 | 0 | 0 | 0 | 0 | 4732 | OfL | 11
07/27/18 @ 00:29 | OfL-w15-v11-WCChlrBase-mNE-HVAC-Proto.pd2 | OfL-w15-v11-WCChlrBase-mNE-HVAC-Proto | OfL-w15-v11 | California (Title 24) | Blythe Area (CZ15) | Palm Springs | 174960 | 444.188 | 14.1655 | 0 | 0 | 0 | 0 | 186.789 | 112.462 | 0 | 883.692 | 0 | 511.067 | 2152.36 | 0 | 0 | 0 | 275.654 | 0 | 241.541 | 0 | 0 | 0 | 0 | 0 | 0 | 517.195 | 291.401 | 18.5219 | 0 | 0 | 0 | 0 | 68.5183 | 53.5411 | 0 | 176.534 | 0 | 131.602 | 740.118 | 0 | 0 | 0 | 1534.56 | 0 | 33.5853 | 0 | 0 | 0 | 0 | 0 | 0 | 1568.14 | 5331.01 | 540.111 | - | - | - | - | 0 | 0 | 4861 | 0 | 0 | 0 | 0 | 0 | 0 | 0 | 0 | 4861 | OfL | 11
07/27/18 @ 00:30 | OfL-w16-v11-WCChlrBase-mNE-HVAC-Proto.pd2 | OfL-w16-v11-WCChlrBase-mNE-HVAC-Proto | OfL-w16-v11 | California (Title 24) | Mount Shasta Area (CZ16) | Blue Canyon AP | 174960 | 129.561 | 2.7351 | 0 | 0 | 0 | 0 | 151.71 | 36.8509 | 0 | 883.692 | 0 | 511.067 | 1715.61 | 0 | 0 | 0 | 1345.41 | 0 | 335.164 | 0 | 0 | 0 | 0 | 0 | 0 | 1680.57 | 158.582 | 3.3159 | 0 | 0 | 0 | 0 | 65.9489 | 37.4945 | 0 | 176.534 | 0 | 131.602 | 573.477 | 0 | 0 | 0 | 3848.72 | 0 | 45.079 | 0 | 0 | 0 | 0 | 0 | 0 | 3893.8 | 3310.08 | 466.889 | - | - | - | - | 0 | 0 | 4202 | 0 | 0 | 0 | 0 | 0 | 0 | 0 | 0 | 4202 | OfL | 11
07/27/18 @ 00:30 | OfL-w01-v14-WCChlrBase-mNE-HVAC-Proto.pd2 | OfL-w01-v14-WCChlrBase-mNE-HVAC-Proto | OfL-w01-v14 | California (Title 24) | Arcata Area (CZ01) | Arcata | 174960 | 22.0579 | 0.39342 | 0 | 0 | 0 | 0 | 93.1824 | 9.4651 | 0 | 883.692 | 0 | 500.422 | 1509.21 | 0 | 0 | 0 | 941.083 | 0 | 336.596 | 0 | 0 | 0 | 0 | 0 | 0 | 1277.68 | 119.787 | 2.8984 | 0 | 0 | 0 | 0 | 43.607 | 27.7146 | 0 | 176.534 | 0 | 133.93 | 504.471 | 0 | 0 | 0 | 3081.34 | 0 | 13.3906 | 0 | 0 | 0 | 0 | 0 | 0 | 3094.73 | 2455.57 | 364.667 | - | - | - | - | 0 | 0 | 3282 | 0 | 0 | 0 | 0 | 0 | 0 | 0 | 0 | 3282 | OfL | 14
07/27/18 @ 00:30 | OfL-w02-v14-WCChlrBase-mNE-HVAC-Proto.pd2 | OfL-w02-v14-WCChlrBase-mNE-HVAC-Proto | OfL-w02-v14 | California (Title 24) | Santa Rosa Area (CZ02) | Santa Rosa | 174960 | 139.944 | 3.6739 | 0 | 0 | 0 | 0 | 109.492 | 37.912 | 0 | 883.692 | 0 | 500.422 | 1675.13 | 0 | 0 | 0 | 602.505 | 0 | 313.227 | 0 | 0 | 0 | 0 | 0 | 0 | 915.732 | 219.567 | 12.0619 | 0 | 0 | 0 | 0 | 49.2112 | 40.5387 | 0 | 176.534 | 0 | 133.93 | 631.843 | 0 | 0 | 0 | 3070.6 | 0 | 40.8906 | 0 | 0 | 0 | 0 | 0 | 0 | 3111.49 | 4130.71 | 482.444 | - | - | - | - | 0 | 0 | 4342 | 0 | 0 | 0 | 0 | 0 | 0 | 0 | 0 | 4342 | OfL | 14
07/27/18 @ 00:30 | OfL-w03-v14-WCChlrBase-mNE-HVAC-Proto.pd2 | OfL-w03-v14-WCChlrBase-mNE-HVAC-Proto | OfL-w03-v14 | California (Title 24) | Oakland Area (CZ03) | Oakland AP | 174960 | 94.4663 | 2.182 | 0 | 0 | 0 | 0 | 105.809 | 27.0215 | 0 | 883.692 | 0 | 500.422 | 1613.59 | 0 | 0 | 0 | 431.278 | 0 | 314.144 | 0 | 0 | 0 | 0 | 0 | 0 | 745.422 | 150.135 | 3.9849 | 0 | 0 | 0 | 0 | 47.7258 | 31.9539 | 0 | 176.534 | 0 | 133.93 | 544.264 | 0 | 0 | 0 | 2733.83 | 0 | 40.5242 | 0 | 0 | 0 | 0 | 0 | 0 | 2774.35 | 2987.9 | 235.111 | - | - | - | - | 0 | 0 | 2116 | 0 | 0 | 0 | 0 | 0 | 0 | 0 | 0 | 2116 | OfL | 14
07/27/18 @ 00:30 | OfL-w04-v14-WCChlrBase-mNE-HVAC-Proto.pd2 | OfL-w04-v14-WCChlrBase-mNE-HVAC-Proto | OfL-w04-v14 | California (Title 24) | Sunnyvale Area (CZ04) | San Jose | 174960 | 157.977 | 3.9663 | 0 | 0 | 0 | 0 | 113.417 | 42.3447 | 0 | 883.692 | 0 | 500.422 | 1701.82 | 0 | 0 | 0 | 415.99 | 0 | 304.407 | 0 | 0 | 0 | 0 | 0 | 0 | 720.397 | 174.977 | 5.0004 | 0 | 0 | 0 | 0 | 51.2175 | 35.2843 | 0 | 186.756 | 0 | 123.972 | 577.208 | 0 | 0 | 0 | 2772.14 | 0 | 39.9095 | 0 | 0 | 0 | 0 | 0 | 0 | 2812.05 | 3431.28 | 308.667 | - | - | - | - | 0 | 0 | 2778 | 0 | 0 | 0 | 0 | 0 | 0 | 0 | 0 | 2778 | OfL | 14
07/27/18 @ 00:30 | OfL-w05-v14-WCChlrBase-mNE-HVAC-Proto.pd2 | OfL-w05-v14-WCChlrBase-mNE-HVAC-Proto | OfL-w05-v14 | California (Title 24) | Santa Maria Area (CZ05) | Santa Maria AP | 174960 | 99.6468 | 2.3234 | 0 | 0 | 0 | 0 | 106.44 | 27.3144 | 0 | 883.692 | 0 | 500.422 | 1619.84 | 0 | 0 | 0 | 442.276 | 0 | 318.96 | 0 | 0 | 0 | 0 | 0 | 0 | 761.236 | 133.053 | 3.3845 | 0 | 0 | 0 | 0 | 40.8389 | 30.3127 | 0 | 176.534 | 0 | 133.93 | 518.054 | 0 | 0 | 0 | 2188.53 | 0 | 40.9287 | 0 | 0 | 0 | 0 | 0 | 0 | 2229.46 | 2700.58 | 376.889 | - | - | - | - | 0 | 0 | 3392 | 0 | 0 | 0 | 0 | 0 | 0 | 0 | 0 | 3392 | OfL | 14
07/27/18 @ 00:30 | OfL-w06-v14-WCChlrBase-mNE-HVAC-Proto.pd2 | OfL-w06-v14-WCChlrBase-mNE-HVAC-Proto | OfL-w06-v14 | California (Title 24) | Los Angeles Area (CZ06) | Torrance | 174960 | 206.094 | 5.5513 | 0 | 0 | 0 | 0 | 115.602 | 52.1481 | 0 | 883.692 | 0 | 500.422 | 1763.51 | 0 | 0 | 0 | 241.025 | 0 | 295.556 | 0 | 0 | 0 | 0 | 0 | 0 | 536.581 | 182.641 | 6.1175 | 0 | 0 | 0 | 0 | 51.1746 | 36.0457 | 0 | 186.756 | 0 | 134.229 | 596.964 | 0 | 0 | 0 | 1795.73 | 0 | 38.2718 | 0 | 0 | 0 | 0 | 0 | 0 | 1834 | 3582.53 | 458.556 | - | - | - | - | 0 | 0 | 4127 | 0 | 0 | 0 | 0 | 0 | 0 | 0 | 0 | 4127 | OfL | 14
07/27/18 @ 00:31 | OfL-w07-v14-WCChlrBase-mNE-HVAC-Proto.pd2 | OfL-w07-v14-WCChlrBase-mNE-HVAC-Proto | OfL-w07-v14 | California (Title 24) | San Diego Area (CZ07) | San Diego AP | 174960 | 186.551 | 4.7892 | 0 | 0 | 0 | 0 | 115.261 | 48.521 | 0 | 883.692 | 0 | 500.422 | 1739.24 | 0 | 0 | 0 | 151.776 | 0 | 292.469 | 0 | 0 | 0 | 0 | 0 | 0 | 444.245 | 160.024 | 4.5942 | 0 | 0 | 0 | 0 | 43.3782 | 34.0338 | 0 | 186.756 | 0 | 134.229 | 563.015 | 0 | 0 | 0 | 1380.07 | 0 | 37.6197 | 0 | 0 | 0 | 0 | 0 | 0 | 1417.69 | 3253.22 | 532.889 | - | - | - | - | 0 | 0 | 4796 | 0 | 0 | 0 | 0 | 0 | 0 | 0 | 0 | 4796 | OfL | 14
07/27/18 @ 00:31 | OfL-w08-v14-WCChlrBase-mNE-HVAC-Proto.pd2 | OfL-w08-v14-WCChlrBase-mNE-HVAC-Proto | OfL-w08-v14 | California (Title 24) | El Toro Area (CZ08) | Fullerton | 174960 | 225.725 | 6.1179 | 0 | 0 | 0 | 0 | 117.835 | 55.5902 | 0 | 883.692 | 0 | 500.422 | 1789.38 | 0 | 0 | 0 | 193.932 | 0 | 287.79 | 0 | 0 | 0 | 0 | 0 | 0 | 481.722 | 192.588 | 8.5656 | 0 | 0 | 0 | 0 | 48.2021 | 36.0236 | 0 | 176.534 | 0 | 133.93 | 595.844 | 0 | 0 | 0 | 1446.4 | 0 | 37.4175 | 0 | 0 | 0 | 0 | 0 | 0 | 1483.82 | 3703.47 | 569.333 | - | - | - | - | 0 | 0 | 5124 | 0 | 0 | 0 | 0 | 0 | 0 | 0 | 0 | 5124 | OfL | 14
07/27/18 @ 00:31 | OfL-w09-v14-WCChlrBase-mNE-HVAC-Proto.pd2 | OfL-w09-v14-WCChlrBase-mNE-HVAC-Proto | OfL-w09-v14 | California (Title 24) | Pasadena Area (CZ09) | Burbank AP | 174960 | 237.987 | 6.8586 | 0 | 0 | 0 | 0 | 120.389 | 61.8784 | 0 | 883.692 | 0 | 500.422 | 1811.23 | 0 | 0 | 0 | 267.756 | 0 | 287.465 | 0 | 0 | 0 | 0 | 0 | 0 | 555.221 | 246.468 | 19.1241 | 0 | 0 | 0 | 0 | 47.6388 | 50.6221 | 0 | 176.534 | 0 | 133.93 | 674.317 | 0 | 0 | 0 | 1970.86 | 0 | 37.69 | 0 | 0 | 0 | 0 | 0 | 0 | 2008.55 | 4623.49 | 518.889 | - | - | - | - | 0 | 0 | 4670 | 0 | 0 | 0 | 0 | 0 | 0 | 0 | 0 | 4670 | OfL | 14
07/27/18 @ 00:31 | OfL-w10-v14-WCChlrBase-mNE-HVAC-Proto.pd2 | OfL-w10-v14-WCChlrBase-mNE-HVAC-Proto | OfL-w10-v14 | California (Title 24) | San Bernardino Area (CZ10) | Riverside FS 3 | 174960 | 236.04 | 6.447 | 0 | 0 | 0 | 0 | 120.98 | 59.76 | 0 | 883.692 | 0 | 500.422 | 1807.34 | 0 | 0 | 0 | 304.207 | 0 | 286.157 | 0 | 0 | 0 | 0 | 0 | 0 | 590.365 | 214.164 | 9.1672 | 0 | 0 | 0 | 0 | 54.6515 | 40.4652 | 0 | 186.756 | 0 | 123.972 | 629.175 | 0 | 0 | 0 | 2253.01 | 0 | 37.8262 | 0 | 0 | 0 | 0 | 0 | 0 | 2290.84 | 4059.65 | 592 | - | - | - | - | 0 | 0 | 5328 | 0 | 0 | 0 | 0 | 0 | 0 | 0 | 0 | 5328 | OfL | 14
07/27/18 @ 00:31 | OfL-w11-v14-WCChlrBase-mNE-HVAC-Proto.pd2 | OfL-w11-v14-WCChlrBase-mNE-HVAC-Proto | OfL-w11-v14 | California (Title 24) | Red Bluff Area (CZ11) | Red Bluff AP | 174960 | 213.345 | 6.0213 | 0 | 0 | 0 | 0 | 123.461 | 54.5376 | 0 | 883.692 | 0 | 500.422 | 1781.48 | 0 | 0 | 0 | 560.27 | 0 | 289.908 | 0 | 0 | 0 | 0 | 0 | 0 | 850.178 | 241.54 | 16.6895 | 0 | 0 | 0 | 0 | 49.8135 | 45.5662 | 0 | 186.756 | 0 | 123.972 | 664.338 | 0 | 0 | 0 | 2803.29 | 0 | 12.4138 | 0 | 0 | 0 | 0 | 0 | 0 | 2815.7 | 4523.65 | 352.444 | - | - | - | - | 0 | 0 | 3172 | 0 | 0 | 0 | 0 | 0 | 0 | 0 | 0 | 3172 | OfL | 14
07/27/18 @ 00:31 | OfL-w12-v14-WCChlrBase-mNE-HVAC-Proto.pd2 | OfL-w12-v14-WCChlrBase-mNE-HVAC-Proto | OfL-w12-v14 | California (Title 24) | Sacramento Area (CZ12) | Sacramento AP | 174960 | 179.356 | 5.0507 | 0 | 0 | 0 | 0 | 116.039 | 46.6285 | 0 | 883.692 | 0 | 500.422 | 1731.19 | 0 | 0 | 0 | 569.833 | 0 | 299.008 | 0 | 0 | 0 | 0 | 0 | 0 | 868.841 | 213.27 | 8.9868 | 0 | 0 | 0 | 0 | 53.0934 | 39.1708 | 0 | 186.756 | 0 | 123.972 | 625.249 | 0 | 0 | 0 | 3320.11 | 0 | 39.9627 | 0 | 0 | 0 | 0 | 0 | 0 | 3360.08 | 4008.82 | 556.778 | - | - | - | - | 0 | 0 | 5011 | 0 | 0 | 0 | 0 | 0 | 0 | 0 | 0 | 5011 | OfL | 14
07/27/18 @ 00:31 | OfL-w13-v14-WCChlrBase-mNE-HVAC-Proto.pd2 | OfL-w13-v14-WCChlrBase-mNE-HVAC-Proto | OfL-w13-v14 | California (Title 24) | Fresno Area (CZ13) | Fresno AP | 174960 | 218.01 | 6.1529 | 0 | 0 | 0 | 0 | 123.483 | 55.0127 | 0 | 883.692 | 0 | 500.422 | 1786.77 | 0 | 0 | 0 | 518.921 | 0 | 286.403 | 0 | 0 | 0 | 0 | 0 | 0 | 805.324 | 217.3 | 9.4674 | 0 | 0 | 0 | 0 | 54.0293 | 40.2534 | 0 | 186.756 | 0 | 123.972 | 631.779 | 0 | 0 | 0 | 2969.96 | 0 | 39.3078 | 0 | 0 | 0 | 0 | 0 | 0 | 3009.27 | 4082.11 | 355 | - | - | - | - | 0 | 0 | 3195 | 0 | 0 | 0 | 0 | 0 | 0 | 0 | 0 | 3195 | OfL | 14
07/27/18 @ 00:32 | OfL-w14-v14-WCChlrBase-mNE-HVAC-Proto.pd2 | OfL-w14-v14-WCChlrBase-mNE-HVAC-Proto | OfL-w14-v14 | California (Title 24) | China Lake Area (CZ14) | Palmdale AP | 174960 | 229.012 | 6.0623 | 0 | 0 | 0 | 0 | 124.766 | 59.7209 | 0 | 883.692 | 0 | 500.422 | 1803.67 | 0 | 0 | 0 | 539.667 | 0 | 292.036 | 0 | 0 | 0 | 0 | 0 | 0 | 831.703 | 279.87 | 23.7863 | 0 | 0 | 0 | 0 | 52.9583 | 53.0083 | 0 | 176.534 | 0 | 133.93 | 720.088 | 0 | 0 | 0 | 2674.89 | 0 | 40.1278 | 0 | 0 | 0 | 0 | 0 | 0 | 2715.01 | 5174.38 | 503.111 | - | - | - | - | 0 | 0 | 4528 | 0 | 0 | 0 | 0 | 0 | 0 | 0 | 0 | 4528 | OfL | 14
07/27/18 @ 00:32 | OfL-w15-v14-WCChlrBase-mNE-HVAC-Proto.pd2 | OfL-w15-v14-WCChlrBase-mNE-HVAC-Proto | OfL-w15-v14 | California (Title 24) | Blythe Area (CZ15) | Palm Springs | 174960 | 383.687 | 12.1059 | 0 | 0 | 0 | 0 | 149.436 | 93.1555 | 0 | 883.692 | 0 | 500.422 | 2022.5 | 0 | 0 | 0 | 134.402 | 0 | 241.514 | 0 | 0 | 0 | 0 | 0 | 0 | 375.916 | 283.209 | 17.238 | 0 | 0 | 0 | 0 | 72.8421 | 53.1249 | 0 | 176.534 | 0 | 128.861 | 731.809 | 0 | 0 | 0 | 1934.9 | 0 | 33.6108 | 0 | 0 | 0 | 0 | 0 | 0 | 1968.51 | 5235.23 | 508.333 | - | - | - | - | 0 | 0 | 4575 | 0 | 0 | 0 | 0 | 0 | 0 | 0 | 0 | 4575 | OfL | 14
07/27/18 @ 00:32 | OfL-w16-v14-WCChlrBase-mNE-HVAC-Proto.pd2 | OfL-w16-v14-WCChlrBase-mNE-HVAC-Proto | OfL-w16-v14 | California (Title 24) | Mount Shasta Area (CZ16) | Blue Canyon AP | 174960 | 98.4655 | 2.0721 | 0 | 0 | 0 | 0 | 107.989 | 27.9538 | 0 | 883.692 | 0 | 500.422 | 1620.59 | 0 | 0 | 0 | 1266.8 | 0 | 335.168 | 0 | 0 | 0 | 0 | 0 | 0 | 1601.96 | 129.032 | 2.6965 | 0 | 0 | 0 | 0 | 72.4337 | 32.0313 | 0 | 176.534 | 0 | 128.861 | 541.589 | 0 | 0 | 0 | 3875.86 | 0 | 45.0819 | 0 | 0 | 0 | 0 | 0 | 0 | 3920.94 | 2848.25 | 428.556 | - | - | - | - | 0 | 0 | 3857 | 0 | 0 | 0 | 0 | 0 | 0 | 0 | 0 | 3857 | OfL | 14
07/27/18 @ 00:32 | OfS-w01-v96-WCChlrBase-mNE-HVAC-Proto.pd2 | OfS-w01-v96-WCChlrBase-mNE-HVAC-Proto | OfS-w01-v96 | California (Title 24) | Arcata Area (CZ01) | Arcata | 10002.3 | 1.9097 | 0.10128 | 0 | 0 | 0 | 0 | 9.8277 | 2.3816 | 0 | 55.4934 | 0 | 37.5323 | 107.246 | 0 | 0 | 0 | 125.342 | 0 | 26.0412 | 0 | 0 | 0 | 0 | 0 | 0 | 151.383 | 9.3165 | 0.56813 | 0 | 0 | 0 | 0 | 4.3823 | 3.3517 | 0 | 13.3807 | 0 | 9.7204 | 40.7197 | 0 | 0 | 0 | 390.396 | 0 | 3.56 | 0 | 0 | 0 | 0 | 0 | 0 | 393.956 | 192.859 | 29.1111 | - | - | - | - | 0 | 0 | 262 | 0 | 0 | 0 | 0 | 0 | 0 | 0 | 0 | 262 | OfS | 96
07/27/18 @ 00:32 | OfS-w02-v96-WCChlrBase-mNE-HVAC-Proto.pd2 | OfS-w02-v96-WCChlrBase-mNE-HVAC-Proto | OfS-w02-v96 | California (Title 24) | Santa Rosa Area (CZ02) | Santa Rosa | 10002.3 | 12.6863 | 0.83915 | 0 | 0 | 0 | 0 | 13.3969 | 7.3022 | 0 | 55.4934 | 0 | 37.5323 | 127.25 | 0 | 0 | 0 | 143.901 | 0 | 24.6522 | 0 | 0 | 0 | 0 | 0 | 0 | 168.553 | 16.4219 | 1.2265 | 0 | 0 | 0 | 0 | 6.8981 | 4.8702 | 0 | 13.3807 | 0 | 9.7204 | 52.5178 | 0 | 0 | 0 | 458.508 | 0 | 3.4501 | 0 | 0 | 0 | 0 | 0 | 0 | 461.958 | 331.002 | 41.3333 | - | - | - | - | 0 | 0 | 372 | 0 | 0 | 0 | 0 | 0 | 0 | 0 | 0 | 372 | OfS | 96
07/27/18 @ 00:32 | OfS-w03-v96-WCChlrBase-mNE-HVAC-Proto.pd2 | OfS-w03-v96-WCChlrBase-mNE-HVAC-Proto | OfS-w03-v96 | California (Title 24) | Oakland Area (CZ03) | Oakland AP | 10002.3 | 8.5714 | 0.52476 | 0 | 0 | 0 | 0 | 12.0867 | 6.0541 | 0 | 55.4934 | 0 | 37.5323 | 120.263 | 0 | 0 | 0 | 120.072 | 0 | 24.7305 | 0 | 0 | 0 | 0 | 0 | 0 | 144.802 | 12.2506 | 0.74149 | 0 | 0 | 0 | 0 | 6.0864 | 4.1014 | 0 | 13.3807 | 0 | 10.1803 | 46.7409 | 0 | 0 | 0 | 439.216 | 0 | 3.4235 | 0 | 0 | 0 | 0 | 0 | 0 | 442.639 | 257.718 | 20.3333 | - | - | - | - | 0 | 0 | 183 | 0 | 0 | 0 | 0 | 0 | 0 | 0 | 0 | 183 | OfS | 96
07/27/18 @ 00:32 | OfS-w04-v96-WCChlrBase-mNE-HVAC-Proto.pd2 | OfS-w04-v96-WCChlrBase-mNE-HVAC-Proto | OfS-w04-v96 | California (Title 24) | Sunnyvale Area (CZ04) | San Jose | 10002.3 | 14.6102 | 0.93754 | 0 | 0 | 0 | 0 | 13.6859 | 8.2853 | 0 | 55.4934 | 0 | 37.5323 | 130.545 | 0 | 0 | 0 | 108.837 | 0 | 24.1092 | 0 | 0 | 0 | 0 | 0 | 0 | 132.946 | 15.1818 | 0.9748 | 0 | 0 | 0 | 0 | 7.5565 | 4.6471 | 0 | 13.3807 | 0 | 9.7204 | 51.4613 | 0 | 0 | 0 | 450.727 | 0 | 1.746 | 0 | 0 | 0 | 0 | 0 | 0 | 452.473 | 310.243 | 26.7778 | - | - | - | - | 0 | 0 | 241 | 0 | 0 | 0 | 0 | 0 | 0 | 0 | 0 | 241 | OfS | 96
07/27/18 @ 00:33 | OfS-w05-v96-WCChlrBase-mNE-HVAC-Proto.pd2 | OfS-w05-v96-WCChlrBase-mNE-HVAC-Proto | OfS-w05-v96 | California (Title 24) | Santa Maria Area (CZ05) | Santa Maria AP | 10002.3 | 9.203 | 0.55708 | 0 | 0 | 0 | 0 | 12.0731 | 6.7287 | 0 | 55.4934 | 0 | 37.5323 | 121.588 | 0 | 0 | 0 | 110.591 | 0 | 25.0045 | 0 | 0 | 0 | 0 | 0 | 0 | 135.595 | 10.9203 | 0.55527 | 0 | 0 | 0 | 0 | 5.723 | 3.9331 | 0 | 13.3807 | 0 | 10.1803 | 44.6927 | 0 | 0 | 0 | 419.658 | 0 | 3.5481 | 0 | 0 | 0 | 0 | 0 | 0 | 423.206 | 228.51 | 33.8889 | - | - | - | - | 0 | 0 | 305 | 0 | 0 | 0 | 0 | 0 | 0 | 0 | 0 | 305 | OfS | 96
07/27/18 @ 00:33 | OfS-w06-v96-WCChlrBase-mNE-HVAC-Proto.pd2 | OfS-w06-v96-WCChlrBase-mNE-HVAC-Proto | OfS-w06-v96 | California (Title 24) | Los Angeles Area (CZ06) | Torrance | 10002.3 | 18.525 | 1.2927 | 0 | 0 | 0 | 0 | 13.6588 | 9.9418 | 0 | 55.4934 | 0 | 37.5323 | 136.444 | 0 | 0 | 0 | 60.8662 | 0 | 23.5545 | 0 | 0 | 0 | 0 | 0 | 0 | 84.4207 | 15.4325 | 1.1146 | 0 | 0 | 0 | 0 | 6.6659 | 4.6536 | 0 | 14.1634 | 0 | 10.2381 | 52.2681 | 0 | 0 | 0 | 361.493 | 0 | 3.1239 | 0 | 0 | 0 | 0 | 0 | 0 | 364.616 | 311.462 | 40.4444 | - | - | - | - | 0 | 0 | 364 | 0 | 0 | 0 | 0 | 0 | 0 | 0 | 0 | 364 | OfS | 96
07/27/18 @ 00:33 | OfS-w07-v96-WCChlrBase-mNE-HVAC-Proto.pd2 | OfS-w07-v96-WCChlrBase-mNE-HVAC-Proto | OfS-w07-v96 | California (Title 24) | San Diego Area (CZ07) | San Diego AP | 10002.3 | 16.8328 | 1.1101 | 0 | 0 | 0 | 0 | 13.5745 | 9.6628 | 0 | 55.4934 | 0 | 37.5323 | 134.206 | 0 | 0 | 0 | 34.9651 | 0 | 23.3209 | 0 | 0 | 0 | 0 | 0 | 0 | 58.286 | 13.3828 | 0.90793 | 0 | 0 | 0 | 0 | 5.7121 | 4.3704 | 0 | 14.1634 | 0 | 10.2381 | 48.7747 | 0 | 0 | 0 | 273.006 | 0 | 3.2368 | 0 | 0 | 0 | 0 | 0 | 0 | 276.243 | 281.276 | 45.7778 | - | - | - | - | 0 | 0 | 412 | 0 | 0 | 0 | 0 | 0 | 0 | 0 | 0 | 412 | OfS | 96
07/27/18 @ 00:33 | OfS-w08-v96-WCChlrBase-mNE-HVAC-Proto.pd2 | OfS-w08-v96-WCChlrBase-mNE-HVAC-Proto | OfS-w08-v96 | California (Title 24) | El Toro Area (CZ08) | Fullerton | 10002.3 | 20.6931 | 1.4653 | 0 | 0 | 0 | 0 | 14.2237 | 10.3365 | 0 | 55.4934 | 0 | 37.5323 | 139.744 | 0 | 0 | 0 | 59.9263 | 0 | 23.0817 | 0 | 0 | 0 | 0 | 0 | 0 | 83.0079 | 16.9601 | 1.2044 | 0 | 0 | 0 | 0 | 7.2268 | 4.9012 | 0 | 13.3807 | 0 | 10.1803 | 53.8535 | 0 | 0 | 0 | 388.435 | 0 | 3.2974 | 0 | 0 | 0 | 0 | 0 | 0 | 391.732 | 336.487 | 50 | - | - | - | - | 0 | 0 | 450 | 0 | 0 | 0 | 0 | 0 | 0 | 0 | 0 | 450 | OfS | 96
07/27/18 @ 00:33 | OfS-w09-v96-WCChlrBase-mNE-HVAC-Proto.pd2 | OfS-w09-v96-WCChlrBase-mNE-HVAC-Proto | OfS-w09-v96 | California (Title 24) | Pasadena Area (CZ09) | Burbank AP | 10002.3 | 21.4284 | 1.5743 | 0 | 0 | 0 | 0 | 14.9721 | 10.6155 | 0 | 55.4934 | 0 | 37.5323 | 141.616 | 0 | 0 | 0 | 79.5351 | 0 | 23.0722 | 0 | 0 | 0 | 0 | 0 | 0 | 102.607 | 21.0034 | 1.6687 | 0 | 0 | 0 | 0 | 8.2172 | 5.5472 | 0 | 13.3807 | 0 | 9.7204 | 59.5374 | 0 | 0 | 0 | 446.246 | 0 | 3.3418 | 0 | 0 | 0 | 0 | 0 | 0 | 449.587 | 401.381 | 47.3333 | - | - | - | - | 0 | 0 | 426 | 0 | 0 | 0 | 0 | 0 | 0 | 0 | 0 | 426 | OfS | 96
07/27/18 @ 00:33 | OfS-w10-v96-WCChlrBase-mNE-HVAC-Proto.pd2 | OfS-w10-v96-WCChlrBase-mNE-HVAC-Proto | OfS-w10-v96 | California (Title 24) | San Bernardino Area (CZ10) | Riverside FS 3 | 10002.3 | 21.8929 | 1.5502 | 0 | 0 | 0 | 0 | 15.3013 | 10.6247 | 0 | 55.4934 | 0 | 37.5323 | 142.395 | 0 | 0 | 0 | 81.2688 | 0 | 22.9969 | 0 | 0 | 0 | 0 | 0 | 0 | 104.266 | 19.0098 | 1.376 | 0 | 0 | 0 | 0 | 8.5174 | 5.3304 | 0 | 13.3807 | 0 | 9.7204 | 57.3345 | 0 | 0 | 0 | 415.741 | 0 | 3.1504 | 0 | 0 | 0 | 0 | 0 | 0 | 418.891 | 376.265 | 52.7778 | - | - | - | - | 0 | 0 | 475 | 0 | 0 | 0 | 0 | 0 | 0 | 0 | 0 | 475 | OfS | 96
07/27/18 @ 00:33 | OfS-w11-v96-WCChlrBase-mNE-HVAC-Proto.pd2 | OfS-w11-v96-WCChlrBase-mNE-HVAC-Proto | OfS-w11-v96 | California (Title 24) | Red Bluff Area (CZ11) | Red Bluff AP | 10002.3 | 18.5391 | 1.2647 | 0 | 0 | 0 | 0 | 15.0466 | 8.9193 | 0 | 55.4934 | 0 | 37.5323 | 136.795 | 0 | 0 | 0 | 157.703 | 0 | 23.2872 | 0 | 0 | 0 | 0 | 0 | 0 | 180.99 | 19.4695 | 1.6083 | 0 | 0 | 0 | 0 | 6.9688 | 5.1013 | 0 | 13.3807 | 0 | 9.7204 | 56.2489 | 0 | 0 | 0 | 454.931 | 0 | 3.4779 | 0 | 0 | 0 | 0 | 0 | 0 | 458.409 | 371.779 | 33.7778 | - | - | - | - | 0 | 0 | 304 | 0 | 0 | 0 | 0 | 0 | 0 | 0 | 0 | 304 | OfS | 96
07/27/18 @ 00:33 | OfS-w12-v96-WCChlrBase-mNE-HVAC-Proto.pd2 | OfS-w12-v96-WCChlrBase-mNE-HVAC-Proto | OfS-w12-v96 | California (Title 24) | Sacramento Area (CZ12) | Sacramento AP | 10002.3 | 15.2526 | 1.0945 | 0 | 0 | 0 | 0 | 13.305 | 7.8936 | 0 | 55.4934 | 0 | 37.5323 | 130.571 | 0 | 0 | 0 | 147.465 | 0 | 23.8393 | 0 | 0 | 0 | 0 | 0 | 0 | 171.304 | 17.8616 | 1.361 | 0 | 0 | 0 | 0 | 6.946 | 4.9165 | 0 | 13.3807 | 0 | 10.1803 | 54.646 | 0 | 0 | 0 | 438.231 | 0 | 3.4087 | 0 | 0 | 0 | 0 | 0 | 0 | 441.64 | 350.278 | 47.6667 | - | - | - | - | 0 | 0 | 429 | 0 | 0 | 0 | 0 | 0 | 0 | 0 | 0 | 429 | OfS | 96
07/27/18 @ 00:34 | OfS-w13-v96-WCChlrBase-mNE-HVAC-Proto.pd2 | OfS-w13-v96-WCChlrBase-mNE-HVAC-Proto | OfS-w13-v96 | California (Title 24) | Fresno Area (CZ13) | Fresno AP | 10002.3 | 19.3898 | 1.4197 | 0 | 0 | 0 | 0 | 15.008 | 8.9051 | 0 | 55.4934 | 0 | 37.5323 | 137.748 | 0 | 0 | 0 | 136.348 | 0 | 23.0657 | 0 | 0 | 0 | 0 | 0 | 0 | 159.414 | 18.4776 | 1.4243 | 0 | 0 | 0 | 0 | 7.8525 | 5.1914 | 0 | 13.3807 | 0 | 9.7204 | 56.0468 | 0 | 0 | 0 | 442.941 | 0 | 3.3702 | 0 | 0 | 0 | 0 | 0 | 0 | 446.311 | 361.506 | 32.4444 | - | - | - | - | 0 | 0 | 292 | 0 | 0 | 0 | 0 | 0 | 0 | 0 | 0 | 292 | OfS | 96
07/27/18 @ 00:34 | OfS-w14-v96-WCChlrBase-mNE-HVAC-Proto.pd2 | OfS-w14-v96-WCChlrBase-mNE-HVAC-Proto | OfS-w14-v96 | California (Title 24) | China Lake Area (CZ14) | Palmdale AP | 10002.3 | 18.9631 | 1.2713 | 0 | 0 | 0 | 0 | 14.719 | 8.4642 | 0 | 55.4934 | 0 | 37.5323 | 136.443 | 0 | 0 | 0 | 87.9933 | 0 | 23.3224 | 0 | 0 | 0 | 0 | 0 | 0 | 111.316 | 21.3737 | 1.9081 | 0 | 0 | 0 | 0 | 7.178 | 5.1491 | 0 | 13.3807 | 0 | 10.1803 | 59.17 | 0 | 0 | 0 | 415.724 | 0 | 3.0455 | 0 | 0 | 0 | 0 | 0 | 0 | 418.77 | 400.288 | 44.2222 | - | - | - | - | 0 | 0 | 398 | 0 | 0 | 0 | 0 | 0 | 0 | 0 | 0 | 398 | OfS | 96
07/27/18 @ 00:34 | OfS-w15-v96-WCChlrBase-mNE-HVAC-Proto.pd2 | OfS-w15-v96-WCChlrBase-mNE-HVAC-Proto | OfS-w15-v96 | California (Title 24) | Blythe Area (CZ15) | Palm Springs | 10002.3 | 33.8461 | 2.6639 | 0 | 0 | 0 | 0 | 18.7555 | 13.1081 | 0 | 55.4934 | 0 | 37.5323 | 161.399 | 0 | 0 | 0 | 24.1842 | 0 | 20.2741 | 0 | 0 | 0 | 0 | 0 | 0 | 44.4583 | 22.4376 | 1.9227 | 0 | 0 | 0 | 0 | 9.391 | 5.9145 | 0 | 13.3807 | 0 | 9.3705 | 62.417 | 0 | 0 | 0 | 354.833 | 0 | 3.0336 | 0 | 0 | 0 | 0 | 0 | 0 | 357.867 | 464.018 | 46.2222 | - | - | - | - | 0 | 0 | 416 | 0 | 0 | 0 | 0 | 0 | 0 | 0 | 0 | 416 | OfS | 96
07/27/18 @ 00:34 | OfS-w16-v96-WCChlrBase-mNE-HVAC-Proto.pd2 | OfS-w16-v96-WCChlrBase-mNE-HVAC-Proto | OfS-w16-v96 | California (Title 24) | Mount Shasta Area (CZ16) | Blue Canyon AP | 10002.3 | 8.7477 | 0.4848 | 0 | 0 | 0 | 0 | 13.1212 | 5.1 | 0 | 55.4934 | 0 | 37.5323 | 120.479 | 0 | 0 | 0 | 171.153 | 0 | 25.898 | 0 | 0 | 0 | 0 | 0 | 0 | 197.051 | 12.6846 | 0.65719 | 0 | 0 | 0 | 0 | 8.5316 | 4.2865 | 0 | 13.3807 | 0 | 9.3705 | 48.9109 | 0 | 0 | 0 | 431.041 | 0 | 1.7438 | 0 | 0 | 0 | 0 | 0 | 0 | 432.785 | 264.54 | 37.4444 | - | - | - | - | 0 | 0 | 337 | 0 | 0 | 0 | 0 | 0 | 0 | 0 | 0 | 337 | OfS | 96
07/27/18 @ 00:34 | OfS-w01-v03-WCChlrBase-mNE-HVAC-Proto.pd2 | OfS-w01-v03-WCChlrBase-mNE-HVAC-Proto | OfS-w01-v03 | California (Title 24) | Arcata Area (CZ01) | Arcata | 10002.3 | 1.6686 | 0.034536 | 0 | 0 | 0 | 0 | 7.0158 | 1.8891 | 0 | 52.8537 | 0 | 37.4244 | 100.886 | 0 | 0 | 0 | 69.8957 | 0 | 23.4886 | 0 | 0 | 0 | 0 | 0 | 0 | 93.3843 | 8.9686 | 0.22096 | 0 | 0 | 0 | 0 | 3.6832 | 3.2344 | 0 | 12.7442 | 0 | 9.6924 | 38.5437 | 0 | 0 | 0 | 342.074 | 0 | 1.4966 | 0 | 0 | 0 | 0 | 0 | 0 | 343.57 | 185.254 | 27 | - | - | - | - | 0 | 0 | 243 | 0 | 0 | 0 | 0 | 0 | 0 | 0 | 0 | 243 | OfS | 03
07/27/18 @ 00:34 | OfS-w02-v03-WCChlrBase-mNE-HVAC-Proto.pd2 | OfS-w02-v03-WCChlrBase-mNE-HVAC-Proto | OfS-w02-v03 | California (Title 24) | Santa Rosa Area (CZ02) | Santa Rosa | 10002.3 | 10.6128 | 0.27945 | 0 | 0 | 0 | 0 | 8.5711 | 5.4104 | 0 | 52.8537 | 0 | 37.4244 | 115.152 | 0 | 0 | 0 | 53.1257 | 0 | 22.1427 | 0 | 0 | 0 | 0 | 0 | 0 | 75.2684 | 15.5487 | 0.88037 | 0 | 0 | 0 | 0 | 4.1683 | 4.163 | 0 | 12.7442 | 0 | 9.6924 | 47.1969 | 0 | 0 | 0 | 399.466 | 0 | 1.4604 | 0 | 0 | 0 | 0 | 0 | 0 | 400.927 | 296.505 | 37 | - | - | - | - | 0 | 0 | 333 | 0 | 0 | 0 | 0 | 0 | 0 | 0 | 0 | 333 | OfS | 03
07/27/18 @ 00:34 | OfS-w03-v03-WCChlrBase-mNE-HVAC-Proto.pd2 | OfS-w03-v03-WCChlrBase-mNE-HVAC-Proto | OfS-w03-v03 | California (Title 24) | Oakland Area (CZ03) | Oakland AP | 10002.3 | 7.4079 | 0.17949 | 0 | 0 | 0 | 0 | 8.4485 | 4.9479 | 0 | 52.8537 | 0 | 37.4244 | 111.262 | 0 | 0 | 0 | 67.0241 | 0 | 22.2441 | 0 | 0 | 0 | 0 | 0 | 0 | 89.2682 | 12.0093 | 0.32926 | 0 | 0 | 0 | 0 | 4.4354 | 3.8541 | 0 | 12.7442 | 0 | 9.6924 | 43.0647 | 0 | 0 | 0 | 386.156 | 0 | 1.4608 | 0 | 0 | 0 | 0 | 0 | 0 | 387.617 | 243.884 | 18.5556 | - | - | - | - | 0 | 0 | 167 | 0 | 0 | 0 | 0 | 0 | 0 | 0 | 0 | 167 | OfS | 03
07/27/18 @ 00:35 | OfS-w04-v03-WCChlrBase-mNE-HVAC-Proto.pd2 | OfS-w04-v03-WCChlrBase-mNE-HVAC-Proto | OfS-w04-v03 | California (Title 24) | Sunnyvale Area (CZ04) | San Jose | 10002.3 | 13.2284 | 0.33969 | 0 | 0 | 0 | 0 | 9.5408 | 7.1035 | 0 | 52.8537 | 0 | 37.4244 | 120.491 | 0 | 0 | 0 | 63.0949 | 0 | 21.6718 | 0 | 0 | 0 | 0 | 0 | 0 | 84.7667 | 13.9538 | 0.36617 | 0 | 0 | 0 | 0 | 5.5481 | 4.2721 | 0 | 12.7442 | 0 | 9.6924 | 46.5768 | 0 | 0 | 0 | 396.985 | 0 | 1.4533 | 0 | 0 | 0 | 0 | 0 | 0 | 398.438 | 283.061 | 25.2222 | - | - | - | - | 0 | 0 | 227 | 0 | 0 | 0 | 0 | 0 | 0 | 0 | 0 | 227 | OfS | 03
07/27/18 @ 00:35 | OfS-w05-v03-WCChlrBase-mNE-HVAC-Proto.pd2 | OfS-w05-v03-WCChlrBase-mNE-HVAC-Proto | OfS-w05-v03 | California (Title 24) | Santa Maria Area (CZ05) | Santa Maria AP | 10002.3 | 7.868 | 0.18955 | 0 | 0 | 0 | 0 | 8.5178 | 5.4591 | 0 | 52.8537 | 0 | 37.4244 | 112.313 | 0 | 0 | 0 | 60.649 | 0 | 22.506 | 0 | 0 | 0 | 0 | 0 | 0 | 83.155 | 10.869 | 0.2287 | 0 | 0 | 0 | 0 | 4.5264 | 3.7848 | 0 | 12.7442 | 0 | 10.151 | 42.3042 | 0 | 0 | 0 | 400.106 | 0 | 3.2154 | 0 | 0 | 0 | 0 | 0 | 0 | 403.322 | 227.576 | 31 | - | - | - | - | 0 | 0 | 279 | 0 | 0 | 0 | 0 | 0 | 0 | 0 | 0 | 279 | OfS | 03
07/27/18 @ 00:35 | OfS-w06-v03-WCChlrBase-mNE-HVAC-Proto.pd2 | OfS-w06-v03-WCChlrBase-mNE-HVAC-Proto | OfS-w06-v03 | California (Title 24) | Los Angeles Area (CZ06) | Torrance | 10002.3 | 16.498 | 0.45238 | 0 | 0 | 0 | 0 | 9.658 | 8.3892 | 0 | 52.8537 | 0 | 37.4244 | 125.276 | 0 | 0 | 0 | 29.7237 | 0 | 21.1526 | 0 | 0 | 0 | 0 | 0 | 0 | 50.8763 | 14.4297 | 0.50334 | 0 | 0 | 0 | 0 | 4.9179 | 4.3172 | 0 | 13.4897 | 0 | 10.2086 | 47.8665 | 0 | 0 | 0 | 263.175 | 0 | 2.8597 | 0 | 0 | 0 | 0 | 0 | 0 | 266.035 | 289.855 | 37.2222 | - | - | - | - | 0 | 0 | 335 | 0 | 0 | 0 | 0 | 0 | 0 | 0 | 0 | 335 | OfS | 03
07/27/18 @ 00:35 | OfS-w07-v03-WCChlrBase-mNE-HVAC-Proto.pd2 | OfS-w07-v03-WCChlrBase-mNE-HVAC-Proto | OfS-w07-v03 | California (Title 24) | San Diego Area (CZ07) | San Diego AP | 10002.3 | 15.0954 | 0.39428 | 0 | 0 | 0 | 0 | 9.5976 | 8.2826 | 0 | 52.8537 | 0 | 37.4244 | 123.648 | 0 | 0 | 0 | 13.6022 | 0 | 20.9495 | 0 | 0 | 0 | 0 | 0 | 0 | 34.5517 | 13.0221 | 0.32691 | 0 | 0 | 0 | 0 | 3.8014 | 4.0778 | 0 | 13.4897 | 0 | 10.2086 | 44.9266 | 0 | 0 | 0 | 169.856 | 0 | 2.9137 | 0 | 0 | 0 | 0 | 0 | 0 | 172.77 | 265.362 | 42.1111 | - | - | - | - | 0 | 0 | 379 | 0 | 0 | 0 | 0 | 0 | 0 | 0 | 0 | 379 | OfS | 03
07/27/18 @ 00:35 | OfS-w08-v03-WCChlrBase-mNE-HVAC-Proto.pd2 | OfS-w08-v03-WCChlrBase-mNE-HVAC-Proto | OfS-w08-v03 | California (Title 24) | El Toro Area (CZ08) | Fullerton | 10002.3 | 18.732 | 0.51643 | 0 | 0 | 0 | 0 | 10.0455 | 9.0758 | 0 | 52.8537 | 0 | 37.4244 | 128.648 | 0 | 0 | 0 | 32.0561 | 0 | 20.7114 | 0 | 0 | 0 | 0 | 0 | 0 | 52.7675 | 15.511 | 0.5398 | 0 | 0 | 0 | 0 | 5.2786 | 4.5173 | 0 | 12.7442 | 0 | 10.151 | 48.7419 | 0 | 0 | 0 | 354.868 | 0 | 2.9598 | 0 | 0 | 0 | 0 | 0 | 0 | 357.828 | 310.37 | 45.6667 | - | - | - | - | 0 | 0 | 411 | 0 | 0 | 0 | 0 | 0 | 0 | 0 | 0 | 411 | OfS | 03
07/27/18 @ 00:35 | OfS-w09-v03-WCChlrBase-mNE-HVAC-Proto.pd2 | OfS-w09-v03-WCChlrBase-mNE-HVAC-Proto | OfS-w09-v03 | California (Title 24) | Pasadena Area (CZ09) | Burbank AP | 10002.3 | 19.4532 | 0.5685 | 0 | 0 | 0 | 0 | 10.4984 | 9.2207 | 0 | 52.8537 | 0 | 37.4244 | 130.019 | 0 | 0 | 0 | 40.4882 | 0 | 20.6933 | 0 | 0 | 0 | 0 | 0 | 0 | 61.1815 | 19.1699 | 1.2681 | 0 | 0 | 0 | 0 | 5.9524 | 5.0628 | 0 | 12.7442 | 0 | 9.6924 | 53.8898 | 0 | 0 | 0 | 397.534 | 0 | 3.0081 | 0 | 0 | 0 | 0 | 0 | 0 | 400.543 | 365.744 | 42.6667 | - | - | - | - | 0 | 0 | 384 | 0 | 0 | 0 | 0 | 0 | 0 | 0 | 0 | 384 | OfS | 03
07/27/18 @ 00:35 | OfS-w10-v03-WCChlrBase-mNE-HVAC-Proto.pd2 | OfS-w10-v03-WCChlrBase-mNE-HVAC-Proto | OfS-w10-v03 | California (Title 24) | San Bernardino Area (CZ10) | Riverside FS 3 | 10002.3 | 18.5876 | 0.5135 | 0 | 0 | 0 | 0 | 9.961 | 8.2164 | 0 | 52.8537 | 0 | 37.4244 | 127.557 | 0 | 0 | 0 | 22.3651 | 0 | 20.5922 | 0 | 0 | 0 | 0 | 0 | 0 | 42.9573 | 16.2691 | 0.74804 | 0 | 0 | 0 | 0 | 5.255 | 4.4149 | 0 | 12.7442 | 0 | 10.151 | 49.5823 | 0 | 0 | 0 | 417.011 | 0 | 3.0085 | 0 | 0 | 0 | 0 | 0 | 0 | 420.02 | 317.444 | 45.4444 | - | - | - | - | 0 | 0 | 409 | 0 | 0 | 0 | 0 | 0 | 0 | 0 | 0 | 409 | OfS | 03
07/27/18 @ 00:36 | OfS-w11-v03-WCChlrBase-mNE-HVAC-Proto.pd2 | OfS-w11-v03-WCChlrBase-mNE-HVAC-Proto | OfS-w11-v03 | California (Title 24) | Red Bluff Area (CZ11) | Red Bluff AP | 10002.3 | 17.101 | 0.47526 | 0 | 0 | 0 | 0 | 10.5053 | 7.3091 | 0 | 52.8537 | 0 | 37.4244 | 125.669 | 0 | 0 | 0 | 56.1181 | 0 | 20.8201 | 0 | 0 | 0 | 0 | 0 | 0 | 76.9382 | 17.9243 | 1.2211 | 0 | 0 | 0 | 0 | 4.8536 | 4.6408 | 0 | 12.7442 | 0 | 9.6924 | 51.0765 | 0 | 0 | 0 | 357.019 | 0 | 3.0993 | 0 | 0 | 0 | 0 | 0 | 0 | 360.119 | 336.634 | 28.3333 | - | - | - | - | 0 | 0 | 255 | 0 | 0 | 0 | 0 | 0 | 0 | 0 | 0 | 255 | OfS | 03
07/27/18 @ 00:36 | OfS-w12-v03-WCChlrBase-mNE-HVAC-Proto.pd2 | OfS-w12-v03-WCChlrBase-mNE-HVAC-Proto | OfS-w12-v03 | California (Title 24) | Sacramento Area (CZ12) | Sacramento AP | 10002.3 | 14.2731 | 0.39615 | 0 | 0 | 0 | 0 | 9.4563 | 6.4312 | 0 | 52.8537 | 0 | 37.4244 | 120.835 | 0 | 0 | 0 | 55.1782 | 0 | 21.3415 | 0 | 0 | 0 | 0 | 0 | 0 | 76.5197 | 16.0788 | 0.84484 | 0 | 0 | 0 | 0 | 4.8691 | 4.2575 | 0 | 12.7442 | 0 | 10.151 | 48.9455 | 0 | 0 | 0 | 394.684 | 0 | 1.4458 | 0 | 0 | 0 | 0 | 0 | 0 | 396.13 | 310.289 | 43.1111 | - | - | - | - | 0 | 0 | 388 | 0 | 0 | 0 | 0 | 0 | 0 | 0 | 0 | 388 | OfS | 03
07/27/18 @ 00:36 | OfS-w13-v03-WCChlrBase-mNE-HVAC-Proto.pd2 | OfS-w13-v03-WCChlrBase-mNE-HVAC-Proto | OfS-w13-v03 | California (Title 24) | Fresno Area (CZ13) | Fresno AP | 10002.3 | 17.8306 | 0.52375 | 0 | 0 | 0 | 0 | 10.5498 | 7.5318 | 0 | 52.8537 | 0 | 37.4244 | 126.714 | 0 | 0 | 0 | 52.5032 | 0 | 20.6283 | 0 | 0 | 0 | 0 | 0 | 0 | 73.1315 | 18.2047 | 0.45372 | 0 | 0 | 0 | 0 | 6.2729 | 4.8632 | 0 | 12.7442 | 0 | 9.3436 | 51.8824 | 0 | 0 | 0 | 401.271 | 0 | 3.1246 | 0 | 0 | 0 | 0 | 0 | 0 | 404.396 | 358.021 | 28 | - | - | - | - | 0 | 0 | 252 | 0 | 0 | 0 | 0 | 0 | 0 | 0 | 0 | 252 | OfS | 03
07/27/18 @ 00:36 | OfS-w14-v03-WCChlrBase-mNE-HVAC-Proto.pd2 | OfS-w14-v03-WCChlrBase-mNE-HVAC-Proto | OfS-w14-v03 | California (Title 24) | China Lake Area (CZ14) | Palmdale AP | 10002.3 | 17.7798 | 0.4747 | 0 | 0 | 0 | 0 | 10.567 | 7.4753 | 0 | 52.8537 | 0 | 37.4244 | 126.575 | 0 | 0 | 0 | 46.9604 | 0 | 20.9295 | 0 | 0 | 0 | 0 | 0 | 0 | 67.8898 | 20.3936 | 1.7582 | 0 | 0 | 0 | 0 | 5.3139 | 4.8089 | 0 | 12.7442 | 0 | 10.151 | 55.1699 | 0 | 0 | 0 | 433.602 | 0 | 3.1535 | 0 | 0 | 0 | 0 | 0 | 0 | 436.755 | 378.204 | 40.2222 | - | - | - | - | 0 | 0 | 362 | 0 | 0 | 0 | 0 | 0 | 0 | 0 | 0 | 362 | OfS | 03
07/27/18 @ 00:36 | OfS-w15-v03-WCChlrBase-mNE-HVAC-Proto.pd2 | OfS-w15-v03-WCChlrBase-mNE-HVAC-Proto | OfS-w15-v03 | California (Title 24) | Blythe Area (CZ15) | Palm Springs | 10002.3 | 31.6833 | 0.99197 | 0 | 0 | 0 | 0 | 13.7646 | 11.8476 | 0 | 52.8537 | 0 | 37.4244 | 148.566 | 0 | 0 | 0 | 7.7553 | 0 | 18.0602 | 0 | 0 | 0 | 0 | 0 | 0 | 25.8156 | 22.3002 | 1.304 | 0 | 0 | 0 | 0 | 7.3193 | 5.5426 | 0 | 12.7442 | 0 | 9.3436 | 58.5539 | 0 | 0 | 0 | 226.042 | 0 | 2.698 | 0 | 0 | 0 | 0 | 0 | 0 | 228.74 | 460.951 | 41.4444 | - | - | - | - | 0 | 0 | 373 | 0 | 0 | 0 | 0 | 0 | 0 | 0 | 0 | 373 | OfS | 03
07/27/18 @ 00:36 | OfS-w16-v03-WCChlrBase-mNE-HVAC-Proto.pd2 | OfS-w16-v03-WCChlrBase-mNE-HVAC-Proto | OfS-w16-v03 | California (Title 24) | Mount Shasta Area (CZ16) | Blue Canyon AP | 10002.3 | 8.7593 | 0.19092 | 0 | 0 | 0 | 0 | 9.0929 | 4.7629 | 0 | 52.8537 | 0 | 37.4244 | 113.084 | 0 | 0 | 0 | 112.585 | 0 | 23.376 | 0 | 0 | 0 | 0 | 0 | 0 | 135.961 | 13.1091 | 0.27957 | 0 | 0 | 0 | 0 | 6.7374 | 4.2155 | 0 | 12.7442 | 0 | 9.3436 | 46.4293 | 0 | 0 | 0 | 426.916 | 0 | 1.5562 | 0 | 0 | 0 | 0 | 0 | 0 | 428.473 | 268.685 | 34.8889 | - | - | - | - | 0 | 0 | 314 | 0 | 0 | 0 | 0 | 0 | 0 | 0 | 0 | 314 | OfS | 03
07/27/18 @ 00:36 | OfS-w01-v07-WCChlrBase-mNE-HVAC-Proto.pd2 | OfS-w01-v07-WCChlrBase-mNE-HVAC-Proto | OfS-w01-v07 | California (Title 24) | Arcata Area (CZ01) | Arcata | 10002.3 | 1.3944 | 0.026765 | 0 | 0 | 0 | 0 | 6.6824 | 0.67484 | 0 | 50.648 | 0 | 31.594 | 91.0203 | 0 | 0 | 0 | 80.5313 | 0 | 23.5109 | 0 | 0 | 0 | 0 | 0 | 0 | 104.042 | 8.4865 | 0.20813 | 0 | 0 | 0 | 0 | 3.532 | 2.171 | 0 | 12.2123 | 0 | 8.1824 | 34.7924 | 0 | 0 | 0 | 363.653 | 0 | 3.3352 | 0 | 0 | 0 | 0 | 0 | 0 | 366.988 | 176.865 | 23.7778 | - | - | - | - | 0 | 0 | 214 | 0 | 0 | 0 | 0 | 0 | 0 | 0 | 0 | 214 | OfS | 07
07/27/18 @ 00:36 | OfS-w02-v07-WCChlrBase-mNE-HVAC-Proto.pd2 | OfS-w02-v07-WCChlrBase-mNE-HVAC-Proto | OfS-w02-v07 | California (Title 24) | Santa Rosa Area (CZ02) | Santa Rosa | 10002.3 | 9.9054 | 0.25772 | 0 | 0 | 0 | 0 | 8.2125 | 2.9907 | 0 | 50.648 | 0 | 31.594 | 103.608 | 0 | 0 | 0 | 60.3567 | 0 | 22.1613 | 0 | 0 | 0 | 0 | 0 | 0 | 82.518 | 15.2944 | 0.86811 | 0 | 0 | 0 | 0 | 3.9952 | 3.2898 | 0 | 12.2123 | 0 | 8.1824 | 43.8423 | 0 | 0 | 0 | 410.743 | 0 | 1.4634 | 0 | 0 | 0 | 0 | 0 | 0 | 412.206 | 288.418 | 33.4444 | - | - | - | - | 0 | 0 | 301 | 0 | 0 | 0 | 0 | 0 | 0 | 0 | 0 | 301 | OfS | 07
07/27/18 @ 00:37 | OfS-w03-v07-WCChlrBase-mNE-HVAC-Proto.pd2 | OfS-w03-v07-WCChlrBase-mNE-HVAC-Proto | OfS-w03-v07 | California (Title 24) | Oakland Area (CZ03) | Oakland AP | 10002.3 | 6.7248 | 0.15824 | 0 | 0 | 0 | 0 | 8.1197 | 2.2073 | 0 | 50.648 | 0 | 31.594 | 99.4519 | 0 | 0 | 0 | 74.5763 | 0 | 22.2625 | 0 | 0 | 0 | 0 | 0 | 0 | 96.8389 | 11.6032 | 0.31488 | 0 | 0 | 0 | 0 | 4.3305 | 2.8948 | 0 | 12.2123 | 0 | 8.1824 | 39.5381 | 0 | 0 | 0 | 394.581 | 0 | 1.4632 | 0 | 0 | 0 | 0 | 0 | 0 | 396.044 | 235.946 | 16.1111 | - | - | - | - | 0 | 0 | 145 | 0 | 0 | 0 | 0 | 0 | 0 | 0 | 0 | 145 | OfS | 07
07/27/18 @ 00:37 | OfS-w04-v07-WCChlrBase-mNE-HVAC-Proto.pd2 | OfS-w04-v07-WCChlrBase-mNE-HVAC-Proto | OfS-w04-v07 | California (Title 24) | Sunnyvale Area (CZ04) | San Jose | 10002.3 | 12.3456 | 0.31336 | 0 | 0 | 0 | 0 | 9.1954 | 3.7879 | 0 | 50.648 | 0 | 31.594 | 107.884 | 0 | 0 | 0 | 70.3551 | 0 | 21.689 | 0 | 0 | 0 | 0 | 0 | 0 | 92.0441 | 13.6382 | 0.35299 | 0 | 0 | 0 | 0 | 5.3391 | 3.3157 | 0 | 12.2123 | 0 | 8.1824 | 43.0408 | 0 | 0 | 0 | 405.921 | 0 | 1.4557 | 0 | 0 | 0 | 0 | 0 | 0 | 407.376 | 275.818 | 22.6667 | - | - | - | - | 0 | 0 | 204 | 0 | 0 | 0 | 0 | 0 | 0 | 0 | 0 | 204 | OfS | 07
07/27/18 @ 00:37 | OfS-w05-v07-WCChlrBase-mNE-HVAC-Proto.pd2 | OfS-w05-v07-WCChlrBase-mNE-HVAC-Proto | OfS-w05-v07 | California (Title 24) | Santa Maria Area (CZ05) | Santa Maria AP | 10002.3 | 7.1114 | 0.16672 | 0 | 0 | 0 | 0 | 8.1645 | 2.2661 | 0 | 50.648 | 0 | 31.594 | 99.9506 | 0 | 0 | 0 | 67.8161 | 0 | 22.5249 | 0 | 0 | 0 | 0 | 0 | 0 | 90.341 | 10.5021 | 0.21901 | 0 | 0 | 0 | 0 | 4.3304 | 2.7027 | 0 | 12.2123 | 0 | 8.5696 | 38.5362 | 0 | 0 | 0 | 401.917 | 0 | 3.2174 | 0 | 0 | 0 | 0 | 0 | 0 | 405.134 | 220.173 | 27.3333 | - | - | - | - | 0 | 0 | 246 | 0 | 0 | 0 | 0 | 0 | 0 | 0 | 0 | 246 | OfS | 07
07/27/18 @ 00:37 | OfS-w06-v07-WCChlrBase-mNE-HVAC-Proto.pd2 | OfS-w06-v07-WCChlrBase-mNE-HVAC-Proto | OfS-w06-v07 | California (Title 24) | Los Angeles Area (CZ06) | Torrance | 10002.3 | 15.3397 | 0.41684 | 0 | 0 | 0 | 0 | 9.2801 | 4.4647 | 0 | 50.648 | 0 | 31.594 | 111.743 | 0 | 0 | 0 | 33.2598 | 0 | 21.1685 | 0 | 0 | 0 | 0 | 0 | 0 | 54.4284 | 14.077 | 0.47969 | 0 | 0 | 0 | 0 | 4.7074 | 3.3836 | 0 | 12.9267 | 0 | 8.6182 | 44.1926 | 0 | 0 | 0 | 266.575 | 0 | 2.863 | 0 | 0 | 0 | 0 | 0 | 0 | 269.438 | 281.845 | 34 | - | - | - | - | 0 | 0 | 306 | 0 | 0 | 0 | 0 | 0 | 0 | 0 | 0 | 306 | OfS | 07
07/27/18 @ 00:37 | OfS-w07-v07-WCChlrBase-mNE-HVAC-Proto.pd2 | OfS-w07-v07-WCChlrBase-mNE-HVAC-Proto | OfS-w07-v07 | California (Title 24) | San Diego Area (CZ07) | San Diego AP | 10002.3 | 13.886 | 0.35824 | 0 | 0 | 0 | 0 | 9.2131 | 4.0912 | 0 | 50.648 | 0 | 31.594 | 109.79 | 0 | 0 | 0 | 15.9828 | 0 | 20.9646 | 0 | 0 | 0 | 0 | 0 | 0 | 36.9474 | 12.54 | 0.31291 | 0 | 0 | 0 | 0 | 3.6261 | 3.1095 | 0 | 12.9267 | 0 | 8.6182 | 41.1335 | 0 | 0 | 0 | 161.24 | 0 | 2.9173 | 0 | 0 | 0 | 0 | 0 | 0 | 164.157 | 255.228 | 38.5556 | - | - | - | - | 0 | 0 | 347 | 0 | 0 | 0 | 0 | 0 | 0 | 0 | 0 | 347 | OfS | 07
07/27/18 @ 00:37 | OfS-w08-v07-WCChlrBase-mNE-HVAC-Proto.pd2 | OfS-w08-v07-WCChlrBase-mNE-HVAC-Proto | OfS-w08-v07 | California (Title 24) | El Toro Area (CZ08) | Fullerton | 10002.3 | 17.5793 | 0.4807 | 0 | 0 | 0 | 0 | 9.6729 | 5.0666 | 0 | 50.648 | 0 | 31.594 | 115.041 | 0 | 0 | 0 | 36.0502 | 0 | 20.727 | 0 | 0 | 0 | 0 | 0 | 0 | 56.7772 | 15.1987 | 0.51357 | 0 | 0 | 0 | 0 | 5.0752 | 3.522 | 0 | 12.2123 | 0 | 8.5696 | 45.0914 | 0 | 0 | 0 | 360.473 | 0 | 2.9633 | 0 | 0 | 0 | 0 | 0 | 0 | 363.437 | 302.526 | 42.2222 | - | - | - | - | 0 | 0 | 380 | 0 | 0 | 0 | 0 | 0 | 0 | 0 | 0 | 380 | OfS | 07
07/27/18 @ 00:37 | OfS-w09-v07-WCChlrBase-mNE-HVAC-Proto.pd2 | OfS-w09-v07-WCChlrBase-mNE-HVAC-Proto | OfS-w09-v07 | California (Title 24) | Pasadena Area (CZ09) | Burbank AP | 10002.3 | 18.3999 | 0.53513 | 0 | 0 | 0 | 0 | 10.1136 | 5.3528 | 0 | 50.648 | 0 | 31.594 | 116.643 | 0 | 0 | 0 | 44.9236 | 0 | 20.7089 | 0 | 0 | 0 | 0 | 0 | 0 | 65.6325 | 18.9931 | 1.2203 | 0 | 0 | 0 | 0 | 5.7431 | 3.9829 | 0 | 12.2123 | 0 | 8.1824 | 50.3341 | 0 | 0 | 0 | 398.95 | 0 | 3.0099 | 0 | 0 | 0 | 0 | 0 | 0 | 401.959 | 357.977 | 39.4444 | - | - | - | - | 0 | 0 | 355 | 0 | 0 | 0 | 0 | 0 | 0 | 0 | 0 | 355 | OfS | 07
07/27/18 @ 00:38 | OfS-w10-v07-WCChlrBase-mNE-HVAC-Proto.pd2 | OfS-w10-v07-WCChlrBase-mNE-HVAC-Proto | OfS-w10-v07 | California (Title 24) | San Bernardino Area (CZ10) | Riverside FS 3 | 10002.3 | 17.61 | 0.48174 | 0 | 0 | 0 | 0 | 9.5255 | 4.9435 | 0 | 50.648 | 0 | 31.594 | 114.803 | 0 | 0 | 0 | 26.152 | 0 | 20.6084 | 0 | 0 | 0 | 0 | 0 | 0 | 46.7605 | 16.0699 | 0.71657 | 0 | 0 | 0 | 0 | 5.0536 | 3.4712 | 0 | 12.2123 | 0 | 8.5696 | 46.0933 | 0 | 0 | 0 | 431.708 | 0 | 3.0126 | 0 | 0 | 0 | 0 | 0 | 0 | 434.721 | 309.646 | 42 | - | - | - | - | 0 | 0 | 378 | 0 | 0 | 0 | 0 | 0 | 0 | 0 | 0 | 378 | OfS | 07
07/27/18 @ 00:38 | OfS-w11-v07-WCChlrBase-mNE-HVAC-Proto.pd2 | OfS-w11-v07-WCChlrBase-mNE-HVAC-Proto | OfS-w11-v07 | California (Title 24) | Red Bluff Area (CZ11) | Red Bluff AP | 10002.3 | 16.288 | 0.4499 | 0 | 0 | 0 | 0 | 10.0902 | 4.5354 | 0 | 50.648 | 0 | 31.594 | 113.605 | 0 | 0 | 0 | 63.1504 | 0 | 20.8373 | 0 | 0 | 0 | 0 | 0 | 0 | 83.9877 | 17.7043 | 1.2495 | 0 | 0 | 0 | 0 | 4.6465 | 3.692 | 0 | 12.2123 | 0 | 8.1824 | 47.6871 | 0 | 0 | 0 | 369.658 | 0 | 3.1032 | 0 | 0 | 0 | 0 | 0 | 0 | 372.761 | 328.652 | 27.2222 | - | - | - | - | 0 | 0 | 245 | 0 | 0 | 0 | 0 | 0 | 0 | 0 | 0 | 245 | OfS | 07
07/27/18 @ 00:38 | OfS-w12-v07-WCChlrBase-mNE-HVAC-Proto.pd2 | OfS-w12-v07-WCChlrBase-mNE-HVAC-Proto | OfS-w12-v07 | California (Title 24) | Sacramento Area (CZ12) | Sacramento AP | 10002.3 | 13.5204 | 0.37222 | 0 | 0 | 0 | 0 | 9.0686 | 3.9106 | 0 | 50.648 | 0 | 31.594 | 109.114 | 0 | 0 | 0 | 62.7384 | 0 | 21.3593 | 0 | 0 | 0 | 0 | 0 | 0 | 84.0978 | 15.8482 | 0.80662 | 0 | 0 | 0 | 0 | 4.6508 | 3.3698 | 0 | 12.2123 | 0 | 8.5696 | 45.4573 | 0 | 0 | 0 | 404.957 | 0 | 1.4481 | 0 | 0 | 0 | 0 | 0 | 0 | 406.405 | 302.563 | 39.6667 | - | - | - | - | 0 | 0 | 357 | 0 | 0 | 0 | 0 | 0 | 0 | 0 | 0 | 357 | OfS | 07
07/27/18 @ 00:38 | OfS-w13-v07-WCChlrBase-mNE-HVAC-Proto.pd2 | OfS-w13-v07-WCChlrBase-mNE-HVAC-Proto | OfS-w13-v07 | California (Title 24) | Fresno Area (CZ13) | Fresno AP | 10002.3 | 17.0219 | 0.49824 | 0 | 0 | 0 | 0 | 10.1285 | 4.7404 | 0 | 50.648 | 0 | 31.594 | 114.631 | 0 | 0 | 0 | 59.3718 | 0 | 20.6456 | 0 | 0 | 0 | 0 | 0 | 0 | 80.0173 | 17.903 | 0.44019 | 0 | 0 | 0 | 0 | 6.0505 | 3.9276 | 0 | 12.2123 | 0 | 7.8879 | 48.4215 | 0 | 0 | 0 | 376.453 | 0 | 3.1216 | 0 | 0 | 0 | 0 | 0 | 0 | 379.575 | 347.482 | 26.4444 | - | - | - | - | 0 | 0 | 238 | 0 | 0 | 0 | 0 | 0 | 0 | 0 | 0 | 238 | OfS | 07
07/27/18 @ 00:38 | OfS-w14-v07-WCChlrBase-mNE-HVAC-Proto.pd2 | OfS-w14-v07-WCChlrBase-mNE-HVAC-Proto | OfS-w14-v07 | California (Title 24) | China Lake Area (CZ14) | Palmdale AP | 10002.3 | 16.9439 | 0.45075 | 0 | 0 | 0 | 0 | 10.1296 | 4.7187 | 0 | 50.648 | 0 | 31.594 | 114.485 | 0 | 0 | 0 | 52.5057 | 0 | 20.9464 | 0 | 0 | 0 | 0 | 0 | 0 | 73.4521 | 20.2451 | 1.7148 | 0 | 0 | 0 | 0 | 5.0971 | 3.9434 | 0 | 12.2123 | 0 | 8.5696 | 51.7823 | 0 | 0 | 0 | 451.066 | 0 | 3.1575 | 0 | 0 | 0 | 0 | 0 | 0 | 454.223 | 370.041 | 37.2222 | - | - | - | - | 0 | 0 | 335 | 0 | 0 | 0 | 0 | 0 | 0 | 0 | 0 | 335 | OfS | 07
07/27/18 @ 00:38 | OfS-w15-v07-WCChlrBase-mNE-HVAC-Proto.pd2 | OfS-w15-v07-WCChlrBase-mNE-HVAC-Proto | OfS-w15-v07 | California (Title 24) | Blythe Area (CZ15) | Palm Springs | 10002.3 | 30.6628 | 0.95425 | 0 | 0 | 0 | 0 | 13.2515 | 8.0135 | 0 | 50.648 | 0 | 31.594 | 135.124 | 0 | 0 | 0 | 9.1706 | 0 | 18.0727 | 0 | 0 | 0 | 0 | 0 | 0 | 27.2432 | 22.1734 | 0.9745 | 0 | 0 | 0 | 0 | 7.9423 | 4.6299 | 0 | 12.2123 | 0 | 7.8879 | 55.8204 | 0 | 0 | 0 | 222.059 | 0 | 2.702 | 0 | 0 | 0 | 0 | 0 | 0 | 224.761 | 458.392 | 38.4444 | - | - | - | - | 0 | 0 | 346 | 0 | 0 | 0 | 0 | 0 | 0 | 0 | 0 | 346 | OfS | 07
07/27/18 @ 00:38 | OfS-w16-v07-WCChlrBase-mNE-HVAC-Proto.pd2 | OfS-w16-v07-WCChlrBase-mNE-HVAC-Proto | OfS-w16-v07 | California (Title 24) | Mount Shasta Area (CZ16) | Blue Canyon AP | 10002.3 | 8.176 | 0.17671 | 0 | 0 | 0 | 0 | 8.7225 | 2.5582 | 0 | 50.648 | 0 | 31.594 | 101.875 | 0 | 0 | 0 | 122.678 | 0 | 23.3953 | 0 | 0 | 0 | 0 | 0 | 0 | 146.073 | 12.8886 | 0.27155 | 0 | 0 | 0 | 0 | 6.4808 | 3.3267 | 0 | 12.2123 | 0 | 7.8879 | 43.0678 | 0 | 0 | 0 | 415.556 | 0 | 1.5586 | 0 | 0 | 0 | 0 | 0 | 0 | 417.114 | 259.969 | 31.7778 | - | - | - | - | 0 | 0 | 286 | 0 | 0 | 0 | 0 | 0 | 0 | 0 | 0 | 286 | OfS | 07
07/27/18 @ 00:38 | OfS-w01-v11-WCChlrBase-mNE-HVAC-Proto.pd2 | OfS-w01-v11-WCChlrBase-mNE-HVAC-Proto | OfS-w01-v11 | California (Title 24) | Arcata Area (CZ01) | Arcata | 10002.3 | 1.3936 | 0.02678 | 0 | 0 | 0 | 0 | 6.6834 | 0.6738 | 0 | 50.648 | 0 | 31.594 | 91.0195 | 0 | 0 | 0 | 80.3727 | 0 | 23.5108 | 0 | 0 | 0 | 0 | 0 | 0 | 103.884 | 8.4842 | 0.20808 | 0 | 0 | 0 | 0 | 3.5319 | 2.1705 | 0 | 12.2123 | 0 | 8.1824 | 34.7895 | 0 | 0 | 0 | 363.548 | 0 | 3.3352 | 0 | 0 | 0 | 0 | 0 | 0 | 366.883 | 176.826 | 23.7778 | - | - | - | - | 0 | 0 | 214 | 0 | 0 | 0 | 0 | 0 | 0 | 0 | 0 | 214 | OfS | 11
07/27/18 @ 00:39 | OfS-w02-v11-WCChlrBase-mNE-HVAC-Proto.pd2 | OfS-w02-v11-WCChlrBase-mNE-HVAC-Proto | OfS-w02-v11 | California (Title 24) | Santa Rosa Area (CZ02) | Santa Rosa | 10002.3 | 9.89 | 0.25765 | 0 | 0 | 0 | 0 | 8.2426 | 2.9607 | 0 | 50.648 | 0 | 31.594 | 103.593 | 0 | 0 | 0 | 51.1686 | 0 | 22.1486 | 0 | 0 | 0 | 0 | 0 | 0 | 73.3172 | 15.1387 | 0.86125 | 0 | 0 | 0 | 0 | 3.9652 | 3.2759 | 0 | 12.2123 | 0 | 8.1824 | 43.6358 | 0 | 0 | 0 | 388.184 | 0 | 1.4599 | 0 | 0 | 0 | 0 | 0 | 0 | 389.643 | 285.846 | 33.3333 | - | - | - | - | 0 | 0 | 300 | 0 | 0 | 0 | 0 | 0 | 0 | 0 | 0 | 300 | OfS | 11
07/27/18 @ 00:39 | OfS-w03-v11-WCChlrBase-mNE-HVAC-Proto.pd2 | OfS-w03-v11-WCChlrBase-mNE-HVAC-Proto | OfS-w03-v11 | California (Title 24) | Oakland Area (CZ03) | Oakland AP | 10002.3 | 6.7116 | 0.15826 | 0 | 0 | 0 | 0 | 8.127 | 2.1892 | 0 | 50.648 | 0 | 31.594 | 99.4279 | 0 | 0 | 0 | 71.8895 | 0 | 22.2612 | 0 | 0 | 0 | 0 | 0 | 0 | 94.1507 | 11.5035 | 0.31278 | 0 | 0 | 0 | 0 | 4.3302 | 2.876 | 0 | 12.2123 | 0 | 8.1824 | 39.4172 | 0 | 0 | 0 | 388.071 | 0 | 1.4632 | 0 | 0 | 0 | 0 | 0 | 0 | 389.535 | 234.39 | 16 | - | - | - | - | 0 | 0 | 144 | 0 | 0 | 0 | 0 | 0 | 0 | 0 | 0 | 144 | OfS | 11
07/27/18 @ 00:39 | OfS-w04-v11-WCChlrBase-mNE-HVAC-Proto.pd2 | OfS-w04-v11-WCChlrBase-mNE-HVAC-Proto | OfS-w04-v11 | California (Title 24) | Sunnyvale Area (CZ04) | San Jose | 10002.3 | 12.3618 | 0.31345 | 0 | 0 | 0 | 0 | 9.225 | 3.7702 | 0 | 50.648 | 0 | 31.594 | 107.912 | 0 | 0 | 0 | 61.3198 | 0 | 21.6749 | 0 | 0 | 0 | 0 | 0 | 0 | 82.9947 | 13.3861 | 0.34812 | 0 | 0 | 0 | 0 | 5.2632 | 3.3042 | 0 | 12.2123 | 0 | 8.1824 | 42.6965 | 0 | 0 | 0 | 388.631 | 0 | 1.4527 | 0 | 0 | 0 | 0 | 0 | 0 | 390.084 | 272.418 | 22.5556 | - | - | - | - | 0 | 0 | 203 | 0 | 0 | 0 | 0 | 0 | 0 | 0 | 0 | 203 | OfS | 11
07/27/18 @ 00:39 | OfS-w05-v11-WCChlrBase-mNE-HVAC-Proto.pd2 | OfS-w05-v11-WCChlrBase-mNE-HVAC-Proto | OfS-w05-v11 | California (Title 24) | Santa Maria Area (CZ05) | Santa Maria AP | 10002.3 | 7.1104 | 0.16672 | 0 | 0 | 0 | 0 | 8.1653 | 2.2641 | 0 | 50.648 | 0 | 31.594 | 99.9483 | 0 | 0 | 0 | 67.5499 | 0 | 22.5248 | 0 | 0 | 0 | 0 | 0 | 0 | 90.0748 | 10.4979 | 0.21893 | 0 | 0 | 0 | 0 | 4.33 | 2.7018 | 0 | 12.2123 | 0 | 8.5696 | 38.5305 | 0 | 0 | 0 | 400.976 | 0 | 3.2174 | 0 | 0 | 0 | 0 | 0 | 0 | 404.193 | 220.101 | 27.3333 | - | - | - | - | 0 | 0 | 246 | 0 | 0 | 0 | 0 | 0 | 0 | 0 | 0 | 246 | OfS | 11
07/27/18 @ 00:39 | OfS-w06-v11-WCChlrBase-mNE-HVAC-Proto.pd2 | OfS-w06-v11-WCChlrBase-mNE-HVAC-Proto | OfS-w06-v11 | California (Title 24) | Los Angeles Area (CZ06) | Torrance | 10002.3 | 15.326 | 0.41646 | 0 | 0 | 0 | 0 | 9.2818 | 4.4608 | 0 | 50.648 | 0 | 31.594 | 111.727 | 0 | 0 | 0 | 32.9181 | 0 | 21.1683 | 0 | 0 | 0 | 0 | 0 | 0 | 54.0863 | 14.0445 | 0.47865 | 0 | 0 | 0 | 0 | 4.7012 | 3.3826 | 0 | 12.9267 | 0 | 8.6182 | 44.1518 | 0 | 0 | 0 | 265.355 | 0 | 2.8628 | 0 | 0 | 0 | 0 | 0 | 0 | 268.217 | 281.278 | 33.8889 | - | - | - | - | 0 | 0 | 305 | 0 | 0 | 0 | 0 | 0 | 0 | 0 | 0 | 305 | OfS | 11
07/27/18 @ 00:39 | OfS-w07-v11-WCChlrBase-mNE-HVAC-Proto.pd2 | OfS-w07-v11-WCChlrBase-mNE-HVAC-Proto | OfS-w07-v11 | California (Title 24) | San Diego Area (CZ07) | San Diego AP | 10002.3 | 13.8655 | 0.35785 | 0 | 0 | 0 | 0 | 9.2211 | 4.0797 | 0 | 50.648 | 0 | 31.594 | 109.766 | 0 | 0 | 0 | 14.5944 | 0 | 20.9637 | 0 | 0 | 0 | 0 | 0 | 0 | 35.5581 | 12.5405 | 0.31221 | 0 | 0 | 0 | 0 | 3.63 | 3.097 | 0 | 12.9267 | 0 | 8.6182 | 41.1247 | 0 | 0 | 0 | 154.395 | 0 | 2.8728 | 0 | 0 | 0 | 0 | 0 | 0 | 157.268 | 255.411 | 38.4444 | - | - | - | - | 0 | 0 | 346 | 0 | 0 | 0 | 0 | 0 | 0 | 0 | 0 | 346 | OfS | 11
07/27/18 @ 00:39 | OfS-w08-v11-WCChlrBase-mNE-HVAC-Proto.pd2 | OfS-w08-v11-WCChlrBase-mNE-HVAC-Proto | OfS-w08-v11 | California (Title 24) | El Toro Area (CZ08) | Fullerton | 10002.3 | 17.4896 | 0.47845 | 0 | 0 | 0 | 0 | 9.6738 | 5.0437 | 0 | 50.648 | 0 | 31.594 | 114.928 | 0 | 0 | 0 | 34.4329 | 0 | 20.726 | 0 | 0 | 0 | 0 | 0 | 0 | 55.1588 | 15.0429 | 0.50815 | 0 | 0 | 0 | 0 | 5.0449 | 3.5184 | 0 | 12.2123 | 0 | 8.5696 | 44.8963 | 0 | 0 | 0 | 353.402 | 0 | 2.9619 | 0 | 0 | 0 | 0 | 0 | 0 | 356.364 | 300.22 | 42 | - | - | - | - | 0 | 0 | 378 | 0 | 0 | 0 | 0 | 0 | 0 | 0 | 0 | 378 | OfS | 11
07/27/18 @ 00:40 | OfS-w09-v11-WCChlrBase-mNE-HVAC-Proto.pd2 | OfS-w09-v11-WCChlrBase-mNE-HVAC-Proto | OfS-w09-v11 | California (Title 24) | Pasadena Area (CZ09) | Burbank AP | 10002.3 | 18.253 | 0.52999 | 0 | 0 | 0 | 0 | 10.1289 | 5.2819 | 0 | 50.648 | 0 | 31.594 | 116.436 | 0 | 0 | 0 | 35.768 | 0 | 20.6969 | 0 | 0 | 0 | 0 | 0 | 0 | 56.465 | 18.5228 | 1.1964 | 0 | 0 | 0 | 0 | 5.6224 | 3.9417 | 0 | 12.2123 | 0 | 8.1824 | 49.6779 | 0 | 0 | 0 | 388.265 | 0 | 3.0053 | 0 | 0 | 0 | 0 | 0 | 0 | 391.27 | 350.579 | 39 | - | - | - | - | 0 | 0 | 351 | 0 | 0 | 0 | 0 | 0 | 0 | 0 | 0 | 351 | OfS | 11
07/27/18 @ 00:40 | OfS-w10-v11-WCChlrBase-mNE-HVAC-Proto.pd2 | OfS-w10-v11-WCChlrBase-mNE-HVAC-Proto | OfS-w10-v11 | California (Title 24) | San Bernardino Area (CZ10) | Riverside FS 3 | 10002.3 | 17.4985 | 0.47839 | 0 | 0 | 0 | 0 | 9.5533 | 4.8883 | 0 | 50.648 | 0 | 31.594 | 114.66 | 0 | 0 | 0 | 19.8507 | 0 | 20.5988 | 0 | 0 | 0 | 0 | 0 | 0 | 40.4495 | 15.8468 | 0.70954 | 0 | 0 | 0 | 0 | 5.0228 | 3.4421 | 0 | 12.2123 | 0 | 8.5696 | 45.8032 | 0 | 0 | 0 | 399.054 | 0 | 3.0042 | 0 | 0 | 0 | 0 | 0 | 0 | 402.058 | 306.278 | 41.6667 | - | - | - | - | 0 | 0 | 375 | 0 | 0 | 0 | 0 | 0 | 0 | 0 | 0 | 375 | OfS | 11
07/27/18 @ 00:40 | OfS-w11-v11-WCChlrBase-mNE-HVAC-Proto.pd2 | OfS-w11-v11-WCChlrBase-mNE-HVAC-Proto | OfS-w11-v11 | California (Title 24) | Red Bluff Area (CZ11) | Red Bluff AP | 10002.3 | 16.172 | 0.44863 | 0 | 0 | 0 | 0 | 10.0759 | 4.4781 | 0 | 50.648 | 0 | 31.594 | 113.416 | 0 | 0 | 0 | 53.2819 | 0 | 20.8272 | 0 | 0 | 0 | 0 | 0 | 0 | 74.1091 | 16.7254 | 0.417 | 0 | 0 | 0 | 0 | 6.9343 | 3.735 | 0 | 12.2123 | 0 | 7.8879 | 47.9119 | 0 | 0 | 0 | 328.178 | 0 | 3.0938 | 0 | 0 | 0 | 0 | 0 | 0 | 331.272 | 325.876 | 26.1111 | - | - | - | - | 0 | 0 | 235 | 0 | 0 | 0 | 0 | 0 | 0 | 0 | 0 | 235 | OfS | 11
07/27/18 @ 00:40 | OfS-w12-v11-WCChlrBase-mNE-HVAC-Proto.pd2 | OfS-w12-v11-WCChlrBase-mNE-HVAC-Proto | OfS-w12-v11 | California (Title 24) | Sacramento Area (CZ12) | Sacramento AP | 10002.3 | 13.4211 | 0.36878 | 0 | 0 | 0 | 0 | 9.0836 | 3.859 | 0 | 50.648 | 0 | 31.594 | 108.974 | 0 | 0 | 0 | 53.5143 | 0 | 21.3485 | 0 | 0 | 0 | 0 | 0 | 0 | 74.8628 | 15.4857 | 0.79188 | 0 | 0 | 0 | 0 | 4.5541 | 3.3284 | 0 | 12.2123 | 0 | 8.5696 | 44.942 | 0 | 0 | 0 | 384.506 | 0 | 1.4456 | 0 | 0 | 0 | 0 | 0 | 0 | 385.952 | 296.201 | 39.4444 | - | - | - | - | 0 | 0 | 355 | 0 | 0 | 0 | 0 | 0 | 0 | 0 | 0 | 355 | OfS | 11
07/27/18 @ 00:40 | OfS-w13-v11-WCChlrBase-mNE-HVAC-Proto.pd2 | OfS-w13-v11-WCChlrBase-mNE-HVAC-Proto | OfS-w13-v11 | California (Title 24) | Fresno Area (CZ13) | Fresno AP | 10002.3 | 16.8862 | 0.4975 | 0 | 0 | 0 | 0 | 10.098 | 4.7267 | 0 | 50.648 | 0 | 31.594 | 114.45 | 0 | 0 | 0 | 51.2313 | 0 | 20.6368 | 0 | 0 | 0 | 0 | 0 | 0 | 71.8681 | 17.9149 | 0.44511 | 0 | 0 | 0 | 0 | 6.0433 | 3.9895 | 0 | 12.2123 | 0 | 7.8879 | 48.493 | 0 | 0 | 0 | 358.499 | 0 | 3.1168 | 0 | 0 | 0 | 0 | 0 | 0 | 361.616 | 357.466 | 26.7778 | - | - | - | - | 0 | 0 | 241 | 0 | 0 | 0 | 0 | 0 | 0 | 0 | 0 | 241 | OfS | 11
07/27/18 @ 00:40 | OfS-w14-v11-WCChlrBase-mNE-HVAC-Proto.pd2 | OfS-w14-v11-WCChlrBase-mNE-HVAC-Proto | OfS-w14-v11 | California (Title 24) | China Lake Area (CZ14) | Palmdale AP | 10002.3 | 16.7941 | 0.44642 | 0 | 0 | 0 | 0 | 10.1381 | 4.6605 | 0 | 50.648 | 0 | 31.594 | 114.281 | 0 | 0 | 0 | 43.217 | 0 | 20.9353 | 0 | 0 | 0 | 0 | 0 | 0 | 64.1524 | 19.9783 | 1.6918 | 0 | 0 | 0 | 0 | 5.0095 | 3.8802 | 0 | 12.2123 | 0 | 8.5696 | 51.3418 | 0 | 0 | 0 | 418.852 | 0 | 3.1494 | 0 | 0 | 0 | 0 | 0 | 0 | 422.001 | 365.025 | 36.8889 | - | - | - | - | 0 | 0 | 332 | 0 | 0 | 0 | 0 | 0 | 0 | 0 | 0 | 332 | OfS | 11
07/27/18 @ 00:40 | OfS-w15-v11-WCChlrBase-mNE-HVAC-Proto.pd2 | OfS-w15-v11-WCChlrBase-mNE-HVAC-Proto | OfS-w15-v11 | California (Title 24) | Blythe Area (CZ15) | Palm Springs | 10002.3 | 30.0376 | 0.93485 | 0 | 0 | 0 | 0 | 13.125 | 7.8588 | 0 | 50.648 | 0 | 31.594 | 134.198 | 0 | 0 | 0 | 4.9869 | 0 | 18.0659 | 0 | 0 | 0 | 0 | 0 | 0 | 23.0528 | 22.1039 | 1.1205 | 0 | 0 | 0 | 0 | 7.5476 | 4.5874 | 0 | 12.2123 | 0 | 7.8879 | 55.4596 | 0 | 0 | 0 | 161.249 | 0 | 2.6885 | 0 | 0 | 0 | 0 | 0 | 0 | 163.938 | 455.158 | 37.8889 | - | - | - | - | 0 | 0 | 341 | 0 | 0 | 0 | 0 | 0 | 0 | 0 | 0 | 341 | OfS | 11
07/27/18 @ 00:41 | OfS-w16-v11-WCChlrBase-mNE-HVAC-Proto.pd2 | OfS-w16-v11-WCChlrBase-mNE-HVAC-Proto | OfS-w16-v11 | California (Title 24) | Mount Shasta Area (CZ16) | Blue Canyon AP | 10002.3 | 8.2014 | 0.17762 | 0 | 0 | 0 | 0 | 8.7541 | 2.5417 | 0 | 50.648 | 0 | 31.594 | 101.917 | 0 | 0 | 0 | 108.212 | 0 | 23.3789 | 0 | 0 | 0 | 0 | 0 | 0 | 131.591 | 12.9218 | 0.27269 | 0 | 0 | 0 | 0 | 6.5217 | 3.3462 | 0 | 12.2123 | 0 | 7.8879 | 43.1627 | 0 | 0 | 0 | 413.169 | 0 | 3.4407 | 0 | 0 | 0 | 0 | 0 | 0 | 416.61 | 260.249 | 31.5556 | - | - | - | - | 0 | 0 | 284 | 0 | 0 | 0 | 0 | 0 | 0 | 0 | 0 | 284 | OfS | 11
07/27/18 @ 00:41 | OfS-w01-v14-WCChlrBase-mNE-HVAC-Proto.pd2 | OfS-w01-v14-WCChlrBase-mNE-HVAC-Proto | OfS-w01-v14 | California (Title 24) | Arcata Area (CZ01) | Arcata | 10002.3 | 0.81636 | 0.014617 | 0 | 0 | 0 | 0 | 4.4327 | 0.50315 | 0 | 50.648 | 0 | 31.594 | 88.0088 | 0 | 0 | 0 | 84.9355 | 0 | 23.5886 | 0 | 0 | 0 | 0 | 0 | 0 | 108.524 | 6.3957 | 0.15633 | 0 | 0 | 0 | 0 | 2.4342 | 1.6011 | 0 | 12.2123 | 0 | 8.1824 | 30.982 | 0 | 0 | 0 | 294.322 | 0 | 3.2253 | 0 | 0 | 0 | 0 | 0 | 0 | 297.547 | 132.46 | 22.4444 | - | - | - | - | 0 | 0 | 202 | 0 | 0 | 0 | 0 | 0 | 0 | 0 | 0 | 202 | OfS | 14
07/27/18 @ 00:41 | OfS-w02-v14-WCChlrBase-mNE-HVAC-Proto.pd2 | OfS-w02-v14-WCChlrBase-mNE-HVAC-Proto | OfS-w02-v14 | California (Title 24) | Santa Rosa Area (CZ02) | Santa Rosa | 10002.3 | 7.4572 | 0.19645 | 0 | 0 | 0 | 0 | 5.9906 | 2.2448 | 0 | 50.648 | 0 | 31.594 | 98.131 | 0 | 0 | 0 | 50.2747 | 0 | 22.2112 | 0 | 0 | 0 | 0 | 0 | 0 | 72.4859 | 12.8835 | 0.70268 | 0 | 0 | 0 | 0 | 2.9572 | 2.6074 | 0 | 12.2123 | 0 | 8.1824 | 39.5455 | 0 | 0 | 0 | 336.619 | 0 | 3.0969 | 0 | 0 | 0 | 0 | 0 | 0 | 339.716 | 241.052 | 30.6667 | - | - | - | - | 0 | 0 | 276 | 0 | 0 | 0 | 0 | 0 | 0 | 0 | 0 | 276 | OfS | 14
07/27/18 @ 00:41 | OfS-w03-v14-WCChlrBase-mNE-HVAC-Proto.pd2 | OfS-w03-v14-WCChlrBase-mNE-HVAC-Proto | OfS-w03-v14 | California (Title 24) | Oakland Area (CZ03) | Oakland AP | 10002.3 | 4.5983 | 0.107 | 0 | 0 | 0 | 0 | 5.4911 | 1.4677 | 0 | 50.648 | 0 | 31.594 | 93.9061 | 0 | 0 | 0 | 39.8988 | 0 | 22.2768 | 0 | 0 | 0 | 0 | 0 | 0 | 62.1755 | 8.4639 | 0.22107 | 0 | 0 | 0 | 0 | 2.7566 | 2.0695 | 0 | 12.2123 | 0 | 8.5696 | 34.293 | 0 | 0 | 0 | 309.728 | 0 | 3.0733 | 0 | 0 | 0 | 0 | 0 | 0 | 312.802 | 173.946 | 14.6667 | - | - | - | - | 0 | 0 | 132 | 0 | 0 | 0 | 0 | 0 | 0 | 0 | 0 | 132 | OfS | 14
07/27/18 @ 00:41 | OfS-w04-v14-WCChlrBase-mNE-HVAC-Proto.pd2 | OfS-w04-v14-WCChlrBase-mNE-HVAC-Proto | OfS-w04-v14 | California (Title 24) | Sunnyvale Area (CZ04) | San Jose | 10002.3 | 8.6449 | 0.2169 | 0 | 0 | 0 | 0 | 6.2895 | 2.5269 | 0 | 50.648 | 0 | 31.594 | 99.9201 | 0 | 0 | 0 | 31.9376 | 0 | 21.6977 | 0 | 0 | 0 | 0 | 0 | 0 | 53.6354 | 10.2487 | 0.29172 | 0 | 0 | 0 | 0 | 3.138 | 2.3385 | 0 | 12.2123 | 0 | 8.5696 | 36.7988 | 0 | 0 | 0 | 310.632 | 0 | 3.1566 | 0 | 0 | 0 | 0 | 0 | 0 | 313.789 | 206.42 | 18.8889 | - | - | - | - | 0 | 0 | 170 | 0 | 0 | 0 | 0 | 0 | 0 | 0 | 0 | 170 | OfS | 14
07/27/18 @ 00:41 | OfS-w05-v14-WCChlrBase-mNE-HVAC-Proto.pd2 | OfS-w05-v14-WCChlrBase-mNE-HVAC-Proto | OfS-w05-v14 | California (Title 24) | Santa Maria Area (CZ05) | Santa Maria AP | 10002.3 | 4.7749 | 0.10967 | 0 | 0 | 0 | 0 | 5.3773 | 1.5016 | 0 | 50.648 | 0 | 31.594 | 94.0054 | 0 | 0 | 0 | 41.11 | 0 | 22.5483 | 0 | 0 | 0 | 0 | 0 | 0 | 63.6583 | 7.5282 | 0.19415 | 0 | 0 | 0 | 0 | 2.439 | 1.8752 | 0 | 12.2123 | 0 | 8.5696 | 32.8185 | 0 | 0 | 0 | 297.939 | 0 | 3.0873 | 0 | 0 | 0 | 0 | 0 | 0 | 301.026 | 155.547 | 24.3333 | - | - | - | - | 0 | 0 | 219 | 0 | 0 | 0 | 0 | 0 | 0 | 0 | 0 | 219 | OfS | 14
07/27/18 @ 00:41 | OfS-w06-v14-WCChlrBase-mNE-HVAC-Proto.pd2 | OfS-w06-v14-WCChlrBase-mNE-HVAC-Proto | OfS-w06-v14 | California (Title 24) | Los Angeles Area (CZ06) | Torrance | 10002.3 | 11.2911 | 0.30424 | 0 | 0 | 0 | 0 | 6.4718 | 3.181 | 0 | 50.648 | 0 | 31.594 | 103.49 | 0 | 0 | 0 | 19.4243 | 0 | 21.1991 | 0 | 0 | 0 | 0 | 0 | 0 | 40.6234 | 11.2228 | 0.38148 | 0 | 0 | 0 | 0 | 3.4648 | 2.4557 | 0 | 12.9267 | 0 | 8.6182 | 39.0697 | 0 | 0 | 0 | 278.847 | 0 | 3.0092 | 0 | 0 | 0 | 0 | 0 | 0 | 281.857 | 221.782 | 30 | - | - | - | - | 0 | 0 | 270 | 0 | 0 | 0 | 0 | 0 | 0 | 0 | 0 | 270 | OfS | 14
07/27/18 @ 00:41 | OfS-w07-v14-WCChlrBase-mNE-HVAC-Proto.pd2 | OfS-w07-v14-WCChlrBase-mNE-HVAC-Proto | OfS-w07-v14 | California (Title 24) | San Diego Area (CZ07) | San Diego AP | 10002.3 | 10.1087 | 0.25834 | 0 | 0 | 0 | 0 | 6.4492 | 2.8984 | 0 | 50.648 | 0 | 31.594 | 101.957 | 0 | 0 | 0 | 7.343 | 0 | 21.0037 | 0 | 0 | 0 | 0 | 0 | 0 | 28.3467 | 9.4286 | 0.25947 | 0 | 0 | 0 | 0 | 2.9487 | 2.2774 | 0 | 12.9267 | 0 | 8.6182 | 36.4591 | 0 | 0 | 0 | 236.623 | 0 | 2.9523 | 0 | 0 | 0 | 0 | 0 | 0 | 239.575 | 198.281 | 34 | - | - | - | - | 0 | 0 | 306 | 0 | 0 | 0 | 0 | 0 | 0 | 0 | 0 | 306 | OfS | 14
07/27/18 @ 00:42 | OfS-w08-v14-WCChlrBase-mNE-HVAC-Proto.pd2 | OfS-w08-v14-WCChlrBase-mNE-HVAC-Proto | OfS-w08-v14 | California (Title 24) | El Toro Area (CZ08) | Fullerton | 10002.3 | 13.0753 | 0.35098 | 0 | 0 | 0 | 0 | 6.7759 | 3.6554 | 0 | 50.648 | 0 | 31.594 | 106.099 | 0 | 0 | 0 | 18.6037 | 0 | 20.7603 | 0 | 0 | 0 | 0 | 0 | 0 | 39.3641 | 12.1731 | 0.38925 | 0 | 0 | 0 | 0 | 3.5806 | 2.569 | 0 | 12.2123 | 0 | 8.5696 | 39.4939 | 0 | 0 | 0 | 332.743 | 0 | 2.9774 | 0 | 0 | 0 | 0 | 0 | 0 | 335.721 | 236.771 | 37.1111 | - | - | - | - | 0 | 0 | 334 | 0 | 0 | 0 | 0 | 0 | 0 | 0 | 0 | 334 | OfS | 14
07/27/18 @ 00:42 | OfS-w09-v14-WCChlrBase-mNE-HVAC-Proto.pd2 | OfS-w09-v14-WCChlrBase-mNE-HVAC-Proto | OfS-w09-v14 | California (Title 24) | Pasadena Area (CZ09) | Burbank AP | 10002.3 | 13.516 | 0.39161 | 0 | 0 | 0 | 0 | 7.0565 | 3.7914 | 0 | 50.648 | 0 | 31.594 | 106.997 | 0 | 0 | 0 | 16.9954 | 0 | 20.7294 | 0 | 0 | 0 | 0 | 0 | 0 | 37.7248 | 15.0155 | 0.92086 | 0 | 0 | 0 | 0 | 3.8394 | 3.013 | 0 | 12.2123 | 0 | 8.5696 | 43.5707 | 0 | 0 | 0 | 349.799 | 0 | 3.0107 | 0 | 0 | 0 | 0 | 0 | 0 | 352.81 | 279.303 | 34 | - | - | - | - | 0 | 0 | 306 | 0 | 0 | 0 | 0 | 0 | 0 | 0 | 0 | 306 | OfS | 14
07/27/18 @ 00:42 | OfS-w10-v14-WCChlrBase-mNE-HVAC-Proto.pd2 | OfS-w10-v14-WCChlrBase-mNE-HVAC-Proto | OfS-w10-v14 | California (Title 24) | San Bernardino Area (CZ10) | Riverside FS 3 | 10002.3 | 13.6724 | 0.37668 | 0 | 0 | 0 | 0 | 7.1347 | 3.7879 | 0 | 50.648 | 0 | 31.594 | 107.214 | 0 | 0 | 0 | 19.705 | 0 | 20.6599 | 0 | 0 | 0 | 0 | 0 | 0 | 40.3649 | 13.8644 | 0.60311 | 0 | 0 | 0 | 0 | 4.0898 | 2.8186 | 0 | 12.2123 | 0 | 8.5696 | 42.1578 | 0 | 0 | 0 | 336.979 | 0 | 3.0247 | 0 | 0 | 0 | 0 | 0 | 0 | 340.004 | 263.42 | 38.3333 | - | - | - | - | 0 | 0 | 345 | 0 | 0 | 0 | 0 | 0 | 0 | 0 | 0 | 345 | OfS | 14
07/27/18 @ 00:42 | OfS-w11-v14-WCChlrBase-mNE-HVAC-Proto.pd2 | OfS-w11-v14-WCChlrBase-mNE-HVAC-Proto | OfS-w11-v14 | California (Title 24) | Red Bluff Area (CZ11) | Red Bluff AP | 10002.3 | 12.6384 | 0.34877 | 0 | 0 | 0 | 0 | 7.5125 | 3.4996 | 0 | 50.648 | 0 | 31.594 | 106.241 | 0 | 0 | 0 | 53.2879 | 0 | 20.8859 | 0 | 0 | 0 | 0 | 0 | 0 | 74.1738 | 14.3693 | 0.35763 | 0 | 0 | 0 | 0 | 6.545 | 3.0838 | 0 | 12.2123 | 0 | 7.8879 | 44.456 | 0 | 0 | 0 | 385.507 | 0 | 3.1285 | 0 | 0 | 0 | 0 | 0 | 0 | 388.636 | 278.879 | 20.7778 | - | - | - | - | 0 | 0 | 187 | 0 | 0 | 0 | 0 | 0 | 0 | 0 | 0 | 187 | OfS | 14
07/27/18 @ 00:42 | OfS-w12-v14-WCChlrBase-mNE-HVAC-Proto.pd2 | OfS-w12-v14-WCChlrBase-mNE-HVAC-Proto | OfS-w12-v14 | California (Title 24) | Sacramento Area (CZ12) | Sacramento AP | 10002.3 | 10.29 | 0.28398 | 0 | 0 | 0 | 0 | 6.7088 | 2.9479 | 0 | 50.648 | 0 | 31.594 | 102.473 | 0 | 0 | 0 | 50.0689 | 0 | 21.4078 | 0 | 0 | 0 | 0 | 0 | 0 | 71.4767 | 13.4239 | 0.67644 | 0 | 0 | 0 | 0 | 3.6156 | 2.7417 | 0 | 12.2123 | 0 | 8.5696 | 41.2396 | 0 | 0 | 0 | 340.465 | 0 | 1.4441 | 0 | 0 | 0 | 0 | 0 | 0 | 341.909 | 252.681 | 36.1111 | - | - | - | - | 0 | 0 | 325 | 0 | 0 | 0 | 0 | 0 | 0 | 0 | 0 | 325 | OfS | 14
07/27/18 @ 00:42 | OfS-w13-v14-WCChlrBase-mNE-HVAC-Proto.pd2 | OfS-w13-v14-WCChlrBase-mNE-HVAC-Proto | OfS-w13-v14 | California (Title 24) | Fresno Area (CZ13) | Fresno AP | 10002.3 | 13.4067 | 0.39312 | 0 | 0 | 0 | 0 | 7.6416 | 3.6618 | 0 | 50.648 | 0 | 31.594 | 107.345 | 0 | 0 | 0 | 46.5569 | 0 | 20.6881 | 0 | 0 | 0 | 0 | 0 | 0 | 67.2451 | 14.8668 | 0.36051 | 0 | 0 | 0 | 0 | 6.9759 | 3.3278 | 0 | 12.2123 | 0 | 7.8879 | 45.6312 | 0 | 0 | 0 | 326.372 | 0 | 2.9954 | 0 | 0 | 0 | 0 | 0 | 0 | 329.367 | 311.736 | 21 | - | - | - | - | 0 | 0 | 189 | 0 | 0 | 0 | 0 | 0 | 0 | 0 | 0 | 189 | OfS | 14
07/27/18 @ 00:42 | OfS-w14-v14-WCChlrBase-mNE-HVAC-Proto.pd2 | OfS-w14-v14-WCChlrBase-mNE-HVAC-Proto | OfS-w14-v14 | California (Title 24) | China Lake Area (CZ14) | Palmdale AP | 10002.3 | 13.2701 | 0.35071 | 0 | 0 | 0 | 0 | 7.6049 | 3.6227 | 0 | 50.648 | 0 | 31.594 | 107.09 | 0 | 0 | 0 | 47.4274 | 0 | 20.9973 | 0 | 0 | 0 | 0 | 0 | 0 | 68.4247 | 17.4287 | 1.474 | 0 | 0 | 0 | 0 | 4.0194 | 3.5995 | 0 | 12.2123 | 0 | 8.5696 | 47.3035 | 0 | 0 | 0 | 380.966 | 0 | 3.1668 | 0 | 0 | 0 | 0 | 0 | 0 | 384.133 | 320.668 | 33.8889 | - | - | - | - | 0 | 0 | 305 | 0 | 0 | 0 | 0 | 0 | 0 | 0 | 0 | 305 | OfS | 14
07/27/18 @ 00:43 | OfS-w15-v14-WCChlrBase-mNE-HVAC-Proto.pd2 | OfS-w15-v14-WCChlrBase-mNE-HVAC-Proto | OfS-w15-v14 | California (Title 24) | Blythe Area (CZ15) | Palm Springs | 10002.3 | 24.8082 | 0.76565 | 0 | 0 | 0 | 0 | 10.4574 | 6.4199 | 0 | 50.648 | 0 | 31.594 | 124.693 | 0 | 0 | 0 | 5.2033 | 0 | 18.1144 | 0 | 0 | 0 | 0 | 0 | 0 | 23.3177 | 20.4669 | 0.91922 | 0 | 0 | 0 | 0 | 8.9864 | 4.0747 | 0 | 12.2123 | 0 | 7.8879 | 54.5474 | 0 | 0 | 0 | 280.524 | 0 | 2.727 | 0 | 0 | 0 | 0 | 0 | 0 | 283.251 | 402.425 | 34.8889 | - | - | - | - | 0 | 0 | 314 | 0 | 0 | 0 | 0 | 0 | 0 | 0 | 0 | 314 | OfS | 14
07/27/18 @ 00:43 | OfS-w16-v14-WCChlrBase-mNE-HVAC-Proto.pd2 | OfS-w16-v14-WCChlrBase-mNE-HVAC-Proto | OfS-w16-v14 | California (Title 24) | Mount Shasta Area (CZ16) | Blue Canyon AP | 10002.3 | 5.6533 | 0.12187 | 0 | 0 | 0 | 0 | 6.0091 | 1.8091 | 0 | 50.648 | 0 | 31.594 | 95.8352 | 0 | 0 | 0 | 122.5 | 0 | 23.4696 | 0 | 0 | 0 | 0 | 0 | 0 | 145.969 | 9.4989 | 0.20097 | 0 | 0 | 0 | 0 | 4.7916 | 2.4431 | 0 | 12.2123 | 0 | 7.8879 | 37.0348 | 0 | 0 | 0 | 307.883 | 0 | 3.4124 | 0 | 0 | 0 | 0 | 0 | 0 | 311.296 | 189.364 | 27.8889 | - | - | - | - | 0 | 0 | 251 | 0 | 0 | 0 | 0 | 0 | 0 | 0 | 0 | 251 | OfS | 14
07/27/18 @ 00:43 | Rt3-w01-v96-WCChlrBase-mNE-HVAC-Proto.pd2 | Rt3-w01-v96-WCChlrBase-mNE-HVAC-Proto | Rt3-w01-v96 | California (Title 24) | Arcata Area (CZ01) | Arcata | 120000 | 33.722 | 1.0066 | 0 | 0 | 0 | 0 | 95.4526 | 45.3104 | 0 | 294.526 | 0 | 602.213 | 1072.23 | 0 | 0 | 0 | 1078.85 | 0 | 98.663 | 0 | 0 | 0 | 0 | 0 | 0 | 1177.51 | 64.7811 | 3.8883 | 0 | 0 | 0 | 0 | 23.5746 | 21.8268 | 0 | 70.409 | 0 | 132.902 | 317.382 | 0 | 0 | 0 | 2274.22 | 0 | 2.8981 | 0 | 0 | 0 | 0 | 0 | 0 | 2277.11 | 1312.53 | 241.444 | - | - | - | - | 0 | 0 | 2173 | 0 | 0 | 0 | 0 | 0 | 0 | 0 | 0 | 2173 | Rt3 | 96
07/27/18 @ 00:43 | Rt3-w02-v96-WCChlrBase-mNE-HVAC-Proto.pd2 | Rt3-w02-v96-WCChlrBase-mNE-HVAC-Proto | Rt3-w02-v96 | California (Title 24) | Santa Rosa Area (CZ02) | Santa Rosa | 120000 | 160.972 | 9.7639 | 0 | 0 | 0 | 0 | 117.382 | 84.9621 | 0 | 294.526 | 0 | 602.213 | 1269.82 | 0 | 0 | 0 | 789.901 | 0 | 92.3641 | 0 | 0 | 0 | 0 | 0 | 0 | 882.266 | 155.18 | 11.4429 | 0 | 0 | 0 | 0 | 38.0095 | 34.4634 | 0 | 70.409 | 0 | 132.902 | 442.407 | 0 | 0 | 0 | 2565.94 | 0 | 2.9876 | 0 | 0 | 0 | 0 | 0 | 0 | 2568.93 | 2982.9 | 322.333 | - | - | - | - | 0 | 0 | 2901 | 0 | 0 | 0 | 0 | 0 | 0 | 0 | 0 | 2901 | Rt3 | 96
07/27/18 @ 00:43 | Rt3-w03-v96-WCChlrBase-mNE-HVAC-Proto.pd2 | Rt3-w03-v96-WCChlrBase-mNE-HVAC-Proto | Rt3-w03-v96 | California (Title 24) | Oakland Area (CZ03) | Oakland AP | 120000 | 100.005 | 5.3104 | 0 | 0 | 0 | 0 | 108.975 | 71.8056 | 0 | 294.526 | 0 | 602.213 | 1182.84 | 0 | 0 | 0 | 545.661 | 0 | 92.6116 | 0 | 0 | 0 | 0 | 0 | 0 | 638.273 | 97.3573 | 5.9517 | 0 | 0 | 0 | 0 | 36.0913 | 27.9142 | 0 | 70.409 | 0 | 132.902 | 370.626 | 0 | 0 | 0 | 2203.67 | 0 | 4.3695 | 0 | 0 | 0 | 0 | 0 | 0 | 2208.04 | 2024.39 | 287.333 | - | - | - | - | 0 | 0 | 2586 | 0 | 0 | 0 | 0 | 0 | 0 | 0 | 0 | 2586 | Rt3 | 96
07/27/18 @ 00:43 | Rt3-w04-v96-WCChlrBase-mNE-HVAC-Proto.pd2 | Rt3-w04-v96-WCChlrBase-mNE-HVAC-Proto | Rt3-w04-v96 | California (Title 24) | Sunnyvale Area (CZ04) | San Jose | 120000 | 174.401 | 10.4895 | 0 | 0 | 0 | 0 | 121.674 | 86.7974 | 0 | 294.526 | 0 | 602.213 | 1290.1 | 0 | 0 | 0 | 486.286 | 0 | 89.9869 | 0 | 0 | 0 | 0 | 0 | 0 | 576.273 | 131.795 | 9.0597 | 0 | 0 | 0 | 0 | 39.6534 | 31.3708 | 0 | 70.409 | 0 | 132.902 | 415.19 | 0 | 0 | 0 | 2099.89 | 0 | 4.3155 | 0 | 0 | 0 | 0 | 0 | 0 | 2104.2 | 2613.39 | 357.444 | - | - | - | - | 0 | 0 | 3217 | 0 | 0 | 0 | 0 | 0 | 0 | 0 | 0 | 3217 | Rt3 | 96
07/27/18 @ 00:43 | Rt3-w05-v96-WCChlrBase-mNE-HVAC-Proto.pd2 | Rt3-w05-v96-WCChlrBase-mNE-HVAC-Proto | Rt3-w05-v96 | California (Title 24) | Santa Maria Area (CZ05) | Santa Maria AP | 120000 | 94.2227 | 4.8984 | 0 | 0 | 0 | 0 | 107.633 | 66.0721 | 0 | 294.526 | 0 | 602.213 | 1169.57 | 0 | 0 | 0 | 425.683 | 0 | 93.8744 | 0 | 0 | 0 | 0 | 0 | 0 | 519.558 | 87.9958 | 5.4275 | 0 | 0 | 0 | 0 | 28.0824 | 24.5374 | 0 | 70.409 | 0 | 132.902 | 349.354 | 0 | 0 | 0 | 1720.81 | 0 | 2.7805 | 0 | 0 | 0 | 0 | 0 | 0 | 1723.59 | 1771.82 | 302 | - | - | - | - | 0 | 0 | 2718 | 0 | 0 | 0 | 0 | 0 | 0 | 0 | 0 | 2718 | Rt3 | 96
07/27/18 @ 00:44 | Rt3-w06-v96-WCChlrBase-mNE-HVAC-Proto.pd2 | Rt3-w06-v96-WCChlrBase-mNE-HVAC-Proto | Rt3-w06-v96 | California (Title 24) | Los Angeles Area (CZ06) | Torrance | 120000 | 201.414 | 13.6964 | 0 | 0 | 0 | 0 | 126.01 | 99.3355 | 0 | 294.526 | 0 | 602.213 | 1337.2 | 0 | 0 | 0 | 155.233 | 0 | 87.5893 | 0 | 0 | 0 | 0 | 0 | 0 | 242.822 | 126.028 | 8.521 | 0 | 0 | 0 | 0 | 42.7905 | 32.8147 | 0 | 70.409 | 0 | 132.902 | 413.465 | 0 | 0 | 0 | 1405.9 | 0 | 4.098 | 0 | 0 | 0 | 0 | 0 | 0 | 1410 | 2580.17 | 375.222 | - | - | - | - | 0 | 0 | 3377 | 0 | 0 | 0 | 0 | 0 | 0 | 0 | 0 | 3377 | Rt3 | 96
07/27/18 @ 00:44 | Rt3-w07-v96-WCChlrBase-mNE-HVAC-Proto.pd2 | Rt3-w07-v96-WCChlrBase-mNE-HVAC-Proto | Rt3-w07-v96 | California (Title 24) | San Diego Area (CZ07) | San Diego AP | 120000 | 184.067 | 11.9673 | 0 | 0 | 0 | 0 | 129.526 | 86.8277 | 0 | 294.526 | 0 | 602.213 | 1309.13 | 0 | 0 | 0 | 63.3298 | 0 | 86.7508 | 0 | 0 | 0 | 0 | 0 | 0 | 150.081 | 118.25 | 8.3137 | 0 | 0 | 0 | 0 | 42.0855 | 28.5764 | 0 | 70.409 | 0 | 132.902 | 400.537 | 0 | 0 | 0 | 802.844 | 0 | 4.0917 | 0 | 0 | 0 | 0 | 0 | 0 | 806.936 | 2384.99 | 353.333 | - | - | - | - | 0 | 0 | 3180 | 0 | 0 | 0 | 0 | 0 | 0 | 0 | 0 | 3180 | Rt3 | 96
07/27/18 @ 00:44 | Rt3-w08-v96-WCChlrBase-mNE-HVAC-Proto.pd2 | Rt3-w08-v96-WCChlrBase-mNE-HVAC-Proto | Rt3-w08-v96 | California (Title 24) | El Toro Area (CZ08) | Fullerton | 120000 | 237.529 | 16.0559 | 0 | 0 | 0 | 0 | 132.14 | 101.353 | 0 | 294.526 | 0 | 602.213 | 1383.82 | 0 | 0 | 0 | 139.279 | 0 | 85.5133 | 0 | 0 | 0 | 0 | 0 | 0 | 224.792 | 143.219 | 10.4121 | 0 | 0 | 0 | 0 | 39.7042 | 33.5781 | 0 | 70.409 | 0 | 132.902 | 430.224 | 0 | 0 | 0 | 1402.57 | 0 | 4.0229 | 0 | 0 | 0 | 0 | 0 | 0 | 1406.59 | 2809.33 | 399.333 | - | - | - | - | 0 | 0 | 3594 | 0 | 0 | 0 | 0 | 0 | 0 | 0 | 0 | 3594 | Rt3 | 96
07/27/18 @ 00:44 | Rt3-w09-v96-WCChlrBase-mNE-HVAC-Proto.pd2 | Rt3-w09-v96-WCChlrBase-mNE-HVAC-Proto | Rt3-w09-v96 | California (Title 24) | Pasadena Area (CZ09) | Burbank AP | 120000 | 263.094 | 18.2923 | 0 | 0 | 0 | 0 | 133.85 | 110.873 | 0 | 294.526 | 0 | 602.213 | 1422.85 | 0 | 0 | 0 | 264.236 | 0 | 85.4426 | 0 | 0 | 0 | 0 | 0 | 0 | 349.679 | 185.741 | 15.0778 | 0 | 0 | 0 | 0 | 45.7452 | 40.4777 | 0 | 70.409 | 0 | 132.902 | 490.353 | 0 | 0 | 0 | 1796.78 | 0 | 4.1365 | 0 | 0 | 0 | 0 | 0 | 0 | 1800.92 | 3658.5 | 447.222 | - | - | - | - | 0 | 0 | 4025 | 0 | 0 | 0 | 0 | 0 | 0 | 0 | 0 | 4025 | Rt3 | 96
07/27/18 @ 00:44 | Rt3-w10-v96-WCChlrBase-mNE-HVAC-Proto.pd2 | Rt3-w10-v96-WCChlrBase-mNE-HVAC-Proto | Rt3-w10-v96 | California (Title 24) | San Bernardino Area (CZ10) | Riverside FS 3 | 120000 | 260.233 | 17.1621 | 0 | 0 | 0 | 0 | 134.852 | 105.212 | 0 | 294.526 | 0 | 602.213 | 1414.2 | 0 | 0 | 0 | 300.026 | 0 | 85.0957 | 0 | 0 | 0 | 0 | 0 | 0 | 385.122 | 162.905 | 11.2951 | 0 | 0 | 0 | 0 | 49.5526 | 36.0507 | 0 | 70.409 | 0 | 132.902 | 463.114 | 0 | 0 | 0 | 1787.69 | 0 | 2.6127 | 0 | 0 | 0 | 0 | 0 | 0 | 1790.31 | 3124.56 | 433.111 | - | - | - | - | 0 | 0 | 3898 | 0 | 0 | 0 | 0 | 0 | 0 | 0 | 0 | 3898 | Rt3 | 96
07/27/18 @ 00:44 | Rt3-w11-v96-WCChlrBase-mNE-HVAC-Proto.pd2 | Rt3-w11-v96-WCChlrBase-mNE-HVAC-Proto | Rt3-w11-v96 | California (Title 24) | Red Bluff Area (CZ11) | Red Bluff AP | 120000 | 244.413 | 16.5542 | 0 | 0 | 0 | 0 | 139.774 | 100.017 | 0 | 294.526 | 0 | 602.213 | 1397.5 | 0 | 0 | 0 | 1008.65 | 0 | 86.1543 | 0 | 0 | 0 | 0 | 0 | 0 | 1094.8 | 192.012 | 15.9445 | 0 | 0 | 0 | 0 | 45.9873 | 39.9246 | 0 | 70.409 | 0 | 132.902 | 497.18 | 0 | 0 | 0 | 2762.34 | 0 | 2.9478 | 0 | 0 | 0 | 0 | 0 | 0 | 2765.29 | 3695.6 | 400.333 | - | - | - | - | 0 | 0 | 3603 | 0 | 0 | 0 | 0 | 0 | 0 | 0 | 0 | 3603 | Rt3 | 96
07/27/18 @ 00:44 | Rt3-w12-v96-WCChlrBase-mNE-HVAC-Proto.pd2 | Rt3-w12-v96-WCChlrBase-mNE-HVAC-Proto | Rt3-w12-v96 | California (Title 24) | Sacramento Area (CZ12) | Sacramento AP | 120000 | 215.118 | 14.7091 | 0 | 0 | 0 | 0 | 128.726 | 97.5567 | 0 | 294.526 | 0 | 602.213 | 1352.85 | 0 | 0 | 0 | 901.512 | 0 | 88.5806 | 0 | 0 | 0 | 0 | 0 | 0 | 990.092 | 176.195 | 12.8516 | 0 | 0 | 0 | 0 | 48.0762 | 38.2857 | 0 | 70.409 | 0 | 132.902 | 478.719 | 0 | 0 | 0 | 2821.88 | 0 | 2.8942 | 0 | 0 | 0 | 0 | 0 | 0 | 2824.78 | 3416.23 | 390.778 | - | - | - | - | 0 | 0 | 3517 | 0 | 0 | 0 | 0 | 0 | 0 | 0 | 0 | 3517 | Rt3 | 96
07/27/18 @ 00:45 | Rt3-w13-v96-WCChlrBase-mNE-HVAC-Proto.pd2 | Rt3-w13-v96-WCChlrBase-mNE-HVAC-Proto | Rt3-w13-v96 | California (Title 24) | Fresno Area (CZ13) | Fresno AP | 120000 | 255.836 | 17.9666 | 0 | 0 | 0 | 0 | 142.857 | 100.22 | 0 | 294.526 | 0 | 602.213 | 1413.62 | 0 | 0 | 0 | 872.92 | 0 | 85.2047 | 0 | 0 | 0 | 0 | 0 | 0 | 958.125 | 191.093 | 14.1958 | 0 | 0 | 0 | 0 | 55.5012 | 39.5165 | 0 | 70.409 | 0 | 132.902 | 503.618 | 0 | 0 | 0 | 2812.5 | 0 | 2.6643 | 0 | 0 | 0 | 0 | 0 | 0 | 2815.17 | 3646.92 | 411.556 | - | - | - | - | 0 | 0 | 3704 | 0 | 0 | 0 | 0 | 0 | 0 | 0 | 0 | 3704 | Rt3 | 96
07/27/18 @ 00:45 | Rt3-w14-v96-WCChlrBase-mNE-HVAC-Proto.pd2 | Rt3-w14-v96-WCChlrBase-mNE-HVAC-Proto | Rt3-w14-v96 | California (Title 24) | China Lake Area (CZ14) | Palmdale AP | 120000 | 248.079 | 16.2094 | 0 | 0 | 0 | 0 | 137.191 | 104.205 | 0 | 294.526 | 0 | 602.213 | 1402.43 | 0 | 0 | 0 | 928.397 | 0 | 86.713 | 0 | 0 | 0 | 0 | 0 | 0 | 1015.11 | 217.069 | 19.6283 | 0 | 0 | 0 | 0 | 39.359 | 43.095 | 0 | 70.409 | 0 | 132.902 | 522.462 | 0 | 0 | 0 | 2756.17 | 0 | 2.579 | 0 | 0 | 0 | 0 | 0 | 0 | 2758.75 | 4254.2 | 421.222 | - | - | - | - | 0 | 0 | 3791 | 0 | 0 | 0 | 0 | 0 | 0 | 0 | 0 | 3791 | Rt3 | 96
07/27/18 @ 00:45 | Rt3-w15-v96-WCChlrBase-mNE-HVAC-Proto.pd2 | Rt3-w15-v96-WCChlrBase-mNE-HVAC-Proto | Rt3-w15-v96 | California (Title 24) | Blythe Area (CZ15) | Palm Springs | 120000 | 432.067 | 32.707 | 0 | 0 | 0 | 0 | 180.45 | 137.342 | 0 | 294.526 | 0 | 602.213 | 1679.31 | 0 | 0 | 0 | 133.253 | 0 | 73.1564 | 0 | 0 | 0 | 0 | 0 | 0 | 206.41 | 252.853 | 22.4625 | 0 | 0 | 0 | 0 | 68.3479 | 48.6531 | 0 | 70.409 | 0 | 124.734 | 587.459 | 0 | 0 | 0 | 1511.76 | 0 | 3.8075 | 0 | 0 | 0 | 0 | 0 | 0 | 1515.57 | 4824.69 | 454.667 | - | - | - | - | 0 | 0 | 4092 | 0 | 0 | 0 | 0 | 0 | 0 | 0 | 0 | 4092 | Rt3 | 96
07/27/18 @ 00:45 | Rt3-w16-v96-WCChlrBase-mNE-HVAC-Proto.pd2 | Rt3-w16-v96-WCChlrBase-mNE-HVAC-Proto | Rt3-w16-v96 | California (Title 24) | Mount Shasta Area (CZ16) | Blue Canyon AP | 120000 | 107.15 | 5.0688 | 0 | 0 | 0 | 0 | 125.771 | 68.8121 | 0 | 294.526 | 0 | 602.213 | 1203.54 | 0 | 0 | 0 | 2434.79 | 0 | 98.3162 | 0 | 0 | 0 | 0 | 0 | 0 | 2533.11 | 124.613 | 7.5027 | 0 | 0 | 0 | 0 | 49.6369 | 30.5714 | 0 | 70.409 | 0 | 124.734 | 407.468 | 0 | 0 | 0 | 3244.33 | 0 | 4.8068 | 0 | 0 | 0 | 0 | 0 | 0 | 3249.14 | 2480.15 | 338.556 | - | - | - | - | 0 | 0 | 3047 | 0 | 0 | 0 | 0 | 0 | 0 | 0 | 0 | 3047 | Rt3 | 96
07/27/18 @ 00:45 | Rt3-w01-v03-WCChlrBase-mNE-HVAC-Proto.pd2 | Rt3-w01-v03-WCChlrBase-mNE-HVAC-Proto | Rt3-w01-v03 | California (Title 24) | Arcata Area (CZ01) | Arcata | 120000 | 24.0634 | 0.28737 | 0 | 0 | 0 | 0 | 61.2632 | 35.0879 | 0 | 280.488 | 0 | 568.598 | 969.785 | 0 | 0 | 0 | 1130.36 | 0 | 93.8425 | 0 | 0 | 0 | 0 | 0 | 0 | 1224.2 | 53.9614 | 1.2387 | 0 | 0 | 0 | 0 | 23.5515 | 19.8937 | 0 | 67.0522 | 0 | 125.484 | 291.181 | 0 | 0 | 0 | 2257.68 | 0 | 2.5338 | 0 | 0 | 0 | 0 | 0 | 0 | 2260.22 | 1124.73 | 215.667 | - | - | - | - | 0 | 0 | 1941 | 0 | 0 | 0 | 0 | 0 | 0 | 0 | 0 | 1941 | Rt3 | 03
07/27/18 @ 00:45 | Rt3-w02-v03-WCChlrBase-mNE-HVAC-Proto.pd2 | Rt3-w02-v03-WCChlrBase-mNE-HVAC-Proto | Rt3-w02-v03 | California (Title 24) | Santa Rosa Area (CZ02) | Santa Rosa | 120000 | 136.084 | 3.2852 | 0 | 0 | 0 | 0 | 83.7394 | 70.3674 | 0 | 280.488 | 0 | 568.598 | 1142.56 | 0 | 0 | 0 | 768.741 | 0 | 87.7117 | 0 | 0 | 0 | 0 | 0 | 0 | 856.453 | 145.38 | 6.4033 | 0 | 0 | 0 | 0 | 29.864 | 32.4702 | 0 | 67.0522 | 0 | 125.484 | 406.653 | 0 | 0 | 0 | 2497.86 | 0 | 2.6251 | 0 | 0 | 0 | 0 | 0 | 0 | 2500.49 | 2823.46 | 291.667 | - | - | - | - | 0 | 0 | 2625 | 0 | 0 | 0 | 0 | 0 | 0 | 0 | 0 | 2625 | Rt3 | 03
07/27/18 @ 00:45 | Rt3-w03-v03-WCChlrBase-mNE-HVAC-Proto.pd2 | Rt3-w03-v03-WCChlrBase-mNE-HVAC-Proto | Rt3-w03-v03 | California (Title 24) | Oakland Area (CZ03) | Oakland AP | 120000 | 78.835 | 1.6214 | 0 | 0 | 0 | 0 | 75.4885 | 57.8222 | 0 | 280.488 | 0 | 568.598 | 1062.85 | 0 | 0 | 0 | 558.074 | 0 | 87.9585 | 0 | 0 | 0 | 0 | 0 | 0 | 646.033 | 89.0301 | 2.2216 | 0 | 0 | 0 | 0 | 28.9331 | 25.9916 | 0 | 67.0522 | 0 | 125.484 | 338.712 | 0 | 0 | 0 | 2244.99 | 0 | 3.9761 | 0 | 0 | 0 | 0 | 0 | 0 | 2248.97 | 1842.69 | 261.222 | - | - | - | - | 0 | 0 | 2351 | 0 | 0 | 0 | 0 | 0 | 0 | 0 | 0 | 2351 | Rt3 | 03
07/27/18 @ 00:46 | Rt3-w04-v03-WCChlrBase-mNE-HVAC-Proto.pd2 | Rt3-w04-v03-WCChlrBase-mNE-HVAC-Proto | Rt3-w04-v03 | California (Title 24) | Sunnyvale Area (CZ04) | San Jose | 120000 | 148.358 | 3.5984 | 0 | 0 | 0 | 0 | 88.0931 | 74.0836 | 0 | 280.488 | 0 | 568.598 | 1163.21 | 0 | 0 | 0 | 490.528 | 0 | 85.4051 | 0 | 0 | 0 | 0 | 0 | 0 | 575.933 | 122.773 | 3.491 | 0 | 0 | 0 | 0 | 31.3319 | 29.5549 | 0 | 67.0522 | 0 | 125.484 | 379.687 | 0 | 0 | 0 | 2140.82 | 0 | 3.9252 | 0 | 0 | 0 | 0 | 0 | 0 | 2144.74 | 2451.41 | 326.667 | - | - | - | - | 0 | 0 | 2940 | 0 | 0 | 0 | 0 | 0 | 0 | 0 | 0 | 2940 | Rt3 | 03
07/27/18 @ 00:46 | Rt3-w05-v03-WCChlrBase-mNE-HVAC-Proto.pd2 | Rt3-w05-v03-WCChlrBase-mNE-HVAC-Proto | Rt3-w05-v03 | California (Title 24) | Santa Maria Area (CZ05) | Santa Maria AP | 120000 | 75.0526 | 1.4944 | 0 | 0 | 0 | 0 | 74.6139 | 55.4244 | 0 | 280.488 | 0 | 568.598 | 1055.67 | 0 | 0 | 0 | 427.468 | 0 | 89.1911 | 0 | 0 | 0 | 0 | 0 | 0 | 516.659 | 79.7021 | 2.0336 | 0 | 0 | 0 | 0 | 23.0382 | 22.609 | 0 | 67.0522 | 0 | 125.484 | 319.919 | 0 | 0 | 0 | 1751.8 | 0 | 2.4292 | 0 | 0 | 0 | 0 | 0 | 0 | 1754.23 | 1600.57 | 274.222 | - | - | - | - | 0 | 0 | 2468 | 0 | 0 | 0 | 0 | 0 | 0 | 0 | 0 | 2468 | Rt3 | 03
07/27/18 @ 00:46 | Rt3-w06-v03-WCChlrBase-mNE-HVAC-Proto.pd2 | Rt3-w06-v03-WCChlrBase-mNE-HVAC-Proto | Rt3-w06-v03 | California (Title 24) | Los Angeles Area (CZ06) | Torrance | 120000 | 177.825 | 4.5781 | 0 | 0 | 0 | 0 | 92.047 | 91.5917 | 0 | 280.488 | 0 | 568.598 | 1215.12 | 0 | 0 | 0 | 181.782 | 0 | 83.0805 | 0 | 0 | 0 | 0 | 0 | 0 | 264.863 | 125.049 | 4.24 | 0 | 0 | 0 | 0 | 29.2037 | 31.0898 | 0 | 67.0522 | 0 | 125.484 | 382.119 | 0 | 0 | 0 | 1564.02 | 0 | 3.7168 | 0 | 0 | 0 | 0 | 0 | 0 | 1567.74 | 2447.12 | 349 | - | - | - | - | 0 | 0 | 3141 | 0 | 0 | 0 | 0 | 0 | 0 | 0 | 0 | 3141 | Rt3 | 03
07/27/18 @ 00:46 | Rt3-w07-v03-WCChlrBase-mNE-HVAC-Proto.pd2 | Rt3-w07-v03-WCChlrBase-mNE-HVAC-Proto | Rt3-w07-v03 | California (Title 24) | San Diego Area (CZ07) | San Diego AP | 120000 | 165.537 | 4.1116 | 0 | 0 | 0 | 0 | 93.1503 | 79.9179 | 0 | 280.488 | 0 | 568.598 | 1191.8 | 0 | 0 | 0 | 76.4158 | 0 | 82.2736 | 0 | 0 | 0 | 0 | 0 | 0 | 158.689 | 119.858 | 3.3892 | 0 | 0 | 0 | 0 | 30.5436 | 27.6878 | 0 | 67.0522 | 0 | 125.484 | 374.014 | 0 | 0 | 0 | 896.338 | 0 | 3.7164 | 0 | 0 | 0 | 0 | 0 | 0 | 900.055 | 2355.87 | 323.556 | - | - | - | - | 0 | 0 | 2912 | 0 | 0 | 0 | 0 | 0 | 0 | 0 | 0 | 2912 | Rt3 | 03
07/27/18 @ 00:46 | Rt3-w08-v03-WCChlrBase-mNE-HVAC-Proto.pd2 | Rt3-w08-v03-WCChlrBase-mNE-HVAC-Proto | Rt3-w08-v03 | California (Title 24) | El Toro Area (CZ08) | Fullerton | 120000 | 212.245 | 5.5672 | 0 | 0 | 0 | 0 | 98.4382 | 93.7383 | 0 | 280.488 | 0 | 568.598 | 1259.07 | 0 | 0 | 0 | 163.878 | 0 | 81.0593 | 0 | 0 | 0 | 0 | 0 | 0 | 244.938 | 138.118 | 5.3144 | 0 | 0 | 0 | 0 | 31.3235 | 32.0087 | 0 | 67.0522 | 0 | 125.484 | 399.3 | 0 | 0 | 0 | 1560.26 | 0 | 3.6444 | 0 | 0 | 0 | 0 | 0 | 0 | 1563.9 | 2694.39 | 367.889 | - | - | - | - | 0 | 0 | 3311 | 0 | 0 | 0 | 0 | 0 | 0 | 0 | 0 | 3311 | Rt3 | 03
07/27/18 @ 00:46 | Rt3-w09-v03-WCChlrBase-mNE-HVAC-Proto.pd2 | Rt3-w09-v03-WCChlrBase-mNE-HVAC-Proto | Rt3-w09-v03 | California (Title 24) | Pasadena Area (CZ09) | Burbank AP | 120000 | 235.954 | 6.5507 | 0 | 0 | 0 | 0 | 99.3385 | 99.9797 | 0 | 280.488 | 0 | 568.598 | 1290.9 | 0 | 0 | 0 | 270.251 | 0 | 80.9859 | 0 | 0 | 0 | 0 | 0 | 0 | 351.237 | 181.744 | 14.8564 | 0 | 0 | 0 | 0 | 31.995 | 39.0712 | 0 | 67.0522 | 0 | 125.484 | 460.203 | 0 | 0 | 0 | 1881.54 | 0 | 3.7511 | 0 | 0 | 0 | 0 | 0 | 0 | 1885.29 | 3579.73 | 409.222 | - | - | - | - | 0 | 0 | 3683 | 0 | 0 | 0 | 0 | 0 | 0 | 0 | 0 | 3683 | Rt3 | 03
07/27/18 @ 00:46 | Rt3-w10-v03-WCChlrBase-mNE-HVAC-Proto.pd2 | Rt3-w10-v03-WCChlrBase-mNE-HVAC-Proto | Rt3-w10-v03 | California (Title 24) | San Bernardino Area (CZ10) | Riverside FS 3 | 120000 | 227.89 | 6.0233 | 0 | 0 | 0 | 0 | 100.158 | 92.5318 | 0 | 280.488 | 0 | 568.598 | 1275.68 | 0 | 0 | 0 | 281.648 | 0 | 80.645 | 0 | 0 | 0 | 0 | 0 | 0 | 362.293 | 149.673 | 4.5982 | 0 | 0 | 0 | 0 | 38.9777 | 33.709 | 0 | 67.0522 | 0 | 125.484 | 419.493 | 0 | 0 | 0 | 1831.05 | 0 | 2.2647 | 0 | 0 | 0 | 0 | 0 | 0 | 1833.32 | 2930.83 | 393.667 | - | - | - | - | 0 | 0 | 3543 | 0 | 0 | 0 | 0 | 0 | 0 | 0 | 0 | 3543 | Rt3 | 03
07/27/18 @ 00:47 | Rt3-w11-v03-WCChlrBase-mNE-HVAC-Proto.pd2 | Rt3-w11-v03-WCChlrBase-mNE-HVAC-Proto | Rt3-w11-v03 | California (Title 24) | Red Bluff Area (CZ11) | Red Bluff AP | 120000 | 218.878 | 5.9312 | 0 | 0 | 0 | 0 | 100.881 | 86.6229 | 0 | 280.488 | 0 | 568.598 | 1261.39 | 0 | 0 | 0 | 989.329 | 0 | 81.664 | 0 | 0 | 0 | 0 | 0 | 0 | 1070.99 | 181.77 | 13.0576 | 0 | 0 | 0 | 0 | 35.2264 | 37.9603 | 0 | 67.0522 | 0 | 125.484 | 460.55 | 0 | 0 | 0 | 2689.82 | 0 | 2.413 | 0 | 0 | 0 | 0 | 0 | 0 | 2692.24 | 3538.66 | 360.889 | - | - | - | - | 0 | 0 | 3248 | 0 | 0 | 0 | 0 | 0 | 0 | 0 | 0 | 3248 | Rt3 | 03
07/27/18 @ 00:47 | Rt3-w12-v03-WCChlrBase-mNE-HVAC-Proto.pd2 | Rt3-w12-v03-WCChlrBase-mNE-HVAC-Proto | Rt3-w12-v03 | California (Title 24) | Sacramento Area (CZ12) | Sacramento AP | 120000 | 186.078 | 5.0594 | 0 | 0 | 0 | 0 | 93.6171 | 81.0156 | 0 | 280.488 | 0 | 568.598 | 1214.85 | 0 | 0 | 0 | 889.028 | 0 | 84.0254 | 0 | 0 | 0 | 0 | 0 | 0 | 973.054 | 162.893 | 7.1414 | 0 | 0 | 0 | 0 | 38.0485 | 36.0198 | 0 | 67.0522 | 0 | 125.484 | 436.639 | 0 | 0 | 0 | 2736.94 | 0 | 2.5288 | 0 | 0 | 0 | 0 | 0 | 0 | 2739.47 | 3211.73 | 346.333 | - | - | - | - | 0 | 0 | 3117 | 0 | 0 | 0 | 0 | 0 | 0 | 0 | 0 | 3117 | Rt3 | 03
07/27/18 @ 00:47 | Rt3-w13-v03-WCChlrBase-mNE-HVAC-Proto.pd2 | Rt3-w13-v03-WCChlrBase-mNE-HVAC-Proto | Rt3-w13-v03 | California (Title 24) | Fresno Area (CZ13) | Fresno AP | 120000 | 226.859 | 6.3349 | 0 | 0 | 0 | 0 | 103.843 | 87.0584 | 0 | 280.488 | 0 | 568.598 | 1273.18 | 0 | 0 | 0 | 872.65 | 0 | 80.7457 | 0 | 0 | 0 | 0 | 0 | 0 | 953.395 | 177.638 | 8.6493 | 0 | 0 | 0 | 0 | 43.4726 | 37.4096 | 0 | 67.0522 | 0 | 125.484 | 459.706 | 0 | 0 | 0 | 2742.08 | 0 | 2.3066 | 0 | 0 | 0 | 0 | 0 | 0 | 2744.39 | 3436.62 | 371.889 | - | - | - | - | 0 | 0 | 3347 | 0 | 0 | 0 | 0 | 0 | 0 | 0 | 0 | 3347 | Rt3 | 03
07/27/18 @ 00:47 | Rt3-w14-v03-WCChlrBase-mNE-HVAC-Proto.pd2 | Rt3-w14-v03-WCChlrBase-mNE-HVAC-Proto | Rt3-w14-v03 | California (Title 24) | China Lake Area (CZ14) | Palmdale AP | 120000 | 225.799 | 5.8235 | 0 | 0 | 0 | 0 | 99.8872 | 92.3545 | 0 | 280.488 | 0 | 568.598 | 1272.94 | 0 | 0 | 0 | 941.443 | 0 | 82.2141 | 0 | 0 | 0 | 0 | 0 | 0 | 1023.66 | 213.238 | 18.7099 | 0 | 0 | 0 | 0 | 29.5844 | 41.7297 | 0 | 67.0522 | 0 | 125.484 | 495.798 | 0 | 0 | 0 | 2697.18 | 0 | 2.4263 | 0 | 0 | 0 | 0 | 0 | 0 | 2699.61 | 4157.96 | 386.222 | - | - | - | - | 0 | 0 | 3476 | 0 | 0 | 0 | 0 | 0 | 0 | 0 | 0 | 3476 | Rt3 | 03
07/27/18 @ 00:47 | Rt3-w15-v03-WCChlrBase-mNE-HVAC-Proto.pd2 | Rt3-w15-v03-WCChlrBase-mNE-HVAC-Proto | Rt3-w15-v03 | California (Title 24) | Blythe Area (CZ15) | Palm Springs | 120000 | 398.955 | 12.504 | 0 | 0 | 0 | 0 | 137.835 | 127.226 | 0 | 280.488 | 0 | 568.598 | 1525.6 | 0 | 0 | 0 | 127.867 | 0 | 69.0336 | 0 | 0 | 0 | 0 | 0 | 0 | 196.9 | 240.216 | 20.9434 | 0 | 0 | 0 | 0 | 53.9069 | 46.5231 | 0 | 67.0522 | 0 | 117.771 | 546.413 | 0 | 0 | 0 | 1730.35 | 0 | 3.4342 | 0 | 0 | 0 | 0 | 0 | 0 | 1733.78 | 4635.91 | 405.889 | - | - | - | - | 0 | 0 | 3653 | 0 | 0 | 0 | 0 | 0 | 0 | 0 | 0 | 3653 | Rt3 | 03
07/27/18 @ 00:47 | Rt3-w16-v03-WCChlrBase-mNE-HVAC-Proto.pd2 | Rt3-w16-v03-WCChlrBase-mNE-HVAC-Proto | Rt3-w16-v03 | California (Title 24) | Mount Shasta Area (CZ16) | Blue Canyon AP | 120000 | 95.832 | 1.8208 | 0 | 0 | 0 | 0 | 86.7179 | 61.8445 | 0 | 280.488 | 0 | 568.598 | 1095.3 | 0 | 0 | 0 | 2546.15 | 0 | 93.4978 | 0 | 0 | 0 | 0 | 0 | 0 | 2639.64 | 113.821 | 2.7463 | 0 | 0 | 0 | 0 | 38.9604 | 28.4927 | 0 | 67.0522 | 0 | 117.771 | 368.844 | 0 | 0 | 0 | 3137.08 | 0 | 4.3836 | 0 | 0 | 0 | 0 | 0 | 0 | 3141.47 | 2265.33 | 312.778 | - | - | - | - | 0 | 0 | 2815 | 0 | 0 | 0 | 0 | 0 | 0 | 0 | 0 | 2815 | Rt3 | 03
07/27/18 @ 00:47 | Rt3-w01-v07-WCChlrBase-mNE-HVAC-Proto.pd2 | Rt3-w01-v07-WCChlrBase-mNE-HVAC-Proto | Rt3-w01-v07 | California (Title 24) | Arcata Area (CZ01) | Arcata | 120000 | 20.0401 | 0.2131 | 0 | 0 | 0 | 0 | 60.6217 | 11.0813 | 0 | 267.399 | 0 | 568.598 | 927.952 | 0 | 0 | 0 | 1140.91 | 0 | 93.8481 | 0 | 0 | 0 | 0 | 0 | 0 | 1234.76 | 52.7715 | 1.2078 | 0 | 0 | 0 | 0 | 23.3116 | 13.0788 | 0 | 63.9235 | 0 | 125.484 | 279.777 | 0 | 0 | 0 | 2269.31 | 0 | 2.5345 | 0 | 0 | 0 | 0 | 0 | 0 | 2271.84 | 1112.55 | 205.778 | - | - | - | - | 0 | 0 | 1852 | 0 | 0 | 0 | 0 | 0 | 0 | 0 | 0 | 1852 | Rt3 | 07
07/27/18 @ 00:48 | Rt3-w02-v07-WCChlrBase-mNE-HVAC-Proto.pd2 | Rt3-w02-v07-WCChlrBase-mNE-HVAC-Proto | Rt3-w02-v07 | California (Title 24) | Santa Rosa Area (CZ02) | Santa Rosa | 120000 | 131.146 | 3.1619 | 0 | 0 | 0 | 0 | 82.9525 | 40.7215 | 0 | 267.399 | 0 | 568.598 | 1093.98 | 0 | 0 | 0 | 771.852 | 0 | 87.715 | 0 | 0 | 0 | 0 | 0 | 0 | 859.567 | 144.324 | 6.3571 | 0 | 0 | 0 | 0 | 29.6125 | 30.6948 | 0 | 63.9235 | 0 | 125.484 | 400.395 | 0 | 0 | 0 | 2494.46 | 0 | 2.6261 | 0 | 0 | 0 | 0 | 0 | 0 | 2497.08 | 2810.77 | 280.556 | - | - | - | - | 0 | 0 | 2525 | 0 | 0 | 0 | 0 | 0 | 0 | 0 | 0 | 2525 | Rt3 | 07
07/27/18 @ 00:48 | Rt3-w03-v07-WCChlrBase-mNE-HVAC-Proto.pd2 | Rt3-w03-v07-WCChlrBase-mNE-HVAC-Proto | Rt3-w03-v07 | California (Title 24) | Oakland Area (CZ03) | Oakland AP | 120000 | 73.6031 | 1.4758 | 0 | 0 | 0 | 0 | 74.6967 | 25.1073 | 0 | 267.399 | 0 | 568.598 | 1010.88 | 0 | 0 | 0 | 565.431 | 0 | 87.9616 | 0 | 0 | 0 | 0 | 0 | 0 | 653.393 | 88.6423 | 2.1847 | 0 | 0 | 0 | 0 | 28.6676 | 20.4186 | 0 | 63.9235 | 0 | 125.484 | 329.32 | 0 | 0 | 0 | 2277.27 | 0 | 3.9773 | 0 | 0 | 0 | 0 | 0 | 0 | 2281.25 | 1829.91 | 247.333 | - | - | - | - | 0 | 0 | 2226 | 0 | 0 | 0 | 0 | 0 | 0 | 0 | 0 | 2226 | Rt3 | 07
07/27/18 @ 00:48 | Rt3-w04-v07-WCChlrBase-mNE-HVAC-Proto.pd2 | Rt3-w04-v07-WCChlrBase-mNE-HVAC-Proto | Rt3-w04-v07 | California (Title 24) | Sunnyvale Area (CZ04) | San Jose | 120000 | 143.023 | 3.4586 | 0 | 0 | 0 | 0 | 87.226 | 41.9186 | 0 | 267.399 | 0 | 568.598 | 1111.62 | 0 | 0 | 0 | 493.996 | 0 | 85.4077 | 0 | 0 | 0 | 0 | 0 | 0 | 579.404 | 122.914 | 3.4578 | 0 | 0 | 0 | 0 | 29.1093 | 26.5219 | 0 | 63.9235 | 0 | 125.484 | 371.411 | 0 | 0 | 0 | 2164.18 | 0 | 3.9264 | 0 | 0 | 0 | 0 | 0 | 0 | 2168.11 | 2437.93 | 317.222 | - | - | - | - | 0 | 0 | 2855 | 0 | 0 | 0 | 0 | 0 | 0 | 0 | 0 | 2855 | Rt3 | 07
07/27/18 @ 00:48 | Rt3-w05-v07-WCChlrBase-mNE-HVAC-Proto.pd2 | Rt3-w05-v07-WCChlrBase-mNE-HVAC-Proto | Rt3-w05-v07 | California (Title 24) | Santa Maria Area (CZ05) | Santa Maria AP | 120000 | 69.569 | 1.3613 | 0 | 0 | 0 | 0 | 73.7362 | 23.6153 | 0 | 267.399 | 0 | 568.598 | 1004.28 | 0 | 0 | 0 | 431.386 | 0 | 89.1939 | 0 | 0 | 0 | 0 | 0 | 0 | 520.58 | 79.4801 | 1.9974 | 0 | 0 | 0 | 0 | 22.8079 | 17.6542 | 0 | 63.9235 | 0 | 125.484 | 311.347 | 0 | 0 | 0 | 1770.09 | 0 | 2.4304 | 0 | 0 | 0 | 0 | 0 | 0 | 1772.52 | 1587.2 | 262.556 | - | - | - | - | 0 | 0 | 2363 | 0 | 0 | 0 | 0 | 0 | 0 | 0 | 0 | 2363 | Rt3 | 07
07/27/18 @ 00:48 | Rt3-w06-v07-WCChlrBase-mNE-HVAC-Proto.pd2 | Rt3-w06-v07-WCChlrBase-mNE-HVAC-Proto | Rt3-w06-v07 | California (Title 24) | Los Angeles Area (CZ06) | Torrance | 120000 | 170.36 | 4.3704 | 0 | 0 | 0 | 0 | 91.1255 | 49.0313 | 0 | 267.399 | 0 | 568.598 | 1150.88 | 0 | 0 | 0 | 182.554 | 0 | 83.0821 | 0 | 0 | 0 | 0 | 0 | 0 | 265.636 | 122.065 | 3.2855 | 0 | 0 | 0 | 0 | 33.4447 | 24.8064 | 0 | 63.9235 | 0 | 125.484 | 373.009 | 0 | 0 | 0 | 1567.05 | 0 | 3.7179 | 0 | 0 | 0 | 0 | 0 | 0 | 1570.77 | 2434.95 | 339.111 | - | - | - | - | 0 | 0 | 3052 | 0 | 0 | 0 | 0 | 0 | 0 | 0 | 0 | 3052 | Rt3 | 07
07/27/18 @ 00:48 | Rt3-w07-v07-WCChlrBase-mNE-HVAC-Proto.pd2 | Rt3-w07-v07-WCChlrBase-mNE-HVAC-Proto | Rt3-w07-v07 | California (Title 24) | San Diego Area (CZ07) | San Diego AP | 120000 | 159.163 | 3.9315 | 0 | 0 | 0 | 0 | 92.2516 | 45.1604 | 0 | 267.399 | 0 | 568.598 | 1136.5 | 0 | 0 | 0 | 74.6172 | 0 | 82.2747 | 0 | 0 | 0 | 0 | 0 | 0 | 156.892 | 120.185 | 3.3429 | 0 | 0 | 0 | 0 | 30.2721 | 23.0015 | 0 | 63.9235 | 0 | 125.484 | 366.209 | 0 | 0 | 0 | 829.9 | 0 | 3.7168 | 0 | 0 | 0 | 0 | 0 | 0 | 833.617 | 2342.8 | 314.778 | - | - | - | - | 0 | 0 | 2833 | 0 | 0 | 0 | 0 | 0 | 0 | 0 | 0 | 2833 | Rt3 | 07
07/27/18 @ 00:48 | Rt3-w08-v07-WCChlrBase-mNE-HVAC-Proto.pd2 | Rt3-w08-v07-WCChlrBase-mNE-HVAC-Proto | Rt3-w08-v07 | California (Title 24) | El Toro Area (CZ08) | Fullerton | 120000 | 206.542 | 5.3731 | 0 | 0 | 0 | 0 | 97.5392 | 56.1101 | 0 | 267.399 | 0 | 568.598 | 1201.56 | 0 | 0 | 0 | 164.754 | 0 | 81.0607 | 0 | 0 | 0 | 0 | 0 | 0 | 245.815 | 136.834 | 5.2277 | 0 | 0 | 0 | 0 | 31.0634 | 29.3179 | 0 | 63.9235 | 0 | 125.484 | 391.851 | 0 | 0 | 0 | 1568.65 | 0 | 3.6453 | 0 | 0 | 0 | 0 | 0 | 0 | 1572.29 | 2680.87 | 358.889 | - | - | - | - | 0 | 0 | 3230 | 0 | 0 | 0 | 0 | 0 | 0 | 0 | 0 | 3230 | Rt3 | 07
07/27/18 @ 00:49 | Rt3-w09-v07-WCChlrBase-mNE-HVAC-Proto.pd2 | Rt3-w09-v07-WCChlrBase-mNE-HVAC-Proto | Rt3-w09-v07 | California (Title 24) | Pasadena Area (CZ09) | Burbank AP | 120000 | 229.921 | 6.3799 | 0 | 0 | 0 | 0 | 98.4281 | 65.2835 | 0 | 267.399 | 0 | 568.598 | 1236.01 | 0 | 0 | 0 | 272.623 | 0 | 80.9876 | 0 | 0 | 0 | 0 | 0 | 0 | 353.611 | 180.55 | 14.7669 | 0 | 0 | 0 | 0 | 31.7285 | 36.9992 | 0 | 63.9235 | 0 | 125.484 | 453.452 | 0 | 0 | 0 | 1899.79 | 0 | 3.7523 | 0 | 0 | 0 | 0 | 0 | 0 | 1903.55 | 3566.13 | 402.333 | - | - | - | - | 0 | 0 | 3621 | 0 | 0 | 0 | 0 | 0 | 0 | 0 | 0 | 3621 | Rt3 | 07
07/27/18 @ 00:49 | Rt3-w10-v07-WCChlrBase-mNE-HVAC-Proto.pd2 | Rt3-w10-v07-WCChlrBase-mNE-HVAC-Proto | Rt3-w10-v07 | California (Title 24) | San Bernardino Area (CZ10) | Riverside FS 3 | 120000 | 223.587 | 5.8658 | 0 | 0 | 0 | 0 | 99.2502 | 59.6674 | 0 | 267.399 | 0 | 568.598 | 1224.36 | 0 | 0 | 0 | 282.733 | 0 | 80.6468 | 0 | 0 | 0 | 0 | 0 | 0 | 363.38 | 148.613 | 4.5756 | 0 | 0 | 0 | 0 | 38.6846 | 31.87 | 0 | 63.9235 | 0 | 125.484 | 413.15 | 0 | 0 | 0 | 1837.43 | 0 | 3.6475 | 0 | 0 | 0 | 0 | 0 | 0 | 1841.08 | 2918.25 | 386.444 | - | - | - | - | 0 | 0 | 3478 | 0 | 0 | 0 | 0 | 0 | 0 | 0 | 0 | 3478 | Rt3 | 07
07/27/18 @ 00:49 | Rt3-w11-v07-WCChlrBase-mNE-HVAC-Proto.pd2 | Rt3-w11-v07-WCChlrBase-mNE-HVAC-Proto | Rt3-w11-v07 | California (Title 24) | Red Bluff Area (CZ11) | Red Bluff AP | 120000 | 214.876 | 5.8253 | 0 | 0 | 0 | 0 | 100.054 | 58.9667 | 0 | 267.399 | 0 | 568.598 | 1215.72 | 0 | 0 | 0 | 992.456 | 0 | 81.6674 | 0 | 0 | 0 | 0 | 0 | 0 | 1074.12 | 180.641 | 12.9846 | 0 | 0 | 0 | 0 | 34.9407 | 36.0263 | 0 | 63.9235 | 0 | 125.484 | 454 | 0 | 0 | 0 | 2701.27 | 0 | 2.4138 | 0 | 0 | 0 | 0 | 0 | 0 | 2703.68 | 3525.61 | 353.111 | - | - | - | - | 0 | 0 | 3178 | 0 | 0 | 0 | 0 | 0 | 0 | 0 | 0 | 3178 | Rt3 | 07
07/27/18 @ 00:49 | Rt3-w12-v07-WCChlrBase-mNE-HVAC-Proto.pd2 | Rt3-w12-v07-WCChlrBase-mNE-HVAC-Proto | Rt3-w12-v07 | California (Title 24) | Sacramento Area (CZ12) | Sacramento AP | 120000 | 182.032 | 4.9342 | 0 | 0 | 0 | 0 | 92.8249 | 51.8173 | 0 | 267.399 | 0 | 568.598 | 1167.6 | 0 | 0 | 0 | 893.703 | 0 | 84.0287 | 0 | 0 | 0 | 0 | 0 | 0 | 977.732 | 161.769 | 7.0926 | 0 | 0 | 0 | 0 | 37.7541 | 34.0723 | 0 | 63.9235 | 0 | 125.484 | 430.095 | 0 | 0 | 0 | 2756.82 | 0 | 2.5295 | 0 | 0 | 0 | 0 | 0 | 0 | 2759.35 | 3201.44 | 340.667 | - | - | - | - | 0 | 0 | 3066 | 0 | 0 | 0 | 0 | 0 | 0 | 0 | 0 | 3066 | Rt3 | 07
07/27/18 @ 00:49 | Rt3-w13-v07-WCChlrBase-mNE-HVAC-Proto.pd2 | Rt3-w13-v07-WCChlrBase-mNE-HVAC-Proto | Rt3-w13-v07 | California (Title 24) | Fresno Area (CZ13) | Fresno AP | 120000 | 223.564 | 6.2222 | 0 | 0 | 0 | 0 | 103.004 | 59.8556 | 0 | 267.399 | 0 | 568.598 | 1228.64 | 0 | 0 | 0 | 875.776 | 0 | 80.7489 | 0 | 0 | 0 | 0 | 0 | 0 | 956.525 | 176.444 | 8.5939 | 0 | 0 | 0 | 0 | 43.1762 | 35.4481 | 0 | 63.9235 | 0 | 125.484 | 453.069 | 0 | 0 | 0 | 2751.18 | 0 | 2.3073 | 0 | 0 | 0 | 0 | 0 | 0 | 2753.49 | 3423.85 | 364.111 | - | - | - | - | 0 | 0 | 3277 | 0 | 0 | 0 | 0 | 0 | 0 | 0 | 0 | 3277 | Rt3 | 07
07/27/18 @ 00:49 | Rt3-w14-v07-WCChlrBase-mNE-HVAC-Proto.pd2 | Rt3-w14-v07-WCChlrBase-mNE-HVAC-Proto | Rt3-w14-v07 | California (Title 24) | China Lake Area (CZ14) | Palmdale AP | 120000 | 222.265 | 5.7251 | 0 | 0 | 0 | 0 | 99.0535 | 64.9516 | 0 | 267.399 | 0 | 568.598 | 1227.99 | 0 | 0 | 0 | 946.817 | 0 | 82.2174 | 0 | 0 | 0 | 0 | 0 | 0 | 1029.04 | 212.034 | 18.6203 | 0 | 0 | 0 | 0 | 29.3435 | 39.8908 | 0 | 63.9235 | 0 | 125.484 | 489.296 | 0 | 0 | 0 | 2708.99 | 0 | 2.4272 | 0 | 0 | 0 | 0 | 0 | 0 | 2711.41 | 4144.35 | 379.222 | - | - | - | - | 0 | 0 | 3413 | 0 | 0 | 0 | 0 | 0 | 0 | 0 | 0 | 3413 | Rt3 | 07
07/27/18 @ 00:49 | Rt3-w15-v07-WCChlrBase-mNE-HVAC-Proto.pd2 | Rt3-w15-v07-WCChlrBase-mNE-HVAC-Proto | Rt3-w15-v07 | California (Title 24) | Blythe Area (CZ15) | Palm Springs | 120000 | 395.475 | 12.3407 | 0 | 0 | 0 | 0 | 136.838 | 98.3772 | 0 | 267.399 | 0 | 568.598 | 1479.02 | 0 | 0 | 0 | 130.141 | 0 | 69.0348 | 0 | 0 | 0 | 0 | 0 | 0 | 199.175 | 238.964 | 20.8471 | 0 | 0 | 0 | 0 | 53.5918 | 44.5173 | 0 | 63.9235 | 0 | 117.771 | 539.615 | 0 | 0 | 0 | 1796.29 | 0 | 3.4354 | 0 | 0 | 0 | 0 | 0 | 0 | 1799.72 | 4622.86 | 399 | - | - | - | - | 0 | 0 | 3591 | 0 | 0 | 0 | 0 | 0 | 0 | 0 | 0 | 3591 | Rt3 | 07
07/27/18 @ 00:50 | Rt3-w16-v07-WCChlrBase-mNE-HVAC-Proto.pd2 | Rt3-w16-v07-WCChlrBase-mNE-HVAC-Proto | Rt3-w16-v07 | California (Title 24) | Mount Shasta Area (CZ16) | Blue Canyon AP | 120000 | 90.2764 | 1.7474 | 0 | 0 | 0 | 0 | 86.1478 | 31.8742 | 0 | 267.399 | 0 | 568.598 | 1046.04 | 0 | 0 | 0 | 2557.66 | 0 | 93.5019 | 0 | 0 | 0 | 0 | 0 | 0 | 2651.16 | 114.672 | 2.7094 | 0 | 0 | 0 | 0 | 38.6297 | 22.9516 | 0 | 63.9235 | 0 | 117.771 | 360.658 | 0 | 0 | 0 | 3119.02 | 0 | 4.3845 | 0 | 0 | 0 | 0 | 0 | 0 | 3123.4 | 2252.39 | 305.333 | - | - | - | - | 0 | 0 | 2748 | 0 | 0 | 0 | 0 | 0 | 0 | 0 | 0 | 2748 | Rt3 | 07
07/27/18 @ 00:50 | Rt3-w01-v11-WCChlrBase-mNE-HVAC-Proto.pd2 | Rt3-w01-v11-WCChlrBase-mNE-HVAC-Proto | Rt3-w01-v11 | California (Title 24) | Arcata Area (CZ01) | Arcata | 120000 | 20.4078 | 0.21921 | 0 | 0 | 0 | 0 | 60.2261 | 10.8346 | 0 | 267.399 | 0 | 563.419 | 922.507 | 0 | 0 | 0 | 957.413 | 0 | 93.8331 | 0 | 0 | 0 | 0 | 0 | 0 | 1051.25 | 52.6798 | 1.2037 | 0 | 0 | 0 | 0 | 23.2567 | 13.0207 | 0 | 63.9235 | 0 | 124.342 | 278.426 | 0 | 0 | 0 | 2133.13 | 0 | 2.7149 | 0 | 0 | 0 | 0 | 0 | 0 | 2135.84 | 1103.39 | 205.889 | - | - | - | - | 0 | 0 | 1853 | 0 | 0 | 0 | 0 | 0 | 0 | 0 | 0 | 1853 | Rt3 | 11
07/27/18 @ 00:50 | Rt3-w02-v11-WCChlrBase-mNE-HVAC-Proto.pd2 | Rt3-w02-v11-WCChlrBase-mNE-HVAC-Proto | Rt3-w02-v11 | California (Title 24) | Santa Rosa Area (CZ02) | Santa Rosa | 120000 | 129.947 | 3.1475 | 0 | 0 | 0 | 0 | 82.7744 | 39.9695 | 0 | 267.399 | 0 | 563.419 | 1086.66 | 0 | 0 | 0 | 754.629 | 0 | 87.7159 | 0 | 0 | 0 | 0 | 0 | 0 | 842.345 | 143.467 | 6.3125 | 0 | 0 | 0 | 0 | 29.3022 | 30.568 | 0 | 63.9235 | 0 | 124.342 | 397.915 | 0 | 0 | 0 | 2491.75 | 0 | 2.6262 | 0 | 0 | 0 | 0 | 0 | 0 | 2494.38 | 2794.49 | 278.556 | - | - | - | - | 0 | 0 | 2507 | 0 | 0 | 0 | 0 | 0 | 0 | 0 | 0 | 2507 | Rt3 | 11
07/27/18 @ 00:50 | Rt3-w03-v11-WCChlrBase-mNE-HVAC-Proto.pd2 | Rt3-w03-v11-WCChlrBase-mNE-HVAC-Proto | Rt3-w03-v11 | California (Title 24) | Oakland Area (CZ03) | Oakland AP | 120000 | 72.9045 | 1.4706 | 0 | 0 | 0 | 0 | 74.5597 | 24.6227 | 0 | 267.399 | 0 | 563.419 | 1004.38 | 0 | 0 | 0 | 542.476 | 0 | 87.9626 | 0 | 0 | 0 | 0 | 0 | 0 | 630.439 | 88.0805 | 2.1718 | 0 | 0 | 0 | 0 | 28.429 | 20.2723 | 0 | 63.9235 | 0 | 124.342 | 327.219 | 0 | 0 | 0 | 2195.32 | 0 | 3.9775 | 0 | 0 | 0 | 0 | 0 | 0 | 2199.3 | 1819.67 | 245.778 | - | - | - | - | 0 | 0 | 2212 | 0 | 0 | 0 | 0 | 0 | 0 | 0 | 0 | 2212 | Rt3 | 11
07/27/18 @ 00:50 | Rt3-w04-v11-WCChlrBase-mNE-HVAC-Proto.pd2 | Rt3-w04-v11-WCChlrBase-mNE-HVAC-Proto | Rt3-w04-v11 | California (Title 24) | Sunnyvale Area (CZ04) | San Jose | 120000 | 141.852 | 3.4416 | 0 | 0 | 0 | 0 | 87.0421 | 41.239 | 0 | 267.399 | 0 | 563.419 | 1104.39 | 0 | 0 | 0 | 472.167 | 0 | 85.4086 | 0 | 0 | 0 | 0 | 0 | 0 | 557.576 | 122.057 | 3.4334 | 0 | 0 | 0 | 0 | 28.8001 | 26.1944 | 0 | 63.9235 | 0 | 124.342 | 368.75 | 0 | 0 | 0 | 2084.26 | 0 | 3.9266 | 0 | 0 | 0 | 0 | 0 | 0 | 2088.19 | 2421.17 | 315.111 | - | - | - | - | 0 | 0 | 2836 | 0 | 0 | 0 | 0 | 0 | 0 | 0 | 0 | 2836 | Rt3 | 11
07/27/18 @ 00:50 | Rt3-w05-v11-WCChlrBase-mNE-HVAC-Proto.pd2 | Rt3-w05-v11-WCChlrBase-mNE-HVAC-Proto | Rt3-w05-v11 | California (Title 24) | Santa Maria Area (CZ05) | Santa Maria AP | 120000 | 69.173 | 1.3541 | 0 | 0 | 0 | 0 | 73.4384 | 23.4754 | 0 | 267.399 | 0 | 563.419 | 998.26 | 0 | 0 | 0 | 434.017 | 0 | 89.195 | 0 | 0 | 0 | 0 | 0 | 0 | 523.212 | 79.1831 | 1.9904 | 0 | 0 | 0 | 0 | 22.734 | 17.6024 | 0 | 63.9235 | 0 | 124.342 | 309.775 | 0 | 0 | 0 | 1770.04 | 0 | 2.4307 | 0 | 0 | 0 | 0 | 0 | 0 | 1772.47 | 1581.65 | 261.111 | - | - | - | - | 0 | 0 | 2350 | 0 | 0 | 0 | 0 | 0 | 0 | 0 | 0 | 2350 | Rt3 | 11
07/27/18 @ 00:50 | Rt3-w06-v11-WCChlrBase-mNE-HVAC-Proto.pd2 | Rt3-w06-v11-WCChlrBase-mNE-HVAC-Proto | Rt3-w06-v11 | California (Title 24) | Los Angeles Area (CZ06) | Torrance | 120000 | 169.66 | 4.3532 | 0 | 0 | 0 | 0 | 90.8084 | 48.8219 | 0 | 267.399 | 0 | 563.419 | 1144.46 | 0 | 0 | 0 | 180.475 | 0 | 83.0828 | 0 | 0 | 0 | 0 | 0 | 0 | 263.558 | 121.637 | 3.2754 | 0 | 0 | 0 | 0 | 33.2866 | 24.7682 | 0 | 63.9235 | 0 | 124.342 | 371.232 | 0 | 0 | 0 | 1564.38 | 0 | 3.7181 | 0 | 0 | 0 | 0 | 0 | 0 | 1568.1 | 2427.27 | 337.333 | - | - | - | - | 0 | 0 | 3036 | 0 | 0 | 0 | 0 | 0 | 0 | 0 | 0 | 3036 | Rt3 | 11
07/27/18 @ 00:51 | Rt3-w07-v11-WCChlrBase-mNE-HVAC-Proto.pd2 | Rt3-w07-v11-WCChlrBase-mNE-HVAC-Proto | Rt3-w07-v11 | California (Title 24) | San Diego Area (CZ07) | San Diego AP | 120000 | 158.283 | 3.9158 | 0 | 0 | 0 | 0 | 92.0658 | 44.7296 | 0 | 267.399 | 0 | 563.419 | 1129.81 | 0 | 0 | 0 | 67.6904 | 0 | 82.2754 | 0 | 0 | 0 | 0 | 0 | 0 | 149.966 | 119.534 | 3.3268 | 0 | 0 | 0 | 0 | 30.0422 | 22.9361 | 0 | 63.9235 | 0 | 124.342 | 364.104 | 0 | 0 | 0 | 803.408 | 0 | 2.2959 | 0 | 0 | 0 | 0 | 0 | 0 | 805.704 | 2331.77 | 312.778 | - | - | - | - | 0 | 0 | 2815 | 0 | 0 | 0 | 0 | 0 | 0 | 0 | 0 | 2815 | Rt3 | 11
07/27/18 @ 00:51 | Rt3-w08-v11-WCChlrBase-mNE-HVAC-Proto.pd2 | Rt3-w08-v11-WCChlrBase-mNE-HVAC-Proto | Rt3-w08-v11 | California (Title 24) | El Toro Area (CZ08) | Fullerton | 120000 | 204.871 | 5.3469 | 0 | 0 | 0 | 0 | 97.3047 | 55.3687 | 0 | 267.399 | 0 | 563.419 | 1193.71 | 0 | 0 | 0 | 152.283 | 0 | 81.0613 | 0 | 0 | 0 | 0 | 0 | 0 | 233.344 | 136.046 | 5.1911 | 0 | 0 | 0 | 0 | 30.7744 | 29.1937 | 0 | 63.9235 | 0 | 124.342 | 389.47 | 0 | 0 | 0 | 1541.98 | 0 | 3.6455 | 0 | 0 | 0 | 0 | 0 | 0 | 1545.63 | 2664.41 | 356.444 | - | - | - | - | 0 | 0 | 3208 | 0 | 0 | 0 | 0 | 0 | 0 | 0 | 0 | 3208 | Rt3 | 11
07/27/18 @ 00:51 | Rt3-w09-v11-WCChlrBase-mNE-HVAC-Proto.pd2 | Rt3-w09-v11-WCChlrBase-mNE-HVAC-Proto | Rt3-w09-v11 | California (Title 24) | Pasadena Area (CZ09) | Burbank AP | 120000 | 227.684 | 6.3423 | 0 | 0 | 0 | 0 | 98.261 | 63.8329 | 0 | 267.399 | 0 | 563.419 | 1226.94 | 0 | 0 | 0 | 242.277 | 0 | 80.9884 | 0 | 0 | 0 | 0 | 0 | 0 | 323.265 | 179.06 | 14.645 | 0 | 0 | 0 | 0 | 31.2191 | 36.7974 | 0 | 63.9235 | 0 | 124.342 | 449.987 | 0 | 0 | 0 | 1801.36 | 0 | 3.7524 | 0 | 0 | 0 | 0 | 0 | 0 | 1805.11 | 3539.77 | 399.333 | - | - | - | - | 0 | 0 | 3594 | 0 | 0 | 0 | 0 | 0 | 0 | 0 | 0 | 3594 | Rt3 | 11
07/27/18 @ 00:51 | Rt3-w10-v11-WCChlrBase-mNE-HVAC-Proto.pd2 | Rt3-w10-v11-WCChlrBase-mNE-HVAC-Proto | Rt3-w10-v11 | California (Title 24) | San Bernardino Area (CZ10) | Riverside FS 3 | 120000 | 222.153 | 5.8381 | 0 | 0 | 0 | 0 | 99.0022 | 58.9687 | 0 | 267.399 | 0 | 563.419 | 1216.78 | 0 | 0 | 0 | 266.446 | 0 | 80.6476 | 0 | 0 | 0 | 0 | 0 | 0 | 347.093 | 147.591 | 4.5317 | 0 | 0 | 0 | 0 | 38.2313 | 31.748 | 0 | 63.9235 | 0 | 124.342 | 410.367 | 0 | 0 | 0 | 1787.06 | 0 | 2.2661 | 0 | 0 | 0 | 0 | 0 | 0 | 1789.33 | 2901.36 | 384.111 | - | - | - | - | 0 | 0 | 3457 | 0 | 0 | 0 | 0 | 0 | 0 | 0 | 0 | 3457 | Rt3 | 11
07/27/18 @ 00:51 | Rt3-w11-v11-WCChlrBase-mNE-HVAC-Proto.pd2 | Rt3-w11-v11-WCChlrBase-mNE-HVAC-Proto | Rt3-w11-v11 | California (Title 24) | Red Bluff Area (CZ11) | Red Bluff AP | 120000 | 205.383 | 5.5571 | 0 | 0 | 0 | 0 | 96.363 | 55.6783 | 0 | 267.399 | 0 | 563.419 | 1193.8 | 0 | 0 | 0 | 574.151 | 0 | 81.6508 | 0 | 0 | 0 | 0 | 0 | 0 | 655.802 | 171.683 | 12.4942 | 0 | 0 | 0 | 0 | 32.0207 | 34.3138 | 0 | 63.9235 | 0 | 124.342 | 438.777 | 0 | 0 | 0 | 2113.69 | 0 | 2.5705 | 0 | 0 | 0 | 0 | 0 | 0 | 2116.26 | 3371.15 | 343.556 | - | - | - | - | 0 | 0 | 3092 | 0 | 0 | 0 | 0 | 0 | 0 | 0 | 0 | 3092 | Rt3 | 11
07/27/18 @ 00:51 | Rt3-w12-v11-WCChlrBase-mNE-HVAC-Proto.pd2 | Rt3-w12-v11-WCChlrBase-mNE-HVAC-Proto | Rt3-w12-v11 | California (Title 24) | Sacramento Area (CZ12) | Sacramento AP | 120000 | 179.012 | 4.851 | 0 | 0 | 0 | 0 | 91.8936 | 50.266 | 0 | 267.399 | 0 | 563.419 | 1156.84 | 0 | 0 | 0 | 753.16 | 0 | 84.0234 | 0 | 0 | 0 | 0 | 0 | 0 | 837.183 | 157.544 | 6.93 | 0 | 0 | 0 | 0 | 36.1646 | 33.2269 | 0 | 63.9235 | 0 | 124.342 | 422.13 | 0 | 0 | 0 | 2602.88 | 0 | 2.5249 | 0 | 0 | 0 | 0 | 0 | 0 | 2605.41 | 3121.93 | 336.667 | - | - | - | - | 0 | 0 | 3030 | 0 | 0 | 0 | 0 | 0 | 0 | 0 | 0 | 3030 | Rt3 | 11
07/27/18 @ 00:51 | Rt3-w13-v11-WCChlrBase-mNE-HVAC-Proto.pd2 | Rt3-w13-v11-WCChlrBase-mNE-HVAC-Proto | Rt3-w13-v11 | California (Title 24) | Fresno Area (CZ13) | Fresno AP | 120000 | 214.578 | 5.9693 | 0 | 0 | 0 | 0 | 99.881 | 56.4973 | 0 | 267.399 | 0 | 563.419 | 1207.74 | 0 | 0 | 0 | 603.996 | 0 | 80.74 | 0 | 0 | 0 | 0 | 0 | 0 | 684.736 | 167.468 | 8.2167 | 0 | 0 | 0 | 0 | 39.4487 | 33.7447 | 0 | 63.9235 | 0 | 124.342 | 437.143 | 0 | 0 | 0 | 2346.27 | 0 | 2.2972 | 0 | 0 | 0 | 0 | 0 | 0 | 2348.57 | 3264.19 | 355.556 | - | - | - | - | 0 | 0 | 3200 | 0 | 0 | 0 | 0 | 0 | 0 | 0 | 0 | 3200 | Rt3 | 11
07/27/18 @ 00:52 | Rt3-w14-v11-WCChlrBase-mNE-HVAC-Proto.pd2 | Rt3-w14-v11-WCChlrBase-mNE-HVAC-Proto | Rt3-w14-v11 | California (Title 24) | China Lake Area (CZ14) | Palmdale AP | 120000 | 213.724 | 5.5104 | 0 | 0 | 0 | 0 | 95.681 | 60.9667 | 0 | 267.399 | 0 | 563.419 | 1206.7 | 0 | 0 | 0 | 560.18 | 0 | 82.1987 | 0 | 0 | 0 | 0 | 0 | 0 | 642.378 | 205.564 | 18.0452 | 0 | 0 | 0 | 0 | 28.5623 | 38.426 | 0 | 63.9235 | 0 | 124.342 | 478.862 | 0 | 0 | 0 | 2514.39 | 0 | 2.2094 | 0 | 0 | 0 | 0 | 0 | 0 | 2516.6 | 4019.99 | 364.333 | - | - | - | - | 0 | 0 | 3279 | 0 | 0 | 0 | 0 | 0 | 0 | 0 | 0 | 3279 | Rt3 | 11
07/27/18 @ 00:52 | Rt3-w15-v11-WCChlrBase-mNE-HVAC-Proto.pd2 | Rt3-w15-v11-WCChlrBase-mNE-HVAC-Proto | Rt3-w15-v11 | California (Title 24) | Blythe Area (CZ15) | Palm Springs | 120000 | 374.351 | 11.6403 | 0 | 0 | 0 | 0 | 128.243 | 95.5912 | 0 | 267.399 | 0 | 563.419 | 1440.64 | 0 | 0 | 0 | 48.4546 | 0 | 69.0443 | 0 | 0 | 0 | 0 | 0 | 0 | 117.499 | 223.816 | 19.6747 | 0 | 0 | 0 | 0 | 47.2858 | 42.5627 | 0 | 63.9235 | 0 | 116.7 | 513.963 | 0 | 0 | 0 | 1090.02 | 0 | 3.4263 | 0 | 0 | 0 | 0 | 0 | 0 | 1093.44 | 4361.52 | 384.333 | - | - | - | - | 0 | 0 | 3459 | 0 | 0 | 0 | 0 | 0 | 0 | 0 | 0 | 3459 | Rt3 | 11
07/27/18 @ 00:52 | Rt3-w16-v11-WCChlrBase-mNE-HVAC-Proto.pd2 | Rt3-w16-v11-WCChlrBase-mNE-HVAC-Proto | Rt3-w16-v11 | California (Title 24) | Mount Shasta Area (CZ16) | Blue Canyon AP | 120000 | 84.3879 | 1.6627 | 0 | 0 | 0 | 0 | 81.5668 | 28.1297 | 0 | 267.399 | 0 | 563.419 | 1026.57 | 0 | 0 | 0 | 1643.54 | 0 | 93.4601 | 0 | 0 | 0 | 0 | 0 | 0 | 1737 | 103.335 | 2.4885 | 0 | 0 | 0 | 0 | 34.6386 | 22.2878 | 0 | 63.9235 | 0 | 116.7 | 343.374 | 0 | 0 | 0 | 2847.29 | 0 | 4.3551 | 0 | 0 | 0 | 0 | 0 | 0 | 2851.65 | 2066.82 | 296.556 | - | - | - | - | 0 | 0 | 2669 | 0 | 0 | 0 | 0 | 0 | 0 | 0 | 0 | 2669 | Rt3 | 11
07/27/18 @ 00:52 | Rt3-w01-v14-WCChlrBase-mNE-HVAC-Proto.pd2 | Rt3-w01-v14-WCChlrBase-mNE-HVAC-Proto | Rt3-w01-v14 | California (Title 24) | Arcata Area (CZ01) | Arcata | 120000 | 17.2232 | 0.18279 | 0 | 0 | 0 | 0 | 54.2842 | 9.5872 | 0 | 267.399 | 0 | 462.576 | 811.25 | 0 | 0 | 0 | 1130.08 | 0 | 93.872 | 0 | 0 | 0 | 0 | 0 | 0 | 1223.95 | 46.528 | 1.0687 | 0 | 0 | 0 | 0 | 20.7892 | 11.2661 | 0 | 63.9235 | 0 | 102.086 | 245.662 | 0 | 0 | 0 | 2134 | 0 | 2.5333 | 0 | 0 | 0 | 0 | 0 | 0 | 2136.53 | 990.396 | 180.556 | - | - | - | - | 0 | 0 | 1625 | 0 | 0 | 0 | 0 | 0 | 0 | 0 | 0 | 1625 | Rt3 | 14
07/27/18 @ 00:52 | Rt3-w02-v14-WCChlrBase-mNE-HVAC-Proto.pd2 | Rt3-w02-v14-WCChlrBase-mNE-HVAC-Proto | Rt3-w02-v14 | California (Title 24) | Santa Rosa Area (CZ02) | Santa Rosa | 120000 | 121.179 | 2.9111 | 0 | 0 | 0 | 0 | 74.6631 | 38.3877 | 0 | 267.399 | 0 | 462.576 | 967.114 | 0 | 0 | 0 | 836.671 | 0 | 87.742 | 0 | 0 | 0 | 0 | 0 | 0 | 924.413 | 137.232 | 6.0935 | 0 | 0 | 0 | 0 | 26.6464 | 29.1176 | 0 | 63.9235 | 0 | 102.086 | 365.099 | 0 | 0 | 0 | 2424.72 | 0 | 4.0113 | 0 | 0 | 0 | 0 | 0 | 0 | 2428.73 | 2685.11 | 248.444 | - | - | - | - | 0 | 0 | 2236 | 0 | 0 | 0 | 0 | 0 | 0 | 0 | 0 | 2236 | Rt3 | 14
07/27/18 @ 00:52 | Rt3-w03-v14-WCChlrBase-mNE-HVAC-Proto.pd2 | Rt3-w03-v14-WCChlrBase-mNE-HVAC-Proto | Rt3-w03-v14 | California (Title 24) | Oakland Area (CZ03) | Oakland AP | 120000 | 65.4213 | 1.2979 | 0 | 0 | 0 | 0 | 66.3544 | 22.4302 | 0 | 267.399 | 0 | 462.576 | 885.477 | 0 | 0 | 0 | 625.534 | 0 | 87.9884 | 0 | 0 | 0 | 0 | 0 | 0 | 713.522 | 82.1425 | 2.0276 | 0 | 0 | 0 | 0 | 25.2479 | 18.6931 | 0 | 63.9235 | 0 | 102.086 | 294.121 | 0 | 0 | 0 | 2235.47 | 0 | 3.9814 | 0 | 0 | 0 | 0 | 0 | 0 | 2239.45 | 1698.38 | 216.667 | - | - | - | - | 0 | 0 | 1950 | 0 | 0 | 0 | 0 | 0 | 0 | 0 | 0 | 1950 | Rt3 | 14
07/27/18 @ 00:52 | Rt3-w04-v14-WCChlrBase-mNE-HVAC-Proto.pd2 | Rt3-w04-v14-WCChlrBase-mNE-HVAC-Proto | Rt3-w04-v14 | California (Title 24) | Sunnyvale Area (CZ04) | San Jose | 120000 | 129.881 | 3.1292 | 0 | 0 | 0 | 0 | 77.9978 | 38.7379 | 0 | 267.399 | 0 | 462.576 | 979.718 | 0 | 0 | 0 | 534.874 | 0 | 85.4312 | 0 | 0 | 0 | 0 | 0 | 0 | 620.305 | 115.645 | 3.2672 | 0 | 0 | 0 | 0 | 25.6947 | 25.5515 | 0 | 63.9235 | 0 | 102.086 | 336.168 | 0 | 0 | 0 | 2133.35 | 0 | 3.931 | 0 | 0 | 0 | 0 | 0 | 0 | 2137.28 | 2303.31 | 283.889 | - | - | - | - | 0 | 0 | 2555 | 0 | 0 | 0 | 0 | 0 | 0 | 0 | 0 | 2555 | Rt3 | 14
07/27/18 @ 00:53 | Rt3-w05-v14-WCChlrBase-mNE-HVAC-Proto.pd2 | Rt3-w05-v14-WCChlrBase-mNE-HVAC-Proto | Rt3-w05-v14 | California (Title 24) | Santa Maria Area (CZ05) | Santa Maria AP | 120000 | 61.5073 | 1.1764 | 0 | 0 | 0 | 0 | 64.8311 | 21.3406 | 0 | 267.399 | 0 | 462.576 | 878.828 | 0 | 0 | 0 | 516.45 | 0 | 89.221 | 0 | 0 | 0 | 0 | 0 | 0 | 605.671 | 72.0163 | 1.8222 | 0 | 0 | 0 | 0 | 20.5066 | 16.0064 | 0 | 63.9235 | 0 | 102.086 | 276.361 | 0 | 0 | 0 | 1830.57 | 0 | 2.4358 | 0 | 0 | 0 | 0 | 0 | 0 | 1833.01 | 1447.2 | 231 | - | - | - | - | 0 | 0 | 2079 | 0 | 0 | 0 | 0 | 0 | 0 | 0 | 0 | 2079 | Rt3 | 14
07/27/18 @ 00:53 | Rt3-w06-v14-WCChlrBase-mNE-HVAC-Proto.pd2 | Rt3-w06-v14-WCChlrBase-mNE-HVAC-Proto | Rt3-w06-v14 | California (Title 24) | Los Angeles Area (CZ06) | Torrance | 120000 | 155.753 | 3.9719 | 0 | 0 | 0 | 0 | 80.9018 | 46.1136 | 0 | 267.399 | 0 | 462.576 | 1016.71 | 0 | 0 | 0 | 218.256 | 0 | 83.1013 | 0 | 0 | 0 | 0 | 0 | 0 | 301.358 | 117.719 | 3.9038 | 0 | 0 | 0 | 0 | 26.0672 | 24.7453 | 0 | 63.9235 | 0 | 102.086 | 338.446 | 0 | 0 | 0 | 1631.82 | 0 | 3.7231 | 0 | 0 | 0 | 0 | 0 | 0 | 1635.55 | 2309.2 | 303.333 | - | - | - | - | 0 | 0 | 2730 | 0 | 0 | 0 | 0 | 0 | 0 | 0 | 0 | 2730 | Rt3 | 14
07/27/18 @ 00:53 | Rt3-w07-v14-WCChlrBase-mNE-HVAC-Proto.pd2 | Rt3-w07-v14-WCChlrBase-mNE-HVAC-Proto | Rt3-w07-v14 | California (Title 24) | San Diego Area (CZ07) | San Diego AP | 120000 | 144.673 | 3.5563 | 0 | 0 | 0 | 0 | 81.8889 | 41.6728 | 0 | 267.399 | 0 | 462.576 | 1001.76 | 0 | 0 | 0 | 83.0311 | 0 | 82.2922 | 0 | 0 | 0 | 0 | 0 | 0 | 165.323 | 113.168 | 3.1545 | 0 | 0 | 0 | 0 | 26.9014 | 21.7481 | 0 | 63.9235 | 0 | 102.086 | 330.982 | 0 | 0 | 0 | 825.41 | 0 | 2.2999 | 0 | 0 | 0 | 0 | 0 | 0 | 827.71 | 2210.76 | 280.889 | - | - | - | - | 0 | 0 | 2528 | 0 | 0 | 0 | 0 | 0 | 0 | 0 | 0 | 2528 | Rt3 | 14
07/27/18 @ 00:53 | Rt3-w08-v14-WCChlrBase-mNE-HVAC-Proto.pd2 | Rt3-w08-v14-WCChlrBase-mNE-HVAC-Proto | Rt3-w08-v14 | California (Title 24) | El Toro Area (CZ08) | Fullerton | 120000 | 189.731 | 4.9316 | 0 | 0 | 0 | 0 | 87.3649 | 52.3906 | 0 | 267.399 | 0 | 462.576 | 1064.39 | 0 | 0 | 0 | 181.706 | 0 | 81.0782 | 0 | 0 | 0 | 0 | 0 | 0 | 262.784 | 129.319 | 4.9666 | 0 | 0 | 0 | 0 | 27.8687 | 27.9213 | 0 | 63.9235 | 0 | 102.086 | 356.086 | 0 | 0 | 0 | 1594.42 | 0 | 3.6501 | 0 | 0 | 0 | 0 | 0 | 0 | 1598.07 | 2546.2 | 324.222 | - | - | - | - | 0 | 0 | 2918 | 0 | 0 | 0 | 0 | 0 | 0 | 0 | 0 | 2918 | Rt3 | 14
07/27/18 @ 00:53 | Rt3-w09-v14-WCChlrBase-mNE-HVAC-Proto.pd2 | Rt3-w09-v14-WCChlrBase-mNE-HVAC-Proto | Rt3-w09-v14 | California (Title 24) | Pasadena Area (CZ09) | Burbank AP | 120000 | 213.463 | 5.9119 | 0 | 0 | 0 | 0 | 88.4337 | 61.0239 | 0 | 267.399 | 0 | 462.576 | 1098.81 | 0 | 0 | 0 | 284.628 | 0 | 81.0071 | 0 | 0 | 0 | 0 | 0 | 0 | 365.636 | 172.284 | 14.1244 | 0 | 0 | 0 | 0 | 28.1894 | 34.9602 | 0 | 63.9235 | 0 | 102.086 | 415.568 | 0 | 0 | 0 | 1847.11 | 0 | 3.7566 | 0 | 0 | 0 | 0 | 0 | 0 | 1850.87 | 3409.22 | 359.667 | - | - | - | - | 0 | 0 | 3237 | 0 | 0 | 0 | 0 | 0 | 0 | 0 | 0 | 3237 | Rt3 | 14
07/27/18 @ 00:53 | Rt3-w10-v14-WCChlrBase-mNE-HVAC-Proto.pd2 | Rt3-w10-v14-WCChlrBase-mNE-HVAC-Proto | Rt3-w10-v14 | California (Title 24) | San Bernardino Area (CZ10) | Riverside FS 3 | 120000 | 207.364 | 5.4456 | 0 | 0 | 0 | 0 | 89.6552 | 55.8997 | 0 | 267.399 | 0 | 462.576 | 1088.34 | 0 | 0 | 0 | 317.516 | 0 | 80.6676 | 0 | 0 | 0 | 0 | 0 | 0 | 398.184 | 141.378 | 4.3555 | 0 | 0 | 0 | 0 | 34.8986 | 30.442 | 0 | 63.9235 | 0 | 102.086 | 377.083 | 0 | 0 | 0 | 1896.6 | 0 | 3.6534 | 0 | 0 | 0 | 0 | 0 | 0 | 1900.25 | 2791.51 | 351.889 | - | - | - | - | 0 | 0 | 3167 | 0 | 0 | 0 | 0 | 0 | 0 | 0 | 0 | 3167 | Rt3 | 14
07/27/18 @ 00:53 | Rt3-w11-v14-WCChlrBase-mNE-HVAC-Proto.pd2 | Rt3-w11-v14-WCChlrBase-mNE-HVAC-Proto | Rt3-w11-v14 | California (Title 24) | Red Bluff Area (CZ11) | Red Bluff AP | 120000 | 193.723 | 5.2429 | 0 | 0 | 0 | 0 | 87.2812 | 52.8702 | 0 | 267.399 | 0 | 462.576 | 1069.09 | 0 | 0 | 0 | 647.78 | 0 | 81.6741 | 0 | 0 | 0 | 0 | 0 | 0 | 729.454 | 164.953 | 12.1097 | 0 | 0 | 0 | 0 | 29.023 | 32.4895 | 0 | 63.9235 | 0 | 102.086 | 404.585 | 0 | 0 | 0 | 2182.07 | 0 | 2.5751 | 0 | 0 | 0 | 0 | 0 | 0 | 2184.64 | 3254.49 | 313.111 | - | - | - | - | 0 | 0 | 2818 | 0 | 0 | 0 | 0 | 0 | 0 | 0 | 0 | 2818 | Rt3 | 14
07/27/18 @ 00:54 | Rt3-w12-v14-WCChlrBase-mNE-HVAC-Proto.pd2 | Rt3-w12-v14-WCChlrBase-mNE-HVAC-Proto | Rt3-w12-v14 | California (Title 24) | Sacramento Area (CZ12) | Sacramento AP | 120000 | 167.482 | 4.5161 | 0 | 0 | 0 | 0 | 83.4888 | 47.9791 | 0 | 267.399 | 0 | 462.576 | 1033.44 | 0 | 0 | 0 | 833.793 | 0 | 84.0471 | 0 | 0 | 0 | 0 | 0 | 0 | 917.84 | 151.1 | 6.6018 | 0 | 0 | 0 | 0 | 32.9293 | 31.7339 | 0 | 63.9235 | 0 | 102.086 | 388.374 | 0 | 0 | 0 | 2574.26 | 0 | 2.5284 | 0 | 0 | 0 | 0 | 0 | 0 | 2576.79 | 3009.73 | 302.889 | - | - | - | - | 0 | 0 | 2726 | 0 | 0 | 0 | 0 | 0 | 0 | 0 | 0 | 2726 | Rt3 | 14
07/27/18 @ 00:54 | Rt3-w13-v14-WCChlrBase-mNE-HVAC-Proto.pd2 | Rt3-w13-v14-WCChlrBase-mNE-HVAC-Proto | Rt3-w13-v14 | California (Title 24) | Fresno Area (CZ13) | Fresno AP | 120000 | 202.807 | 5.6425 | 0 | 0 | 0 | 0 | 90.7723 | 53.7271 | 0 | 267.399 | 0 | 462.576 | 1082.92 | 0 | 0 | 0 | 674.328 | 0 | 80.7625 | 0 | 0 | 0 | 0 | 0 | 0 | 755.091 | 160.947 | 7.9662 | 0 | 0 | 0 | 0 | 36.067 | 31.9511 | 0 | 63.9235 | 0 | 102.086 | 402.941 | 0 | 0 | 0 | 2397.73 | 0 | 2.3007 | 0 | 0 | 0 | 0 | 0 | 0 | 2400.03 | 3150.06 | 325 | - | - | - | - | 0 | 0 | 2925 | 0 | 0 | 0 | 0 | 0 | 0 | 0 | 0 | 2925 | Rt3 | 14
07/27/18 @ 00:54 | Rt3-w14-v14-WCChlrBase-mNE-HVAC-Proto.pd2 | Rt3-w14-v14-WCChlrBase-mNE-HVAC-Proto | Rt3-w14-v14 | California (Title 24) | China Lake Area (CZ14) | Palmdale AP | 120000 | 203.256 | 5.2009 | 0 | 0 | 0 | 0 | 86.693 | 57.579 | 0 | 267.399 | 0 | 462.576 | 1082.7 | 0 | 0 | 0 | 631.462 | 0 | 82.2219 | 0 | 0 | 0 | 0 | 0 | 0 | 713.684 | 198.922 | 17.4337 | 0 | 0 | 0 | 0 | 26.2194 | 35.6333 | 0 | 63.9235 | 0 | 102.086 | 444.219 | 0 | 0 | 0 | 2457.62 | 0 | 3.9476 | 0 | 0 | 0 | 0 | 0 | 0 | 2461.57 | 3896.06 | 333.667 | - | - | - | - | 0 | 0 | 3003 | 0 | 0 | 0 | 0 | 0 | 0 | 0 | 0 | 3003 | Rt3 | 14
07/27/18 @ 00:54 | Rt3-w15-v14-WCChlrBase-mNE-HVAC-Proto.pd2 | Rt3-w15-v14-WCChlrBase-mNE-HVAC-Proto | Rt3-w15-v14 | California (Title 24) | Blythe Area (CZ15) | Palm Springs | 120000 | 357.078 | 11.1062 | 0 | 0 | 0 | 0 | 116.471 | 91.3402 | 0 | 267.399 | 0 | 462.576 | 1305.97 | 0 | 0 | 0 | 62.664 | 0 | 69.0593 | 0 | 0 | 0 | 0 | 0 | 0 | 131.723 | 217.481 | 19.1475 | 0 | 0 | 0 | 0 | 43.8077 | 40.6964 | 0 | 63.9235 | 0 | 95.8113 | 480.867 | 0 | 0 | 0 | 1278.38 | 0 | 3.4308 | 0 | 0 | 0 | 0 | 0 | 0 | 1281.81 | 4247.95 | 352.667 | - | - | - | - | 0 | 0 | 3174 | 0 | 0 | 0 | 0 | 0 | 0 | 0 | 0 | 3174 | Rt3 | 14
07/27/18 @ 00:54 | Rt3-w16-v14-WCChlrBase-mNE-HVAC-Proto.pd2 | Rt3-w16-v14-WCChlrBase-mNE-HVAC-Proto | Rt3-w16-v14 | California (Title 24) | Mount Shasta Area (CZ16) | Blue Canyon AP | 120000 | 78.0019 | 1.5134 | 0 | 0 | 0 | 0 | 73.8485 | 26.5014 | 0 | 267.399 | 0 | 462.576 | 909.838 | 0 | 0 | 0 | 1756.54 | 0 | 93.4883 | 0 | 0 | 0 | 0 | 0 | 0 | 1850.03 | 97.4127 | 2.3467 | 0 | 0 | 0 | 0 | 31.2049 | 20.673 | 0 | 63.9235 | 0 | 95.8113 | 311.372 | 0 | 0 | 0 | 2699.01 | 0 | 4.3606 | 0 | 0 | 0 | 0 | 0 | 0 | 2703.37 | 1948.64 | 266.333 | - | - | - | - | 0 | 0 | 2397 | 0 | 0 | 0 | 0 | 0 | 0 | 0 | 0 | 2397 | Rt3 | 14
07/27/18 @ 00:54 | EUn-w01-v96-WCChlrBase-mNE-HVAC-Proto.pd2 | EUn-w01-v96-WCChlrBase-mNE-HVAC-Proto | EUn-w01-v96 | California (Title 24) | Arcata Area (CZ01) | Arcata | 999839 | 855.052 | 10.2598 | 0 | 0 | 0 | 0 | 1796.78 | 1284.28 | 0 | 5075.05 | 0 | 3182.41 | 12203.9 | 0 | 0 | 0 | 14183.5 | 0 | 6889.32 | 0 | 0 | 0 | 100.114 | 0 | 0 | 21172.9 | 953.249 | 56.0963 | 0 | 0 | 0 | 0 | 461.11 | 261.589 | 0 | 1363.75 | 0 | 948.949 | 4044.74 | 0 | 0 | 0 | 13471.1 | 0 | 714.205 | 0 | 0 | 0 | 20.5145 | 0 | 0 | 14205.9 | 19095.1 | 3076.78 | - | - | - | - | 0 | 0 | 27691 | 0 | 0 | 0 | 0 | 0 | 0 | 0 | 0 | 27691 | EUn | 96
07/27/18 @ 00:55 | EUn-w02-v96-WCChlrBase-mNE-HVAC-Proto.pd2 | EUn-w02-v96-WCChlrBase-mNE-HVAC-Proto | EUn-w02-v96 | California (Title 24) | Santa Rosa Area (CZ02) | Santa Rosa | 999839 | 2003.03 | 90.2304 | 0 | 0 | 0 | 0 | 1944.82 | 1609.38 | 0 | 5075.05 | 0 | 3182.41 | 13905 | 0 | 0 | 0 | 10618.2 | 0 | 6383.76 | 0 | 0 | 0 | 100.114 | 0 | 0 | 17102.1 | 1752.53 | 134.329 | 0 | 0 | 0 | 0 | 500.473 | 364.668 | 0 | 1363.75 | 0 | 948.949 | 5064.7 | 0 | 0 | 0 | 15617 | 0 | 673.404 | 0 | 0 | 0 | 20.5145 | 0 | 0 | 16310.9 | 33468 | 2894.22 | - | - | - | - | 0 | 0 | 26048 | 0 | 0 | 0 | 0 | 0 | 0 | 0 | 0 | 26048 | EUn | 96
07/27/18 @ 00:55 | EUn-w03-v96-WCChlrBase-mNE-HVAC-Proto.pd2 | EUn-w03-v96-WCChlrBase-mNE-HVAC-Proto | EUn-w03-v96 | California (Title 24) | Oakland Area (CZ03) | Oakland AP | 999839 | 1467.92 | 53.8888 | 0 | 0 | 0 | 0 | 1904.77 | 1470.48 | 0 | 5075.05 | 0 | 3182.41 | 13154.5 | 0 | 0 | 0 | 9354.53 | 0 | 6399.09 | 0 | 0 | 0 | 100.114 | 0 | 0 | 15853.7 | 1181.48 | 72.5372 | 0 | 0 | 0 | 0 | 509.696 | 308.175 | 0 | 1390.7 | 0 | 968.827 | 4431.41 | 0 | 0 | 0 | 13512.4 | 0 | 666.777 | 0 | 0 | 0 | 20.5145 | 0 | 0 | 14199.7 | 24038.5 | 1704.11 | - | - | - | - | 0 | 0 | 15337 | 0 | 0 | 0 | 0 | 0 | 0 | 0 | 0 | 15337 | EUn | 96
07/27/18 @ 00:55 | EUn-w04-v96-WCChlrBase-mNE-HVAC-Proto.pd2 | EUn-w04-v96-WCChlrBase-mNE-HVAC-Proto | EUn-w04-v96 | California (Title 24) | Sunnyvale Area (CZ04) | San Jose | 999839 | 2094.85 | 98.4191 | 0 | 0 | 0 | 0 | 1966.15 | 1619.61 | 0 | 5075.05 | 0 | 3182.41 | 14036.5 | 0 | 0 | 0 | 7768.98 | 0 | 6190.9 | 0 | 0 | 0 | 100.114 | 0 | 0 | 14060 | 1449.18 | 98.717 | 0 | 0 | 0 | 0 | 542.171 | 334.043 | 0 | 1390.7 | 0 | 968.827 | 4783.63 | 0 | 0 | 0 | 12877.9 | 0 | 655.878 | 0 | 0 | 0 | 20.5145 | 0 | 0 | 13554.3 | 27946.5 | 2027.44 | - | - | - | - | 0 | 0 | 18247 | 0 | 0 | 0 | 0 | 0 | 0 | 0 | 0 | 18247 | EUn | 96
07/27/18 @ 00:56 | EUn-w05-v96-WCChlrBase-mNE-HVAC-Proto.pd2 | EUn-w05-v96-WCChlrBase-mNE-HVAC-Proto | EUn-w05-v96 | California (Title 24) | Santa Maria Area (CZ05) | Santa Maria AP | 999839 | 1442.67 | 53.0295 | 0 | 0 | 0 | 0 | 1915.98 | 1449.29 | 0 | 5075.05 | 0 | 3182.41 | 13118.5 | 0 | 0 | 0 | 9280.55 | 0 | 6503.3 | 0 | 0 | 0 | 100.114 | 0 | 0 | 15884 | 1016.6 | 58.4044 | 0 | 0 | 0 | 0 | 490.207 | 283.505 | 0 | 1390.7 | 0 | 968.827 | 4208.24 | 0 | 0 | 0 | 11681.9 | 0 | 673.905 | 0 | 0 | 0 | 20.5145 | 0 | 0 | 12376.3 | 20333.7 | 3310.89 | - | - | - | - | 0 | 0 | 29798 | 0 | 0 | 0 | 0 | 0 | 0 | 0 | 0 | 29798 | EUn | 96
07/27/18 @ 00:56 | EUn-w06-v96-WCChlrBase-mNE-HVAC-Proto.pd2 | EUn-w06-v96-WCChlrBase-mNE-HVAC-Proto | EUn-w06-v96 | California (Title 24) | Los Angeles Area (CZ06) | Torrance | 999839 | 2266.76 | 127.051 | 0 | 0 | 0 | 0 | 1974.51 | 1556.74 | 0 | 5075.05 | 0 | 3182.41 | 14182.5 | 0 | 0 | 0 | 5119.4 | 0 | 5990.85 | 0 | 0 | 0 | 100.114 | 0 | 0 | 11210.4 | 1293.74 | 89.849 | 0 | 0 | 0 | 0 | 542.116 | 322.501 | 0 | 1390.7 | 0 | 968.827 | 4607.72 | 0 | 0 | 0 | 10330.6 | 0 | 590.969 | 0 | 0 | 0 | 20.5145 | 0 | 0 | 10942.1 | 26854.6 | 2697.22 | - | - | - | - | 0 | 0 | 24275 | 0 | 0 | 0 | 0 | 0 | 0 | 0 | 0 | 24275 | EUn | 96
07/27/18 @ 00:56 | EUn-w07-v96-WCChlrBase-mNE-HVAC-Proto.pd2 | EUn-w07-v96-WCChlrBase-mNE-HVAC-Proto | EUn-w07-v96 | California (Title 24) | San Diego Area (CZ07) | San Diego AP | 999839 | 2179.17 | 117.341 | 0 | 0 | 0 | 0 | 1962.5 | 1599.99 | 0 | 5075.05 | 0 | 3182.41 | 14116.5 | 0 | 0 | 0 | 3811.35 | 0 | 5920.63 | 0 | 0 | 0 | 100.114 | 0 | 0 | 9832.1 | 1301.63 | 85.5341 | 0 | 0 | 0 | 0 | 518.221 | 317.966 | 0 | 1390.7 | 0 | 968.827 | 4582.87 | 0 | 0 | 0 | 7683.42 | 0 | 615.851 | 0 | 0 | 0 | 20.5145 | 0 | 0 | 8319.79 | 25570.5 | 4274.89 | - | - | - | - | 0 | 0 | 38474 | 0 | 0 | 0 | 0 | 0 | 0 | 0 | 0 | 38474 | EUn | 96
07/27/18 @ 00:57 | EUn-w08-v96-WCChlrBase-mNE-HVAC-Proto.pd2 | EUn-w08-v96-WCChlrBase-mNE-HVAC-Proto | EUn-w08-v96 | California (Title 24) | El Toro Area (CZ08) | Fullerton | 999839 | 2589.12 | 148.317 | 0 | 0 | 0 | 0 | 1967.28 | 1672.07 | 0 | 5075.05 | 0 | 3182.41 | 14634.3 | 0 | 0 | 0 | 4594.59 | 0 | 5820.93 | 0 | 0 | 0 | 100.114 | 0 | 0 | 10515.6 | 1523.82 | 107.754 | 0 | 0 | 0 | 0 | 535.736 | 345.508 | 0 | 1390.7 | 0 | 968.827 | 4872.34 | 0 | 0 | 0 | 8809.53 | 0 | 572.945 | 0 | 0 | 0 | 20.5145 | 0 | 0 | 9402.99 | 29857.5 | 4659.89 | - | - | - | - | 0 | 0 | 41939 | 0 | 0 | 0 | 0 | 0 | 0 | 0 | 0 | 41939 | EUn | 96
07/27/18 @ 00:57 | EUn-w09-v96-WCChlrBase-mNE-HVAC-Proto.pd2 | EUn-w09-v96-WCChlrBase-mNE-HVAC-Proto | EUn-w09-v96 | California (Title 24) | Pasadena Area (CZ09) | Burbank AP | 999839 | 2879.89 | 164.295 | 0 | 0 | 0 | 0 | 2003.77 | 1919.78 | 0 | 5075.05 | 0 | 3182.41 | 15225.2 | 0 | 0 | 0 | 5759.78 | 0 | 5816.87 | 0 | 0 | 0 | 100.114 | 0 | 0 | 11676.8 | 1940.5 | 149.091 | 0 | 0 | 0 | 0 | 575.016 | 408.582 | 0 | 1390.7 | 0 | 968.827 | 5432.71 | 0 | 0 | 0 | 10203.5 | 0 | 616.529 | 0 | 0 | 0 | 20.5145 | 0 | 0 | 10840.5 | 36955.4 | 2925.56 | - | - | - | - | 0 | 0 | 26330 | 0 | 0 | 0 | 0 | 0 | 0 | 0 | 0 | 26330 | EUn | 96
07/27/18 @ 00:57 | EUn-w10-v96-WCChlrBase-mNE-HVAC-Proto.pd2 | EUn-w10-v96-WCChlrBase-mNE-HVAC-Proto | EUn-w10-v96 | California (Title 24) | San Bernardino Area (CZ10) | Riverside FS 3 | 999839 | 2890.54 | 160.178 | 0 | 0 | 0 | 0 | 2003.11 | 1875.76 | 0 | 5075.05 | 0 | 3182.41 | 15187.1 | 0 | 0 | 0 | 5796.23 | 0 | 5790.97 | 0 | 0 | 0 | 100.114 | 0 | 0 | 11687.3 | 1785.34 | 129.297 | 0 | 0 | 0 | 0 | 566.305 | 381.445 | 0 | 1390.7 | 0 | 968.827 | 5221.91 | 0 | 0 | 0 | 11518.4 | 0 | 618.942 | 0 | 0 | 0 | 20.5145 | 0 | 0 | 12157.8 | 33568.3 | 3757.22 | - | - | - | - | 0 | 0 | 33815 | 0 | 0 | 0 | 0 | 0 | 0 | 0 | 0 | 33815 | EUn | 96
07/27/18 @ 00:58 | EUn-w11-v96-WCChlrBase-mNE-HVAC-Proto.pd2 | EUn-w11-v96-WCChlrBase-mNE-HVAC-Proto | EUn-w11-v96 | California (Title 24) | Red Bluff Area (CZ11) | Red Bluff AP | 999839 | 2461.95 | 135.729 | 0 | 0 | 0 | 0 | 2016.67 | 1605.7 | 0 | 5075.05 | 0 | 3182.41 | 14477.5 | 0 | 0 | 0 | 10390.2 | 0 | 5888.69 | 0 | 0 | 0 | 100.114 | 0 | 0 | 16379 | 1526.5 | 102.41 | 0 | 0 | 0 | 0 | 576.077 | 352.482 | 0 | 1390.7 | 0 | 968.827 | 4916.99 | 0 | 0 | 0 | 20123.3 | 0 | 655.055 | 0 | 0 | 0 | 20.5145 | 0 | 0 | 20798.9 | 31635.7 | 2170.22 | - | - | - | - | 0 | 0 | 19532 | 0 | 0 | 0 | 0 | 0 | 0 | 0 | 0 | 19532 | EUn | 96
07/27/18 @ 00:58 | EUn-w12-v96-WCChlrBase-mNE-HVAC-Proto.pd2 | EUn-w12-v96-WCChlrBase-mNE-HVAC-Proto | EUn-w12-v96 | California (Title 24) | Sacramento Area (CZ12) | Sacramento AP | 999839 | 2189.87 | 115.292 | 0 | 0 | 0 | 0 | 1954.75 | 1557.54 | 0 | 5075.05 | 0 | 3182.41 | 14074.9 | 0 | 0 | 0 | 9458.94 | 0 | 6078.93 | 0 | 0 | 0 | 100.114 | 0 | 0 | 15638 | 1488.27 | 101.465 | 0 | 0 | 0 | 0 | 548.975 | 335.964 | 0 | 1390.7 | 0 | 968.827 | 4834.2 | 0 | 0 | 0 | 15082.5 | 0 | 656.641 | 0 | 0 | 0 | 20.5145 | 0 | 0 | 15759.7 | 28760.7 | 3345.44 | - | - | - | - | 0 | 0 | 30109 | 0 | 0 | 0 | 0 | 0 | 0 | 0 | 0 | 30109 | EUn | 96
07/27/18 @ 00:58 | EUn-w13-v96-WCChlrBase-mNE-HVAC-Proto.pd2 | EUn-w13-v96-WCChlrBase-mNE-HVAC-Proto | EUn-w13-v96 | California (Title 24) | Fresno Area (CZ13) | Fresno AP | 999839 | 2604.11 | 150.757 | 0 | 0 | 0 | 0 | 2008.25 | 1668.37 | 0 | 5075.05 | 0 | 3182.41 | 14689 | 0 | 0 | 0 | 9086.1 | 0 | 5810.51 | 0 | 0 | 0 | 100.114 | 0 | 0 | 14996.7 | 1736.9 | 125.402 | 0 | 0 | 0 | 0 | 549.836 | 363.607 | 0 | 1390.7 | 0 | 968.827 | 5135.26 | 0 | 0 | 0 | 18833 | 0 | 645.017 | 0 | 0 | 0 | 20.5145 | 0 | 0 | 19498.6 | 32638.4 | 909.111 | - | - | - | - | 0 | 0 | 8182 | 0 | 0 | 0 | 0 | 0 | 0 | 0 | 0 | 8182 | EUn | 96
07/27/18 @ 00:59 | EUn-w14-v96-WCChlrBase-mNE-HVAC-Proto.pd2 | EUn-w14-v96-WCChlrBase-mNE-HVAC-Proto | EUn-w14-v96 | California (Title 24) | China Lake Area (CZ14) | Palmdale AP | 999839 | 2707.92 | 132.794 | 0 | 0 | 0 | 0 | 2024.39 | 1778.95 | 0 | 5075.05 | 0 | 3182.41 | 14901.5 | 0 | 0 | 0 | 10911.2 | 0 | 5936.09 | 0 | 0 | 0 | 100.114 | 0 | 0 | 16947.4 | 2129.25 | 190.707 | 0 | 0 | 0 | 0 | 529.658 | 411.496 | 0 | 1355.95 | 0 | 948.949 | 5566 | 0 | 0 | 0 | 23125.3 | 0 | 660.468 | 0 | 0 | 0 | 20.5145 | 0 | 0 | 23806.3 | 40612.1 | 3091 | - | - | - | - | 0 | 0 | 27819 | 0 | 0 | 0 | 0 | 0 | 0 | 0 | 0 | 27819 | EUn | 96
07/27/18 @ 00:59 | EUn-w15-v96-WCChlrBase-mNE-HVAC-Proto.pd2 | EUn-w15-v96-WCChlrBase-mNE-HVAC-Proto | EUn-w15-v96 | California (Title 24) | Blythe Area (CZ15) | Palm Springs | 999839 | 4029.02 | 273.017 | 0 | 0 | 0 | 0 | 2107.12 | 2022.84 | 0 | 5075.05 | 0 | 3182.41 | 16689.5 | 0 | 0 | 0 | 2934.49 | 0 | 4821.05 | 0 | 0 | 0 | 100.114 | 0 | 0 | 7855.65 | 1928.02 | 147.824 | 0 | 0 | 0 | 0 | 566.175 | 400.436 | 0 | 1390.7 | 0 | 968.827 | 5401.98 | 0 | 0 | 0 | 8014.9 | 0 | 544.527 | 0 | 0 | 0 | 20.5145 | 0 | 0 | 8579.94 | 36382.6 | 3219.33 | - | - | - | - | 0 | 0 | 28974 | 0 | 0 | 0 | 0 | 0 | 0 | 0 | 0 | 28974 | EUn | 96
07/27/18 @ 00:59 | EUn-w16-v96-WCChlrBase-mNE-HVAC-Proto.pd2 | EUn-w16-v96-WCChlrBase-mNE-HVAC-Proto | EUn-w16-v96 | California (Title 24) | Mount Shasta Area (CZ16) | Blue Canyon AP | 999839 | 1199.36 | 39.19 | 0 | 0 | 0 | 0 | 1949.79 | 1227.8 | 0 | 5075.05 | 0 | 3182.41 | 12673.6 | 0 | 0 | 0 | 18993.6 | 0 | 6880.81 | 0 | 0 | 0 | 100.114 | 0 | 0 | 25974.5 | 888.415 | 44.5591 | 0 | 0 | 0 | 0 | 544.377 | 261.498 | 0 | 1390.7 | 0 | 968.827 | 4098.37 | 0 | 0 | 0 | 22544 | 0 | 761.029 | 0 | 0 | 0 | 20.5145 | 0 | 0 | 23325.6 | 18656.6 | 2049.67 | - | - | - | - | 0 | 0 | 18447 | 0 | 0 | 0 | 0 | 0 | 0 | 0 | 0 | 18447 | EUn | 96
07/27/18 @ 01:00 | EUn-w01-v03-WCChlrBase-mNE-HVAC-Proto.pd2 | EUn-w01-v03-WCChlrBase-mNE-HVAC-Proto | EUn-w01-v03 | California (Title 24) | Arcata Area (CZ01) | Arcata | 999839 | 678.748 | 3.2036 | 0 | 0 | 0 | 0 | 1426.25 | 1080.98 | 0 | 4836.54 | 0 | 2779.29 | 10805 | 0 | 0 | 0 | 10936.1 | 0 | 6667.93 | 0 | 0 | 0 | 100.114 | 0 | 0 | 17704.1 | 819.848 | 19.8741 | 0 | 0 | 0 | 0 | 365.153 | 232.718 | 0 | 1299.69 | 0 | 829.186 | 3566.47 | 0 | 0 | 0 | 9705.3 | 0 | 249.828 | 0 | 0 | 0 | 13.984 | 0 | 0 | 9969.11 | 16584 | 2790.22 | - | - | - | - | 0 | 0 | 25112 | 0 | 0 | 0 | 0 | 0 | 0 | 0 | 0 | 25112 | EUn | 03
07/27/18 @ 01:00 | EUn-w02-v03-WCChlrBase-mNE-HVAC-Proto.pd2 | EUn-w02-v03-WCChlrBase-mNE-HVAC-Proto | EUn-w02-v03 | California (Title 24) | Santa Rosa Area (CZ02) | Santa Rosa | 999839 | 1660.58 | 28.0996 | 0 | 0 | 0 | 0 | 1498.63 | 1405.45 | 0 | 4836.54 | 0 | 2779.29 | 12208.6 | 0 | 0 | 0 | 8460.76 | 0 | 6171.88 | 0 | 0 | 0 | 100.114 | 0 | 0 | 14732.8 | 1541 | 85.2444 | 0 | 0 | 0 | 0 | 376.888 | 328.058 | 0 | 1299.69 | 0 | 829.186 | 4460.07 | 0 | 0 | 0 | 11688.3 | 0 | 650.009 | 0 | 0 | 0 | 20.5145 | 0 | 0 | 12358.9 | 30324 | 2521.44 | - | - | - | - | 0 | 0 | 22693 | 0 | 0 | 0 | 0 | 0 | 0 | 0 | 0 | 22693 | EUn | 03
07/27/18 @ 01:00 | EUn-w03-v03-WCChlrBase-mNE-HVAC-Proto.pd2 | EUn-w03-v03-WCChlrBase-mNE-HVAC-Proto | EUn-w03-v03 | California (Title 24) | Oakland Area (CZ03) | Oakland AP | 999839 | 1246.83 | 16.5476 | 0 | 0 | 0 | 0 | 1515.06 | 1313.98 | 0 | 4836.54 | 0 | 2779.29 | 11708.3 | 0 | 0 | 0 | 8042.72 | 0 | 6187.03 | 0 | 0 | 0 | 100.114 | 0 | 0 | 14329.9 | 1079.09 | 28.5151 | 0 | 0 | 0 | 0 | 388.22 | 275.3 | 0 | 1299.69 | 0 | 829.186 | 3900 | 0 | 0 | 0 | 12972 | 0 | 643.659 | 0 | 0 | 0 | 20.5145 | 0 | 0 | 13636.2 | 21178.9 | 1495.11 | - | - | - | - | 0 | 0 | 13456 | 0 | 0 | 0 | 0 | 0 | 0 | 0 | 0 | 13456 | EUn | 03
07/27/18 @ 01:01 | EUn-w04-v03-WCChlrBase-mNE-HVAC-Proto.pd2 | EUn-w04-v03-WCChlrBase-mNE-HVAC-Proto | EUn-w04-v03 | California (Title 24) | Sunnyvale Area (CZ04) | San Jose | 999839 | 1764.1 | 32.3985 | 0 | 0 | 0 | 0 | 1568.53 | 1399.15 | 0 | 4836.54 | 0 | 2779.29 | 12380 | 0 | 0 | 0 | 6655.56 | 0 | 5982.67 | 0 | 0 | 0 | 100.114 | 0 | 0 | 12738.4 | 1277.64 | 35.5664 | 0 | 0 | 0 | 0 | 426.242 | 295.68 | 0 | 1325.54 | 0 | 847.51 | 4208.19 | 0 | 0 | 0 | 11832.6 | 0 | 632.999 | 0 | 0 | 0 | 20.5145 | 0 | 0 | 12486.1 | 24784.5 | 1772.89 | - | - | - | - | 0 | 0 | 15956 | 0 | 0 | 0 | 0 | 0 | 0 | 0 | 0 | 15956 | EUn | 03
07/27/18 @ 01:01 | EUn-w05-v03-WCChlrBase-mNE-HVAC-Proto.pd2 | EUn-w05-v03-WCChlrBase-mNE-HVAC-Proto | EUn-w05-v03 | California (Title 24) | Santa Maria Area (CZ05) | Santa Maria AP | 999839 | 1192.98 | 16.611 | 0 | 0 | 0 | 0 | 1518.47 | 1256.46 | 0 | 4836.54 | 0 | 2779.29 | 11600.4 | 0 | 0 | 0 | 7996.07 | 0 | 6289.17 | 0 | 0 | 0 | 100.114 | 0 | 0 | 14385.4 | 863.833 | 20.6286 | 0 | 0 | 0 | 0 | 385.621 | 246.359 | 0 | 1325.54 | 0 | 847.51 | 3689.5 | 0 | 0 | 0 | 10375.5 | 0 | 604.432 | 0 | 0 | 0 | 20.5145 | 0 | 0 | 11000.5 | 17762.1 | 2926.11 | - | - | - | - | 0 | 0 | 26335 | 0 | 0 | 0 | 0 | 0 | 0 | 0 | 0 | 26335 | EUn | 03
07/27/18 @ 01:01 | EUn-w06-v03-WCChlrBase-mNE-HVAC-Proto.pd2 | EUn-w06-v03-WCChlrBase-mNE-HVAC-Proto | EUn-w06-v03 | California (Title 24) | Los Angeles Area (CZ06) | Torrance | 999839 | 2079.58 | 44.1768 | 0 | 0 | 0 | 0 | 1604.46 | 1472.22 | 0 | 4836.54 | 0 | 2779.29 | 12816.3 | 0 | 0 | 0 | 4050.24 | 0 | 5786.48 | 0 | 0 | 0 | 100.114 | 0 | 0 | 9936.84 | 1252.22 | 34.3049 | 0 | 0 | 0 | 0 | 419.108 | 297.857 | 0 | 1325.54 | 0 | 847.51 | 4176.55 | 0 | 0 | 0 | 9506.87 | 0 | 570.054 | 0 | 0 | 0 | 20.5145 | 0 | 0 | 10097.4 | 25065.1 | 2408.67 | - | - | - | - | 0 | 0 | 21678 | 0 | 0 | 0 | 0 | 0 | 0 | 0 | 0 | 21678 | EUn | 03
07/27/18 @ 01:02 | EUn-w07-v03-WCChlrBase-mNE-HVAC-Proto.pd2 | EUn-w07-v03-WCChlrBase-mNE-HVAC-Proto | EUn-w07-v03 | California (Title 24) | San Diego Area (CZ07) | San Diego AP | 999839 | 1954.92 | 39.1683 | 0 | 0 | 0 | 0 | 1598.74 | 1440.48 | 0 | 4836.54 | 0 | 2779.29 | 12649.2 | 0 | 0 | 0 | 3058.84 | 0 | 5717.49 | 0 | 0 | 0 | 100.114 | 0 | 0 | 8876.45 | 1212.89 | 32.4954 | 0 | 0 | 0 | 0 | 402.714 | 286.596 | 0 | 1325.54 | 0 | 847.51 | 4107.75 | 0 | 0 | 0 | 7551.37 | 0 | 593.904 | 0 | 0 | 0 | 20.5145 | 0 | 0 | 8165.79 | 23693.5 | 3776.67 | - | - | - | - | 0 | 0 | 33990 | 0 | 0 | 0 | 0 | 0 | 0 | 0 | 0 | 33990 | EUn | 03
07/27/18 @ 01:02 | EUn-w08-v03-WCChlrBase-mNE-HVAC-Proto.pd2 | EUn-w08-v03-WCChlrBase-mNE-HVAC-Proto | EUn-w08-v03 | California (Title 24) | El Toro Area (CZ08) | Fullerton | 999839 | 2338.45 | 50.4739 | 0 | 0 | 0 | 0 | 1615.68 | 1564.38 | 0 | 4836.54 | 0 | 2779.29 | 13184.8 | 0 | 0 | 0 | 3670.01 | 0 | 5619.74 | 0 | 0 | 0 | 100.114 | 0 | 0 | 9389.86 | 1451.54 | 55.1959 | 0 | 0 | 0 | 0 | 395.026 | 319.445 | 0 | 1325.54 | 0 | 847.51 | 4394.26 | 0 | 0 | 0 | 8141.75 | 0 | 552.363 | 0 | 0 | 0 | 20.5145 | 0 | 0 | 8714.63 | 27857 | 4183.67 | - | - | - | - | 0 | 0 | 37653 | 0 | 0 | 0 | 0 | 0 | 0 | 0 | 0 | 37653 | EUn | 03
07/27/18 @ 01:02 | EUn-w09-v03-WCChlrBase-mNE-HVAC-Proto.pd2 | EUn-w09-v03-WCChlrBase-mNE-HVAC-Proto | EUn-w09-v03 | California (Title 24) | Pasadena Area (CZ09) | Burbank AP | 999839 | 2594.67 | 56.4656 | 0 | 0 | 0 | 0 | 1633.49 | 1765.93 | 0 | 4836.54 | 0 | 2779.29 | 13666.4 | 0 | 0 | 0 | 4127.67 | 0 | 5615.66 | 0 | 0 | 0 | 100.114 | 0 | 0 | 9843.44 | 1746.39 | 95.5229 | 0 | 0 | 0 | 0 | 455.377 | 374.51 | 0 | 1325.54 | 0 | 847.51 | 4844.85 | 0 | 0 | 0 | 10265 | 0 | 608.079 | 0 | 0 | 0 | 20.5145 | 0 | 0 | 10893.6 | 34169.4 | 2484 | - | - | - | - | 0 | 0 | 22356 | 0 | 0 | 0 | 0 | 0 | 0 | 0 | 0 | 22356 | EUn | 03
07/27/18 @ 01:03 | EUn-w10-v03-WCChlrBase-mNE-HVAC-Proto.pd2 | EUn-w10-v03-WCChlrBase-mNE-HVAC-Proto | EUn-w10-v03 | California (Title 24) | San Bernardino Area (CZ10) | Riverside FS 3 | 999839 | 2329.5 | 49.6017 | 0 | 0 | 0 | 0 | 1572.56 | 1519.86 | 0 | 4836.54 | 0 | 2779.29 | 13087.4 | 0 | 0 | 0 | 4086.61 | 0 | 5590.14 | 0 | 0 | 0 | 100.114 | 0 | 0 | 9776.86 | 1498.66 | 64.4294 | 0 | 0 | 0 | 0 | 422.692 | 322.481 | 0 | 1325.54 | 0 | 847.51 | 4481.31 | 0 | 0 | 0 | 8440.47 | 0 | 1050.37 | 0 | 0 | 0 | 20.5145 | 0 | 0 | 9511.35 | 28931.9 | 3151.33 | - | - | - | - | 0 | 0 | 28362 | 0 | 0 | 0 | 0 | 0 | 0 | 0 | 0 | 28362 | EUn | 03
07/27/18 @ 01:03 | EUn-w11-v03-WCChlrBase-mNE-HVAC-Proto.pd2 | EUn-w11-v03-WCChlrBase-mNE-HVAC-Proto | EUn-w11-v03 | California (Title 24) | Red Bluff Area (CZ11) | Red Bluff AP | 999839 | 2132.63 | 45.5475 | 0 | 0 | 0 | 0 | 1571.3 | 1374.11 | 0 | 4836.54 | 0 | 2779.29 | 12739.4 | 0 | 0 | 0 | 7708.05 | 0 | 5686.13 | 0 | 0 | 0 | 100.114 | 0 | 0 | 13494.3 | 1361 | 37.9066 | 0 | 0 | 0 | 0 | 439.182 | 312.382 | 0 | 1325.54 | 0 | 847.51 | 4323.53 | 0 | 0 | 0 | 16298.5 | 0 | 631.947 | 0 | 0 | 0 | 20.5145 | 0 | 0 | 16950.9 | 28582.3 | 1894.33 | - | - | - | - | 0 | 0 | 17049 | 0 | 0 | 0 | 0 | 0 | 0 | 0 | 0 | 17049 | EUn | 03
07/27/18 @ 01:03 | EUn-w12-v03-WCChlrBase-mNE-HVAC-Proto.pd2 | EUn-w12-v03-WCChlrBase-mNE-HVAC-Proto | EUn-w12-v03 | California (Title 24) | Sacramento Area (CZ12) | Sacramento AP | 999839 | 1882.94 | 38.4227 | 0 | 0 | 0 | 0 | 1540.86 | 1356.92 | 0 | 4836.54 | 0 | 2779.29 | 12435 | 0 | 0 | 0 | 7065.14 | 0 | 5872.77 | 0 | 0 | 0 | 100.114 | 0 | 0 | 13038 | 1349.38 | 40.426 | 0 | 0 | 0 | 0 | 406.068 | 299.121 | 0 | 1325.54 | 0 | 847.51 | 4268.05 | 0 | 0 | 0 | 11385.3 | 0 | 633.627 | 0 | 0 | 0 | 20.5145 | 0 | 0 | 12039.4 | 25859.2 | 2928.11 | - | - | - | - | 0 | 0 | 26353 | 0 | 0 | 0 | 0 | 0 | 0 | 0 | 0 | 26353 | EUn | 03
07/27/18 @ 01:04 | EUn-w13-v03-WCChlrBase-mNE-HVAC-Proto.pd2 | EUn-w13-v03-WCChlrBase-mNE-HVAC-Proto | EUn-w13-v03 | California (Title 24) | Fresno Area (CZ13) | Fresno AP | 999839 | 2255.33 | 50.0377 | 0 | 0 | 0 | 0 | 1575.23 | 1472.95 | 0 | 4836.54 | 0 | 2779.29 | 12969.4 | 0 | 0 | 0 | 6785.03 | 0 | 5609.35 | 0 | 0 | 0 | 100.114 | 0 | 0 | 12494.5 | 1533.03 | 66.0569 | 0 | 0 | 0 | 0 | 423.495 | 327.974 | 0 | 1325.54 | 0 | 847.51 | 4523.61 | 0 | 0 | 0 | 13768 | 0 | 622.177 | 0 | 0 | 0 | 20.5145 | 0 | 0 | 14410.7 | 29504 | 723.667 | - | - | - | - | 0 | 0 | 6513 | 0 | 0 | 0 | 0 | 0 | 0 | 0 | 0 | 6513 | EUn | 03
07/27/18 @ 01:04 | EUn-w14-v03-WCChlrBase-mNE-HVAC-Proto.pd2 | EUn-w14-v03-WCChlrBase-mNE-HVAC-Proto | EUn-w14-v03 | California (Title 24) | China Lake Area (CZ14) | Palmdale AP | 999839 | 2374.76 | 44.9411 | 0 | 0 | 0 | 0 | 1579.14 | 1513.93 | 0 | 4836.54 | 0 | 2779.29 | 13128.6 | 0 | 0 | 0 | 8037.48 | 0 | 5732.5 | 0 | 0 | 0 | 100.114 | 0 | 0 | 13870.1 | 1968.69 | 172.562 | 0 | 0 | 0 | 0 | 401.468 | 373.884 | 0 | 1291.88 | 0 | 829.186 | 5037.68 | 0 | 0 | 0 | 17501 | 0 | 1230.22 | 0 | 0 | 0 | 20.5145 | 0 | 0 | 18751.8 | 38187 | 2729.78 | - | - | - | - | 0 | 0 | 24568 | 0 | 0 | 0 | 0 | 0 | 0 | 0 | 0 | 24568 | EUn | 03
07/27/18 @ 01:04 | EUn-w15-v03-WCChlrBase-mNE-HVAC-Proto.pd2 | EUn-w15-v03-WCChlrBase-mNE-HVAC-Proto | EUn-w15-v03 | California (Title 24) | Blythe Area (CZ15) | Palm Springs | 999839 | 3537.27 | 95.1144 | 0 | 0 | 0 | 0 | 1701.12 | 1751.95 | 0 | 4836.54 | 0 | 2779.29 | 14701.3 | 0 | 0 | 0 | 1955.38 | 0 | 4638.66 | 0 | 0 | 0 | 100.114 | 0 | 0 | 6694.15 | 1725.99 | 95.5288 | 0 | 0 | 0 | 0 | 444.851 | 357.663 | 0 | 1325.54 | 0 | 847.51 | 4797.08 | 0 | 0 | 0 | 5330.83 | 0 | 1746.14 | 0 | 0 | 0 | 6.8382 | 0 | 0 | 7083.81 | 33373.9 | 2727.67 | - | - | - | - | 0 | 0 | 24549 | 0 | 0 | 0 | 0 | 0 | 0 | 0 | 0 | 24549 | EUn | 03
07/27/18 @ 01:05 | EUn-w16-v03-WCChlrBase-mNE-HVAC-Proto.pd2 | EUn-w16-v03-WCChlrBase-mNE-HVAC-Proto | EUn-w16-v03 | California (Title 24) | Mount Shasta Area (CZ16) | Blue Canyon AP | 999839 | 1074.16 | 13.8304 | 0 | 0 | 0 | 0 | 1514.35 | 1094.58 | 0 | 4836.54 | 0 | 2779.29 | 11312.8 | 0 | 0 | 0 | 14971.8 | 0 | 6659.56 | 0 | 0 | 0 | 100.114 | 0 | 0 | 21731.5 | 827.297 | 16.8994 | 0 | 0 | 0 | 0 | 431.565 | 240.121 | 0 | 1325.54 | 0 | 847.51 | 3688.94 | 0 | 0 | 0 | 16612.8 | 0 | 573.114 | 0 | 0 | 0 | 9.2828 | 0 | 0 | 17195.2 | 17186.6 | 1838.22 | - | - | - | - | 0 | 0 | 16544 | 0 | 0 | 0 | 0 | 0 | 0 | 0 | 0 | 16544 | EUn | 03
07/27/18 @ 01:05 | EUn-w01-v07-WCChlrBase-mNE-HVAC-Proto.pd2 | EUn-w01-v07-WCChlrBase-mNE-HVAC-Proto | EUn-w01-v07 | California (Title 24) | Arcata Area (CZ01) | Arcata | 999839 | 479.256 | 2.5597 | 0 | 0 | 0 | 0 | 1380.36 | 341.765 | 0 | 4637.29 | 0 | 2742.11 | 9583.33 | 0 | 0 | 0 | 11220.5 | 0 | 6668.14 | 0 | 0 | 0 | 100.114 | 0 | 0 | 17988.7 | 808.551 | 19.3167 | 0 | 0 | 0 | 0 | 357.217 | 169.73 | 0 | 1246.14 | 0 | 817.349 | 3418.31 | 0 | 0 | 0 | 10012.8 | 0 | 249.867 | 0 | 0 | 0 | 13.984 | 0 | 0 | 10276.7 | 16329.1 | 2590.33 | - | - | - | - | 0 | 0 | 23313 | 0 | 0 | 0 | 0 | 0 | 0 | 0 | 0 | 23313 | EUn | 07
07/27/18 @ 01:05 | EUn-w02-v07-WCChlrBase-mNE-HVAC-Proto.pd2 | EUn-w02-v07-WCChlrBase-mNE-HVAC-Proto | EUn-w02-v07 | California (Title 24) | Santa Rosa Area (CZ02) | Santa Rosa | 999839 | 1467.67 | 26.4803 | 0 | 0 | 0 | 0 | 1453.69 | 697.461 | 0 | 4637.29 | 0 | 2742.11 | 11024.7 | 0 | 0 | 0 | 8677.24 | 0 | 6172.03 | 0 | 0 | 0 | 100.114 | 0 | 0 | 14949.4 | 1533.8 | 84.6128 | 0 | 0 | 0 | 0 | 368.535 | 296.728 | 0 | 1246.14 | 0 | 817.349 | 4347.17 | 0 | 0 | 0 | 13448 | 0 | 650.107 | 0 | 0 | 0 | 20.5145 | 0 | 0 | 14118.6 | 30032.5 | 2374 | - | - | - | - | 0 | 0 | 21366 | 0 | 0 | 0 | 0 | 0 | 0 | 0 | 0 | 21366 | EUn | 07
07/27/18 @ 01:06 | EUn-w03-v07-WCChlrBase-mNE-HVAC-Proto.pd2 | EUn-w03-v07-WCChlrBase-mNE-HVAC-Proto | EUn-w03-v07 | California (Title 24) | Oakland Area (CZ03) | Oakland AP | 999839 | 1030.67 | 14.9163 | 0 | 0 | 0 | 0 | 1470.23 | 508.995 | 0 | 4637.29 | 0 | 2742.11 | 10404.2 | 0 | 0 | 0 | 8205.49 | 0 | 6187.17 | 0 | 0 | 0 | 100.114 | 0 | 0 | 14492.8 | 1077.09 | 27.863 | 0 | 0 | 0 | 0 | 380.378 | 200.615 | 0 | 1246.14 | 0 | 817.349 | 3749.44 | 0 | 0 | 0 | 13514.7 | 0 | 643.745 | 0 | 0 | 0 | 20.5145 | 0 | 0 | 14179 | 20932.4 | 1325.78 | - | - | - | - | 0 | 0 | 11932 | 0 | 0 | 0 | 0 | 0 | 0 | 0 | 0 | 11932 | EUn | 07
07/27/18 @ 01:06 | EUn-w04-v07-WCChlrBase-mNE-HVAC-Proto.pd2 | EUn-w04-v07-WCChlrBase-mNE-HVAC-Proto | EUn-w04-v07 | California (Title 24) | Sunnyvale Area (CZ04) | San Jose | 999839 | 1565.7 | 30.3966 | 0 | 0 | 0 | 0 | 1523.95 | 637.807 | 0 | 4637.29 | 0 | 2742.11 | 11137.2 | 0 | 0 | 0 | 6762.3 | 0 | 5982.79 | 0 | 0 | 0 | 100.114 | 0 | 0 | 12845.2 | 1278.69 | 34.9208 | 0 | 0 | 0 | 0 | 417.68 | 234.632 | 0 | 1271.08 | 0 | 835.674 | 4072.68 | 0 | 0 | 0 | 13171.2 | 0 | 633.084 | 0 | 0 | 0 | 20.5145 | 0 | 0 | 13824.8 | 24521.1 | 1625.89 | - | - | - | - | 0 | 0 | 14633 | 0 | 0 | 0 | 0 | 0 | 0 | 0 | 0 | 14633 | EUn | 07
07/27/18 @ 01:06 | EUn-w05-v07-WCChlrBase-mNE-HVAC-Proto.pd2 | EUn-w05-v07-WCChlrBase-mNE-HVAC-Proto | EUn-w05-v07 | California (Title 24) | Santa Maria Area (CZ05) | Santa Maria AP | 999839 | 981.798 | 14.9385 | 0 | 0 | 0 | 0 | 1473.6 | 449.571 | 0 | 4637.29 | 0 | 2742.11 | 10299.3 | 0 | 0 | 0 | 8158.77 | 0 | 6289.32 | 0 | 0 | 0 | 100.114 | 0 | 0 | 14548.2 | 851.803 | 19.9851 | 0 | 0 | 0 | 0 | 377.09 | 176.698 | 0 | 1271.08 | 0 | 835.674 | 3532.33 | 0 | 0 | 0 | 11052.3 | 0 | 650.804 | 0 | 0 | 0 | 20.5145 | 0 | 0 | 11723.6 | 17480 | 2759.67 | - | - | - | - | 0 | 0 | 24837 | 0 | 0 | 0 | 0 | 0 | 0 | 0 | 0 | 24837 | EUn | 07
07/27/18 @ 01:07 | EUn-w06-v07-WCChlrBase-mNE-HVAC-Proto.pd2 | EUn-w06-v07-WCChlrBase-mNE-HVAC-Proto | EUn-w06-v07 | California (Title 24) | Los Angeles Area (CZ06) | Torrance | 999839 | 1880.82 | 41.4316 | 0 | 0 | 0 | 0 | 1559.68 | 696.429 | 0 | 4637.29 | 0 | 2742.11 | 11557.8 | 0 | 0 | 0 | 4059.89 | 0 | 5786.56 | 0 | 0 | 0 | 100.114 | 0 | 0 | 9946.56 | 1221.79 | 33.5011 | 0 | 0 | 0 | 0 | 410.818 | 235.347 | 0 | 1271.08 | 0 | 835.674 | 4008.21 | 0 | 0 | 0 | 9582.64 | 0 | 570.104 | 0 | 0 | 0 | 20.5145 | 0 | 0 | 10173.3 | 24806 | 2264.11 | - | - | - | - | 0 | 0 | 20377 | 0 | 0 | 0 | 0 | 0 | 0 | 0 | 0 | 20377 | EUn | 07
07/27/18 @ 01:07 | EUn-w07-v07-WCChlrBase-mNE-HVAC-Proto.pd2 | EUn-w07-v07-WCChlrBase-mNE-HVAC-Proto | EUn-w07-v07 | California (Title 24) | San Diego Area (CZ07) | San Diego AP | 999839 | 1758.53 | 36.2965 | 0 | 0 | 0 | 0 | 1555.08 | 665.516 | 0 | 4637.29 | 0 | 2742.11 | 11394.8 | 0 | 0 | 0 | 2887.4 | 0 | 5717.52 | 0 | 0 | 0 | 100.114 | 0 | 0 | 8705.03 | 1194.28 | 31.7962 | 0 | 0 | 0 | 0 | 394.534 | 224.545 | 0 | 1271.08 | 0 | 835.674 | 3951.91 | 0 | 0 | 0 | 7105.42 | 0 | 594.126 | 0 | 0 | 0 | 20.5145 | 0 | 0 | 7720.06 | 23437.2 | 3628.33 | - | - | - | - | 0 | 0 | 32655 | 0 | 0 | 0 | 0 | 0 | 0 | 0 | 0 | 32655 | EUn | 07
07/27/18 @ 01:07 | EUn-w08-v07-WCChlrBase-mNE-HVAC-Proto.pd2 | EUn-w08-v07-WCChlrBase-mNE-HVAC-Proto | EUn-w08-v07 | California (Title 24) | El Toro Area (CZ08) | Fullerton | 999839 | 2138.74 | 47.5954 | 0 | 0 | 0 | 0 | 1571.26 | 787.763 | 0 | 4637.29 | 0 | 2742.11 | 11924.7 | 0 | 0 | 0 | 3635.18 | 0 | 5619.81 | 0 | 0 | 0 | 100.114 | 0 | 0 | 9355.1 | 1431.59 | 53.7462 | 0 | 0 | 0 | 0 | 387.598 | 279.335 | 0 | 1271.08 | 0 | 835.674 | 4259.03 | 0 | 0 | 0 | 8139.91 | 0 | 552.391 | 0 | 0 | 0 | 20.5145 | 0 | 0 | 8712.81 | 27620.4 | 4036.11 | - | - | - | - | 0 | 0 | 36325 | 0 | 0 | 0 | 0 | 0 | 0 | 0 | 0 | 36325 | EUn | 07
07/27/18 @ 01:08 | EUn-w09-v07-WCChlrBase-mNE-HVAC-Proto.pd2 | EUn-w09-v07-WCChlrBase-mNE-HVAC-Proto | EUn-w09-v07 | California (Title 24) | Pasadena Area (CZ09) | Burbank AP | 999839 | 2374.64 | 53.3571 | 0 | 0 | 0 | 0 | 1589.08 | 932.881 | 0 | 4637.29 | 0 | 2742.11 | 12329.4 | 0 | 0 | 0 | 4153.57 | 0 | 5615.74 | 0 | 0 | 0 | 100.114 | 0 | 0 | 9869.43 | 1724.92 | 94.4439 | 0 | 0 | 0 | 0 | 446.848 | 339.728 | 0 | 1271.08 | 0 | 835.674 | 4712.7 | 0 | 0 | 0 | 9899.07 | 0 | 608.081 | 0 | 0 | 0 | 20.5145 | 0 | 0 | 10527.7 | 33909.4 | 2354 | - | - | - | - | 0 | 0 | 21186 | 0 | 0 | 0 | 0 | 0 | 0 | 0 | 0 | 21186 | EUn | 07
07/27/18 @ 01:08 | EUn-w10-v07-WCChlrBase-mNE-HVAC-Proto.pd2 | EUn-w10-v07-WCChlrBase-mNE-HVAC-Proto | EUn-w10-v07 | California (Title 24) | San Bernardino Area (CZ10) | Riverside FS 3 | 999839 | 2135.29 | 46.9664 | 0 | 0 | 0 | 0 | 1527.76 | 792.823 | 0 | 4637.29 | 0 | 2742.11 | 11882.2 | 0 | 0 | 0 | 4128.96 | 0 | 5590.22 | 0 | 0 | 0 | 100.114 | 0 | 0 | 9819.3 | 1477.63 | 63.6189 | 0 | 0 | 0 | 0 | 414.354 | 289.026 | 0 | 1271.08 | 0 | 835.674 | 4351.39 | 0 | 0 | 0 | 8547.63 | 0 | 1050.41 | 0 | 0 | 0 | 20.5145 | 0 | 0 | 9618.55 | 28670.9 | 3024.56 | - | - | - | - | 0 | 0 | 27221 | 0 | 0 | 0 | 0 | 0 | 0 | 0 | 0 | 27221 | EUn | 07
07/27/18 @ 01:08 | EUn-w11-v07-WCChlrBase-mNE-HVAC-Proto.pd2 | EUn-w11-v07-WCChlrBase-mNE-HVAC-Proto | EUn-w11-v07 | California (Title 24) | Red Bluff Area (CZ11) | Red Bluff AP | 999839 | 1963.4 | 43.2171 | 0 | 0 | 0 | 0 | 1527.84 | 726.582 | 0 | 4637.29 | 0 | 2742.11 | 11640.4 | 0 | 0 | 0 | 7992.19 | 0 | 5686.25 | 0 | 0 | 0 | 100.114 | 0 | 0 | 13778.6 | 1347.13 | 37.4399 | 0 | 0 | 0 | 0 | 430.869 | 261.841 | 0 | 1271.08 | 0 | 835.674 | 4184.04 | 0 | 0 | 0 | 17248.2 | 0 | 632.04 | 0 | 0 | 0 | 20.5145 | 0 | 0 | 17900.7 | 28374.2 | 1754.89 | - | - | - | - | 0 | 0 | 15794 | 0 | 0 | 0 | 0 | 0 | 0 | 0 | 0 | 15794 | EUn | 07
07/27/18 @ 01:09 | EUn-w12-v07-WCChlrBase-mNE-HVAC-Proto.pd2 | EUn-w12-v07-WCChlrBase-mNE-HVAC-Proto | EUn-w12-v07 | California (Title 24) | Sacramento Area (CZ12) | Sacramento AP | 999839 | 1695.96 | 36.3432 | 0 | 0 | 0 | 0 | 1496.95 | 652.956 | 0 | 4637.29 | 0 | 2742.11 | 11261.6 | 0 | 0 | 0 | 7235.85 | 0 | 5872.91 | 0 | 0 | 0 | 100.114 | 0 | 0 | 13208.9 | 1326.33 | 43.6056 | 0 | 0 | 0 | 0 | 397.677 | 259.404 | 0 | 1271.08 | 0 | 835.674 | 4133.77 | 0 | 0 | 0 | 12949.7 | 0 | 633.731 | 0 | 0 | 0 | 20.5145 | 0 | 0 | 13603.9 | 25594.2 | 2787.89 | - | - | - | - | 0 | 0 | 25091 | 0 | 0 | 0 | 0 | 0 | 0 | 0 | 0 | 25091 | EUn | 07
07/27/18 @ 01:09 | EUn-w13-v07-WCChlrBase-mNE-HVAC-Proto.pd2 | EUn-w13-v07-WCChlrBase-mNE-HVAC-Proto | EUn-w13-v07 | California (Title 24) | Fresno Area (CZ13) | Fresno AP | 999839 | 2071.04 | 47.4105 | 0 | 0 | 0 | 0 | 1531.6 | 763.408 | 0 | 4637.29 | 0 | 2742.11 | 11792.8 | 0 | 0 | 0 | 7005.35 | 0 | 5609.47 | 0 | 0 | 0 | 100.114 | 0 | 0 | 12714.9 | 1512.1 | 65.2171 | 0 | 0 | 0 | 0 | 415.131 | 294.085 | 0 | 1271.08 | 0 | 835.674 | 4393.29 | 0 | 0 | 0 | 15484 | 0 | 622.284 | 0 | 0 | 0 | 20.5145 | 0 | 0 | 16126.8 | 29243.6 | 609.667 | - | - | - | - | 0 | 0 | 5487 | 0 | 0 | 0 | 0 | 0 | 0 | 0 | 0 | 5487 | EUn | 07
07/27/18 @ 01:09 | EUn-w14-v07-WCChlrBase-mNE-HVAC-Proto.pd2 | EUn-w14-v07-WCChlrBase-mNE-HVAC-Proto | EUn-w14-v07 | California (Title 24) | China Lake Area (CZ14) | Palmdale AP | 999839 | 2211.78 | 43.208 | 0 | 0 | 0 | 0 | 1535.2 | 912.252 | 0 | 4637.29 | 0 | 2742.11 | 12081.8 | 0 | 0 | 0 | 8320.88 | 0 | 5732.62 | 0 | 0 | 0 | 100.114 | 0 | 0 | 14153.6 | 1988.6 | 171.555 | 0 | 0 | 0 | 0 | 393.07 | 347.242 | 0 | 1238.34 | 0 | 817.349 | 4956.16 | 0 | 0 | 0 | 18172.8 | 0 | 1230.33 | 0 | 0 | 0 | 20.5145 | 0 | 0 | 19423.7 | 37922.8 | 2568.89 | - | - | - | - | 0 | 0 | 23120 | 0 | 0 | 0 | 0 | 0 | 0 | 0 | 0 | 23120 | EUn | 07
07/27/18 @ 01:10 | EUn-w15-v07-WCChlrBase-mNE-HVAC-Proto.pd2 | EUn-w15-v07-WCChlrBase-mNE-HVAC-Proto | EUn-w15-v07 | California (Title 24) | Blythe Area (CZ15) | Palm Springs | 999839 | 3348.93 | 90.9408 | 0 | 0 | 0 | 0 | 1656.63 | 1034.1 | 0 | 4637.29 | 0 | 2742.11 | 13510 | 0 | 0 | 0 | 1813.23 | 0 | 4638.68 | 0 | 0 | 0 | 100.114 | 0 | 0 | 6552.02 | 1704.69 | 94.4929 | 0 | 0 | 0 | 0 | 436.403 | 324.716 | 0 | 1271.08 | 0 | 835.674 | 4667.06 | 0 | 0 | 0 | 5437.96 | 0 | 840.968 | 0 | 0 | 0 | 20.5145 | 0 | 0 | 6299.45 | 33113.8 | 2589.33 | - | - | - | - | 0 | 0 | 23304 | 0 | 0 | 0 | 0 | 0 | 0 | 0 | 0 | 23304 | EUn | 07
07/27/18 @ 01:10 | EUn-w16-v07-WCChlrBase-mNE-HVAC-Proto.pd2 | EUn-w16-v07-WCChlrBase-mNE-HVAC-Proto | EUn-w16-v07 | California (Title 24) | Mount Shasta Area (CZ16) | Blue Canyon AP | 999839 | 907.078 | 12.781 | 0 | 0 | 0 | 0 | 1471.07 | 406.621 | 0 | 4637.29 | 0 | 2742.11 | 10176.9 | 0 | 0 | 0 | 15340.7 | 0 | 6659.73 | 0 | 0 | 0 | 100.114 | 0 | 0 | 22100.5 | 819.864 | 16.4601 | 0 | 0 | 0 | 0 | 422.722 | 170.821 | 0 | 1271.08 | 0 | 835.674 | 3536.62 | 0 | 0 | 0 | 17181.8 | 0 | 736.074 | 0 | 0 | 0 | 20.5145 | 0 | 0 | 17938.4 | 16946.1 | 1725.44 | - | - | - | - | 0 | 0 | 15529 | 0 | 0 | 0 | 0 | 0 | 0 | 0 | 0 | 15529 | EUn | 07
07/27/18 @ 01:10 | EUn-w01-v11-WCChlrBase-mNE-HVAC-Proto.pd2 | EUn-w01-v11-WCChlrBase-mNE-HVAC-Proto | EUn-w01-v11 | California (Title 24) | Arcata Area (CZ01) | Arcata | 999839 | 473.277 | 2.503 | 0 | 0 | 0 | 0 | 1367.21 | 334.814 | 0 | 4637.29 | 0 | 2558.97 | 9374.05 | 0 | 0 | 0 | 10927.5 | 0 | 6668.15 | 0 | 0 | 0 | 100.114 | 0 | 0 | 17695.8 | 796.894 | 19.0364 | 0 | 0 | 0 | 0 | 352.146 | 167.288 | 0 | 1246.14 | 0 | 758.831 | 3340.34 | 0 | 0 | 0 | 9469.69 | 0 | 686.5 | 0 | 0 | 0 | 20.5145 | 0 | 0 | 10176.7 | 16091.7 | 2524.33 | - | - | - | - | 0 | 0 | 22719 | 0 | 0 | 0 | 0 | 0 | 0 | 0 | 0 | 22719 | EUn | 11
07/27/18 @ 01:11 | EUn-w02-v11-WCChlrBase-mNE-HVAC-Proto.pd2 | EUn-w02-v11-WCChlrBase-mNE-HVAC-Proto | EUn-w02-v11 | California (Title 24) | Santa Rosa Area (CZ02) | Santa Rosa | 999839 | 1448.72 | 26.0566 | 0 | 0 | 0 | 0 | 1440.41 | 685.077 | 0 | 4637.29 | 0 | 2558.97 | 10796.5 | 0 | 0 | 0 | 7978.65 | 0 | 6172 | 0 | 0 | 0 | 100.114 | 0 | 0 | 14250.8 | 1513.3 | 83.662 | 0 | 0 | 0 | 0 | 361.826 | 292.282 | 0 | 1246.14 | 0 | 758.831 | 4256.04 | 0 | 0 | 0 | 10992.4 | 0 | 650.054 | 0 | 0 | 0 | 20.5145 | 0 | 0 | 11663 | 29652.3 | 2323.56 | - | - | - | - | 0 | 0 | 20912 | 0 | 0 | 0 | 0 | 0 | 0 | 0 | 0 | 20912 | EUn | 11
07/27/18 @ 01:11 | EUn-w03-v11-WCChlrBase-mNE-HVAC-Proto.pd2 | EUn-w03-v11-WCChlrBase-mNE-HVAC-Proto | EUn-w03-v11 | California (Title 24) | Oakland Area (CZ03) | Oakland AP | 999839 | 1017.14 | 14.7566 | 0 | 0 | 0 | 0 | 1460.42 | 496.714 | 0 | 4637.29 | 0 | 2558.97 | 10185.3 | 0 | 0 | 0 | 7558.72 | 0 | 6187.13 | 0 | 0 | 0 | 100.114 | 0 | 0 | 13846 | 1060.19 | 27.4075 | 0 | 0 | 0 | 0 | 373.712 | 197.108 | 0 | 1246.14 | 0 | 758.831 | 3663.39 | 0 | 0 | 0 | 12539.7 | 0 | 643.706 | 0 | 0 | 0 | 20.5145 | 0 | 0 | 13203.9 | 20590 | 1302.33 | - | - | - | - | 0 | 0 | 11721 | 0 | 0 | 0 | 0 | 0 | 0 | 0 | 0 | 11721 | EUn | 11
07/27/18 @ 01:11 | EUn-w04-v11-WCChlrBase-mNE-HVAC-Proto.pd2 | EUn-w04-v11-WCChlrBase-mNE-HVAC-Proto | EUn-w04-v11 | California (Title 24) | Sunnyvale Area (CZ04) | San Jose | 999839 | 1543.95 | 29.9238 | 0 | 0 | 0 | 0 | 1510.68 | 623.742 | 0 | 4637.29 | 0 | 2558.97 | 10904.5 | 0 | 0 | 0 | 6160.1 | 0 | 5982.77 | 0 | 0 | 0 | 100.114 | 0 | 0 | 12243 | 1257.99 | 34.3194 | 0 | 0 | 0 | 0 | 409.212 | 230.133 | 0 | 1271.08 | 0 | 774.72 | 3977.46 | 0 | 0 | 0 | 12020.6 | 0 | 633.051 | 0 | 0 | 0 | 20.5145 | 0 | 0 | 12674.2 | 24096.7 | 1594.89 | - | - | - | - | 0 | 0 | 14354 | 0 | 0 | 0 | 0 | 0 | 0 | 0 | 0 | 14354 | EUn | 11
07/27/18 @ 01:12 | EUn-w05-v11-WCChlrBase-mNE-HVAC-Proto.pd2 | EUn-w05-v11-WCChlrBase-mNE-HVAC-Proto | EUn-w05-v11 | California (Title 24) | Santa Maria Area (CZ05) | Santa Maria AP | 999839 | 969.318 | 14.7635 | 0 | 0 | 0 | 0 | 1462.94 | 437.871 | 0 | 4637.29 | 0 | 2558.97 | 10081.1 | 0 | 0 | 0 | 7470.87 | 0 | 6289.3 | 0 | 0 | 0 | 100.114 | 0 | 0 | 13860.3 | 839.521 | 19.6867 | 0 | 0 | 0 | 0 | 371.938 | 173.764 | 0 | 1271.08 | 0 | 774.72 | 3450.71 | 0 | 0 | 0 | 9967.18 | 0 | 604.435 | 0 | 0 | 0 | 20.5145 | 0 | 0 | 10592.1 | 17246.8 | 2700.78 | - | - | - | - | 0 | 0 | 24307 | 0 | 0 | 0 | 0 | 0 | 0 | 0 | 0 | 24307 | EUn | 11
07/27/18 @ 01:12 | EUn-w06-v11-WCChlrBase-mNE-HVAC-Proto.pd2 | EUn-w06-v11-WCChlrBase-mNE-HVAC-Proto | EUn-w06-v11 | California (Title 24) | Los Angeles Area (CZ06) | Torrance | 999839 | 1854.1 | 40.7603 | 0 | 0 | 0 | 0 | 1546.89 | 682.468 | 0 | 4637.29 | 0 | 2558.97 | 11320.5 | 0 | 0 | 0 | 3684.92 | 0 | 5786.59 | 0 | 0 | 0 | 100.114 | 0 | 0 | 9571.62 | 1203.31 | 33.0025 | 0 | 0 | 0 | 0 | 403.824 | 232.017 | 0 | 1271.08 | 0 | 774.72 | 3917.95 | 0 | 0 | 0 | 9293.05 | 0 | 570.102 | 0 | 0 | 0 | 20.5145 | 0 | 0 | 9883.66 | 24441.7 | 2219.44 | - | - | - | - | 0 | 0 | 19975 | 0 | 0 | 0 | 0 | 0 | 0 | 0 | 0 | 19975 | EUn | 11
07/27/18 @ 01:12 | EUn-w07-v11-WCChlrBase-mNE-HVAC-Proto.pd2 | EUn-w07-v11-WCChlrBase-mNE-HVAC-Proto | EUn-w07-v11 | California (Title 24) | San Diego Area (CZ07) | San Diego AP | 999839 | 1735.06 | 35.7296 | 0 | 0 | 0 | 0 | 1543.29 | 653.238 | 0 | 4637.29 | 0 | 2558.97 | 11163.6 | 0 | 0 | 0 | 2639.32 | 0 | 5717.54 | 0 | 0 | 0 | 100.114 | 0 | 0 | 8456.97 | 1175.06 | 31.2965 | 0 | 0 | 0 | 0 | 387.59 | 221.419 | 0 | 1271.08 | 0 | 774.72 | 3861.17 | 0 | 0 | 0 | 7718.49 | 0 | 602.67 | 0 | 0 | 0 | 20.5145 | 0 | 0 | 8341.67 | 23069 | 3542 | - | - | - | - | 0 | 0 | 31878 | 0 | 0 | 0 | 0 | 0 | 0 | 0 | 0 | 31878 | EUn | 11
07/27/18 @ 01:13 | EUn-w08-v11-WCChlrBase-mNE-HVAC-Proto.pd2 | EUn-w08-v11-WCChlrBase-mNE-HVAC-Proto | EUn-w08-v11 | California (Title 24) | El Toro Area (CZ08) | Fullerton | 999839 | 2107.13 | 46.7626 | 0 | 0 | 0 | 0 | 1558.76 | 770.948 | 0 | 4637.29 | 0 | 2558.97 | 11679.8 | 0 | 0 | 0 | 3093.94 | 0 | 5619.83 | 0 | 0 | 0 | 100.114 | 0 | 0 | 8813.89 | 1405.08 | 52.8997 | 0 | 0 | 0 | 0 | 379.848 | 275.785 | 0 | 1271.08 | 0 | 774.72 | 4159.41 | 0 | 0 | 0 | 9057.78 | 0 | 552.411 | 0 | 0 | 0 | 20.5145 | 0 | 0 | 9630.71 | 27145.1 | 3940 | - | - | - | - | 0 | 0 | 35460 | 0 | 0 | 0 | 0 | 0 | 0 | 0 | 0 | 35460 | EUn | 11
07/27/18 @ 01:13 | EUn-w09-v11-WCChlrBase-mNE-HVAC-Proto.pd2 | EUn-w09-v11-WCChlrBase-mNE-HVAC-Proto | EUn-w09-v11 | California (Title 24) | Pasadena Area (CZ09) | Burbank AP | 999839 | 2338.11 | 52.389 | 0 | 0 | 0 | 0 | 1574.33 | 911.707 | 0 | 4637.29 | 0 | 2558.97 | 12072.8 | 0 | 0 | 0 | 3599.88 | 0 | 5615.73 | 0 | 0 | 0 | 100.114 | 0 | 0 | 9315.73 | 1722.64 | 109.466 | 0 | 0 | 0 | 0 | 425.348 | 334.41 | 0 | 1246.14 | 0 | 758.831 | 4596.83 | 0 | 0 | 0 | 9519.21 | 0 | 607.067 | 0 | 0 | 0 | 20.5145 | 0 | 0 | 10146.8 | 33298 | 2285.44 | - | - | - | - | 0 | 0 | 20569 | 0 | 0 | 0 | 0 | 0 | 0 | 0 | 0 | 20569 | EUn | 11
07/27/18 @ 01:13 | EUn-w10-v11-WCChlrBase-mNE-HVAC-Proto.pd2 | EUn-w10-v11-WCChlrBase-mNE-HVAC-Proto | EUn-w10-v11 | California (Title 24) | San Bernardino Area (CZ10) | Riverside FS 3 | 999839 | 2103.44 | 46.144 | 0 | 0 | 0 | 0 | 1514.16 | 778.082 | 0 | 4637.29 | 0 | 2558.97 | 11638.1 | 0 | 0 | 0 | 3751.69 | 0 | 5590.21 | 0 | 0 | 0 | 100.114 | 0 | 0 | 9442.01 | 1447.37 | 62.5829 | 0 | 0 | 0 | 0 | 403.278 | 284.308 | 0 | 1271.08 | 0 | 774.72 | 4243.34 | 0 | 0 | 0 | 9409.92 | 0 | 611.488 | 0 | 0 | 0 | 20.5145 | 0 | 0 | 10041.9 | 28116.8 | 2932.67 | - | - | - | - | 0 | 0 | 26394 | 0 | 0 | 0 | 0 | 0 | 0 | 0 | 0 | 26394 | EUn | 11
07/27/18 @ 01:14 | EUn-w11-v11-WCChlrBase-mNE-HVAC-Proto.pd2 | EUn-w11-v11-WCChlrBase-mNE-HVAC-Proto | EUn-w11-v11 | California (Title 24) | Red Bluff Area (CZ11) | Red Bluff AP | 999839 | 1932.45 | 42.3213 | 0 | 0 | 0 | 0 | 1508.08 | 714.672 | 0 | 4637.29 | 0 | 2558.97 | 11393.8 | 0 | 0 | 0 | 7102.63 | 0 | 5686.21 | 0 | 0 | 0 | 100.114 | 0 | 0 | 12889 | 1321.15 | 36.7727 | 0 | 0 | 0 | 0 | 419.371 | 257.459 | 0 | 1271.08 | 0 | 774.72 | 4080.55 | 0 | 0 | 0 | 15198.1 | 0 | 631.969 | 0 | 0 | 0 | 20.5145 | 0 | 0 | 15850.6 | 27894.6 | 1718.33 | - | - | - | - | 0 | 0 | 15465 | 0 | 0 | 0 | 0 | 0 | 0 | 0 | 0 | 15465 | EUn | 11
07/27/18 @ 01:14 | EUn-w12-v11-WCChlrBase-mNE-HVAC-Proto.pd2 | EUn-w12-v11-WCChlrBase-mNE-HVAC-Proto | EUn-w12-v11 | California (Title 24) | Sacramento Area (CZ12) | Sacramento AP | 999839 | 1667.95 | 35.6512 | 0 | 0 | 0 | 0 | 1479.16 | 636.727 | 0 | 4637.29 | 0 | 2558.97 | 11015.7 | 0 | 0 | 0 | 6566.27 | 0 | 5872.87 | 0 | 0 | 0 | 100.114 | 0 | 0 | 12539.3 | 1298.18 | 42.7689 | 0 | 0 | 0 | 0 | 387.992 | 255.108 | 0 | 1271.08 | 0 | 774.72 | 4029.85 | 0 | 0 | 0 | 10377.3 | 0 | 633.663 | 0 | 0 | 0 | 20.5145 | 0 | 0 | 11031.5 | 25094.9 | 2725.11 | - | - | - | - | 0 | 0 | 24526 | 0 | 0 | 0 | 0 | 0 | 0 | 0 | 0 | 24526 | EUn | 11
07/27/18 @ 01:14 | EUn-w13-v11-WCChlrBase-mNE-HVAC-Proto.pd2 | EUn-w13-v11-WCChlrBase-mNE-HVAC-Proto | EUn-w13-v11 | California (Title 24) | Fresno Area (CZ13) | Fresno AP | 999839 | 2029.89 | 46.4003 | 0 | 0 | 0 | 0 | 1510.73 | 742.304 | 0 | 4637.29 | 0 | 2558.97 | 11525.6 | 0 | 0 | 0 | 6346.54 | 0 | 5609.42 | 0 | 0 | 0 | 100.114 | 0 | 0 | 12056.1 | 1482.57 | 64.1487 | 0 | 0 | 0 | 0 | 404.598 | 288.854 | 0 | 1271.08 | 0 | 774.72 | 4285.97 | 0 | 0 | 0 | 12238.3 | 0 | 622.201 | 0 | 0 | 0 | 20.5145 | 0 | 0 | 12881 | 28728.5 | 577.556 | - | - | - | - | 0 | 0 | 5198 | 0 | 0 | 0 | 0 | 0 | 0 | 0 | 0 | 5198 | EUn | 11
07/27/18 @ 01:15 | EUn-w14-v11-WCChlrBase-mNE-HVAC-Proto.pd2 | EUn-w14-v11-WCChlrBase-mNE-HVAC-Proto | EUn-w14-v11 | California (Title 24) | China Lake Area (CZ14) | Palmdale AP | 999839 | 2183.91 | 42.3994 | 0 | 0 | 0 | 0 | 1515.95 | 901.446 | 0 | 4637.29 | 0 | 2558.97 | 11839.9 | 0 | 0 | 0 | 7530.4 | 0 | 5732.57 | 0 | 0 | 0 | 100.114 | 0 | 0 | 13363.1 | 1960.25 | 169.207 | 0 | 0 | 0 | 0 | 383.14 | 342.067 | 0 | 1238.34 | 0 | 758.831 | 4851.83 | 0 | 0 | 0 | 17296.3 | 0 | 1144.46 | 0 | 0 | 0 | 20.5145 | 0 | 0 | 18461.3 | 37411.9 | 2512.33 | - | - | - | - | 0 | 0 | 22611 | 0 | 0 | 0 | 0 | 0 | 0 | 0 | 0 | 22611 | EUn | 11
07/27/18 @ 01:15 | EUn-w15-v11-WCChlrBase-mNE-HVAC-Proto.pd2 | EUn-w15-v11-WCChlrBase-mNE-HVAC-Proto | EUn-w15-v11 | California (Title 24) | Blythe Area (CZ15) | Palm Springs | 999839 | 3282.93 | 88.8482 | 0 | 0 | 0 | 0 | 1634.62 | 1013.72 | 0 | 4637.29 | 0 | 2558.97 | 13216.4 | 0 | 0 | 0 | 1615.44 | 0 | 4638.68 | 0 | 0 | 0 | 100.114 | 0 | 0 | 6354.23 | 1673.55 | 93.4565 | 0 | 0 | 0 | 0 | 424.257 | 319.025 | 0 | 1271.08 | 0 | 774.72 | 4556.09 | 0 | 0 | 0 | 8422.25 | 0 | 523.778 | 0 | 0 | 0 | 20.5145 | 0 | 0 | 8966.54 | 32519.5 | 2531.44 | - | - | - | - | 0 | 0 | 22783 | 0 | 0 | 0 | 0 | 0 | 0 | 0 | 0 | 22783 | EUn | 11
07/27/18 @ 01:15 | EUn-w16-v11-WCChlrBase-mNE-HVAC-Proto.pd2 | EUn-w16-v11-WCChlrBase-mNE-HVAC-Proto | EUn-w16-v11 | California (Title 24) | Mount Shasta Area (CZ16) | Blue Canyon AP | 999839 | 908.517 | 12.5637 | 0 | 0 | 0 | 0 | 1450.01 | 410.518 | 0 | 4637.29 | 0 | 2558.97 | 9977.85 | 0 | 0 | 0 | 13977.9 | 0 | 6659.67 | 0 | 0 | 0 | 100.114 | 0 | 0 | 20737.7 | 801.284 | 16.0838 | 0 | 0 | 0 | 0 | 413.641 | 166.874 | 0 | 1271.08 | 0 | 774.72 | 3443.69 | 0 | 0 | 0 | 17126.6 | 0 | 573.133 | 0 | 0 | 0 | 9.2828 | 0 | 0 | 17709 | 16564.6 | 1678.89 | - | - | - | - | 0 | 0 | 15110 | 0 | 0 | 0 | 0 | 0 | 0 | 0 | 0 | 15110 | EUn | 11
07/27/18 @ 01:16 | EUn-w01-v14-WCChlrBase-mNE-HVAC-Proto.pd2 | EUn-w01-v14-WCChlrBase-mNE-HVAC-Proto | EUn-w01-v14 | California (Title 24) | Arcata Area (CZ01) | Arcata | 999839 | 398.322 | 2.2219 | 0 | 0 | 0 | 0 | 1304.02 | 282.151 | 0 | 4637.29 | 0 | 2558.97 | 9182.97 | 0 | 0 | 0 | 11090.1 | 0 | 6668.27 | 0 | 0 | 0 | 100.114 | 0 | 0 | 17858.5 | 754.241 | 17.9872 | 0 | 0 | 0 | 0 | 331.277 | 156.511 | 0 | 1246.14 | 0 | 758.831 | 3264.99 | 0 | 0 | 0 | 9247.9 | 0 | 1333.42 | 0 | 0 | 0 | 20.5145 | 0 | 0 | 10601.8 | 15208.4 | 2510 | - | - | - | - | 0 | 0 | 22590 | 0 | 0 | 0 | 0 | 0 | 0 | 0 | 0 | 22590 | EUn | 14
07/27/18 @ 01:16 | EUn-w02-v14-WCChlrBase-mNE-HVAC-Proto.pd2 | EUn-w02-v14-WCChlrBase-mNE-HVAC-Proto | EUn-w02-v14 | California (Title 24) | Santa Rosa Area (CZ02) | Santa Rosa | 999839 | 1363.45 | 24.7489 | 0 | 0 | 0 | 0 | 1384.6 | 636.222 | 0 | 4637.29 | 0 | 2558.97 | 10605.3 | 0 | 0 | 0 | 8018.75 | 0 | 6172.04 | 0 | 0 | 0 | 100.114 | 0 | 0 | 14290.9 | 1471.51 | 81.8908 | 0 | 0 | 0 | 0 | 343.989 | 278.885 | 0 | 1246.14 | 0 | 758.831 | 4181.25 | 0 | 0 | 0 | 10946.1 | 0 | 650.049 | 0 | 0 | 0 | 20.5145 | 0 | 0 | 11616.6 | 28892.5 | 2280.11 | - | - | - | - | 0 | 0 | 20521 | 0 | 0 | 0 | 0 | 0 | 0 | 0 | 0 | 20521 | EUn | 14
07/27/18 @ 01:16 | EUn-w03-v14-WCChlrBase-mNE-HVAC-Proto.pd2 | EUn-w03-v14-WCChlrBase-mNE-HVAC-Proto | EUn-w03-v14 | California (Title 24) | Oakland Area (CZ03) | Oakland AP | 999839 | 901.949 | 13.3835 | 0 | 0 | 0 | 0 | 1384.8 | 430.418 | 0 | 4637.29 | 0 | 2558.97 | 9926.8 | 0 | 0 | 0 | 7046.39 | 0 | 6187.14 | 0 | 0 | 0 | 100.114 | 0 | 0 | 13333.6 | 986.744 | 25.4892 | 0 | 0 | 0 | 0 | 340.466 | 182.043 | 0 | 1246.14 | 0 | 758.831 | 3539.72 | 0 | 0 | 0 | 9823.47 | 0 | 643.611 | 0 | 0 | 0 | 20.5145 | 0 | 0 | 10487.6 | 19145 | 1260.56 | - | - | - | - | 0 | 0 | 11345 | 0 | 0 | 0 | 0 | 0 | 0 | 0 | 0 | 11345 | EUn | 14
07/27/18 @ 01:17 | EUn-w04-v14-WCChlrBase-mNE-HVAC-Proto.pd2 | EUn-w04-v14-WCChlrBase-mNE-HVAC-Proto | EUn-w04-v14 | California (Title 24) | Sunnyvale Area (CZ04) | San Jose | 999839 | 1370.83 | 26.5847 | 0 | 0 | 0 | 0 | 1420.77 | 551.419 | 0 | 4637.29 | 0 | 2558.97 | 10565.9 | 0 | 0 | 0 | 5646.87 | 0 | 5982.77 | 0 | 0 | 0 | 100.114 | 0 | 0 | 11729.8 | 1164.73 | 31.9315 | 0 | 0 | 0 | 0 | 370.831 | 217.205 | 0 | 1271.08 | 0 | 774.72 | 3830.5 | 0 | 0 | 0 | 9615.16 | 0 | 632.985 | 0 | 0 | 0 | 20.5145 | 0 | 0 | 10268.7 | 22413 | 1510.78 | - | - | - | - | 0 | 0 | 13597 | 0 | 0 | 0 | 0 | 0 | 0 | 0 | 0 | 13597 | EUn | 14
07/27/18 @ 01:17 | EUn-w05-v14-WCChlrBase-mNE-HVAC-Proto.pd2 | EUn-w05-v14-WCChlrBase-mNE-HVAC-Proto | EUn-w05-v14 | California (Title 24) | Santa Maria Area (CZ05) | Santa Maria AP | 999839 | 854.481 | 13.3365 | 0 | 0 | 0 | 0 | 1380.27 | 381.32 | 0 | 4637.29 | 0 | 2558.97 | 9825.66 | 0 | 0 | 0 | 7120.03 | 0 | 6289.28 | 0 | 0 | 0 | 100.114 | 0 | 0 | 13509.4 | 775.032 | 18.3042 | 0 | 0 | 0 | 0 | 344.71 | 161.663 | 0 | 1271.08 | 0 | 774.72 | 3345.51 | 0 | 0 | 0 | 8533.48 | 0 | 650.726 | 0 | 0 | 0 | 20.5145 | 0 | 0 | 9204.72 | 16125.1 | 2642.56 | - | - | - | - | 0 | 0 | 23783 | 0 | 0 | 0 | 0 | 0 | 0 | 0 | 0 | 23783 | EUn | 14
07/27/18 @ 01:17 | EUn-w06-v14-WCChlrBase-mNE-HVAC-Proto.pd2 | EUn-w06-v14-WCChlrBase-mNE-HVAC-Proto | EUn-w06-v14 | California (Title 24) | Los Angeles Area (CZ06) | Torrance | 999839 | 1636.32 | 36.3902 | 0 | 0 | 0 | 0 | 1441.76 | 599.983 | 0 | 4637.29 | 0 | 2558.97 | 10910.7 | 0 | 0 | 0 | 3647.27 | 0 | 5786.64 | 0 | 0 | 0 | 100.114 | 0 | 0 | 9534.02 | 1125.43 | 30.7005 | 0 | 0 | 0 | 0 | 369.584 | 210.249 | 0 | 1271.08 | 0 | 774.72 | 3781.77 | 0 | 0 | 0 | 8381.54 | 0 | 570.1 | 0 | 0 | 0 | 20.5145 | 0 | 0 | 8972.15 | 22776.8 | 2107.56 | - | - | - | - | 0 | 0 | 18968 | 0 | 0 | 0 | 0 | 0 | 0 | 0 | 0 | 18968 | EUn | 14
07/27/18 @ 01:18 | EUn-w07-v14-WCChlrBase-mNE-HVAC-Proto.pd2 | EUn-w07-v14-WCChlrBase-mNE-HVAC-Proto | EUn-w07-v14 | California (Title 24) | San Diego Area (CZ07) | San Diego AP | 999839 | 1539.65 | 32.1852 | 0 | 0 | 0 | 0 | 1436.18 | 577.931 | 0 | 4637.29 | 0 | 2558.97 | 10782.2 | 0 | 0 | 0 | 2623.96 | 0 | 5717.6 | 0 | 0 | 0 | 100.114 | 0 | 0 | 8441.67 | 1111.88 | 29.5019 | 0 | 0 | 0 | 0 | 363.195 | 197.225 | 0 | 1271.08 | 0 | 774.72 | 3747.61 | 0 | 0 | 0 | 6206.5 | 0 | 594.072 | 0 | 0 | 0 | 20.5145 | 0 | 0 | 6821.09 | 21583 | 3414 | - | - | - | - | 0 | 0 | 30726 | 0 | 0 | 0 | 0 | 0 | 0 | 0 | 0 | 30726 | EUn | 14
07/27/18 @ 01:18 | EUn-w08-v14-WCChlrBase-mNE-HVAC-Proto.pd2 | EUn-w08-v14-WCChlrBase-mNE-HVAC-Proto | EUn-w08-v14 | California (Title 24) | El Toro Area (CZ08) | Fullerton | 999839 | 1886.46 | 41.8298 | 0 | 0 | 0 | 0 | 1447.06 | 696.019 | 0 | 4637.29 | 0 | 2558.97 | 11267.6 | 0 | 0 | 0 | 2861.96 | 0 | 5619.88 | 0 | 0 | 0 | 100.114 | 0 | 0 | 8581.95 | 1363.23 | 52.6874 | 0 | 0 | 0 | 0 | 382.486 | 258.949 | 0 | 1271.08 | 0 | 774.72 | 4103.15 | 0 | 0 | 0 | 7056.07 | 0 | 589.92 | 0 | 0 | 0 | 20.5145 | 0 | 0 | 7666.5 | 26469.3 | 3815.89 | - | - | - | - | 0 | 0 | 34343 | 0 | 0 | 0 | 0 | 0 | 0 | 0 | 0 | 34343 | EUn | 14
07/27/18 @ 01:18 | EUn-w09-v14-WCChlrBase-mNE-HVAC-Proto.pd2 | EUn-w09-v14-WCChlrBase-mNE-HVAC-Proto | EUn-w09-v14 | California (Title 24) | Pasadena Area (CZ09) | Burbank AP | 999839 | 2075.34 | 46.2793 | 0 | 0 | 0 | 0 | 1454.95 | 808.651 | 0 | 4637.29 | 0 | 2558.97 | 11581.5 | 0 | 0 | 0 | 3407.86 | 0 | 5615.71 | 0 | 0 | 0 | 100.114 | 0 | 0 | 9123.69 | 1649.93 | 103.499 | 0 | 0 | 0 | 0 | 377.866 | 308.002 | 0 | 1246.14 | 0 | 758.831 | 4444.28 | 0 | 0 | 0 | 7791.05 | 0 | 607.074 | 0 | 0 | 0 | 20.5145 | 0 | 0 | 8418.64 | 31769.4 | 2002.78 | - | - | - | - | 0 | 0 | 18025 | 0 | 0 | 0 | 0 | 0 | 0 | 0 | 0 | 18025 | EUn | 14
07/27/18 @ 01:19 | EUn-w10-v14-WCChlrBase-mNE-HVAC-Proto.pd2 | EUn-w10-v14-WCChlrBase-mNE-HVAC-Proto | EUn-w10-v14 | California (Title 24) | San Bernardino Area (CZ10) | Riverside FS 3 | 999839 | 1987.62 | 43.877 | 0 | 0 | 0 | 0 | 1452.42 | 731.404 | 0 | 4637.29 | 0 | 2558.97 | 11411.6 | 0 | 0 | 0 | 3823.44 | 0 | 5590.22 | 0 | 0 | 0 | 100.114 | 0 | 0 | 9513.77 | 1402.88 | 61.185 | 0 | 0 | 0 | 0 | 382.017 | 274.819 | 0 | 1271.08 | 0 | 774.72 | 4166.7 | 0 | 0 | 0 | 8959.25 | 0 | 611.493 | 0 | 0 | 0 | 20.5145 | 0 | 0 | 9591.26 | 27910.4 | 2818.11 | - | - | - | - | 0 | 0 | 25363 | 0 | 0 | 0 | 0 | 0 | 0 | 0 | 0 | 25363 | EUn | 14
07/27/18 @ 01:19 | EUn-w11-v14-WCChlrBase-mNE-HVAC-Proto.pd2 | EUn-w11-v14-WCChlrBase-mNE-HVAC-Proto | EUn-w11-v14 | California (Title 24) | Red Bluff Area (CZ11) | Red Bluff AP | 999839 | 1815.91 | 40.0177 | 0 | 0 | 0 | 0 | 1444.55 | 655.115 | 0 | 4637.29 | 0 | 2558.97 | 11151.8 | 0 | 0 | 0 | 7058.9 | 0 | 5686.24 | 0 | 0 | 0 | 100.114 | 0 | 0 | 12845.3 | 1278.53 | 35.5603 | 0 | 0 | 0 | 0 | 397.813 | 247.876 | 0 | 1271.08 | 0 | 774.72 | 4005.58 | 0 | 0 | 0 | 14661.4 | 0 | 631.96 | 0 | 0 | 0 | 20.5145 | 0 | 0 | 15313.9 | 26940.4 | 1668.78 | - | - | - | - | 0 | 0 | 15019 | 0 | 0 | 0 | 0 | 0 | 0 | 0 | 0 | 15019 | EUn | 14
07/27/18 @ 01:19 | EUn-w12-v14-WCChlrBase-mNE-HVAC-Proto.pd2 | EUn-w12-v14-WCChlrBase-mNE-HVAC-Proto | EUn-w12-v14 | California (Title 24) | Sacramento Area (CZ12) | Sacramento AP | 999839 | 1558.43 | 33.5863 | 0 | 0 | 0 | 0 | 1420 | 586.852 | 0 | 4637.29 | 0 | 2558.97 | 10795.1 | 0 | 0 | 0 | 6633.85 | 0 | 5872.89 | 0 | 0 | 0 | 100.114 | 0 | 0 | 12606.8 | 1255.46 | 37.3497 | 0 | 0 | 0 | 0 | 369.572 | 246.845 | 0 | 1271.08 | 0 | 774.72 | 3955.03 | 0 | 0 | 0 | 10305.8 | 0 | 633.642 | 0 | 0 | 0 | 20.5145 | 0 | 0 | 10960 | 24359.1 | 2621 | - | - | - | - | 0 | 0 | 23589 | 0 | 0 | 0 | 0 | 0 | 0 | 0 | 0 | 23589 | EUn | 14
07/27/18 @ 01:20 | EUn-w13-v14-WCChlrBase-mNE-HVAC-Proto.pd2 | EUn-w13-v14-WCChlrBase-mNE-HVAC-Proto | EUn-w13-v14 | California (Title 24) | Fresno Area (CZ13) | Fresno AP | 999839 | 1920.06 | 43.9806 | 0 | 0 | 0 | 0 | 1447.32 | 690.169 | 0 | 4637.29 | 0 | 2558.97 | 11297.8 | 0 | 0 | 0 | 6114.57 | 0 | 5609.42 | 0 | 0 | 0 | 100.114 | 0 | 0 | 11824.1 | 1433.91 | 62.7793 | 0 | 0 | 0 | 0 | 384.209 | 275.078 | 0 | 1271.08 | 0 | 774.72 | 4201.77 | 0 | 0 | 0 | 11920.2 | 0 | 622.196 | 0 | 0 | 0 | 20.5145 | 0 | 0 | 12562.9 | 27910.6 | 542.222 | - | - | - | - | 0 | 0 | 4880 | 0 | 0 | 0 | 0 | 0 | 0 | 0 | 0 | 4880 | EUn | 14
07/27/18 @ 01:20 | EUn-w14-v14-WCChlrBase-mNE-HVAC-Proto.pd2 | EUn-w14-v14-WCChlrBase-mNE-HVAC-Proto | EUn-w14-v14 | California (Title 24) | China Lake Area (CZ14) | Palmdale AP | 999839 | 2083.73 | 40.4061 | 0 | 0 | 0 | 0 | 1452.33 | 852.702 | 0 | 4637.29 | 0 | 2558.97 | 11625.4 | 0 | 0 | 0 | 7617.38 | 0 | 5732.6 | 0 | 0 | 0 | 100.114 | 0 | 0 | 13450.1 | 1917.81 | 165.858 | 0 | 0 | 0 | 0 | 363.645 | 328.861 | 0 | 1238.34 | 0 | 758.831 | 4773.34 | 0 | 0 | 0 | 17595.3 | 0 | 1230.31 | 0 | 0 | 0 | 20.5145 | 0 | 0 | 18846.2 | 36707.6 | 2467.22 | - | - | - | - | 0 | 0 | 22205 | 0 | 0 | 0 | 0 | 0 | 0 | 0 | 0 | 22205 | EUn | 14
07/27/18 @ 01:20 | EUn-w15-v14-WCChlrBase-mNE-HVAC-Proto.pd2 | EUn-w15-v14-WCChlrBase-mNE-HVAC-Proto | EUn-w15-v14 | California (Title 24) | Blythe Area (CZ15) | Palm Springs | 999839 | 3152.95 | 85.204 | 0 | 0 | 0 | 0 | 1564.37 | 966.894 | 0 | 4637.29 | 0 | 2558.97 | 12965.7 | 0 | 0 | 0 | 1629.16 | 0 | 4638.7 | 0 | 0 | 0 | 100.114 | 0 | 0 | 6367.98 | 1643.76 | 91.8283 | 0 | 0 | 0 | 0 | 408.324 | 307.143 | 0 | 1271.08 | 0 | 774.72 | 4496.85 | 0 | 0 | 0 | 7886.63 | 0 | 523.782 | 0 | 0 | 0 | 20.5145 | 0 | 0 | 8430.93 | 32053 | 2474.89 | - | - | - | - | 0 | 0 | 22274 | 0 | 0 | 0 | 0 | 0 | 0 | 0 | 0 | 22274 | EUn | 14
07/27/18 @ 01:21 | EUn-w16-v14-WCChlrBase-mNE-HVAC-Proto.pd2 | EUn-w16-v14-WCChlrBase-mNE-HVAC-Proto | EUn-w16-v14 | California (Title 24) | Mount Shasta Area (CZ16) | Blue Canyon AP | 999839 | 792.457 | 11.2711 | 0 | 0 | 0 | 0 | 1363.23 | 356.972 | 0 | 4637.29 | 0 | 2558.97 | 9720.18 | 0 | 0 | 0 | 13695.7 | 0 | 6659.69 | 0 | 0 | 0 | 100.114 | 0 | 0 | 20455.5 | 755.296 | 15.176 | 0 | 0 | 0 | 0 | 387.72 | 156.124 | 0 | 1271.08 | 0 | 774.72 | 3360.12 | 0 | 0 | 0 | 16924.5 | 0 | 573.124 | 0 | 0 | 0 | 9.2828 | 0 | 0 | 17506.9 | 15697.4 | 1595.33 | - | - | - | - | 0 | 0 | 14358 | 0 | 0 | 0 | 0 | 0 | 0 | 0 | 0 | 14358 | EUn | 14

## CHWP_VFD
|  |  | 1 | 2 | 3 | 4 | 5 | 6 | 7 | 8 | 9 | 10 | 11 | 12 | 13 | 14 | 15 | 16 | 17 | 18 | 19 | 20 | 21 | 22 | 23 | 24 | 25 | 26 | 27 | 28 | 29 | 30 | 31 | 32 | 33 | 34 | 35 | 36 | 37 | 38 | 39 | 40 | 41 | 42 | 43 | 44 | 45 | 46 | 47 | 48 | 49 | 50 | 51 | 52 | 53 | 54 | 55 | 56 | 57 | 58 | 59 | 60 | 61 | 62 | 63 | 64 | 65 | 66 | 67 | 68 | 69 | 70 | 71 | 72 | 73 | 74 | 75
[8 empty] | PS-E | PS-E | PS-E | PS-E | PS-E | PS-E | PS-E | PS-E | PS-E | PS-E | PS-E | PS-E | PS-E | PS-E | PS-E | PS-E | PS-E | PS-E | PS-E | PS-E | PS-E | PS-E | PS-E | PS-E | PS-E | PS-E | PS-E | PS-E | PS-E | PS-E | PS-E | PS-E | PS-E | PS-E | PS-E | PS-E | PS-E | PS-E | PS-E | PS-E | PS-E | PS-E | PS-E | PS-E | PS-E | PS-E | PS-E | PS-E | PS-E | PS-E | PS-E | PS-E | SS-D | (calced) | BEPS | BEPS | BEPS | BEPS | ES-E
[8 empty] | Space | Heat | Refrig | Space | Heat Pump | Domestic | Ventilation | Pumps | Exterior | Misc | Task | Ambient |  | Space | Heat | Refrig | Space | Heat Pump | Domestic | Ventilation | Pumps | Exterior | Misc | Task | Ambient |  | Space | Heat | Refrig | Space | Heat Pump | Domestic | Ventilation | Pumps | Exterior | Misc | Task | Ambient |  | Space | Heat | Refrig | Space | Heat Pump | Domestic | Ventilation | Pumps | Exterior | Misc | Task | Ambient |  | Peak Cooling | Multi-hour | Zone Outsd | Plant Ld | Cool Loads | Heat Loads |  | Chilled | [8 empty] | Electric
|  | (data from wizard...) | [5 empty] | Cooling | Reject | Display | Heating | Supplement | Hot Water | Fans | & Aux | Usage | Equip | Lights | Lights | Total | Cooling | Reject | Display | Heating | Supplement | Hot Water | Fans | & Aux | Usage | Equip | Lights | Lights | Total | Cooling | Reject | Display | Heating | Supplement | Hot Water | Fans | & Aux | Usage | Equip | Lights | Lights | Total | Cooling | Reject | Display | Heating | Supplement | Hot Water | Fans | & Aux | Usage | Equip | Lights | Lights | Total | Coil Load | Elec Demand | Thrtlng Rng | Not Met | Not Met | Not Met | Steam | Water | Electric | Natural Gas | LPG | Fuel Oil | Diesel Oil | Coal | Methanol | Other Fuel | Sale | Total
Date & Time of Run | File Name | Name |  | Region | State | City | Sqft | MWh | MWh | MWh | MWh | MWh | MWh | MWh | MWh | MWh | MWh | MWh | MWh | MWh | MBtu | MBtu | MBtu | MBtu | MBtu | MBtu | MBtu | MBtu | MBtu | MBtu | MBtu | MBtu | MBtu | kW | kW | kW | kW | kW | kW | kW | kW | kW | kW | kW | kW | kW | kBtuh | kBtuh | kBtuh | kBtuh | kBtuh | kBtuh | kBtuh | kBtuh | kBtuh | kBtuh | kBtuh | kBtuh | kBtuh | kBtu | kW | % hrs | % hrs | # hrs | # hrs | $ | $ | $ | $ | $ | $ | $ | $ | $ | $ | $ | $ | Bldg | Vintage
07/27/18 @ 01:34 | ECC-w01-v96-WCChlrBase-mNE-HVAC-Proto.pd2 | ECC-w01-v96-WCChlrBase-mNE-HVAC-Proto | ECC-w01-v96 | California (Title 24) | Arcata Area (CZ01) | Arcata | 300046 | 74.2805 | 2.0733 | 0 | 0 | 0 | 0 | 495.56 | 88.11 | 0 | 1372.45 | 0 | 1063.75 | 3096.22 | 0 | 0 | 0 | 4256.32 | 0 | 2396.28 | 0 | 0 | 0 | 32.3231 | 0 | 0 | 6684.92 | 274.337 | 16.1021 | 0 | 0 | 0 | 0 | 128.87 | 65.7531 | 0 | 365.877 | 0 | 345.118 | 1196.06 | 0 | 0 | 0 | 4831.67 | 0 | 942.371 | 0 | 0 | 0 | 9.1052 | 0 | 0 | 5783.15 | 5508.48 | 873.889 | - | - | - | - | 0 | 0 | 7865 | 0 | 0 | 0 | 0 | 0 | 0 | 0 | 0 | 7865 | ECC | 96
07/27/18 @ 01:35 | ECC-w02-v96-WCChlrBase-mNE-HVAC-Proto.pd2 | ECC-w02-v96-WCChlrBase-mNE-HVAC-Proto | ECC-w02-v96 | California (Title 24) | Santa Rosa Area (CZ02) | Santa Rosa | 300046 | 398.663 | 24.279 | 0 | 0 | 0 | 0 | 553.172 | 189.387 | 0 | 1372.45 | 0 | 1063.75 | 3601.7 | 0 | 0 | 0 | 3095 | 0 | 2234.4 | 0 | 0 | 0 | 32.3231 | 0 | 0 | 5361.73 | 588.131 | 45.3409 | 0 | 0 | 0 | 0 | 147.705 | 126.874 | 0 | 365.877 | 0 | 345.118 | 1619.05 | 0 | 0 | 0 | 4800.39 | 0 | 891.384 | 0 | 0 | 0 | 9.1052 | 0 | 0 | 5700.88 | 11362 | 845.111 | - | - | - | - | 0 | 0 | 7606 | 0 | 0 | 0 | 0 | 0 | 0 | 0 | 0 | 7606 | ECC | 96
07/27/18 @ 01:35 | ECC-w03-v96-WCChlrBase-mNE-HVAC-Proto.pd2 | ECC-w03-v96-WCChlrBase-mNE-HVAC-Proto | ECC-w03-v96 | California (Title 24) | Oakland Area (CZ03) | Oakland AP | 300046 | 249.345 | 12.919 | 0 | 0 | 0 | 0 | 535.85 | 136.162 | 0 | 1372.45 | 0 | 1063.75 | 3370.48 | 0 | 0 | 0 | 2660.9 | 0 | 2239.35 | 0 | 0 | 0 | 32.3231 | 0 | 0 | 4932.57 | 388.909 | 24.5749 | 0 | 0 | 0 | 0 | 143.34 | 82.5997 | 0 | 365.877 | 0 | 345.118 | 1350.42 | 0 | 0 | 0 | 4617.44 | 0 | 883.338 | 0 | 0 | 0 | 9.1052 | 0 | 0 | 5509.88 | 7552.91 | 367.444 | - | - | - | - | 0 | 0 | 3307 | 0 | 0 | 0 | 0 | 0 | 0 | 0 | 0 | 3307 | ECC | 96
07/27/18 @ 01:35 | ECC-w04-v96-WCChlrBase-mNE-HVAC-Proto.pd2 | ECC-w04-v96-WCChlrBase-mNE-HVAC-Proto | ECC-w04-v96 | California (Title 24) | Sunnyvale Area (CZ04) | San Jose | 300046 | 438.189 | 25.9466 | 0 | 0 | 0 | 0 | 561.295 | 192.171 | 0 | 1372.45 | 0 | 1063.75 | 3653.79 | 0 | 0 | 0 | 2107.54 | 0 | 2172.65 | 0 | 0 | 0 | 32.3231 | 0 | 0 | 4312.51 | 473.999 | 31.938 | 0 | 0 | 0 | 0 | 162.967 | 100.471 | 0 | 365.877 | 0 | 341.288 | 1476.54 | 0 | 0 | 0 | 4414.54 | 0 | 869.88 | 0 | 0 | 0 | 9.1052 | 0 | 0 | 5293.53 | 9168.18 | 466.889 | - | - | - | - | 0 | 0 | 4202 | 0 | 0 | 0 | 0 | 0 | 0 | 0 | 0 | 4202 | ECC | 96
07/27/18 @ 01:35 | ECC-w05-v96-WCChlrBase-mNE-HVAC-Proto.pd2 | ECC-w05-v96-WCChlrBase-mNE-HVAC-Proto | ECC-w05-v96 | California (Title 24) | Santa Maria Area (CZ05) | Santa Maria AP | 300046 | 250.295 | 12.8601 | 0 | 0 | 0 | 0 | 532.389 | 140.105 | 0 | 1372.45 | 0 | 1063.75 | 3371.84 | 0 | 0 | 0 | 2665.9 | 0 | 2272.58 | 0 | 0 | 0 | 32.3231 | 0 | 0 | 4970.8 | 363.94 | 21.7294 | 0 | 0 | 0 | 0 | 132.618 | 77.2821 | 0 | 377.996 | 0 | 345.118 | 1318.68 | 0 | 0 | 0 | 3751.36 | 0 | 892.151 | 0 | 0 | 0 | 9.1052 | 0 | 0 | 4652.62 | 6922.7 | 943.111 | - | - | - | - | 0 | 0 | 8488 | 0 | 0 | 0 | 0 | 0 | 0 | 0 | 0 | 8488 | ECC | 96
07/27/18 @ 01:36 | ECC-w06-v96-WCChlrBase-mNE-HVAC-Proto.pd2 | ECC-w06-v96-WCChlrBase-mNE-HVAC-Proto | ECC-w06-v96 | California (Title 24) | Los Angeles Area (CZ06) | Torrance | 300046 | 534.214 | 36.0877 | 0 | 0 | 0 | 0 | 561.838 | 211.076 | 0 | 1372.45 | 0 | 1063.75 | 3779.4 | 0 | 0 | 0 | 1100.25 | 0 | 2108.55 | 0 | 0 | 0 | 32.3231 | 0 | 0 | 3241.12 | 503.145 | 35.0473 | 0 | 0 | 0 | 0 | 173.53 | 103.318 | 0 | 381.559 | 0 | 345.118 | 1541.72 | 0 | 0 | 0 | 4597.14 | 0 | 6.398 | 0 | 0 | 0 | 9.1052 | 0 | 0 | 4612.65 | 9789.5 | 735.333 | - | - | - | - | 0 | 0 | 6618 | 0 | 0 | 0 | 0 | 0 | 0 | 0 | 0 | 6618 | ECC | 96
07/27/18 @ 01:36 | ECC-w07-v96-WCChlrBase-mNE-HVAC-Proto.pd2 | ECC-w07-v96-WCChlrBase-mNE-HVAC-Proto | ECC-w07-v96 | California (Title 24) | San Diego Area (CZ07) | San Diego AP | 300046 | 493.891 | 31.3637 | 0 | 0 | 0 | 0 | 560.48 | 199.055 | 0 | 1372.45 | 0 | 1063.75 | 3720.98 | 0 | 0 | 0 | 725.386 | 0 | 2085.96 | 0 | 0 | 0 | 32.3231 | 0 | 0 | 2843.67 | 459.89 | 33.677 | 0 | 0 | 0 | 0 | 154.087 | 95.7801 | 0 | 377.996 | 0 | 345.118 | 1466.55 | 0 | 0 | 0 | 3692.67 | 0 | 6.3058 | 0 | 0 | 0 | 9.1052 | 0 | 0 | 3708.08 | 9021.25 | 1275.22 | - | - | - | - | 0 | 0 | 11477 | 0 | 0 | 0 | 0 | 0 | 0 | 0 | 0 | 11477 | ECC | 96
07/27/18 @ 01:36 | ECC-w08-v96-WCChlrBase-mNE-HVAC-Proto.pd2 | ECC-w08-v96-WCChlrBase-mNE-HVAC-Proto | ECC-w08-v96 | California (Title 24) | El Toro Area (CZ08) | Fullerton | 300046 | 629.14 | 41.9811 | 0 | 0 | 0 | 0 | 566.287 | 237.213 | 0 | 1372.45 | 0 | 1063.75 | 3910.81 | 0 | 0 | 0 | 898.052 | 0 | 2054.12 | 0 | 0 | 0 | 32.3231 | 0 | 0 | 2984.49 | 556.541 | 39.2717 | 0 | 0 | 0 | 0 | 173.584 | 112.395 | 0 | 365.877 | 0 | 341.288 | 1588.96 | 0 | 0 | 0 | 4204.83 | 0 | 6.4487 | 0 | 0 | 0 | 9.1052 | 0 | 0 | 4220.39 | 10546.4 | 1475.67 | - | - | - | - | 0 | 0 | 13281 | 0 | 0 | 0 | 0 | 0 | 0 | 0 | 0 | 13281 | ECC | 96
07/27/18 @ 01:36 | ECC-w09-v96-WCChlrBase-mNE-HVAC-Proto.pd2 | ECC-w09-v96-WCChlrBase-mNE-HVAC-Proto | ECC-w09-v96 | California (Title 24) | Pasadena Area (CZ09) | Burbank AP | 300046 | 701.846 | 46.2523 | 0 | 0 | 0 | 0 | 581.822 | 287.938 | 0 | 1372.45 | 0 | 1063.75 | 4054.05 | 0 | 0 | 0 | 1154.56 | 0 | 2052.86 | 0 | 0 | 0 | 32.3231 | 0 | 0 | 3239.74 | 684.17 | 53.7633 | 0 | 0 | 0 | 0 | 185.845 | 142.366 | 0 | 365.877 | 0 | 345.118 | 1777.14 | 0 | 0 | 0 | 4364.49 | 0 | 6.4273 | 0 | 0 | 0 | 9.1052 | 0 | 0 | 4380.02 | 12968.8 | 824.222 | - | - | - | - | 0 | 0 | 7418 | 0 | 0 | 0 | 0 | 0 | 0 | 0 | 0 | 7418 | ECC | 96
07/27/18 @ 01:37 | ECC-w10-v96-WCChlrBase-mNE-HVAC-Proto.pd2 | ECC-w10-v96-WCChlrBase-mNE-HVAC-Proto | ECC-w10-v96 | California (Title 24) | San Bernardino Area (CZ10) | Riverside FS 3 | 300046 | 691.563 | 45.1011 | 0 | 0 | 0 | 0 | 580.965 | 273.67 | 0 | 1372.45 | 0 | 1063.75 | 4027.49 | 0 | 0 | 0 | 1255.94 | 0 | 2044.49 | 0 | 0 | 0 | 32.3231 | 0 | 0 | 3332.75 | 617.163 | 44.7336 | 0 | 0 | 0 | 0 | 172.805 | 130.782 | 0 | 374.043 | 0 | 345.118 | 1684.64 | 0 | 0 | 0 | 3553.22 | 0 | 823.884 | 0 | 0 | 0 | 9.1052 | 0 | 0 | 4386.21 | 11648.1 | 1168.33 | - | - | - | - | 0 | 0 | 10515 | 0 | 0 | 0 | 0 | 0 | 0 | 0 | 0 | 10515 | ECC | 96
07/27/18 @ 01:37 | ECC-w11-v96-WCChlrBase-mNE-HVAC-Proto.pd2 | ECC-w11-v96-WCChlrBase-mNE-HVAC-Proto | ECC-w11-v96 | California (Title 24) | Red Bluff Area (CZ11) | Red Bluff AP | 300046 | 610.622 | 38.8843 | 0 | 0 | 0 | 0 | 600.313 | 254.358 | 0 | 1372.45 | 0 | 1063.75 | 3940.37 | 0 | 0 | 0 | 3200.44 | 0 | 2075.97 | 0 | 0 | 0 | 32.3231 | 0 | 0 | 5308.73 | 511.985 | 34.2358 | 0 | 0 | 0 | 0 | 190.745 | 114.888 | 0 | 365.877 | 0 | 341.288 | 1559.02 | 0 | 0 | 0 | 5985.28 | 0 | 868.449 | 0 | 0 | 0 | 9.1052 | 0 | 0 | 6862.83 | 11383.7 | 567.333 | - | - | - | - | 0 | 0 | 5106 | 0 | 0 | 0 | 0 | 0 | 0 | 0 | 0 | 5106 | ECC | 96
07/27/18 @ 01:37 | ECC-w12-v96-WCChlrBase-mNE-HVAC-Proto.pd2 | ECC-w12-v96-WCChlrBase-mNE-HVAC-Proto | ECC-w12-v96 | California (Title 24) | Sacramento Area (CZ12) | Sacramento AP | 300046 | 506.837 | 32.1988 | 0 | 0 | 0 | 0 | 568.53 | 214.112 | 0 | 1372.45 | 0 | 1063.75 | 3757.87 | 0 | 0 | 0 | 2887.38 | 0 | 2136.86 | 0 | 0 | 0 | 32.3231 | 0 | 0 | 5056.57 | 509.272 | 34.36 | 0 | 0 | 0 | 0 | 169.58 | 106.646 | 0 | 365.877 | 0 | 341.288 | 1527.02 | 0 | 0 | 0 | 4576.29 | 0 | 870.653 | 0 | 0 | 0 | 9.1052 | 0 | 0 | 5456.05 | 9934.43 | 1001.33 | - | - | - | - | 0 | 0 | 9012 | 0 | 0 | 0 | 0 | 0 | 0 | 0 | 0 | 9012 | ECC | 96
07/27/18 @ 01:37 | ECC-w13-v96-WCChlrBase-mNE-HVAC-Proto.pd2 | ECC-w13-v96-WCChlrBase-mNE-HVAC-Proto | ECC-w13-v96 | California (Title 24) | Fresno Area (CZ13) | Fresno AP | 300046 | 655.233 | 43.9162 | 0 | 0 | 0 | 0 | 601.183 | 267.071 | 0 | 1372.45 | 0 | 1063.75 | 4003.6 | 0 | 0 | 0 | 2821.26 | 0 | 2050.96 | 0 | 0 | 0 | 32.3231 | 0 | 0 | 4904.55 | 599.185 | 43.5648 | 0 | 0 | 0 | 0 | 173.15 | 126.873 | 0 | 365.877 | 0 | 341.288 | 1649.94 | 0 | 0 | 0 | 6539.99 | 0 | 6.6108 | 0 | 0 | 0 | 9.1052 | 0 | 0 | 6555.71 | 11591.4 | 293.889 | - | - | - | - | 0 | 0 | 2645 | 0 | 0 | 0 | 0 | 0 | 0 | 0 | 0 | 2645 | ECC | 96
07/27/18 @ 01:37 | ECC-w14-v96-WCChlrBase-mNE-HVAC-Proto.pd2 | ECC-w14-v96-WCChlrBase-mNE-HVAC-Proto | ECC-w14-v96 | California (Title 24) | China Lake Area (CZ14) | Palmdale AP | 300046 | 674.651 | 39.3577 | 0 | 0 | 0 | 0 | 595.626 | 301.427 | 0 | 1372.45 | 0 | 1063.75 | 4047.25 | 0 | 0 | 0 | 2844.41 | 0 | 2091.03 | 0 | 0 | 0 | 32.3231 | 0 | 0 | 4967.76 | 836.344 | 71.7225 | 0 | 0 | 0 | 0 | 169.419 | 153.367 | 0 | 377.996 | 0 | 345.118 | 1953.97 | 0 | 0 | 0 | 6840.72 | 0 | 875.069 | 0 | 0 | 0 | 9.1052 | 0 | 0 | 7724.89 | 15604.5 | 891.889 | - | - | - | - | 0 | 0 | 8027 | 0 | 0 | 0 | 0 | 0 | 0 | 0 | 0 | 8027 | ECC | 96
07/27/18 @ 01:38 | ECC-w15-v96-WCChlrBase-mNE-HVAC-Proto.pd2 | ECC-w15-v96-WCChlrBase-mNE-HVAC-Proto | ECC-w15-v96 | California (Title 24) | Blythe Area (CZ15) | Palm Springs | 300046 | 1163.78 | 83.167 | 0 | 0 | 0 | 0 | 653.313 | 416.113 | 0 | 1372.45 | 0 | 1063.75 | 4752.56 | 0 | 0 | 0 | 418.41 | 0 | 1733.69 | 0 | 0 | 0 | 32.3231 | 0 | 0 | 2184.42 | 695.076 | 55.3546 | 0 | 0 | 0 | 0 | 189.702 | 143.818 | 0 | 381.559 | 0 | 345.118 | 1810.63 | 0 | 0 | 0 | 3843.3 | 0 | 6.208 | 0 | 0 | 0 | 9.1052 | 0 | 0 | 3858.62 | 13394 | 940.556 | - | - | - | - | 0 | 0 | 8465 | 0 | 0 | 0 | 0 | 0 | 0 | 0 | 0 | 8465 | ECC | 96
07/27/18 @ 01:38 | ECC-w16-v96-WCChlrBase-mNE-HVAC-Proto.pd2 | ECC-w16-v96-WCChlrBase-mNE-HVAC-Proto | ECC-w16-v96 | California (Title 24) | Mount Shasta Area (CZ16) | Blue Canyon AP | 300046 | 230.106 | 10.894 | 0 | 0 | 0 | 0 | 569.48 | 129.492 | 0 | 1372.45 | 0 | 1063.75 | 3376.17 | 0 | 0 | 0 | 5816.2 | 0 | 2393.68 | 0 | 0 | 0 | 32.3231 | 0 | 0 | 8242.21 | 272.531 | 12.4987 | 0 | 0 | 0 | 0 | 191.691 | 70.7705 | 0 | 381.559 | 0 | 345.118 | 1274.17 | 0 | 0 | 0 | 6349.51 | 0 | 1012.53 | 0 | 0 | 0 | 9.1052 | 0 | 0 | 7371.15 | 6476.8 | 561.667 | - | - | - | - | 0 | 0 | 5055 | 0 | 0 | 0 | 0 | 0 | 0 | 0 | 0 | 5055 | ECC | 96
07/27/18 @ 01:38 | ECC-w01-v03-WCChlrBase-mNE-HVAC-Proto.pd2 | ECC-w01-v03-WCChlrBase-mNE-HVAC-Proto | ECC-w01-v03 | California (Title 24) | Arcata Area (CZ01) | Arcata | 300046 | 54.4516 | 0.69714 | 0 | 0 | 0 | 0 | 376.706 | 73.5364 | 0 | 1307.8 | 0 | 918.13 | 2731.32 | 0 | 0 | 0 | 4124.27 | 0 | 2302.29 | 0 | 0 | 0 | 32.3231 | 0 | 0 | 6458.88 | 226.563 | 5.5119 | 0 | 0 | 0 | 0 | 100.838 | 55.2774 | 0 | 348.534 | 0 | 299.63 | 1036.35 | 0 | 0 | 0 | 4683.85 | 0 | 914.63 | 0 | 0 | 0 | 9.1052 | 0 | 0 | 5607.58 | 4575.36 | 777 | - | - | - | - | 0 | 0 | 6993 | 0 | 0 | 0 | 0 | 0 | 0 | 0 | 0 | 6993 | ECC | 03
07/27/18 @ 01:38 | ECC-w02-v03-WCChlrBase-mNE-HVAC-Proto.pd2 | ECC-w02-v03-WCChlrBase-mNE-HVAC-Proto | ECC-w02-v03 | California (Title 24) | Santa Rosa Area (CZ02) | Santa Rosa | 300046 | 295.05 | 7.5078 | 0 | 0 | 0 | 0 | 412.014 | 134.773 | 0 | 1307.8 | 0 | 918.13 | 3075.27 | 0 | 0 | 0 | 2811.49 | 0 | 2144.37 | 0 | 0 | 0 | 32.3231 | 0 | 0 | 4988.18 | 510.172 | 29.6836 | 0 | 0 | 0 | 0 | 111.177 | 107.853 | 0 | 348.534 | 0 | 299.63 | 1407.05 | 0 | 0 | 0 | 5537.28 | 0 | 2.1796 | 0 | 0 | 0 | 9.1052 | 0 | 0 | 5548.57 | 10086.7 | 675 | - | - | - | - | 0 | 0 | 6075 | 0 | 0 | 0 | 0 | 0 | 0 | 0 | 0 | 6075 | ECC | 03
07/27/18 @ 01:39 | ECC-w03-v03-WCChlrBase-mNE-HVAC-Proto.pd2 | ECC-w03-v03-WCChlrBase-mNE-HVAC-Proto | ECC-w03-v03 | California (Title 24) | Oakland Area (CZ03) | Oakland AP | 300046 | 183.155 | 3.9369 | 0 | 0 | 0 | 0 | 399.505 | 106.894 | 0 | 1307.8 | 0 | 918.13 | 2919.42 | 0 | 0 | 0 | 2700.41 | 0 | 2149.2 | 0 | 0 | 0 | 32.3231 | 0 | 0 | 4881.93 | 318.784 | 8.3911 | 0 | 0 | 0 | 0 | 108.489 | 71.2608 | 0 | 348.534 | 0 | 299.63 | 1155.09 | 0 | 0 | 0 | 5607.61 | 0 | 2.1963 | 0 | 0 | 0 | 9.1052 | 0 | 0 | 5618.91 | 6288.59 | 302.444 | - | - | - | - | 0 | 0 | 2722 | 0 | 0 | 0 | 0 | 0 | 0 | 0 | 0 | 2722 | ECC | 03
07/27/18 @ 01:39 | ECC-w04-v03-WCChlrBase-mNE-HVAC-Proto.pd2 | ECC-w04-v03-WCChlrBase-mNE-HVAC-Proto | ECC-w04-v03 | California (Title 24) | Sunnyvale Area (CZ04) | San Jose | 300046 | 328.561 | 8.0681 | 0 | 0 | 0 | 0 | 422.146 | 142.692 | 0 | 1307.8 | 0 | 918.13 | 3127.4 | 0 | 0 | 0 | 2186.46 | 0 | 2084.15 | 0 | 0 | 0 | 32.3231 | 0 | 0 | 4302.93 | 408.653 | 11.2218 | 0 | 0 | 0 | 0 | 120.881 | 86.7557 | 0 | 348.534 | 0 | 295.8 | 1271.84 | 0 | 0 | 0 | 5512.48 | 0 | 2.2099 | 0 | 0 | 0 | 9.1052 | 0 | 0 | 5523.8 | 7922.49 | 389.333 | - | - | - | - | 0 | 0 | 3504 | 0 | 0 | 0 | 0 | 0 | 0 | 0 | 0 | 3504 | ECC | 03
07/27/18 @ 01:39 | ECC-w05-v03-WCChlrBase-mNE-HVAC-Proto.pd2 | ECC-w05-v03-WCChlrBase-mNE-HVAC-Proto | ECC-w05-v03 | California (Title 24) | Santa Maria Area (CZ05) | Santa Maria AP | 300046 | 179.029 | 3.9279 | 0 | 0 | 0 | 0 | 395.372 | 102.601 | 0 | 1307.8 | 0 | 918.13 | 2906.85 | 0 | 0 | 0 | 2706.82 | 0 | 2181.68 | 0 | 0 | 0 | 32.3231 | 0 | 0 | 4920.81 | 291.082 | 7.2658 | 0 | 0 | 0 | 0 | 102.961 | 65.4455 | 0 | 360.201 | 0 | 299.63 | 1126.59 | 0 | 0 | 0 | 4929.45 | 0 | 2.1487 | 0 | 0 | 0 | 9.1052 | 0 | 0 | 4940.7 | 5732.96 | 814.667 | - | - | - | - | 0 | 0 | 7332 | 0 | 0 | 0 | 0 | 0 | 0 | 0 | 0 | 7332 | ECC | 03
07/27/18 @ 01:39 | ECC-w06-v03-WCChlrBase-mNE-HVAC-Proto.pd2 | ECC-w06-v03-WCChlrBase-mNE-HVAC-Proto | ECC-w06-v03 | California (Title 24) | Los Angeles Area (CZ06) | Torrance | 300046 | 413.998 | 11.6245 | 0 | 0 | 0 | 0 | 421.713 | 164.74 | 0 | 1307.8 | 0 | 918.13 | 3238 | 0 | 0 | 0 | 1181.08 | 0 | 2021.66 | 0 | 0 | 0 | 32.3231 | 0 | 0 | 3235.07 | 451.934 | 14.0232 | 0 | 0 | 0 | 0 | 126.354 | 97.0551 | 0 | 363.844 | 0 | 299.63 | 1352.84 | 0 | 0 | 0 | 4737.54 | 0 | 2.1557 | 0 | 0 | 0 | 9.1052 | 0 | 0 | 4748.8 | 8689.58 | 632.222 | - | - | - | - | 0 | 0 | 5690 | 0 | 0 | 0 | 0 | 0 | 0 | 0 | 0 | 5690 | ECC | 03
07/27/18 @ 01:40 | ECC-w07-v03-WCChlrBase-mNE-HVAC-Proto.pd2 | ECC-w07-v03-WCChlrBase-mNE-HVAC-Proto | ECC-w07-v03 | California (Title 24) | San Diego Area (CZ07) | San Diego AP | 300046 | 381.432 | 10.1518 | 0 | 0 | 0 | 0 | 418.566 | 154.414 | 0 | 1307.8 | 0 | 918.13 | 3190.49 | 0 | 0 | 0 | 826.038 | 0 | 1999.63 | 0 | 0 | 0 | 32.3231 | 0 | 0 | 2858 | 427.337 | 16.8443 | 0 | 0 | 0 | 0 | 113.043 | 88.9796 | 0 | 360.201 | 0 | 299.63 | 1306.03 | 0 | 0 | 0 | 3862.26 | 0 | 2.1113 | 0 | 0 | 0 | 9.1052 | 0 | 0 | 3873.48 | 8258.21 | 1100.89 | - | - | - | - | 0 | 0 | 9908 | 0 | 0 | 0 | 0 | 0 | 0 | 0 | 0 | 9908 | ECC | 03
07/27/18 @ 01:40 | ECC-w08-v03-WCChlrBase-mNE-HVAC-Proto.pd2 | ECC-w08-v03-WCChlrBase-mNE-HVAC-Proto | ECC-w08-v03 | California (Title 24) | El Toro Area (CZ08) | Fullerton | 300046 | 478.147 | 13.35 | 0 | 0 | 0 | 0 | 430.488 | 180.701 | 0 | 1307.8 | 0 | 918.13 | 3328.61 | 0 | 0 | 0 | 987.939 | 0 | 1968.55 | 0 | 0 | 0 | 32.3231 | 0 | 0 | 2988.81 | 502.873 | 19.8575 | 0 | 0 | 0 | 0 | 134.022 | 107.887 | 0 | 348.534 | 0 | 295.8 | 1408.97 | 0 | 0 | 0 | 4332.4 | 0 | 2.1675 | 0 | 0 | 0 | 9.1052 | 0 | 0 | 4343.67 | 9667.52 | 1221.89 | - | - | - | - | 0 | 0 | 10997 | 0 | 0 | 0 | 0 | 0 | 0 | 0 | 0 | 10997 | ECC | 03
07/27/18 @ 01:40 | ECC-w09-v03-WCChlrBase-mNE-HVAC-Proto.pd2 | ECC-w09-v03-WCChlrBase-mNE-HVAC-Proto | ECC-w09-v03 | California (Title 24) | Pasadena Area (CZ09) | Burbank AP | 300046 | 535.074 | 14.8233 | 0 | 0 | 0 | 0 | 439.867 | 216.002 | 0 | 1307.8 | 0 | 918.13 | 3431.7 | 0 | 0 | 0 | 1173.43 | 0 | 1967.26 | 0 | 0 | 0 | 32.3231 | 0 | 0 | 3173.01 | 625.305 | 39.5521 | 0 | 0 | 0 | 0 | 140.619 | 131.479 | 0 | 348.534 | 0 | 299.63 | 1585.12 | 0 | 0 | 0 | 3253.69 | 0 | 796.452 | 0 | 0 | 0 | 9.1052 | 0 | 0 | 4059.25 | 12053.2 | 690.333 | - | - | - | - | 0 | 0 | 6213 | 0 | 0 | 0 | 0 | 0 | 0 | 0 | 0 | 6213 | ECC | 03
07/27/18 @ 01:40 | ECC-w10-v03-WCChlrBase-mNE-HVAC-Proto.pd2 | ECC-w10-v03-WCChlrBase-mNE-HVAC-Proto | ECC-w10-v03 | California (Title 24) | San Bernardino Area (CZ10) | Riverside FS 3 | 300046 | 529.795 | 14.312 | 0 | 0 | 0 | 0 | 440.772 | 199.417 | 0 | 1307.8 | 0 | 918.13 | 3410.22 | 0 | 0 | 0 | 1139.77 | 0 | 1959.14 | 0 | 0 | 0 | 32.3231 | 0 | 0 | 3131.24 | 558.345 | 24.9279 | 0 | 0 | 0 | 0 | 138.654 | 116.937 | 0 | 356.435 | 0 | 299.63 | 1494.93 | 0 | 0 | 0 | 3709.11 | 0 | 799.256 | 0 | 0 | 0 | 9.1052 | 0 | 0 | 4517.47 | 10739 | 964.444 | - | - | - | - | 0 | 0 | 8680 | 0 | 0 | 0 | 0 | 0 | 0 | 0 | 0 | 8680 | ECC | 03
07/27/18 @ 01:40 | ECC-w11-v03-WCChlrBase-mNE-HVAC-Proto.pd2 | ECC-w11-v03-WCChlrBase-mNE-HVAC-Proto | ECC-w11-v03 | California (Title 24) | Red Bluff Area (CZ11) | Red Bluff AP | 300046 | 489.702 | 12.6932 | 0 | 0 | 0 | 0 | 455.062 | 189.126 | 0 | 1307.8 | 0 | 918.13 | 3372.51 | 0 | 0 | 0 | 2669.97 | 0 | 1989.87 | 0 | 0 | 0 | 32.3231 | 0 | 0 | 4692.16 | 436.909 | 12.1952 | 0 | 0 | 0 | 0 | 132.479 | 77.6316 | 0 | 348.534 | 0 | 295.8 | 1303.55 | 0 | 0 | 0 | 5678.95 | 0 | 842.477 | 0 | 0 | 0 | 9.1052 | 0 | 0 | 6530.54 | 10145.3 | 469.778 | - | - | - | - | 0 | 0 | 4228 | 0 | 0 | 0 | 0 | 0 | 0 | 0 | 0 | 4228 | ECC | 03
07/27/18 @ 01:41 | ECC-w12-v03-WCChlrBase-mNE-HVAC-Proto.pd2 | ECC-w12-v03-WCChlrBase-mNE-HVAC-Proto | ECC-w12-v03 | California (Title 24) | Sacramento Area (CZ12) | Sacramento AP | 300046 | 403.531 | 10.5646 | 0 | 0 | 0 | 0 | 435.852 | 161.788 | 0 | 1307.8 | 0 | 918.13 | 3237.67 | 0 | 0 | 0 | 2447.61 | 0 | 2049.22 | 0 | 0 | 0 | 32.3231 | 0 | 0 | 4529.15 | 444.838 | 13.4418 | 0 | 0 | 0 | 0 | 120.165 | 100.42 | 0 | 348.534 | 0 | 295.8 | 1323.2 | 0 | 0 | 0 | 5337.06 | 0 | 2.1723 | 0 | 0 | 0 | 9.1052 | 0 | 0 | 5348.34 | 8933.54 | 864.222 | - | - | - | - | 0 | 0 | 7778 | 0 | 0 | 0 | 0 | 0 | 0 | 0 | 0 | 7778 | ECC | 03
07/27/18 @ 01:41 | ECC-w13-v03-WCChlrBase-mNE-HVAC-Proto.pd2 | ECC-w13-v03-WCChlrBase-mNE-HVAC-Proto | ECC-w13-v03 | California (Title 24) | Fresno Area (CZ13) | Fresno AP | 300046 | 525.437 | 14.3279 | 0 | 0 | 0 | 0 | 457.558 | 201.31 | 0 | 1307.8 | 0 | 918.13 | 3424.56 | 0 | 0 | 0 | 2378.24 | 0 | 1965.43 | 0 | 0 | 0 | 32.3231 | 0 | 0 | 4375.99 | 530.269 | 23.1466 | 0 | 0 | 0 | 0 | 128.86 | 116.11 | 0 | 348.534 | 0 | 295.8 | 1442.72 | 0 | 0 | 0 | 6435.85 | 0 | 2.1694 | 0 | 0 | 0 | 9.1052 | 0 | 0 | 6447.12 | 10503 | 189.111 | - | - | - | - | 0 | 0 | 1702 | 0 | 0 | 0 | 0 | 0 | 0 | 0 | 0 | 1702 | ECC | 03
07/27/18 @ 01:41 | ECC-w14-v03-WCChlrBase-mNE-HVAC-Proto.pd2 | ECC-w14-v03-WCChlrBase-mNE-HVAC-Proto | ECC-w14-v03 | California (Title 24) | China Lake Area (CZ14) | Palmdale AP | 300046 | 529.485 | 13.4871 | 0 | 0 | 0 | 0 | 455.56 | 219.313 | 0 | 1307.8 | 0 | 918.13 | 3443.77 | 0 | 0 | 0 | 2792.45 | 0 | 2004.63 | 0 | 0 | 0 | 32.3231 | 0 | 0 | 4829.41 | 783.359 | 65.5643 | 0 | 0 | 0 | 0 | 126.015 | 142.357 | 0 | 360.201 | 0 | 299.63 | 1777.13 | 0 | 0 | 0 | 7184.76 | 0 | 794.221 | 0 | 0 | 0 | 9.1052 | 0 | 0 | 7988.09 | 15005.6 | 783.444 | - | - | - | - | 0 | 0 | 7051 | 0 | 0 | 0 | 0 | 0 | 0 | 0 | 0 | 7051 | ECC | 03
07/27/18 @ 01:41 | ECC-w15-v03-WCChlrBase-mNE-HVAC-Proto.pd2 | ECC-w15-v03-WCChlrBase-mNE-HVAC-Proto | ECC-w15-v03 | California (Title 24) | Blythe Area (CZ15) | Palm Springs | 300046 | 969.748 | 28.6267 | 0 | 0 | 0 | 0 | 511.719 | 325.177 | 0 | 1307.8 | 0 | 918.13 | 4061.2 | 0 | 0 | 0 | 414.144 | 0 | 1656.23 | 0 | 0 | 0 | 32.3231 | 0 | 0 | 2102.7 | 670.087 | 47.8862 | 0 | 0 | 0 | 0 | 141.854 | 135.43 | 0 | 353.802 | 0 | 304.106 | 1653.17 | 0 | 0 | 0 | 3733.6 | 0 | 2.0564 | 0 | 0 | 0 | 9.1052 | 0 | 0 | 3744.77 | 12838.4 | 826.778 | - | - | - | - | 0 | 0 | 7441 | 0 | 0 | 0 | 0 | 0 | 0 | 0 | 0 | 7441 | ECC | 03
07/27/18 @ 01:42 | ECC-w16-v03-WCChlrBase-mNE-HVAC-Proto.pd2 | ECC-w16-v03-WCChlrBase-mNE-HVAC-Proto | ECC-w16-v03 | California (Title 24) | Mount Shasta Area (CZ16) | Blue Canyon AP | 300046 | 186.968 | 3.8197 | 0 | 0 | 0 | 0 | 430.104 | 104.581 | 0 | 1307.8 | 0 | 918.13 | 2951.4 | 0 | 0 | 0 | 5710.21 | 0 | 2299.77 | 0 | 0 | 0 | 32.3231 | 0 | 0 | 8042.31 | 289.561 | 7.2815 | 0 | 0 | 0 | 0 | 108.807 | 53.7687 | 0 | 353.802 | 0 | 300.276 | 1113.5 | 0 | 0 | 0 | 6122.09 | 0 | 983.667 | 0 | 0 | 0 | 9.1052 | 0 | 0 | 7114.86 | 6308.34 | 510.556 | - | - | - | - | 0 | 0 | 4595 | 0 | 0 | 0 | 0 | 0 | 0 | 0 | 0 | 4595 | ECC | 03
07/27/18 @ 01:42 | ECC-w01-v07-WCChlrBase-mNE-HVAC-Proto.pd2 | ECC-w01-v07-WCChlrBase-mNE-HVAC-Proto | ECC-w01-v07 | California (Title 24) | Arcata Area (CZ01) | Arcata | 300046 | 51.9675 | 0.68429 | 0 | 0 | 0 | 0 | 365.631 | 39.9949 | 0 | 1256.38 | 0 | 908.284 | 2622.94 | 0 | 0 | 0 | 4211.82 | 0 | 2302.38 | 0 | 0 | 0 | 32.3231 | 0 | 0 | 6546.52 | 222.53 | 5.3488 | 0 | 0 | 0 | 0 | 98.5297 | 52.7651 | 0 | 334.738 | 0 | 296.315 | 1010.23 | 0 | 0 | 0 | 4740.2 | 0 | 914.662 | 0 | 0 | 0 | 9.1052 | 0 | 0 | 5663.97 | 4499.72 | 753.556 | - | - | - | - | 0 | 0 | 6782 | 0 | 0 | 0 | 0 | 0 | 0 | 0 | 0 | 6782 | ECC | 07
07/27/18 @ 01:42 | ECC-w02-v07-WCChlrBase-mNE-HVAC-Proto.pd2 | ECC-w02-v07-WCChlrBase-mNE-HVAC-Proto | ECC-w02-v07 | California (Title 24) | Santa Rosa Area (CZ02) | Santa Rosa | 300046 | 291.034 | 7.3858 | 0 | 0 | 0 | 0 | 400.548 | 120.884 | 0 | 1256.38 | 0 | 908.284 | 2984.51 | 0 | 0 | 0 | 2874.9 | 0 | 2144.44 | 0 | 0 | 0 | 32.3231 | 0 | 0 | 5051.66 | 505.086 | 29.4291 | 0 | 0 | 0 | 0 | 109.042 | 106.139 | 0 | 334.738 | 0 | 296.315 | 1380.75 | 0 | 0 | 0 | 5700.45 | 0 | 2.2162 | 0 | 0 | 0 | 9.1052 | 0 | 0 | 5711.77 | 9980.41 | 660.667 | - | - | - | - | 0 | 0 | 5946 | 0 | 0 | 0 | 0 | 0 | 0 | 0 | 0 | 5946 | ECC | 07
07/27/18 @ 01:42 | ECC-w03-v07-WCChlrBase-mNE-HVAC-Proto.pd2 | ECC-w03-v07-WCChlrBase-mNE-HVAC-Proto | ECC-w03-v07 | California (Title 24) | Oakland Area (CZ03) | Oakland AP | 300046 | 178.479 | 3.8453 | 0 | 0 | 0 | 0 | 388.128 | 82.3222 | 0 | 1256.38 | 0 | 908.284 | 2817.43 | 0 | 0 | 0 | 2767.46 | 0 | 2149.26 | 0 | 0 | 0 | 32.3231 | 0 | 0 | 4949.04 | 314.106 | 8.2163 | 0 | 0 | 0 | 0 | 106.339 | 68.8742 | 0 | 334.738 | 0 | 296.315 | 1128.59 | 0 | 0 | 0 | 5776.91 | 0 | 2.2363 | 0 | 0 | 0 | 9.1052 | 0 | 0 | 5788.25 | 6205.95 | 291.556 | - | - | - | - | 0 | 0 | 2624 | 0 | 0 | 0 | 0 | 0 | 0 | 0 | 0 | 2624 | ECC | 07
07/27/18 @ 01:43 | ECC-w04-v07-WCChlrBase-mNE-HVAC-Proto.pd2 | ECC-w04-v07-WCChlrBase-mNE-HVAC-Proto | ECC-w04-v07 | California (Title 24) | Sunnyvale Area (CZ04) | San Jose | 300046 | 322.837 | 7.9317 | 0 | 0 | 0 | 0 | 410.608 | 124.86 | 0 | 1256.38 | 0 | 908.284 | 3030.9 | 0 | 0 | 0 | 2232.79 | 0 | 2084.21 | 0 | 0 | 0 | 32.3231 | 0 | 0 | 4349.32 | 404.268 | 11.0583 | 0 | 0 | 0 | 0 | 118.775 | 85.3859 | 0 | 334.738 | 0 | 292.534 | 1246.76 | 0 | 0 | 0 | 5617.41 | 0 | 2.2378 | 0 | 0 | 0 | 9.1052 | 0 | 0 | 5628.75 | 7856.03 | 379 | - | - | - | - | 0 | 0 | 3411 | 0 | 0 | 0 | 0 | 0 | 0 | 0 | 0 | 3411 | ECC | 07
07/27/18 @ 01:43 | ECC-w05-v07-WCChlrBase-mNE-HVAC-Proto.pd2 | ECC-w05-v07-WCChlrBase-mNE-HVAC-Proto | ECC-w05-v07 | California (Title 24) | Santa Maria Area (CZ05) | Santa Maria AP | 300046 | 173.899 | 3.8223 | 0 | 0 | 0 | 0 | 384.018 | 76.2577 | 0 | 1256.38 | 0 | 908.284 | 2802.66 | 0 | 0 | 0 | 2757 | 0 | 2181.74 | 0 | 0 | 0 | 32.3231 | 0 | 0 | 4971.06 | 285.633 | 7.2406 | 0 | 0 | 0 | 0 | 100.778 | 63.0638 | 0 | 346.041 | 0 | 296.315 | 1099.07 | 0 | 0 | 0 | 5058.68 | 0 | 2.1875 | 0 | 0 | 0 | 9.1052 | 0 | 0 | 5069.97 | 5640.64 | 792.444 | - | - | - | - | 0 | 0 | 7132 | 0 | 0 | 0 | 0 | 0 | 0 | 0 | 0 | 7132 | ECC | 07
07/27/18 @ 01:43 | ECC-w06-v07-WCChlrBase-mNE-HVAC-Proto.pd2 | ECC-w06-v07-WCChlrBase-mNE-HVAC-Proto | ECC-w06-v07 | California (Title 24) | Los Angeles Area (CZ06) | Torrance | 300046 | 406.402 | 11.434 | 0 | 0 | 0 | 0 | 410.022 | 150.736 | 0 | 1256.38 | 0 | 908.284 | 3143.26 | 0 | 0 | 0 | 1188.43 | 0 | 2021.7 | 0 | 0 | 0 | 32.3231 | 0 | 0 | 3242.46 | 447.017 | 15.3902 | 0 | 0 | 0 | 0 | 124.116 | 95.7172 | 0 | 349.75 | 0 | 296.315 | 1328.31 | 0 | 0 | 0 | 4790.85 | 0 | 2.1793 | 0 | 0 | 0 | 9.1052 | 0 | 0 | 4802.13 | 8615.13 | 615.778 | - | - | - | - | 0 | 0 | 5542 | 0 | 0 | 0 | 0 | 0 | 0 | 0 | 0 | 5542 | ECC | 07
07/27/18 @ 01:43 | ECC-w07-v07-WCChlrBase-mNE-HVAC-Proto.pd2 | ECC-w07-v07-WCChlrBase-mNE-HVAC-Proto | ECC-w07-v07 | California (Title 24) | San Diego Area (CZ07) | San Diego AP | 300046 | 374.721 | 9.9768 | 0 | 0 | 0 | 0 | 406.794 | 142.554 | 0 | 1256.38 | 0 | 908.284 | 3098.71 | 0 | 0 | 0 | 833.738 | 0 | 1999.66 | 0 | 0 | 0 | 32.3231 | 0 | 0 | 2865.72 | 422.046 | 16.4265 | 0 | 0 | 0 | 0 | 111.211 | 87.7174 | 0 | 346.041 | 0 | 296.315 | 1279.76 | 0 | 0 | 0 | 3850.83 | 0 | 2.1283 | 0 | 0 | 0 | 9.1052 | 0 | 0 | 3862.06 | 8172.04 | 1076.56 | - | - | - | - | 0 | 0 | 9689 | 0 | 0 | 0 | 0 | 0 | 0 | 0 | 0 | 9689 | ECC | 07
07/27/18 @ 01:44 | ECC-w08-v07-WCChlrBase-mNE-HVAC-Proto.pd2 | ECC-w08-v07-WCChlrBase-mNE-HVAC-Proto | ECC-w08-v07 | California (Title 24) | El Toro Area (CZ08) | Fullerton | 300046 | 471.284 | 13.1626 | 0 | 0 | 0 | 0 | 418.707 | 172.587 | 0 | 1256.38 | 0 | 908.284 | 3240.41 | 0 | 0 | 0 | 995.387 | 0 | 1968.58 | 0 | 0 | 0 | 32.3231 | 0 | 0 | 2996.29 | 498.119 | 19.4398 | 0 | 0 | 0 | 0 | 131.93 | 106.849 | 0 | 334.738 | 0 | 292.534 | 1383.61 | 0 | 0 | 0 | 4334.55 | 0 | 2.1871 | 0 | 0 | 0 | 9.1052 | 0 | 0 | 4345.84 | 9590.77 | 1198 | - | - | - | - | 0 | 0 | 10782 | 0 | 0 | 0 | 0 | 0 | 0 | 0 | 0 | 10782 | ECC | 07
07/27/18 @ 01:44 | ECC-w09-v07-WCChlrBase-mNE-HVAC-Proto.pd2 | ECC-w09-v07-WCChlrBase-mNE-HVAC-Proto | ECC-w09-v07 | California (Title 24) | Pasadena Area (CZ09) | Burbank AP | 300046 | 529.247 | 14.669 | 0 | 0 | 0 | 0 | 428.105 | 213.119 | 0 | 1256.38 | 0 | 908.284 | 3349.8 | 0 | 0 | 0 | 1197.38 | 0 | 1967.29 | 0 | 0 | 0 | 32.3231 | 0 | 0 | 3196.99 | 622.644 | 39.3606 | 0 | 0 | 0 | 0 | 138.573 | 130.093 | 0 | 334.738 | 0 | 296.315 | 1561.72 | 0 | 0 | 0 | 3296.71 | 0 | 796.485 | 0 | 0 | 0 | 9.1052 | 0 | 0 | 4102.3 | 11983.8 | 678.778 | - | - | - | - | 0 | 0 | 6109 | 0 | 0 | 0 | 0 | 0 | 0 | 0 | 0 | 6109 | ECC | 07
07/27/18 @ 01:44 | ECC-w10-v07-WCChlrBase-mNE-HVAC-Proto.pd2 | ECC-w10-v07-WCChlrBase-mNE-HVAC-Proto | ECC-w10-v07 | California (Title 24) | San Bernardino Area (CZ10) | Riverside FS 3 | 300046 | 523.493 | 14.1389 | 0 | 0 | 0 | 0 | 428.907 | 195.428 | 0 | 1256.38 | 0 | 908.284 | 3326.63 | 0 | 0 | 0 | 1165.34 | 0 | 1959.18 | 0 | 0 | 0 | 32.3231 | 0 | 0 | 3156.84 | 554.162 | 24.8093 | 0 | 0 | 0 | 0 | 136.818 | 115.634 | 0 | 342.426 | 0 | 296.315 | 1470.17 | 0 | 0 | 0 | 3758.64 | 0 | 799.287 | 0 | 0 | 0 | 9.1052 | 0 | 0 | 4567.03 | 10676.7 | 947.667 | - | - | - | - | 0 | 0 | 8529 | 0 | 0 | 0 | 0 | 0 | 0 | 0 | 0 | 8529 | ECC | 07
07/27/18 @ 01:44 | ECC-w11-v07-WCChlrBase-mNE-HVAC-Proto.pd2 | ECC-w11-v07-WCChlrBase-mNE-HVAC-Proto | ECC-w11-v07 | California (Title 24) | Red Bluff Area (CZ11) | Red Bluff AP | 300046 | 484.567 | 12.5647 | 0 | 0 | 0 | 0 | 443.565 | 178.9 | 0 | 1256.38 | 0 | 908.284 | 3284.26 | 0 | 0 | 0 | 2731.07 | 0 | 1989.93 | 0 | 0 | 0 | 32.3231 | 0 | 0 | 4753.32 | 433.642 | 12.0794 | 0 | 0 | 0 | 0 | 130.273 | 77.6037 | 0 | 334.738 | 0 | 292.534 | 1280.87 | 0 | 0 | 0 | 6716.56 | 0 | 2.23 | 0 | 0 | 0 | 9.1052 | 0 | 0 | 6727.89 | 10072.2 | 461.556 | - | - | - | - | 0 | 0 | 4154 | 0 | 0 | 0 | 0 | 0 | 0 | 0 | 0 | 4154 | ECC | 07
07/27/18 @ 01:45 | ECC-w12-v07-WCChlrBase-mNE-HVAC-Proto.pd2 | ECC-w12-v07-WCChlrBase-mNE-HVAC-Proto | ECC-w12-v07 | California (Title 24) | Sacramento Area (CZ12) | Sacramento AP | 300046 | 397.606 | 10.4137 | 0 | 0 | 0 | 0 | 424.339 | 145.031 | 0 | 1256.38 | 0 | 908.284 | 3142.05 | 0 | 0 | 0 | 2507.04 | 0 | 2049.28 | 0 | 0 | 0 | 32.3231 | 0 | 0 | 4588.63 | 439.712 | 13.2991 | 0 | 0 | 0 | 0 | 117.863 | 98.7404 | 0 | 334.738 | 0 | 292.534 | 1296.89 | 0 | 0 | 0 | 5511.1 | 0 | 2.214 | 0 | 0 | 0 | 9.1052 | 0 | 0 | 5522.42 | 8856.39 | 846.444 | - | - | - | - | 0 | 0 | 7618 | 0 | 0 | 0 | 0 | 0 | 0 | 0 | 0 | 7618 | ECC | 07
07/27/18 @ 01:45 | ECC-w13-v07-WCChlrBase-mNE-HVAC-Proto.pd2 | ECC-w13-v07-WCChlrBase-mNE-HVAC-Proto | ECC-w13-v07 | California (Title 24) | Fresno Area (CZ13) | Fresno AP | 300046 | 519.486 | 14.1754 | 0 | 0 | 0 | 0 | 445.946 | 190.714 | 0 | 1256.38 | 0 | 908.284 | 3334.99 | 0 | 0 | 0 | 2434.54 | 0 | 1965.48 | 0 | 0 | 0 | 32.3231 | 0 | 0 | 4432.34 | 525.647 | 22.9936 | 0 | 0 | 0 | 0 | 126.639 | 114.697 | 0 | 334.738 | 0 | 292.534 | 1417.25 | 0 | 0 | 0 | 6592.34 | 0 | 2.2071 | 0 | 0 | 0 | 9.1052 | 0 | 0 | 6603.66 | 10437.9 | 180.778 | - | - | - | - | 0 | 0 | 1627 | 0 | 0 | 0 | 0 | 0 | 0 | 0 | 0 | 1627 | ECC | 07
07/27/18 @ 01:45 | ECC-w14-v07-WCChlrBase-mNE-HVAC-Proto.pd2 | ECC-w14-v07-WCChlrBase-mNE-HVAC-Proto | ECC-w14-v07 | California (Title 24) | China Lake Area (CZ14) | Palmdale AP | 300046 | 527.308 | 13.3771 | 0 | 0 | 0 | 0 | 444.196 | 226.82 | 0 | 1256.38 | 0 | 908.284 | 3376.36 | 0 | 0 | 0 | 2859.12 | 0 | 2004.69 | 0 | 0 | 0 | 32.3231 | 0 | 0 | 4896.13 | 780.029 | 64.8897 | 0 | 0 | 0 | 0 | 123.93 | 142.945 | 0 | 346.041 | 0 | 296.315 | 1754.15 | 0 | 0 | 0 | 7187.4 | 0 | 794.254 | 0 | 0 | 0 | 9.1052 | 0 | 0 | 7990.76 | 14923.3 | 774.778 | - | - | - | - | 0 | 0 | 6973 | 0 | 0 | 0 | 0 | 0 | 0 | 0 | 0 | 6973 | ECC | 07
07/27/18 @ 01:45 | ECC-w15-v07-WCChlrBase-mNE-HVAC-Proto.pd2 | ECC-w15-v07-WCChlrBase-mNE-HVAC-Proto | ECC-w15-v07 | California (Title 24) | Blythe Area (CZ15) | Palm Springs | 300046 | 962.92 | 28.404 | 0 | 0 | 0 | 0 | 499.64 | 335.519 | 0 | 1256.38 | 0 | 908.284 | 3991.15 | 0 | 0 | 0 | 417.48 | 0 | 1656.25 | 0 | 0 | 0 | 32.3231 | 0 | 0 | 2106.05 | 667.393 | 47.6597 | 0 | 0 | 0 | 0 | 139.72 | 134.397 | 0 | 340.006 | 0 | 300.722 | 1629.9 | 0 | 0 | 0 | 3660.04 | 0 | 2.0774 | 0 | 0 | 0 | 9.1052 | 0 | 0 | 3671.23 | 12766.4 | 814.667 | - | - | - | - | 0 | 0 | 7332 | 0 | 0 | 0 | 0 | 0 | 0 | 0 | 0 | 7332 | ECC | 07
07/27/18 @ 01:45 | ECC-w16-v07-WCChlrBase-mNE-HVAC-Proto.pd2 | ECC-w16-v07-WCChlrBase-mNE-HVAC-Proto | ECC-w16-v07 | California (Title 24) | Mount Shasta Area (CZ16) | Blue Canyon AP | 300046 | 183.679 | 3.7571 | 0 | 0 | 0 | 0 | 418.701 | 76.7342 | 0 | 1256.38 | 0 | 908.284 | 2847.53 | 0 | 0 | 0 | 5780.08 | 0 | 2299.86 | 0 | 0 | 0 | 32.3231 | 0 | 0 | 8112.27 | 285.472 | 7.2061 | 0 | 0 | 0 | 0 | 106.573 | 52.3231 | 0 | 340.006 | 0 | 296.941 | 1088.52 | 0 | 0 | 0 | 7174.83 | 0 | 2.2 | 0 | 0 | 0 | 9.1052 | 0 | 0 | 7186.14 | 6226.66 | 499 | - | - | - | - | 0 | 0 | 4491 | 0 | 0 | 0 | 0 | 0 | 0 | 0 | 0 | 4491 | ECC | 07
07/27/18 @ 01:46 | ECC-w01-v11-WCChlrBase-mNE-HVAC-Proto.pd2 | ECC-w01-v11-WCChlrBase-mNE-HVAC-Proto | ECC-w01-v11 | California (Title 24) | Arcata Area (CZ01) | Arcata | 300046 | 51.0056 | 0.6684 | 0 | 0 | 0 | 0 | 362.749 | 39.4328 | 0 | 1256.38 | 0 | 855.403 | 2565.64 | 0 | 0 | 0 | 4193.29 | 0 | 2302.38 | 0 | 0 | 0 | 32.3231 | 0 | 0 | 6528 | 219.399 | 5.2744 | 0 | 0 | 0 | 0 | 97.298 | 52.0035 | 0 | 334.738 | 0 | 278.285 | 986.997 | 0 | 0 | 0 | 4700.71 | 0 | 914.661 | 0 | 0 | 0 | 9.1052 | 0 | 0 | 5624.48 | 4435.14 | 733.667 | - | - | - | - | 0 | 0 | 6603 | 0 | 0 | 0 | 0 | 0 | 0 | 0 | 0 | 6603 | ECC | 11
07/27/18 @ 01:46 | ECC-w02-v11-WCChlrBase-mNE-HVAC-Proto.pd2 | ECC-w02-v11-WCChlrBase-mNE-HVAC-Proto | ECC-w02-v11 | California (Title 24) | Santa Rosa Area (CZ02) | Santa Rosa | 300046 | 287.474 | 7.2934 | 0 | 0 | 0 | 0 | 397.304 | 119.779 | 0 | 1256.38 | 0 | 855.403 | 2923.63 | 0 | 0 | 0 | 2859.46 | 0 | 2144.43 | 0 | 0 | 0 | 32.3231 | 0 | 0 | 5036.21 | 499.787 | 29.1547 | 0 | 0 | 0 | 0 | 107.834 | 104.977 | 0 | 334.738 | 0 | 278.285 | 1354.78 | 0 | 0 | 0 | 5721.71 | 0 | 2.2139 | 0 | 0 | 0 | 9.1052 | 0 | 0 | 5733.02 | 9876.81 | 647 | - | - | - | - | 0 | 0 | 5823 | 0 | 0 | 0 | 0 | 0 | 0 | 0 | 0 | 5823 | ECC | 11
07/27/18 @ 01:46 | ECC-w03-v11-WCChlrBase-mNE-HVAC-Proto.pd2 | ECC-w03-v11-WCChlrBase-mNE-HVAC-Proto | ECC-w03-v11 | California (Title 24) | Oakland Area (CZ03) | Oakland AP | 300046 | 175.705 | 3.7791 | 0 | 0 | 0 | 0 | 385.154 | 81.3424 | 0 | 1256.38 | 0 | 855.403 | 2757.76 | 0 | 0 | 0 | 2764.17 | 0 | 2149.25 | 0 | 0 | 0 | 32.3231 | 0 | 0 | 4945.75 | 310.237 | 8.1121 | 0 | 0 | 0 | 0 | 105.245 | 67.8637 | 0 | 334.738 | 0 | 278.285 | 1104.48 | 0 | 0 | 0 | 5759.04 | 0 | 2.2287 | 0 | 0 | 0 | 9.1052 | 0 | 0 | 5770.38 | 6127.88 | 285.778 | - | - | - | - | 0 | 0 | 2572 | 0 | 0 | 0 | 0 | 0 | 0 | 0 | 0 | 2572 | ECC | 11
07/27/18 @ 01:46 | ECC-w04-v11-WCChlrBase-mNE-HVAC-Proto.pd2 | ECC-w04-v11-WCChlrBase-mNE-HVAC-Proto | ECC-w04-v11 | California (Title 24) | Sunnyvale Area (CZ04) | San Jose | 300046 | 318.885 | 7.8243 | 0 | 0 | 0 | 0 | 407.319 | 123.913 | 0 | 1256.38 | 0 | 855.403 | 2969.73 | 0 | 0 | 0 | 2226.91 | 0 | 2084.2 | 0 | 0 | 0 | 32.3231 | 0 | 0 | 4343.43 | 400.201 | 10.9672 | 0 | 0 | 0 | 0 | 117.759 | 84.3855 | 0 | 334.738 | 0 | 274.504 | 1222.55 | 0 | 0 | 0 | 5604.77 | 0 | 2.2333 | 0 | 0 | 0 | 9.1052 | 0 | 0 | 5616.11 | 7799.37 | 372.556 | - | - | - | - | 0 | 0 | 3353 | 0 | 0 | 0 | 0 | 0 | 0 | 0 | 0 | 3353 | ECC | 11
07/27/18 @ 01:47 | ECC-w05-v11-WCChlrBase-mNE-HVAC-Proto.pd2 | ECC-w05-v11-WCChlrBase-mNE-HVAC-Proto | ECC-w05-v11 | California (Title 24) | Santa Maria Area (CZ05) | Santa Maria AP | 300046 | 170.846 | 3.7455 | 0 | 0 | 0 | 0 | 381.165 | 75.3856 | 0 | 1256.38 | 0 | 855.403 | 2742.92 | 0 | 0 | 0 | 2792.37 | 0 | 2181.74 | 0 | 0 | 0 | 32.3231 | 0 | 0 | 5006.44 | 281.813 | 7.1415 | 0 | 0 | 0 | 0 | 99.6304 | 62.0716 | 0 | 346.041 | 0 | 278.285 | 1074.98 | 0 | 0 | 0 | 5085.49 | 0 | 2.188 | 0 | 0 | 0 | 9.1052 | 0 | 0 | 5096.79 | 5562.97 | 773.444 | - | - | - | - | 0 | 0 | 6961 | 0 | 0 | 0 | 0 | 0 | 0 | 0 | 0 | 6961 | ECC | 11
07/27/18 @ 01:47 | ECC-w06-v11-WCChlrBase-mNE-HVAC-Proto.pd2 | ECC-w06-v11-WCChlrBase-mNE-HVAC-Proto | ECC-w06-v11 | California (Title 24) | Los Angeles Area (CZ06) | Torrance | 300046 | 400.653 | 11.2536 | 0 | 0 | 0 | 0 | 406.866 | 149.194 | 0 | 1256.38 | 0 | 855.403 | 3079.76 | 0 | 0 | 0 | 1201.1 | 0 | 2021.7 | 0 | 0 | 0 | 32.3231 | 0 | 0 | 3255.12 | 442.464 | 15.2469 | 0 | 0 | 0 | 0 | 122.419 | 95.1304 | 0 | 349.75 | 0 | 278.285 | 1303.29 | 0 | 0 | 0 | 4787.8 | 0 | 2.1775 | 0 | 0 | 0 | 9.1052 | 0 | 0 | 4799.08 | 8540.17 | 604.556 | - | - | - | - | 0 | 0 | 5441 | 0 | 0 | 0 | 0 | 0 | 0 | 0 | 0 | 5441 | ECC | 11
07/27/18 @ 01:47 | ECC-w07-v11-WCChlrBase-mNE-HVAC-Proto.pd2 | ECC-w07-v11-WCChlrBase-mNE-HVAC-Proto | ECC-w07-v11 | California (Title 24) | San Diego Area (CZ07) | San Diego AP | 300046 | 369.332 | 9.8167 | 0 | 0 | 0 | 0 | 403.725 | 140.85 | 0 | 1256.38 | 0 | 855.403 | 3035.51 | 0 | 0 | 0 | 832.776 | 0 | 1999.66 | 0 | 0 | 0 | 32.3231 | 0 | 0 | 2864.75 | 416.657 | 16.2223 | 0 | 0 | 0 | 0 | 110.065 | 86.9176 | 0 | 346.041 | 0 | 278.285 | 1254.19 | 0 | 0 | 0 | 3829.27 | 0 | 2.1222 | 0 | 0 | 0 | 9.1052 | 0 | 0 | 3840.5 | 8080.17 | 1052.33 | - | - | - | - | 0 | 0 | 9471 | 0 | 0 | 0 | 0 | 0 | 0 | 0 | 0 | 9471 | ECC | 11
07/27/18 @ 01:47 | ECC-w08-v11-WCChlrBase-mNE-HVAC-Proto.pd2 | ECC-w08-v11-WCChlrBase-mNE-HVAC-Proto | ECC-w08-v11 | California (Title 24) | El Toro Area (CZ08) | Fullerton | 300046 | 464.909 | 12.9802 | 0 | 0 | 0 | 0 | 415.337 | 170.744 | 0 | 1256.38 | 0 | 855.403 | 3175.75 | 0 | 0 | 0 | 989.646 | 0 | 1968.58 | 0 | 0 | 0 | 32.3231 | 0 | 0 | 2990.54 | 492.966 | 19.2676 | 0 | 0 | 0 | 0 | 130.123 | 106.188 | 0 | 334.738 | 0 | 274.504 | 1357.79 | 0 | 0 | 0 | 4311.37 | 0 | 2.1842 | 0 | 0 | 0 | 9.1052 | 0 | 0 | 4322.66 | 9499.38 | 1173 | - | - | - | - | 0 | 0 | 10557 | 0 | 0 | 0 | 0 | 0 | 0 | 0 | 0 | 10557 | ECC | 11
07/27/18 @ 01:48 | ECC-w09-v11-WCChlrBase-mNE-HVAC-Proto.pd2 | ECC-w09-v11-WCChlrBase-mNE-HVAC-Proto | ECC-w09-v11 | California (Title 24) | Pasadena Area (CZ09) | Burbank AP | 300046 | 522.812 | 14.4698 | 0 | 0 | 0 | 0 | 424.46 | 211.152 | 0 | 1256.38 | 0 | 855.403 | 3284.67 | 0 | 0 | 0 | 1166.55 | 0 | 1967.28 | 0 | 0 | 0 | 32.3231 | 0 | 0 | 3166.16 | 616.465 | 39.0049 | 0 | 0 | 0 | 0 | 136.005 | 128.826 | 0 | 334.738 | 0 | 278.285 | 1533.32 | 0 | 0 | 0 | 3248.95 | 0 | 796.474 | 0 | 0 | 0 | 9.1052 | 0 | 0 | 4054.53 | 11868.5 | 666.556 | - | - | - | - | 0 | 0 | 5999 | 0 | 0 | 0 | 0 | 0 | 0 | 0 | 0 | 5999 | ECC | 11
07/27/18 @ 01:48 | ECC-w10-v11-WCChlrBase-mNE-HVAC-Proto.pd2 | ECC-w10-v11-WCChlrBase-mNE-HVAC-Proto | ECC-w10-v11 | California (Title 24) | San Bernardino Area (CZ10) | Riverside FS 3 | 300046 | 517.425 | 13.9738 | 0 | 0 | 0 | 0 | 425.321 | 193.751 | 0 | 1256.38 | 0 | 855.403 | 3262.26 | 0 | 0 | 0 | 1152.16 | 0 | 1959.17 | 0 | 0 | 0 | 32.3231 | 0 | 0 | 3143.66 | 548.994 | 24.6306 | 0 | 0 | 0 | 0 | 134.883 | 114.698 | 0 | 342.426 | 0 | 278.285 | 1443.92 | 0 | 0 | 0 | 3744.67 | 0 | 799.283 | 0 | 0 | 0 | 9.1052 | 0 | 0 | 4553.06 | 10590.6 | 931.222 | - | - | - | - | 0 | 0 | 8381 | 0 | 0 | 0 | 0 | 0 | 0 | 0 | 0 | 8381 | ECC | 11
07/27/18 @ 01:48 | ECC-w11-v11-WCChlrBase-mNE-HVAC-Proto.pd2 | ECC-w11-v11-WCChlrBase-mNE-HVAC-Proto | ECC-w11-v11 | California (Title 24) | Red Bluff Area (CZ11) | Red Bluff AP | 300046 | 469.607 | 12.0977 | 0 | 0 | 0 | 0 | 434.361 | 172.363 | 0 | 1256.38 | 0 | 855.403 | 3200.21 | 0 | 0 | 0 | 2456.89 | 0 | 1989.91 | 0 | 0 | 0 | 32.3231 | 0 | 0 | 4479.13 | 424.142 | 11.848 | 0 | 0 | 0 | 0 | 125.289 | 75.2705 | 0 | 334.738 | 0 | 274.504 | 1245.79 | 0 | 0 | 0 | 6656.93 | 0 | 2.2306 | 0 | 0 | 0 | 9.1052 | 0 | 0 | 6668.26 | 9725.31 | 442.778 | - | - | - | - | 0 | 0 | 3985 | 0 | 0 | 0 | 0 | 0 | 0 | 0 | 0 | 3985 | ECC | 11
07/27/18 @ 01:48 | ECC-w12-v11-WCChlrBase-mNE-HVAC-Proto.pd2 | ECC-w12-v11-WCChlrBase-mNE-HVAC-Proto | ECC-w12-v11 | California (Title 24) | Sacramento Area (CZ12) | Sacramento AP | 300046 | 392.153 | 10.2676 | 0 | 0 | 0 | 0 | 420.313 | 143.331 | 0 | 1256.38 | 0 | 855.403 | 3077.85 | 0 | 0 | 0 | 2462 | 0 | 2049.27 | 0 | 0 | 0 | 32.3231 | 0 | 0 | 4543.59 | 433.54 | 13.1024 | 0 | 0 | 0 | 0 | 115.588 | 97.7632 | 0 | 334.738 | 0 | 274.504 | 1269.24 | 0 | 0 | 0 | 5489.97 | 0 | 2.2075 | 0 | 0 | 0 | 9.1052 | 0 | 0 | 5501.28 | 8762.34 | 830.111 | - | - | - | - | 0 | 0 | 7471 | 0 | 0 | 0 | 0 | 0 | 0 | 0 | 0 | 7471 | ECC | 11
07/27/18 @ 01:48 | ECC-w13-v11-WCChlrBase-mNE-HVAC-Proto.pd2 | ECC-w13-v11-WCChlrBase-mNE-HVAC-Proto | ECC-w13-v11 | California (Title 24) | Fresno Area (CZ13) | Fresno AP | 300046 | 506.999 | 13.8323 | 0 | 0 | 0 | 0 | 438.277 | 186.593 | 0 | 1256.38 | 0 | 855.403 | 3257.49 | 0 | 0 | 0 | 2268.99 | 0 | 1965.48 | 0 | 0 | 0 | 32.3231 | 0 | 0 | 4266.78 | 516.004 | 22.6323 | 0 | 0 | 0 | 0 | 122.989 | 112.847 | 0 | 334.738 | 0 | 274.504 | 1383.71 | 0 | 0 | 0 | 6488.64 | 0 | 2.2079 | 0 | 0 | 0 | 9.1052 | 0 | 0 | 6499.96 | 10279.3 | 178.667 | - | - | - | - | 0 | 0 | 1608 | 0 | 0 | 0 | 0 | 0 | 0 | 0 | 0 | 1608 | ECC | 11
07/27/18 @ 01:49 | ECC-w14-v11-WCChlrBase-mNE-HVAC-Proto.pd2 | ECC-w14-v11-WCChlrBase-mNE-HVAC-Proto | ECC-w14-v11 | California (Title 24) | China Lake Area (CZ14) | Palmdale AP | 300046 | 512.306 | 13.0057 | 0 | 0 | 0 | 0 | 435.064 | 219.964 | 0 | 1256.38 | 0 | 855.403 | 3292.12 | 0 | 0 | 0 | 2568.26 | 0 | 2004.68 | 0 | 0 | 0 | 32.3231 | 0 | 0 | 4605.26 | 769.545 | 63.4994 | 0 | 0 | 0 | 0 | 120.29 | 139.869 | 0 | 346.041 | 0 | 278.285 | 1717.53 | 0 | 0 | 0 | 7080.6 | 0 | 794.234 | 0 | 0 | 0 | 9.1052 | 0 | 0 | 7883.94 | 14742.9 | 753.111 | - | - | - | - | 0 | 0 | 6778 | 0 | 0 | 0 | 0 | 0 | 0 | 0 | 0 | 6778 | ECC | 11
07/27/18 @ 01:49 | ECC-w15-v11-WCChlrBase-mNE-HVAC-Proto.pd2 | ECC-w15-v11-WCChlrBase-mNE-HVAC-Proto | ECC-w15-v11 | California (Title 24) | Blythe Area (CZ15) | Palm Springs | 300046 | 926.413 | 27.1835 | 0 | 0 | 0 | 0 | 488.33 | 324.065 | 0 | 1256.38 | 0 | 855.403 | 3877.77 | 0 | 0 | 0 | 378.586 | 0 | 1656.24 | 0 | 0 | 0 | 32.3231 | 0 | 0 | 2067.15 | 655.412 | 47.1017 | 0 | 0 | 0 | 0 | 135.16 | 130.517 | 0 | 340.006 | 0 | 282.559 | 1590.76 | 0 | 0 | 0 | 3668.41 | 0 | 2.0833 | 0 | 0 | 0 | 9.1052 | 0 | 0 | 3679.59 | 12541.7 | 793.111 | - | - | - | - | 0 | 0 | 7138 | 0 | 0 | 0 | 0 | 0 | 0 | 0 | 0 | 7138 | ECC | 11
07/27/18 @ 01:49 | ECC-w16-v11-WCChlrBase-mNE-HVAC-Proto.pd2 | ECC-w16-v11-WCChlrBase-mNE-HVAC-Proto | ECC-w16-v11 | California (Title 24) | Mount Shasta Area (CZ16) | Blue Canyon AP | 300046 | 178.887 | 3.6612 | 0 | 0 | 0 | 0 | 410.316 | 74.0513 | 0 | 1256.38 | 0 | 855.403 | 2778.7 | 0 | 0 | 0 | 5098.53 | 0 | 2299.83 | 0 | 0 | 0 | 32.3231 | 0 | 0 | 7430.69 | 282.159 | 7.0864 | 0 | 0 | 0 | 0 | 105.181 | 51.3165 | 0 | 340.006 | 0 | 278.778 | 1064.53 | 0 | 0 | 0 | 6568.59 | 0 | 475.75 | 0 | 0 | 0 | 6.9504 | 0 | 0 | 7051.29 | 6115.68 | 485.111 | - | - | - | - | 0 | 0 | 4366 | 0 | 0 | 0 | 0 | 0 | 0 | 0 | 0 | 4366 | ECC | 11
07/27/18 @ 01:49 | ECC-w01-v14-WCChlrBase-mNE-HVAC-Proto.pd2 | ECC-w01-v14-WCChlrBase-mNE-HVAC-Proto | ECC-w01-v14 | California (Title 24) | Arcata Area (CZ01) | Arcata | 300046 | 46.0499 | 0.57655 | 0 | 0 | 0 | 0 | 340.626 | 39.939 | 0 | 1256.38 | 0 | 855.403 | 2538.98 | 0 | 0 | 0 | 4782.16 | 0 | 2302.43 | 0 | 0 | 0 | 32.3231 | 0 | 0 | 7116.91 | 200.467 | 4.8224 | 0 | 0 | 0 | 0 | 88.6557 | 47.1905 | 0 | 334.738 | 0 | 278.285 | 954.158 | 0 | 0 | 0 | 5651.6 | 0 | 914.686 | 0 | 0 | 0 | 9.1052 | 0 | 0 | 6575.39 | 4049.18 | 722.444 | - | - | - | - | 0 | 0 | 6502 | 0 | 0 | 0 | 0 | 0 | 0 | 0 | 0 | 6502 | ECC | 14
07/27/18 @ 01:50 | ECC-w02-v14-WCChlrBase-mNE-HVAC-Proto.pd2 | ECC-w02-v14-WCChlrBase-mNE-HVAC-Proto | ECC-w02-v14 | California (Title 24) | Santa Rosa Area (CZ02) | Santa Rosa | 300046 | 270.884 | 6.7941 | 0 | 0 | 0 | 0 | 375.535 | 115.826 | 0 | 1256.38 | 0 | 855.403 | 2880.82 | 0 | 0 | 0 | 3082.04 | 0 | 2144.46 | 0 | 0 | 0 | 32.3231 | 0 | 0 | 5258.83 | 477.683 | 27.385 | 0 | 0 | 0 | 0 | 99.8417 | 99.1525 | 0 | 334.738 | 0 | 278.285 | 1317.09 | 0 | 0 | 0 | 5833.31 | 0 | 2.2095 | 0 | 0 | 0 | 9.1052 | 0 | 0 | 5844.62 | 9446.84 | 627.889 | - | - | - | - | 0 | 0 | 5651 | 0 | 0 | 0 | 0 | 0 | 0 | 0 | 0 | 5651 | ECC | 14
07/27/18 @ 01:50 | ECC-w03-v14-WCChlrBase-mNE-HVAC-Proto.pd2 | ECC-w03-v14-WCChlrBase-mNE-HVAC-Proto | ECC-w03-v14 | California (Title 24) | Oakland Area (CZ03) | Oakland AP | 300046 | 164.883 | 3.5406 | 0 | 0 | 0 | 0 | 364.791 | 76.1196 | 0 | 1256.38 | 0 | 855.403 | 2721.11 | 0 | 0 | 0 | 2761.62 | 0 | 2149.26 | 0 | 0 | 0 | 32.3231 | 0 | 0 | 4943.2 | 289.551 | 7.5811 | 0 | 0 | 0 | 0 | 96.1197 | 62.1188 | 0 | 334.738 | 0 | 278.285 | 1068.39 | 0 | 0 | 0 | 5815.7 | 0 | 2.2328 | 0 | 0 | 0 | 9.1052 | 0 | 0 | 5827.03 | 5730.33 | 279.889 | - | - | - | - | 0 | 0 | 2519 | 0 | 0 | 0 | 0 | 0 | 0 | 0 | 0 | 2519 | ECC | 14
07/27/18 @ 01:50 | ECC-w04-v14-WCChlrBase-mNE-HVAC-Proto.pd2 | ECC-w04-v14-WCChlrBase-mNE-HVAC-Proto | ECC-w04-v14 | California (Title 24) | Sunnyvale Area (CZ04) | San Jose | 300046 | 291.974 | 7.2593 | 0 | 0 | 0 | 0 | 383.204 | 112.295 | 0 | 1256.38 | 0 | 855.403 | 2906.51 | 0 | 0 | 0 | 2236.95 | 0 | 2084.21 | 0 | 0 | 0 | 32.3231 | 0 | 0 | 4353.48 | 373.253 | 10.2892 | 0 | 0 | 0 | 0 | 106.701 | 80.9876 | 0 | 334.738 | 0 | 274.504 | 1180.47 | 0 | 0 | 0 | 5743.74 | 0 | 2.2496 | 0 | 0 | 0 | 9.1052 | 0 | 0 | 5755.1 | 7318.83 | 354.333 | - | - | - | - | 0 | 0 | 3189 | 0 | 0 | 0 | 0 | 0 | 0 | 0 | 0 | 3189 | ECC | 14
07/27/18 @ 01:50 | ECC-w05-v14-WCChlrBase-mNE-HVAC-Proto.pd2 | ECC-w05-v14-WCChlrBase-mNE-HVAC-Proto | ECC-w05-v14 | California (Title 24) | Santa Maria Area (CZ05) | Santa Maria AP | 300046 | 160.626 | 3.521 | 0 | 0 | 0 | 0 | 359.675 | 71.3322 | 0 | 1256.38 | 0 | 855.403 | 2706.94 | 0 | 0 | 0 | 2820.83 | 0 | 2181.76 | 0 | 0 | 0 | 32.3231 | 0 | 0 | 5034.91 | 269.226 | 6.7784 | 0 | 0 | 0 | 0 | 93.5502 | 57.597 | 0 | 346.041 | 0 | 278.285 | 1051.48 | 0 | 0 | 0 | 5272.84 | 0 | 2.2074 | 0 | 0 | 0 | 9.1052 | 0 | 0 | 5284.15 | 5289.07 | 759.889 | - | - | - | - | 0 | 0 | 6839 | 0 | 0 | 0 | 0 | 0 | 0 | 0 | 0 | 6839 | ECC | 14
07/27/18 @ 01:51 | ECC-w06-v14-WCChlrBase-mNE-HVAC-Proto.pd2 | ECC-w06-v14-WCChlrBase-mNE-HVAC-Proto | ECC-w06-v14 | California (Title 24) | Los Angeles Area (CZ06) | Torrance | 300046 | 379.678 | 10.7142 | 0 | 0 | 0 | 0 | 385.927 | 140.75 | 0 | 1256.38 | 0 | 855.403 | 3028.85 | 0 | 0 | 0 | 1244.72 | 0 | 2021.73 | 0 | 0 | 0 | 32.3231 | 0 | 0 | 3298.78 | 421.635 | 14.6163 | 0 | 0 | 0 | 0 | 113.618 | 91.6089 | 0 | 349.75 | 0 | 278.285 | 1269.51 | 0 | 0 | 0 | 4631.96 | 0 | 2.1902 | 0 | 0 | 0 | 9.1052 | 0 | 0 | 4643.26 | 8168.06 | 575 | - | - | - | - | 0 | 0 | 5175 | 0 | 0 | 0 | 0 | 0 | 0 | 0 | 0 | 5175 | ECC | 14
07/27/18 @ 01:51 | ECC-w07-v14-WCChlrBase-mNE-HVAC-Proto.pd2 | ECC-w07-v14-WCChlrBase-mNE-HVAC-Proto | ECC-w07-v14 | California (Title 24) | San Diego Area (CZ07) | San Diego AP | 300046 | 351.354 | 9.333 | 0 | 0 | 0 | 0 | 383.792 | 133.038 | 0 | 1256.38 | 0 | 855.403 | 2989.3 | 0 | 0 | 0 | 895.985 | 0 | 1999.69 | 0 | 0 | 0 | 32.3231 | 0 | 0 | 2928 | 393.633 | 15.3126 | 0 | 0 | 0 | 0 | 104.12 | 81.9137 | 0 | 346.041 | 0 | 278.285 | 1219.31 | 0 | 0 | 0 | 4156.61 | 0 | 2.1827 | 0 | 0 | 0 | 9.1052 | 0 | 0 | 4167.9 | 7669.83 | 1026 | - | - | - | - | 0 | 0 | 9234 | 0 | 0 | 0 | 0 | 0 | 0 | 0 | 0 | 9234 | ECC | 14
07/27/18 @ 01:51 | ECC-w08-v14-WCChlrBase-mNE-HVAC-Proto.pd2 | ECC-w08-v14-WCChlrBase-mNE-HVAC-Proto | ECC-w08-v14 | California (Title 24) | El Toro Area (CZ08) | Fullerton | 300046 | 437.913 | 12.2972 | 0 | 0 | 0 | 0 | 393.768 | 159.295 | 0 | 1256.38 | 0 | 855.403 | 3115.05 | 0 | 0 | 0 | 1066.27 | 0 | 1968.59 | 0 | 0 | 0 | 32.3231 | 0 | 0 | 3067.18 | 472.262 | 18.5644 | 0 | 0 | 0 | 0 | 123.011 | 102.077 | 0 | 334.738 | 0 | 274.504 | 1325.16 | 0 | 0 | 0 | 4691.84 | 0 | 2.2224 | 0 | 0 | 0 | 9.1052 | 0 | 0 | 4703.17 | 9132.93 | 1142.89 | - | - | - | - | 0 | 0 | 10286 | 0 | 0 | 0 | 0 | 0 | 0 | 0 | 0 | 10286 | ECC | 14
07/27/18 @ 01:51 | ECC-w09-v14-WCChlrBase-mNE-HVAC-Proto.pd2 | ECC-w09-v14-WCChlrBase-mNE-HVAC-Proto | ECC-w09-v14 | California (Title 24) | Pasadena Area (CZ09) | Burbank AP | 300046 | 490.398 | 13.5888 | 0 | 0 | 0 | 0 | 400.177 | 197.112 | 0 | 1256.38 | 0 | 855.403 | 3213.05 | 0 | 0 | 0 | 1200.86 | 0 | 1967.29 | 0 | 0 | 0 | 32.3231 | 0 | 0 | 3200.47 | 602.299 | 38.3972 | 0 | 0 | 0 | 0 | 130.01 | 122.314 | 0 | 334.738 | 0 | 278.285 | 1506.04 | 0 | 0 | 0 | 3447.77 | 0 | 796.509 | 0 | 0 | 0 | 9.1052 | 0 | 0 | 4253.38 | 11568.2 | 639.222 | - | - | - | - | 0 | 0 | 5753 | 0 | 0 | 0 | 0 | 0 | 0 | 0 | 0 | 5753 | ECC | 14
07/27/18 @ 01:52 | ECC-w10-v14-WCChlrBase-mNE-HVAC-Proto.pd2 | ECC-w10-v14-WCChlrBase-mNE-HVAC-Proto | ECC-w10-v14 | California (Title 24) | San Bernardino Area (CZ10) | Riverside FS 3 | 300046 | 481.072 | 13.1928 | 0 | 0 | 0 | 0 | 400.877 | 179.352 | 0 | 1256.38 | 0 | 855.403 | 3186.28 | 0 | 0 | 0 | 1398.86 | 0 | 1959.2 | 0 | 0 | 0 | 32.3231 | 0 | 0 | 3390.38 | 543.749 | 24.3375 | 0 | 0 | 0 | 0 | 132.653 | 111.381 | 0 | 342.426 | 0 | 278.285 | 1432.83 | 0 | 0 | 0 | 4305.62 | 0 | 799.33 | 0 | 0 | 0 | 9.1052 | 0 | 0 | 5114.05 | 10511.4 | 904.778 | - | - | - | - | 0 | 0 | 8143 | 0 | 0 | 0 | 0 | 0 | 0 | 0 | 0 | 8143 | ECC | 14
07/27/18 @ 01:52 | ECC-w11-v14-WCChlrBase-mNE-HVAC-Proto.pd2 | ECC-w11-v14-WCChlrBase-mNE-HVAC-Proto | ECC-w11-v14 | California (Title 24) | Red Bluff Area (CZ11) | Red Bluff AP | 300046 | 436.947 | 11.2269 | 0 | 0 | 0 | 0 | 409.713 | 159.914 | 0 | 1256.38 | 0 | 855.403 | 3129.59 | 0 | 0 | 0 | 2633.78 | 0 | 1989.93 | 0 | 0 | 0 | 32.3231 | 0 | 0 | 4656.03 | 398.71 | 9.9964 | 0 | 0 | 0 | 0 | 136.735 | 72.7093 | 0 | 334.738 | 0 | 274.504 | 1227.39 | 0 | 0 | 0 | 6846.39 | 0 | 2.2323 | 0 | 0 | 0 | 9.1052 | 0 | 0 | 6857.72 | 9229.88 | 427.222 | - | - | - | - | 0 | 0 | 3845 | 0 | 0 | 0 | 0 | 0 | 0 | 0 | 0 | 3845 | ECC | 14
07/27/18 @ 01:52 | ECC-w12-v14-WCChlrBase-mNE-HVAC-Proto.pd2 | ECC-w12-v14-WCChlrBase-mNE-HVAC-Proto | ECC-w12-v14 | California (Title 24) | Sacramento Area (CZ12) | Sacramento AP | 300046 | 358.467 | 9.5353 | 0 | 0 | 0 | 0 | 397.18 | 128.719 | 0 | 1256.38 | 0 | 855.403 | 3005.69 | 0 | 0 | 0 | 2634.76 | 0 | 2049.28 | 0 | 0 | 0 | 32.3231 | 0 | 0 | 4716.36 | 379.005 | 10.0554 | 0 | 0 | 0 | 0 | 128.964 | 68.7969 | 0 | 334.738 | 0 | 274.504 | 1196.06 | 0 | 0 | 0 | 5688.36 | 0 | 2.2076 | 0 | 0 | 0 | 9.1052 | 0 | 0 | 5699.68 | 8436.56 | 798.111 | - | - | - | - | 0 | 0 | 7183 | 0 | 0 | 0 | 0 | 0 | 0 | 0 | 0 | 7183 | ECC | 14
07/27/18 @ 01:52 | ECC-w13-v14-WCChlrBase-mNE-HVAC-Proto.pd2 | ECC-w13-v14-WCChlrBase-mNE-HVAC-Proto | ECC-w13-v14 | California (Title 24) | Fresno Area (CZ13) | Fresno AP | 300046 | 472.346 | 12.9333 | 0 | 0 | 0 | 0 | 414.324 | 173.784 | 0 | 1256.38 | 0 | 855.403 | 3185.17 | 0 | 0 | 0 | 2461.79 | 0 | 1965.47 | 0 | 0 | 0 | 32.3231 | 0 | 0 | 4459.58 | 496.496 | 21.8777 | 0 | 0 | 0 | 0 | 114.217 | 108.684 | 0 | 334.738 | 0 | 274.504 | 1350.52 | 0 | 0 | 0 | 6768.68 | 0 | 2.2191 | 0 | 0 | 0 | 9.1052 | 0 | 0 | 6780 | 9986.82 | 151.111 | - | - | - | - | 0 | 0 | 1360 | 0 | 0 | 0 | 0 | 0 | 0 | 0 | 0 | 1360 | ECC | 14
07/27/18 @ 01:52 | ECC-w14-v14-WCChlrBase-mNE-HVAC-Proto.pd2 | ECC-w14-v14-WCChlrBase-mNE-HVAC-Proto | ECC-w14-v14 | California (Title 24) | China Lake Area (CZ14) | Palmdale AP | 300046 | 478.218 | 12.0852 | 0 | 0 | 0 | 0 | 410.212 | 205.361 | 0 | 1256.38 | 0 | 855.403 | 3217.66 | 0 | 0 | 0 | 2807.1 | 0 | 2004.69 | 0 | 0 | 0 | 32.3231 | 0 | 0 | 4844.12 | 748.061 | 60.2624 | 0 | 0 | 0 | 0 | 112.055 | 131.295 | 0 | 346.041 | 0 | 278.285 | 1676 | 0 | 0 | 0 | 7281.32 | 0 | 849.02 | 0 | 0 | 0 | 9.1052 | 0 | 0 | 8139.44 | 14384.3 | 726.444 | - | - | - | - | 0 | 0 | 6538 | 0 | 0 | 0 | 0 | 0 | 0 | 0 | 0 | 6538 | ECC | 14
07/27/18 @ 01:53 | ECC-w15-v14-WCChlrBase-mNE-HVAC-Proto.pd2 | ECC-w15-v14-WCChlrBase-mNE-HVAC-Proto | ECC-w15-v14 | California (Title 24) | Blythe Area (CZ15) | Palm Springs | 300046 | 879.711 | 25.726 | 0 | 0 | 0 | 0 | 458.946 | 308.682 | 0 | 1256.38 | 0 | 855.403 | 3784.85 | 0 | 0 | 0 | 485.555 | 0 | 1656.26 | 0 | 0 | 0 | 32.3231 | 0 | 0 | 2174.14 | 643.199 | 46.3463 | 0 | 0 | 0 | 0 | 129.173 | 126.746 | 0 | 340.006 | 0 | 282.559 | 1568.03 | 0 | 0 | 0 | 4345.33 | 0 | 2.16 | 0 | 0 | 0 | 9.1052 | 0 | 0 | 4356.6 | 12324.4 | 771.889 | - | - | - | - | 0 | 0 | 6947 | 0 | 0 | 0 | 0 | 0 | 0 | 0 | 0 | 6947 | ECC | 14
07/27/18 @ 01:53 | ECC-w16-v14-WCChlrBase-mNE-HVAC-Proto.pd2 | ECC-w16-v14-WCChlrBase-mNE-HVAC-Proto | ECC-w16-v14 | California (Title 24) | Mount Shasta Area (CZ16) | Blue Canyon AP | 300046 | 157.745 | 3.2223 | 0 | 0 | 0 | 0 | 379.781 | 67.4631 | 0 | 1256.38 | 0 | 855.403 | 2720 | 0 | 0 | 0 | 5330.43 | 0 | 2299.86 | 0 | 0 | 0 | 32.3231 | 0 | 0 | 7662.62 | 220.606 | 4.3869 | 0 | 0 | 0 | 0 | 140.398 | 46.0587 | 0 | 349.75 | 0 | 278.285 | 1039.48 | 0 | 0 | 0 | 6449.2 | 0 | 970.774 | 0 | 0 | 0 | 9.1052 | 0 | 0 | 7429.08 | 5754.42 | 457.556 | - | - | - | - | 0 | 0 | 4118 | 0 | 0 | 0 | 0 | 0 | 0 | 0 | 0 | 4118 | ECC | 14
07/27/18 @ 01:53 | ESe-w01-v96-WCChlrBase-mNE-HVAC-Proto.pd2 | ESe-w01-v96-WCChlrBase-mNE-HVAC-Proto | ESe-w01-v96 | California (Title 24) | Arcata Area (CZ01) | Arcata | 149994 | 32.9158 | 0.40807 | 0 | 0 | 0 | 0 | 251.177 | 54.3623 | 0 | 291.435 | 0 | 511.745 | 1142.04 | 0 | 0 | 0 | 4483.52 | 0 | 1194.03 | 0 | 0 | 0 | 20.6107 | 0 | 0 | 5698.16 | 104.727 | 6.2116 | 0 | 0 | 0 | 0 | 99.8342 | 28.7463 | 0 | 145.34 | 0 | 218.816 | 603.675 | 0 | 0 | 0 | 6135.33 | 0 | 5.3065 | 0 | 0 | 0 | 0 | 0 | 0 | 6140.64 | 2457.35 | 373 | - | - | - | - | 0 | 0 | 3357 | 0 | 0 | 0 | 0 | 0 | 0 | 0 | 0 | 3357 | ESe | 96
07/27/18 @ 01:53 | ESe-w02-v96-WCChlrBase-mNE-HVAC-Proto.pd2 | ESe-w02-v96-WCChlrBase-mNE-HVAC-Proto | ESe-w02-v96 | California (Title 24) | Santa Rosa Area (CZ02) | Santa Rosa | 149994 | 160.198 | 7.8029 | 0 | 0 | 0 | 0 | 317.608 | 104.18 | 0 | 291.435 | 0 | 511.745 | 1392.97 | 0 | 0 | 0 | 3355.06 | 0 | 1115.22 | 0 | 0 | 0 | 20.6107 | 0 | 0 | 4490.89 | 306.067 | 21.4916 | 0 | 0 | 0 | 0 | 130.365 | 65.4161 | 0 | 145.34 | 0 | 218.816 | 887.496 | 0 | 0 | 0 | 6566.61 | 0 | 5.3339 | 0 | 0 | 0 | 0 | 0 | 0 | 6571.94 | 6303 | 17.5556 | - | - | - | - | 0 | 0 | 158 | 0 | 0 | 0 | 0 | 0 | 0 | 0 | 0 | 158 | ESe | 96
07/27/18 @ 01:54 | ESe-w03-v96-WCChlrBase-mNE-HVAC-Proto.pd2 | ESe-w03-v96-WCChlrBase-mNE-HVAC-Proto | ESe-w03-v96 | California (Title 24) | Oakland Area (CZ03) | Oakland AP | 149994 | 90.1127 | 3.5698 | 0 | 0 | 0 | 0 | 289.526 | 72.6903 | 0 | 291.435 | 0 | 511.745 | 1259.08 | 0 | 0 | 0 | 2923.03 | 0 | 1116.77 | 0 | 0 | 0 | 20.6107 | 0 | 0 | 4060.4 | 194.475 | 11.7813 | 0 | 0 | 0 | 0 | 119.739 | 41.9634 | 0 | 160.608 | 0 | 216.282 | 744.848 | 0 | 0 | 0 | 5797.61 | 0 | 5.2709 | 0 | 0 | 0 | 0 | 0 | 0 | 5802.88 | 3943.13 | 7 | - | - | - | - | 0 | 0 | 63 | 0 | 0 | 0 | 0 | 0 | 0 | 0 | 0 | 63 | ESe | 96
07/27/18 @ 01:54 | ESe-w04-v96-WCChlrBase-mNE-HVAC-Proto.pd2 | ESe-w04-v96-WCChlrBase-mNE-HVAC-Proto | ESe-w04-v96 | California (Title 24) | Sunnyvale Area (CZ04) | San Jose | 149994 | 174.512 | 8.6028 | 0 | 0 | 0 | 0 | 321.905 | 100.099 | 0 | 291.435 | 0 | 511.745 | 1408.3 | 0 | 0 | 0 | 2490.02 | 0 | 1084.95 | 0 | 0 | 0 | 20.6107 | 0 | 0 | 3595.58 | 270.684 | 17.6602 | 0 | 0 | 0 | 0 | 130.336 | 53.8958 | 0 | 145.34 | 0 | 218.816 | 836.733 | 0 | 0 | 0 | 5986.28 | 0 | 5.2513 | 0 | 0 | 0 | 0 | 0 | 0 | 5991.53 | 5267.31 | 41.4444 | - | - | - | - | 0 | 0 | 373 | 0 | 0 | 0 | 0 | 0 | 0 | 0 | 0 | 373 | ESe | 96
07/27/18 @ 01:54 | ESe-w05-v96-WCChlrBase-mNE-HVAC-Proto.pd2 | ESe-w05-v96-WCChlrBase-mNE-HVAC-Proto | ESe-w05-v96 | California (Title 24) | Santa Maria Area (CZ05) | Santa Maria AP | 149994 | 95.1137 | 3.8045 | 0 | 0 | 0 | 0 | 273.603 | 71.5214 | 0 | 291.435 | 0 | 511.745 | 1247.22 | 0 | 0 | 0 | 2963.42 | 0 | 1132.74 | 0 | 0 | 0 | 20.6107 | 0 | 0 | 4116.77 | 199.052 | 12.5418 | 0 | 0 | 0 | 0 | 108.099 | 40.7311 | 0 | 160.608 | 0 | 216.282 | 737.314 | 0 | 0 | 0 | 6158.88 | 0 | 5.3243 | 0 | 0 | 0 | 0 | 0 | 0 | 6164.21 | 3909.36 | 404.889 | - | - | - | - | 0 | 0 | 3644 | 0 | 0 | 0 | 0 | 0 | 0 | 0 | 0 | 3644 | ESe | 96
07/27/18 @ 01:55 | ESe-w06-v96-WCChlrBase-mNE-HVAC-Proto.pd2 | ESe-w06-v96-WCChlrBase-mNE-HVAC-Proto | ESe-w06-v96 | California (Title 24) | Los Angeles Area (CZ06) | Torrance | 149994 | 213.717 | 11.8637 | 0 | 0 | 0 | 0 | 317.863 | 110.704 | 0 | 291.435 | 0 | 511.745 | 1457.33 | 0 | 0 | 0 | 1624.82 | 0 | 1052.14 | 0 | 0 | 0 | 20.6107 | 0 | 0 | 2697.57 | 316.751 | 21.8205 | 0 | 0 | 0 | 0 | 136.216 | 64.6837 | 0 | 166.274 | 0 | 218.816 | 924.562 | 0 | 0 | 0 | 5155.76 | 0 | 5.4786 | 0 | 0 | 0 | 0 | 0 | 0 | 5161.24 | 6081.71 | 79.1111 | - | - | - | - | 0 | 0 | 712 | 0 | 0 | 0 | 0 | 0 | 0 | 0 | 0 | 712 | ESe | 96
07/27/18 @ 01:55 | ESe-w07-v96-WCChlrBase-mNE-HVAC-Proto.pd2 | ESe-w07-v96-WCChlrBase-mNE-HVAC-Proto | ESe-w07-v96 | California (Title 24) | San Diego Area (CZ07) | San Diego AP | 149994 | 173.805 | 9.0494 | 0 | 0 | 0 | 0 | 305.3 | 91.7355 | 0 | 291.435 | 0 | 511.745 | 1383.07 | 0 | 0 | 0 | 1267.07 | 0 | 1040.2 | 0 | 0 | 0 | 20.6107 | 0 | 0 | 2327.88 | 253.869 | 18.3851 | 0 | 0 | 0 | 0 | 126.045 | 49.8811 | 0 | 160.608 | 0 | 216.282 | 825.07 | 0 | 0 | 0 | 4343.26 | 0 | 5.5564 | 0 | 0 | 0 | 0 | 0 | 0 | 4348.82 | 4978.14 | 557.111 | - | - | - | - | 0 | 0 | 5014 | 0 | 0 | 0 | 0 | 0 | 0 | 0 | 0 | 5014 | ESe | 96
07/27/18 @ 01:55 | ESe-w08-v96-WCChlrBase-mNE-HVAC-Proto.pd2 | ESe-w08-v96-WCChlrBase-mNE-HVAC-Proto | ESe-w08-v96 | California (Title 24) | El Toro Area (CZ08) | Fullerton | 149994 | 261.968 | 14.6116 | 0 | 0 | 0 | 0 | 337.378 | 127.147 | 0 | 291.435 | 0 | 511.745 | 1544.29 | 0 | 0 | 0 | 1422.87 | 0 | 1025.38 | 0 | 0 | 0 | 20.6107 | 0 | 0 | 2468.86 | 334.981 | 22.9868 | 0 | 0 | 0 | 0 | 142.29 | 70.8626 | 0 | 145.34 | 0 | 218.816 | 935.277 | 0 | 0 | 0 | 5308 | 0 | 5.4352 | 0 | 0 | 0 | 0 | 0 | 0 | 5313.43 | 6419.58 | 701.556 | - | - | - | - | 0 | 0 | 6314 | 0 | 0 | 0 | 0 | 0 | 0 | 0 | 0 | 6314 | ESe | 96
07/27/18 @ 01:55 | ESe-w09-v96-WCChlrBase-mNE-HVAC-Proto.pd2 | ESe-w09-v96-WCChlrBase-mNE-HVAC-Proto | ESe-w09-v96 | California (Title 24) | Pasadena Area (CZ09) | Burbank AP | 149994 | 304.987 | 16.8111 | 0 | 0 | 0 | 0 | 369.564 | 161.331 | 0 | 291.435 | 0 | 511.745 | 1655.88 | 0 | 0 | 0 | 1696.22 | 0 | 1025.72 | 0 | 0 | 0 | 20.6107 | 0 | 0 | 2742.55 | 401.801 | 30.1046 | 0 | 0 | 0 | 0 | 152.457 | 83.9155 | 0 | 160.608 | 0 | 216.282 | 1045.17 | 0 | 0 | 0 | 5439.28 | 0 | 5.5636 | 0 | 0 | 0 | 0 | 0 | 0 | 5444.85 | 7908.97 | 205.556 | - | - | - | - | 0 | 0 | 1850 | 0 | 0 | 0 | 0 | 0 | 0 | 0 | 0 | 1850 | ESe | 96
07/27/18 @ 01:56 | ESe-w10-v96-WCChlrBase-mNE-HVAC-Proto.pd2 | ESe-w10-v96-WCChlrBase-mNE-HVAC-Proto | ESe-w10-v96 | California (Title 24) | San Bernardino Area (CZ10) | Riverside FS 3 | 149994 | 310.929 | 17.2713 | 0 | 0 | 0 | 0 | 385.508 | 156.291 | 0 | 291.435 | 0 | 511.745 | 1673.18 | 0 | 0 | 0 | 1771.48 | 0 | 1022.13 | 0 | 0 | 0 | 20.6107 | 0 | 0 | 2814.22 | 380.394 | 27.6885 | 0 | 0 | 0 | 0 | 149.829 | 77.8251 | 0 | 145.34 | 0 | 218.816 | 999.894 | 0 | 0 | 0 | 5707.91 | 0 | 5.4637 | 0 | 0 | 0 | 0 | 0 | 0 | 5713.38 | 7319.95 | 206 | - | - | - | - | 0 | 0 | 1854 | 0 | 0 | 0 | 0 | 0 | 0 | 0 | 0 | 1854 | ESe | 96
07/27/18 @ 01:56 | ESe-w11-v96-WCChlrBase-mNE-HVAC-Proto.pd2 | ESe-w11-v96-WCChlrBase-mNE-HVAC-Proto | ESe-w11-v96 | California (Title 24) | Red Bluff Area (CZ11) | Red Bluff AP | 149994 | 271.678 | 15.3898 | 0 | 0 | 0 | 0 | 441.117 | 144.931 | 0 | 291.435 | 0 | 511.745 | 1676.3 | 0 | 0 | 0 | 3247.13 | 0 | 1041.8 | 0 | 0 | 0 | 20.6107 | 0 | 0 | 4309.54 | 309.019 | 19.8409 | 0 | 0 | 0 | 0 | 150.73 | 60.4222 | 0 | 145.34 | 0 | 218.816 | 904.169 | 0 | 0 | 0 | 6480.78 | 0 | 5.38 | 0 | 0 | 0 | 0 | 0 | 0 | 6486.16 | 5895.71 | 211.111 | - | - | - | - | 0 | 0 | 1900 | 0 | 0 | 0 | 0 | 0 | 0 | 0 | 0 | 1900 | ESe | 96
07/27/18 @ 01:56 | ESe-w12-v96-WCChlrBase-mNE-HVAC-Proto.pd2 | ESe-w12-v96-WCChlrBase-mNE-HVAC-Proto | ESe-w12-v96 | California (Title 24) | Sacramento Area (CZ12) | Sacramento AP | 149994 | 212.614 | 11.1885 | 0 | 0 | 0 | 0 | 343.26 | 125.723 | 0 | 291.435 | 0 | 511.745 | 1495.97 | 0 | 0 | 0 | 3157.91 | 0 | 1069.14 | 0 | 0 | 0 | 20.6107 | 0 | 0 | 4247.65 | 312.377 | 22.2164 | 0 | 0 | 0 | 0 | 134.126 | 64.7986 | 0 | 145.34 | 0 | 218.816 | 897.674 | 0 | 0 | 0 | 6623.1 | 0 | 5.37 | 0 | 0 | 0 | 0 | 0 | 0 | 6628.47 | 6067.17 | 120.333 | - | - | - | - | 0 | 0 | 1083 | 0 | 0 | 0 | 0 | 0 | 0 | 0 | 0 | 1083 | ESe | 96
07/27/18 @ 01:57 | ESe-w13-v96-WCChlrBase-mNE-HVAC-Proto.pd2 | ESe-w13-v96-WCChlrBase-mNE-HVAC-Proto | ESe-w13-v96 | California (Title 24) | Fresno Area (CZ13) | Fresno AP | 149994 | 305.181 | 17.9341 | 0 | 0 | 0 | 0 | 436.046 | 158.291 | 0 | 291.435 | 0 | 511.745 | 1720.63 | 0 | 0 | 0 | 2814.39 | 0 | 1028.88 | 0 | 0 | 0 | 20.6107 | 0 | 0 | 3863.89 | 334.085 | 22.8221 | 0 | 0 | 0 | 0 | 146.128 | 70.0219 | 0 | 145.34 | 0 | 218.816 | 937.213 | 0 | 0 | 0 | 6209.32 | 0 | 5.3585 | 0 | 0 | 0 | 0 | 0 | 0 | 6214.68 | 6373 | 221.222 | - | - | - | - | 0 | 0 | 1991 | 0 | 0 | 0 | 0 | 0 | 0 | 0 | 0 | 1991 | ESe | 96
07/27/18 @ 01:57 | ESe-w14-v96-WCChlrBase-mNE-HVAC-Proto.pd2 | ESe-w14-v96-WCChlrBase-mNE-HVAC-Proto | ESe-w14-v96 | California (Title 24) | China Lake Area (CZ14) | Palmdale AP | 149994 | 311.842 | 15.1649 | 0 | 0 | 0 | 0 | 415.512 | 172.91 | 0 | 291.435 | 0 | 511.745 | 1718.61 | 0 | 0 | 0 | 3003.07 | 0 | 1049.31 | 0 | 0 | 0 | 20.6107 | 0 | 0 | 4072.99 | 453.702 | 39.1192 | 0 | 0 | 0 | 0 | 151.756 | 83.0927 | 0 | 160.608 | 0 | 216.282 | 1104.56 | 0 | 0 | 0 | 7379.25 | 0 | 5.4645 | 0 | 0 | 0 | 0 | 0 | 0 | 7384.71 | 8595.71 | 241.111 | - | - | - | - | 0 | 0 | 2170 | 0 | 0 | 0 | 0 | 0 | 0 | 0 | 0 | 2170 | ESe | 96
07/27/18 @ 01:57 | ESe-w15-v96-WCChlrBase-mNE-HVAC-Proto.pd2 | ESe-w15-v96-WCChlrBase-mNE-HVAC-Proto | ESe-w15-v96 | California (Title 24) | Blythe Area (CZ15) | Palm Springs | 149994 | 610.696 | 44.7148 | 0 | 0 | 0 | 0 | 590.058 | 244.596 | 0 | 291.435 | 0 | 511.745 | 2293.25 | 0 | 0 | 0 | 744.356 | 0 | 872.162 | 0 | 0 | 0 | 20.6107 | 0 | 0 | 1637.13 | 464.089 | 36.9567 | 0 | 0 | 0 | 0 | 160.438 | 89.3253 | 0 | 145.34 | 0 | 218.816 | 1114.97 | 0 | 0 | 0 | 4335.49 | 0 | 5.058 | 0 | 0 | 0 | 0 | 0 | 0 | 4340.55 | 8723.17 | 275.667 | - | - | - | - | 0 | 0 | 2481 | 0 | 0 | 0 | 0 | 0 | 0 | 0 | 0 | 2481 | ESe | 96
07/27/18 @ 01:58 | ESe-w16-v96-WCChlrBase-mNE-HVAC-Proto.pd2 | ESe-w16-v96-WCChlrBase-mNE-HVAC-Proto | ESe-w16-v96 | California (Title 24) | Mount Shasta Area (CZ16) | Blue Canyon AP | 149994 | 94.1692 | 2.9347 | 0 | 0 | 0 | 0 | 334.116 | 84.9375 | 0 | 291.435 | 0 | 511.745 | 1319.34 | 0 | 0 | 0 | 5766.46 | 0 | 1197.77 | 0 | 0 | 0 | 20.6107 | 0 | 0 | 6984.84 | 158.989 | 7.8058 | 0 | 0 | 0 | 0 | 129.466 | 38.9449 | 0 | 166.274 | 0 | 218.816 | 720.296 | 0 | 0 | 0 | 6618 | 0 | 5.3851 | 0 | 0 | 0 | 0 | 0 | 0 | 6623.38 | 3515.55 | 72.4444 | - | - | - | - | 0 | 0 | 652 | 0 | 0 | 0 | 0 | 0 | 0 | 0 | 0 | 652 | ESe | 96
07/27/18 @ 01:58 | ESe-w01-v03-WCChlrBase-mNE-HVAC-Proto.pd2 | ESe-w01-v03-WCChlrBase-mNE-HVAC-Proto | ESe-w01-v03 | California (Title 24) | Arcata Area (CZ01) | Arcata | 149994 | 24.5147 | 0.13618 | 0 | 0 | 0 | 0 | 220.427 | 42.8748 | 0 | 278.114 | 0 | 425.036 | 991.106 | 0 | 0 | 0 | 4391.52 | 0 | 1137.23 | 0 | 0 | 0 | 20.6107 | 0 | 0 | 5549.36 | 90.7095 | 2.1971 | 0 | 0 | 0 | 0 | 85.5008 | 25.4202 | 0 | 138.455 | 0 | 183.57 | 525.853 | 0 | 0 | 0 | 5926.58 | 0 | 1.894 | 0 | 0 | 0 | 0 | 0 | 0 | 5928.47 | 2060.13 | 328.778 | - | - | - | - | 0 | 0 | 2959 | 0 | 0 | 0 | 0 | 0 | 0 | 0 | 0 | 2959 | ESe | 03
07/27/18 @ 01:58 | ESe-w02-v03-WCChlrBase-mNE-HVAC-Proto.pd2 | ESe-w02-v03-WCChlrBase-mNE-HVAC-Proto | ESe-w02-v03 | California (Title 24) | Santa Rosa Area (CZ02) | Santa Rosa | 149994 | 121.591 | 2.3024 | 0 | 0 | 0 | 0 | 259.263 | 75.6864 | 0 | 278.114 | 0 | 425.036 | 1162 | 0 | 0 | 0 | 3085.88 | 0 | 1061.26 | 0 | 0 | 0 | 20.6107 | 0 | 0 | 4167.75 | 264.753 | 7.7973 | 0 | 0 | 0 | 0 | 107.715 | 58.7987 | 0 | 138.455 | 0 | 183.57 | 761.089 | 0 | 0 | 0 | 6245.42 | 0 | 1.8597 | 0 | 0 | 0 | 0 | 0 | 0 | 6247.28 | 5668.24 | 6.1111 | - | - | - | - | 0 | 0 | 55 | 0 | 0 | 0 | 0 | 0 | 0 | 0 | 0 | 55 | ESe | 03
07/27/18 @ 01:58 | ESe-w03-v03-WCChlrBase-mNE-HVAC-Proto.pd2 | ESe-w03-v03-WCChlrBase-mNE-HVAC-Proto | ESe-w03-v03 | California (Title 24) | Oakland Area (CZ03) | Oakland AP | 149994 | 75.1625 | 1.1731 | 0 | 0 | 0 | 0 | 250.936 | 58.9856 | 0 | 278.114 | 0 | 425.036 | 1089.41 | 0 | 0 | 0 | 2810.93 | 0 | 1062.6 | 0 | 0 | 0 | 20.6107 | 0 | 0 | 3894.14 | 172.415 | 4.197 | 0 | 0 | 0 | 0 | 103.871 | 37.5704 | 0 | 153.64 | 0 | 181.037 | 652.73 | 0 | 0 | 0 | 5824.99 | 0 | 1.9324 | 0 | 0 | 0 | 0 | 0 | 0 | 5826.92 | 3499.94 | 6.1111 | - | - | - | - | 0 | 0 | 55 | 0 | 0 | 0 | 0 | 0 | 0 | 0 | 0 | 55 | ESe | 03
07/27/18 @ 01:59 | ESe-w04-v03-WCChlrBase-mNE-HVAC-Proto.pd2 | ESe-w04-v03-WCChlrBase-mNE-HVAC-Proto | ESe-w04-v03 | California (Title 24) | Sunnyvale Area (CZ04) | San Jose | 149994 | 149.441 | 2.9041 | 0 | 0 | 0 | 0 | 278.944 | 84.0836 | 0 | 278.114 | 0 | 425.036 | 1218.53 | 0 | 0 | 0 | 2394.8 | 0 | 1031.99 | 0 | 0 | 0 | 20.6107 | 0 | 0 | 3447.4 | 244.427 | 6.6039 | 0 | 0 | 0 | 0 | 112.788 | 52.2232 | 0 | 138.455 | 0 | 183.57 | 738.067 | 0 | 0 | 0 | 5928.29 | 0 | 1.8716 | 0 | 0 | 0 | 0 | 0 | 0 | 5930.16 | 4809.77 | 42.6667 | - | - | - | - | 0 | 0 | 384 | 0 | 0 | 0 | 0 | 0 | 0 | 0 | 0 | 384 | ESe | 03
07/27/18 @ 01:59 | ESe-w05-v03-WCChlrBase-mNE-HVAC-Proto.pd2 | ESe-w05-v03-WCChlrBase-mNE-HVAC-Proto | ESe-w05-v03 | California (Title 24) | Santa Maria Area (CZ05) | Santa Maria AP | 149994 | 80.7762 | 1.2408 | 0 | 0 | 0 | 0 | 237.644 | 60.8927 | 0 | 278.114 | 0 | 425.036 | 1083.71 | 0 | 0 | 0 | 2843.05 | 0 | 1078.09 | 0 | 0 | 0 | 20.6107 | 0 | 0 | 3941.75 | 177.951 | 4.5609 | 0 | 0 | 0 | 0 | 93.9678 | 36.4164 | 0 | 153.64 | 0 | 181.037 | 647.573 | 0 | 0 | 0 | 5927.68 | 0 | 1.8967 | 0 | 0 | 0 | 0 | 0 | 0 | 5929.58 | 3496.81 | 352.444 | - | - | - | - | 0 | 0 | 3172 | 0 | 0 | 0 | 0 | 0 | 0 | 0 | 0 | 3172 | ESe | 03
07/27/18 @ 01:59 | ESe-w06-v03-WCChlrBase-mNE-HVAC-Proto.pd2 | ESe-w06-v03-WCChlrBase-mNE-HVAC-Proto | ESe-w06-v03 | California (Title 24) | Los Angeles Area (CZ06) | Torrance | 149994 | 195.933 | 4.0547 | 0 | 0 | 0 | 0 | 281.849 | 101.859 | 0 | 278.114 | 0 | 425.036 | 1286.85 | 0 | 0 | 0 | 1575.73 | 0 | 1000.11 | 0 | 0 | 0 | 20.6107 | 0 | 0 | 2596.45 | 294.932 | 9.3846 | 0 | 0 | 0 | 0 | 119.73 | 61.9659 | 0 | 159.199 | 0 | 183.57 | 828.782 | 0 | 0 | 0 | 5471.66 | 0 | 1.9694 | 0 | 0 | 0 | 0 | 0 | 0 | 5473.63 | 5705.92 | 72.7778 | - | - | - | - | 0 | 0 | 655 | 0 | 0 | 0 | 0 | 0 | 0 | 0 | 0 | 655 | ESe | 03
07/27/18 @ 02:00 | ESe-w07-v03-WCChlrBase-mNE-HVAC-Proto.pd2 | ESe-w07-v03-WCChlrBase-mNE-HVAC-Proto | ESe-w07-v03 | California (Title 24) | San Diego Area (CZ07) | San Diego AP | 149994 | 163.47 | 3.1641 | 0 | 0 | 0 | 0 | 269.736 | 85.9734 | 0 | 278.114 | 0 | 425.036 | 1225.5 | 0 | 0 | 0 | 1183.18 | 0 | 988.621 | 0 | 0 | 0 | 20.6107 | 0 | 0 | 2192.41 | 244.49 | 9.2143 | 0 | 0 | 0 | 0 | 108.247 | 50.1788 | 0 | 153.64 | 0 | 181.037 | 746.807 | 0 | 0 | 0 | 4627.18 | 0 | 2.0121 | 0 | 0 | 0 | 0 | 0 | 0 | 4629.19 | 4800.54 | 502.556 | - | - | - | - | 0 | 0 | 4523 | 0 | 0 | 0 | 0 | 0 | 0 | 0 | 0 | 4523 | ESe | 03
07/27/18 @ 02:00 | ESe-w08-v03-WCChlrBase-mNE-HVAC-Proto.pd2 | ESe-w08-v03-WCChlrBase-mNE-HVAC-Proto | ESe-w08-v03 | California (Title 24) | El Toro Area (CZ08) | Fullerton | 149994 | 240.177 | 5.0412 | 0 | 0 | 0 | 0 | 301.737 | 116.998 | 0 | 278.114 | 0 | 425.036 | 1367.11 | 0 | 0 | 0 | 1317.06 | 0 | 974.223 | 0 | 0 | 0 | 20.6107 | 0 | 0 | 2311.9 | 311.427 | 10.0514 | 0 | 0 | 0 | 0 | 125.159 | 67.1514 | 0 | 138.455 | 0 | 183.57 | 835.814 | 0 | 0 | 0 | 5260.78 | 0 | 1.9326 | 0 | 0 | 0 | 0 | 0 | 0 | 5262.72 | 6029.02 | 625.889 | - | - | - | - | 0 | 0 | 5633 | 0 | 0 | 0 | 0 | 0 | 0 | 0 | 0 | 5633 | ESe | 03
07/27/18 @ 02:00 | ESe-w09-v03-WCChlrBase-mNE-HVAC-Proto.pd2 | ESe-w09-v03-WCChlrBase-mNE-HVAC-Proto | ESe-w09-v03 | California (Title 24) | Pasadena Area (CZ09) | Burbank AP | 149994 | 279.659 | 5.9949 | 0 | 0 | 0 | 0 | 323.622 | 147.907 | 0 | 278.114 | 0 | 425.036 | 1460.34 | 0 | 0 | 0 | 1543.09 | 0 | 974.333 | 0 | 0 | 0 | 20.6107 | 0 | 0 | 2538.04 | 378.478 | 18.5189 | 0 | 0 | 0 | 0 | 130.793 | 78.6629 | 0 | 153.64 | 0 | 181.037 | 941.13 | 0 | 0 | 0 | 5504.09 | 0 | 1.9588 | 0 | 0 | 0 | 0 | 0 | 0 | 5506.05 | 7511.91 | 167.889 | - | - | - | - | 0 | 0 | 1511 | 0 | 0 | 0 | 0 | 0 | 0 | 0 | 0 | 1511 | ESe | 03
07/27/18 @ 02:00 | ESe-w10-v03-WCChlrBase-mNE-HVAC-Proto.pd2 | ESe-w10-v03-WCChlrBase-mNE-HVAC-Proto | ESe-w10-v03 | California (Title 24) | San Bernardino Area (CZ10) | Riverside FS 3 | 149994 | 249.464 | 5.0922 | 0 | 0 | 0 | 0 | 310.688 | 128.766 | 0 | 278.114 | 0 | 425.036 | 1397.16 | 0 | 0 | 0 | 1650.58 | 0 | 970.975 | 0 | 0 | 0 | 20.6107 | 0 | 0 | 2642.16 | 348.613 | 15.2476 | 0 | 0 | 0 | 0 | 125.986 | 68.8791 | 0 | 138.455 | 0 | 183.57 | 880.75 | 0 | 0 | 0 | 6241.03 | 0 | 1.9488 | 0 | 0 | 0 | 0 | 0 | 0 | 6242.98 | 6682.54 | 134.778 | - | - | - | - | 0 | 0 | 1213 | 0 | 0 | 0 | 0 | 0 | 0 | 0 | 0 | 1213 | ESe | 03
07/27/18 @ 02:01 | ESe-w11-v03-WCChlrBase-mNE-HVAC-Proto.pd2 | ESe-w11-v03-WCChlrBase-mNE-HVAC-Proto | ESe-w11-v03 | California (Title 24) | Red Bluff Area (CZ11) | Red Bluff AP | 149994 | 230.136 | 4.9766 | 0 | 0 | 0 | 0 | 371.414 | 116.979 | 0 | 278.114 | 0 | 425.036 | 1426.66 | 0 | 0 | 0 | 2837.3 | 0 | 989.915 | 0 | 0 | 0 | 20.6107 | 0 | 0 | 3847.82 | 275.946 | 7.2726 | 0 | 0 | 0 | 0 | 125.809 | 54.932 | 0 | 138.455 | 0 | 183.57 | 785.985 | 0 | 0 | 0 | 6106.41 | 0 | 1.9037 | 0 | 0 | 0 | 0 | 0 | 0 | 6108.31 | 5266.95 | 175.556 | - | - | - | - | 0 | 0 | 1580 | 0 | 0 | 0 | 0 | 0 | 0 | 0 | 0 | 1580 | ESe | 03
07/27/18 @ 02:01 | ESe-w12-v03-WCChlrBase-mNE-HVAC-Proto.pd2 | ESe-w12-v03-WCChlrBase-mNE-HVAC-Proto | ESe-w12-v03 | California (Title 24) | Sacramento Area (CZ12) | Sacramento AP | 149994 | 178.402 | 3.6343 | 0 | 0 | 0 | 0 | 293.408 | 101.003 | 0 | 278.114 | 0 | 425.036 | 1279.6 | 0 | 0 | 0 | 2816.88 | 0 | 1016.58 | 0 | 0 | 0 | 20.6107 | 0 | 0 | 3854.07 | 279.249 | 10.7246 | 0 | 0 | 0 | 0 | 113.92 | 58.6331 | 0 | 138.455 | 0 | 183.57 | 784.551 | 0 | 0 | 0 | 6321.51 | 0 | 1.9048 | 0 | 0 | 0 | 0 | 0 | 0 | 6323.42 | 5513.14 | 85.3333 | - | - | - | - | 0 | 0 | 768 | 0 | 0 | 0 | 0 | 0 | 0 | 0 | 0 | 768 | ESe | 03
07/27/18 @ 02:01 | ESe-w13-v03-WCChlrBase-mNE-HVAC-Proto.pd2 | ESe-w13-v03-WCChlrBase-mNE-HVAC-Proto | ESe-w13-v03 | California (Title 24) | Fresno Area (CZ13) | Fresno AP | 149994 | 260.531 | 5.9188 | 0 | 0 | 0 | 0 | 370.234 | 129.012 | 0 | 278.114 | 0 | 425.036 | 1468.85 | 0 | 0 | 0 | 2515.45 | 0 | 977.651 | 0 | 0 | 0 | 20.6107 | 0 | 0 | 3513.71 | 300.893 | 9.76 | 0 | 0 | 0 | 0 | 124.906 | 63.8792 | 0 | 138.455 | 0 | 183.57 | 821.463 | 0 | 0 | 0 | 6082.82 | 0 | 1.9686 | 0 | 0 | 0 | 0 | 0 | 0 | 6084.78 | 5850.45 | 184.444 | - | - | - | - | 0 | 0 | 1660 | 0 | 0 | 0 | 0 | 0 | 0 | 0 | 0 | 1660 | ESe | 03
07/27/18 @ 02:02 | ESe-w14-v03-WCChlrBase-mNE-HVAC-Proto.pd2 | ESe-w14-v03-WCChlrBase-mNE-HVAC-Proto | ESe-w14-v03 | California (Title 24) | China Lake Area (CZ14) | Palmdale AP | 149994 | 274.468 | 5.0529 | 0 | 0 | 0 | 0 | 355.811 | 152.585 | 0 | 278.114 | 0 | 425.036 | 1491.07 | 0 | 0 | 0 | 2906.8 | 0 | 997.407 | 0 | 0 | 0 | 20.6107 | 0 | 0 | 3924.82 | 468.999 | 34.5989 | 0 | 0 | 0 | 0 | 122.657 | 75.4757 | 0 | 153.64 | 0 | 181.037 | 1036.41 | 0 | 0 | 0 | 7159.73 | 0 | 1.9486 | 0 | 0 | 0 | 0 | 0 | 0 | 7161.68 | 8715.9 | 200.667 | - | - | - | - | 0 | 0 | 1806 | 0 | 0 | 0 | 0 | 0 | 0 | 0 | 0 | 1806 | ESe | 03
07/27/18 @ 02:02 | ESe-w15-v03-WCChlrBase-mNE-HVAC-Proto.pd2 | ESe-w15-v03-WCChlrBase-mNE-HVAC-Proto | ESe-w15-v03 | California (Title 24) | Blythe Area (CZ15) | Palm Springs | 149994 | 549.922 | 15.2513 | 0 | 0 | 0 | 0 | 518.654 | 221.821 | 0 | 278.114 | 0 | 425.036 | 2008.8 | 0 | 0 | 0 | 729.844 | 0 | 825.646 | 0 | 0 | 0 | 20.6107 | 0 | 0 | 1576.1 | 438.499 | 31.1742 | 0 | 0 | 0 | 0 | 139.354 | 82.6488 | 0 | 138.455 | 0 | 183.57 | 1013.7 | 0 | 0 | 0 | 4613.56 | 0 | 1.9796 | 0 | 0 | 0 | 0 | 0 | 0 | 4615.54 | 8225.74 | 236.556 | - | - | - | - | 0 | 0 | 2129 | 0 | 0 | 0 | 0 | 0 | 0 | 0 | 0 | 2129 | ESe | 03
07/27/18 @ 02:02 | ESe-w16-v03-WCChlrBase-mNE-HVAC-Proto.pd2 | ESe-w16-v03-WCChlrBase-mNE-HVAC-Proto | ESe-w16-v03 | California (Title 24) | Mount Shasta Area (CZ16) | Blue Canyon AP | 149994 | 78.8198 | 1.0028 | 0 | 0 | 0 | 0 | 289.004 | 70.263 | 0 | 278.114 | 0 | 425.036 | 1142.24 | 0 | 0 | 0 | 5616.55 | 0 | 1141.32 | 0 | 0 | 0 | 20.6107 | 0 | 0 | 6778.48 | 145.672 | 2.9928 | 0 | 0 | 0 | 0 | 111.979 | 36.2424 | 0 | 159.199 | 0 | 183.57 | 639.656 | 0 | 0 | 0 | 6373.34 | 0 | 1.9181 | 0 | 0 | 0 | 0 | 0 | 0 | 6375.26 | 3226.93 | 61.6667 | - | - | - | - | 0 | 0 | 555 | 0 | 0 | 0 | 0 | 0 | 0 | 0 | 0 | 555 | ESe | 03
07/27/18 @ 02:02 | ESe-w01-v07-WCChlrBase-mNE-HVAC-Proto.pd2 | ESe-w01-v07-WCChlrBase-mNE-HVAC-Proto | ESe-w01-v07 | California (Title 24) | Arcata Area (CZ01) | Arcata | 149994 | 22.2702 | 0.12825 | 0 | 0 | 0 | 0 | 218.695 | 25.2926 | 0 | 264.281 | 0 | 421.107 | 951.775 | 0 | 0 | 0 | 4406.41 | 0 | 1137.33 | 0 | 0 | 0 | 20.6107 | 0 | 0 | 5564.34 | 87.9047 | 2.1295 | 0 | 0 | 0 | 0 | 84.3745 | 23.8586 | 0 | 131.306 | 0 | 181.457 | 511.03 | 0 | 0 | 0 | 5859.54 | 0 | 1.9066 | 0 | 0 | 0 | 0 | 0 | 0 | 5861.45 | 2024.81 | 314.889 | - | - | - | - | 0 | 0 | 2834 | 0 | 0 | 0 | 0 | 0 | 0 | 0 | 0 | 2834 | ESe | 07
07/27/18 @ 02:03 | ESe-w02-v07-WCChlrBase-mNE-HVAC-Proto.pd2 | ESe-w02-v07-WCChlrBase-mNE-HVAC-Proto | ESe-w02-v07 | California (Title 24) | Santa Rosa Area (CZ02) | Santa Rosa | 149994 | 120.002 | 2.2728 | 0 | 0 | 0 | 0 | 255.934 | 66.5325 | 0 | 264.281 | 0 | 421.107 | 1130.13 | 0 | 0 | 0 | 3095.33 | 0 | 1061.35 | 0 | 0 | 0 | 20.6107 | 0 | 0 | 4177.29 | 262.381 | 7.7699 | 0 | 0 | 0 | 0 | 106.349 | 58.6297 | 0 | 131.306 | 0 | 181.457 | 747.893 | 0 | 0 | 0 | 6162.49 | 0 | 1.8722 | 0 | 0 | 0 | 0 | 0 | 0 | 6164.36 | 5628.6 | 5.8889 | - | - | - | - | 0 | 0 | 53 | 0 | 0 | 0 | 0 | 0 | 0 | 0 | 0 | 53 | ESe | 07
07/27/18 @ 02:03 | ESe-w03-v07-WCChlrBase-mNE-HVAC-Proto.pd2 | ESe-w03-v07-WCChlrBase-mNE-HVAC-Proto | ESe-w03-v07 | California (Title 24) | Oakland Area (CZ03) | Oakland AP | 149994 | 72.3258 | 1.1473 | 0 | 0 | 0 | 0 | 248.111 | 44.3198 | 0 | 264.281 | 0 | 421.107 | 1051.29 | 0 | 0 | 0 | 2816.36 | 0 | 1062.68 | 0 | 0 | 0 | 20.6107 | 0 | 0 | 3899.65 | 169.552 | 4.2157 | 0 | 0 | 0 | 0 | 102.491 | 36.9134 | 0 | 146.406 | 0 | 178.923 | 638.501 | 0 | 0 | 0 | 5728.1 | 0 | 1.941 | 0 | 0 | 0 | 0 | 0 | 0 | 5730.04 | 3459.71 | 5.8889 | - | - | - | - | 0 | 0 | 53 | 0 | 0 | 0 | 0 | 0 | 0 | 0 | 0 | 53 | ESe | 07
07/27/18 @ 02:03 | ESe-w04-v07-WCChlrBase-mNE-HVAC-Proto.pd2 | ESe-w04-v07-WCChlrBase-mNE-HVAC-Proto | ESe-w04-v07 | California (Title 24) | Sunnyvale Area (CZ04) | San Jose | 149994 | 146.458 | 2.8625 | 0 | 0 | 0 | 0 | 275.361 | 72.4364 | 0 | 264.281 | 0 | 421.107 | 1182.51 | 0 | 0 | 0 | 2392.77 | 0 | 1032.07 | 0 | 0 | 0 | 20.6107 | 0 | 0 | 3445.44 | 240.461 | 6.3527 | 0 | 0 | 0 | 0 | 114.789 | 50.1894 | 0 | 131.306 | 0 | 181.457 | 724.555 | 0 | 0 | 0 | 5803.39 | 0 | 1.8843 | 0 | 0 | 0 | 0 | 0 | 0 | 5805.28 | 4771.3 | 41.6667 | - | - | - | - | 0 | 0 | 375 | 0 | 0 | 0 | 0 | 0 | 0 | 0 | 0 | 375 | ESe | 07
07/27/18 @ 02:04 | ESe-w05-v07-WCChlrBase-mNE-HVAC-Proto.pd2 | ESe-w05-v07-WCChlrBase-mNE-HVAC-Proto | ESe-w05-v07 | California (Title 24) | Santa Maria Area (CZ05) | Santa Maria AP | 149994 | 77.9507 | 1.205 | 0 | 0 | 0 | 0 | 234.87 | 48.3509 | 0 | 264.281 | 0 | 421.107 | 1047.77 | 0 | 0 | 0 | 2840.18 | 0 | 1078.17 | 0 | 0 | 0 | 20.6107 | 0 | 0 | 3938.96 | 176.103 | 4.5556 | 0 | 0 | 0 | 0 | 92.7468 | 35.8004 | 0 | 146.406 | 0 | 178.923 | 634.535 | 0 | 0 | 0 | 5837.87 | 0 | 1.9081 | 0 | 0 | 0 | 0 | 0 | 0 | 5839.78 | 3471.43 | 344.889 | - | - | - | - | 0 | 0 | 3104 | 0 | 0 | 0 | 0 | 0 | 0 | 0 | 0 | 3104 | ESe | 07
07/27/18 @ 02:04 | ESe-w06-v07-WCChlrBase-mNE-HVAC-Proto.pd2 | ESe-w06-v07-WCChlrBase-mNE-HVAC-Proto | ESe-w06-v07 | California (Title 24) | Los Angeles Area (CZ06) | Torrance | 149994 | 192.401 | 3.9904 | 0 | 0 | 0 | 0 | 277.972 | 93.3165 | 0 | 264.281 | 0 | 421.107 | 1253.07 | 0 | 0 | 0 | 1571.19 | 0 | 1000.17 | 0 | 0 | 0 | 20.6107 | 0 | 0 | 2591.97 | 292.506 | 9.2562 | 0 | 0 | 0 | 0 | 118.35 | 61.5498 | 0 | 151.853 | 0 | 181.457 | 814.972 | 0 | 0 | 0 | 5572.54 | 0 | 1.9851 | 0 | 0 | 0 | 0 | 0 | 0 | 5574.53 | 5665.57 | 72.4444 | - | - | - | - | 0 | 0 | 652 | 0 | 0 | 0 | 0 | 0 | 0 | 0 | 0 | 652 | ESe | 07
07/27/18 @ 02:04 | ESe-w07-v07-WCChlrBase-mNE-HVAC-Proto.pd2 | ESe-w07-v07-WCChlrBase-mNE-HVAC-Proto | ESe-w07-v07 | California (Title 24) | San Diego Area (CZ07) | San Diego AP | 149994 | 160.568 | 3.1153 | 0 | 0 | 0 | 0 | 265.764 | 79.4067 | 0 | 264.281 | 0 | 421.107 | 1194.24 | 0 | 0 | 0 | 1177.76 | 0 | 988.676 | 0 | 0 | 0 | 20.6107 | 0 | 0 | 2187.04 | 241.914 | 9.0718 | 0 | 0 | 0 | 0 | 106.922 | 49.8176 | 0 | 146.406 | 0 | 178.923 | 733.055 | 0 | 0 | 0 | 4626.6 | 0 | 2.0259 | 0 | 0 | 0 | 0 | 0 | 0 | 4628.63 | 4757.22 | 494.333 | - | - | - | - | 0 | 0 | 4449 | 0 | 0 | 0 | 0 | 0 | 0 | 0 | 0 | 4449 | ESe | 07
07/27/18 @ 02:04 | ESe-w08-v07-WCChlrBase-mNE-HVAC-Proto.pd2 | ESe-w08-v07-WCChlrBase-mNE-HVAC-Proto | ESe-w08-v07 | California (Title 24) | El Toro Area (CZ08) | Fullerton | 149994 | 237.112 | 4.9853 | 0 | 0 | 0 | 0 | 297.227 | 111.454 | 0 | 264.281 | 0 | 421.107 | 1336.17 | 0 | 0 | 0 | 1307.11 | 0 | 974.282 | 0 | 0 | 0 | 20.6107 | 0 | 0 | 2302.01 | 309.079 | 9.9434 | 0 | 0 | 0 | 0 | 123.794 | 66.4655 | 0 | 131.306 | 0 | 181.457 | 822.046 | 0 | 0 | 0 | 5149.69 | 0 | 1.9445 | 0 | 0 | 0 | 0 | 0 | 0 | 5151.64 | 5990.29 | 617.667 | - | - | - | - | 0 | 0 | 5559 | 0 | 0 | 0 | 0 | 0 | 0 | 0 | 0 | 5559 | ESe | 07
07/27/18 @ 02:05 | ESe-w09-v07-WCChlrBase-mNE-HVAC-Proto.pd2 | ESe-w09-v07-WCChlrBase-mNE-HVAC-Proto | ESe-w09-v07 | California (Title 24) | Pasadena Area (CZ09) | Burbank AP | 149994 | 277.02 | 5.9511 | 0 | 0 | 0 | 0 | 319.222 | 145.081 | 0 | 264.281 | 0 | 421.107 | 1432.66 | 0 | 0 | 0 | 1542.66 | 0 | 974.389 | 0 | 0 | 0 | 20.6107 | 0 | 0 | 2537.66 | 378.038 | 18.6844 | 0 | 0 | 0 | 0 | 129.439 | 78.2656 | 0 | 146.406 | 0 | 178.923 | 929.756 | 0 | 0 | 0 | 5397.69 | 0 | 1.9674 | 0 | 0 | 0 | 0 | 0 | 0 | 5399.65 | 7474.78 | 168.333 | - | - | - | - | 0 | 0 | 1515 | 0 | 0 | 0 | 0 | 0 | 0 | 0 | 0 | 1515 | ESe | 07
07/27/18 @ 02:05 | ESe-w10-v07-WCChlrBase-mNE-HVAC-Proto.pd2 | ESe-w10-v07-WCChlrBase-mNE-HVAC-Proto | ESe-w10-v07 | California (Title 24) | San Bernardino Area (CZ10) | Riverside FS 3 | 149994 | 246.57 | 5.0506 | 0 | 0 | 0 | 0 | 305.891 | 126.297 | 0 | 264.281 | 0 | 421.107 | 1369.2 | 0 | 0 | 0 | 1641.75 | 0 | 971.038 | 0 | 0 | 0 | 20.6107 | 0 | 0 | 2633.39 | 348.291 | 15.9354 | 0 | 0 | 0 | 0 | 124.606 | 68.6214 | 0 | 131.306 | 0 | 181.457 | 870.217 | 0 | 0 | 0 | 6175.49 | 0 | 1.9577 | 0 | 0 | 0 | 0 | 0 | 0 | 6177.45 | 6639.59 | 135.556 | - | - | - | - | 0 | 0 | 1220 | 0 | 0 | 0 | 0 | 0 | 0 | 0 | 0 | 1220 | ESe | 07
07/27/18 @ 02:05 | ESe-w11-v07-WCChlrBase-mNE-HVAC-Proto.pd2 | ESe-w11-v07-WCChlrBase-mNE-HVAC-Proto | ESe-w11-v07 | California (Title 24) | Red Bluff Area (CZ11) | Red Bluff AP | 149994 | 227.069 | 4.9252 | 0 | 0 | 0 | 0 | 364.791 | 107.682 | 0 | 264.281 | 0 | 421.107 | 1389.85 | 0 | 0 | 0 | 2856.8 | 0 | 990.12 | 0 | 0 | 0 | 20.6107 | 0 | 0 | 3867.54 | 273.647 | 7.2011 | 0 | 0 | 0 | 0 | 124.565 | 55.0373 | 0 | 131.306 | 0 | 181.457 | 773.214 | 0 | 0 | 0 | 5663.64 | 0 | 385.006 | 0 | 0 | 0 | 0 | 0 | 0 | 6048.64 | 5233.62 | 173.222 | - | - | - | - | 0 | 0 | 1559 | 0 | 0 | 0 | 0 | 0 | 0 | 0 | 0 | 1559 | ESe | 07
07/27/18 @ 02:06 | ESe-w12-v07-WCChlrBase-mNE-HVAC-Proto.pd2 | ESe-w12-v07-WCChlrBase-mNE-HVAC-Proto | ESe-w12-v07 | California (Title 24) | Sacramento Area (CZ12) | Sacramento AP | 149994 | 175.566 | 3.6019 | 0 | 0 | 0 | 0 | 289.321 | 91.5383 | 0 | 264.281 | 0 | 421.107 | 1245.42 | 0 | 0 | 0 | 2818.82 | 0 | 1016.65 | 0 | 0 | 0 | 20.6107 | 0 | 0 | 3856.08 | 276.684 | 10.5722 | 0 | 0 | 0 | 0 | 112.545 | 58.1323 | 0 | 131.306 | 0 | 181.457 | 770.697 | 0 | 0 | 0 | 6228.61 | 0 | 1.9172 | 0 | 0 | 0 | 0 | 0 | 0 | 6230.53 | 5474.15 | 85.8889 | - | - | - | - | 0 | 0 | 773 | 0 | 0 | 0 | 0 | 0 | 0 | 0 | 0 | 773 | ESe | 07
07/27/18 @ 02:06 | ESe-w13-v07-WCChlrBase-mNE-HVAC-Proto.pd2 | ESe-w13-v07-WCChlrBase-mNE-HVAC-Proto | ESe-w13-v07 | California (Title 24) | Fresno Area (CZ13) | Fresno AP | 149994 | 257.927 | 5.8842 | 0 | 0 | 0 | 0 | 365.451 | 121.212 | 0 | 264.281 | 0 | 421.107 | 1435.86 | 0 | 0 | 0 | 2528.5 | 0 | 977.715 | 0 | 0 | 0 | 20.6107 | 0 | 0 | 3526.82 | 298.775 | 9.6228 | 0 | 0 | 0 | 0 | 123.667 | 63.3491 | 0 | 131.306 | 0 | 181.457 | 808.177 | 0 | 0 | 0 | 6006.14 | 0 | 1.9773 | 0 | 0 | 0 | 0 | 0 | 0 | 6008.12 | 5830.68 | 183.556 | - | - | - | - | 0 | 0 | 1652 | 0 | 0 | 0 | 0 | 0 | 0 | 0 | 0 | 1652 | ESe | 07
07/27/18 @ 02:06 | ESe-w14-v07-WCChlrBase-mNE-HVAC-Proto.pd2 | ESe-w14-v07-WCChlrBase-mNE-HVAC-Proto | ESe-w14-v07 | California (Title 24) | China Lake Area (CZ14) | Palmdale AP | 149994 | 272.583 | 5.0304 | 0 | 0 | 0 | 0 | 350.883 | 152.305 | 0 | 264.281 | 0 | 421.107 | 1466.19 | 0 | 0 | 0 | 2905.8 | 0 | 997.479 | 0 | 0 | 0 | 20.6107 | 0 | 0 | 3923.89 | 466.972 | 34.2669 | 0 | 0 | 0 | 0 | 121.322 | 75.932 | 0 | 146.406 | 0 | 178.923 | 1023.82 | 0 | 0 | 0 | 7033.9 | 0 | 1.9614 | 0 | 0 | 0 | 0 | 0 | 0 | 7035.87 | 8670.27 | 203.889 | - | - | - | - | 0 | 0 | 1835 | 0 | 0 | 0 | 0 | 0 | 0 | 0 | 0 | 1835 | ESe | 07
07/27/18 @ 02:06 | ESe-w15-v07-WCChlrBase-mNE-HVAC-Proto.pd2 | ESe-w15-v07-WCChlrBase-mNE-HVAC-Proto | ESe-w15-v07 | California (Title 24) | Blythe Area (CZ15) | Palm Springs | 149994 | 548.612 | 15.2238 | 0 | 0 | 0 | 0 | 511.731 | 232.497 | 0 | 264.281 | 0 | 421.107 | 1993.45 | 0 | 0 | 0 | 713.271 | 0 | 825.683 | 0 | 0 | 0 | 20.6107 | 0 | 0 | 1559.56 | 439 | 30.7384 | 0 | 0 | 0 | 0 | 138.025 | 83.1609 | 0 | 131.306 | 0 | 181.457 | 1003.69 | 0 | 0 | 0 | 4320.39 | 0 | 1.9865 | 0 | 0 | 0 | 0 | 0 | 0 | 4322.38 | 8188.24 | 238.222 | - | - | - | - | 0 | 0 | 2144 | 0 | 0 | 0 | 0 | 0 | 0 | 0 | 0 | 2144 | ESe | 07
07/27/18 @ 02:07 | ESe-w16-v07-WCChlrBase-mNE-HVAC-Proto.pd2 | ESe-w16-v07-WCChlrBase-mNE-HVAC-Proto | ESe-w16-v07 | California (Title 24) | Mount Shasta Area (CZ16) | Blue Canyon AP | 149994 | 76.0665 | 0.98553 | 0 | 0 | 0 | 0 | 286.424 | 50.0543 | 0 | 264.281 | 0 | 421.107 | 1098.92 | 0 | 0 | 0 | 5642.9 | 0 | 1141.41 | 0 | 0 | 0 | 20.6107 | 0 | 0 | 6804.93 | 143.672 | 2.9434 | 0 | 0 | 0 | 0 | 110.59 | 35.4687 | 0 | 151.853 | 0 | 181.457 | 625.984 | 0 | 0 | 0 | 6241.87 | 0 | 1.9296 | 0 | 0 | 0 | 0 | 0 | 0 | 6243.79 | 3191.88 | 60.1111 | - | - | - | - | 0 | 0 | 541 | 0 | 0 | 0 | 0 | 0 | 0 | 0 | 0 | 541 | ESe | 07
07/27/18 @ 02:07 | ESe-w01-v11-WCChlrBase-mNE-HVAC-Proto.pd2 | ESe-w01-v11-WCChlrBase-mNE-HVAC-Proto | ESe-w01-v11 | California (Title 24) | Arcata Area (CZ01) | Arcata | 149994 | 22.2782 | 0.12863 | 0 | 0 | 0 | 0 | 218.53 | 25.1799 | 0 | 264.281 | 0 | 419.135 | 949.533 | 0 | 0 | 0 | 4371.98 | 0 | 1137.32 | 0 | 0 | 0 | 20.6107 | 0 | 0 | 5529.91 | 87.9639 | 2.1299 | 0 | 0 | 0 | 0 | 84.3642 | 23.8548 | 0 | 131.306 | 0 | 180.653 | 510.272 | 0 | 0 | 0 | 5839.43 | 0 | 1.9052 | 0 | 0 | 0 | 0 | 0 | 0 | 5841.34 | 2023.79 | 314.444 | - | - | - | - | 0 | 0 | 2830 | 0 | 0 | 0 | 0 | 0 | 0 | 0 | 0 | 2830 | ESe | 11
07/27/18 @ 02:07 | ESe-w02-v11-WCChlrBase-mNE-HVAC-Proto.pd2 | ESe-w02-v11-WCChlrBase-mNE-HVAC-Proto | ESe-w02-v11 | California (Title 24) | Santa Rosa Area (CZ02) | Santa Rosa | 149994 | 117.973 | 2.2503 | 0 | 0 | 0 | 0 | 252.148 | 64.3868 | 0 | 264.281 | 0 | 419.135 | 1120.17 | 0 | 0 | 0 | 3054.43 | 0 | 1061.28 | 0 | 0 | 0 | 20.6107 | 0 | 0 | 4136.32 | 259.78 | 7.7072 | 0 | 0 | 0 | 0 | 105.042 | 58.1729 | 0 | 131.306 | 0 | 180.653 | 742.662 | 0 | 0 | 0 | 6138.03 | 0 | 1.8358 | 0 | 0 | 0 | 0 | 0 | 0 | 6139.86 | 5588.82 | 5.8889 | - | - | - | - | 0 | 0 | 53 | 0 | 0 | 0 | 0 | 0 | 0 | 0 | 0 | 53 | ESe | 11
07/27/18 @ 02:08 | ESe-w03-v11-WCChlrBase-mNE-HVAC-Proto.pd2 | ESe-w03-v11-WCChlrBase-mNE-HVAC-Proto | ESe-w03-v11 | California (Title 24) | Oakland Area (CZ03) | Oakland AP | 149994 | 71.9181 | 1.1404 | 0 | 0 | 0 | 0 | 245.657 | 43.5172 | 0 | 264.281 | 0 | 419.135 | 1045.65 | 0 | 0 | 0 | 2781.91 | 0 | 1062.6 | 0 | 0 | 0 | 20.6107 | 0 | 0 | 3865.12 | 168.521 | 4.0772 | 0 | 0 | 0 | 0 | 101.598 | 36.5568 | 0 | 146.406 | 0 | 178.119 | 635.279 | 0 | 0 | 0 | 5665.59 | 0 | 1.9039 | 0 | 0 | 0 | 0 | 0 | 0 | 5667.49 | 3425.98 | 5.8889 | - | - | - | - | 0 | 0 | 53 | 0 | 0 | 0 | 0 | 0 | 0 | 0 | 0 | 53 | ESe | 11
07/27/18 @ 02:08 | ESe-w04-v11-WCChlrBase-mNE-HVAC-Proto.pd2 | ESe-w04-v11-WCChlrBase-mNE-HVAC-Proto | ESe-w04-v11 | California (Title 24) | Sunnyvale Area (CZ04) | San Jose | 149994 | 144.656 | 2.8347 | 0 | 0 | 0 | 0 | 272.237 | 70.6462 | 0 | 264.281 | 0 | 419.135 | 1173.79 | 0 | 0 | 0 | 2357.65 | 0 | 1032.01 | 0 | 0 | 0 | 20.6107 | 0 | 0 | 3410.26 | 238.679 | 6.2983 | 0 | 0 | 0 | 0 | 113.72 | 49.7002 | 0 | 131.306 | 0 | 180.653 | 720.357 | 0 | 0 | 0 | 5758.66 | 0 | 1.8462 | 0 | 0 | 0 | 0 | 0 | 0 | 5760.5 | 4727.19 | 25.2222 | - | - | - | - | 0 | 0 | 227 | 0 | 0 | 0 | 0 | 0 | 0 | 0 | 0 | 227 | ESe | 11
07/27/18 @ 02:08 | ESe-w05-v11-WCChlrBase-mNE-HVAC-Proto.pd2 | ESe-w05-v11-WCChlrBase-mNE-HVAC-Proto | ESe-w05-v11 | California (Title 24) | Santa Maria Area (CZ05) | Santa Maria AP | 149994 | 77.8781 | 1.2026 | 0 | 0 | 0 | 0 | 234.719 | 48.3497 | 0 | 264.281 | 0 | 419.135 | 1045.57 | 0 | 0 | 0 | 2837.55 | 0 | 1078.17 | 0 | 0 | 0 | 20.6107 | 0 | 0 | 3936.33 | 174.889 | 4.5396 | 0 | 0 | 0 | 0 | 92.5643 | 35.7025 | 0 | 146.406 | 0 | 178.119 | 632.221 | 0 | 0 | 0 | 5834.7 | 0 | 1.9063 | 0 | 0 | 0 | 0 | 0 | 0 | 5836.61 | 3444.79 | 344.222 | - | - | - | - | 0 | 0 | 3098 | 0 | 0 | 0 | 0 | 0 | 0 | 0 | 0 | 3098 | ESe | 11
07/27/18 @ 02:08 | ESe-w06-v11-WCChlrBase-mNE-HVAC-Proto.pd2 | ESe-w06-v11-WCChlrBase-mNE-HVAC-Proto | ESe-w06-v11 | California (Title 24) | Los Angeles Area (CZ06) | Torrance | 149994 | 192.004 | 3.9809 | 0 | 0 | 0 | 0 | 277.155 | 93.1007 | 0 | 264.281 | 0 | 419.135 | 1249.66 | 0 | 0 | 0 | 1564.88 | 0 | 1000.16 | 0 | 0 | 0 | 20.6107 | 0 | 0 | 2585.65 | 291.691 | 9.2299 | 0 | 0 | 0 | 0 | 117.969 | 61.4328 | 0 | 151.853 | 0 | 180.653 | 812.829 | 0 | 0 | 0 | 5556.86 | 0 | 1.9759 | 0 | 0 | 0 | 0 | 0 | 0 | 5558.83 | 5651.69 | 72.2222 | - | - | - | - | 0 | 0 | 650 | 0 | 0 | 0 | 0 | 0 | 0 | 0 | 0 | 650 | ESe | 11
07/27/18 @ 02:09 | ESe-w07-v11-WCChlrBase-mNE-HVAC-Proto.pd2 | ESe-w07-v11-WCChlrBase-mNE-HVAC-Proto | ESe-w07-v11 | California (Title 24) | San Diego Area (CZ07) | San Diego AP | 149994 | 159.558 | 3.0989 | 0 | 0 | 0 | 0 | 263.856 | 78.4884 | 0 | 264.281 | 0 | 419.135 | 1188.42 | 0 | 0 | 0 | 1165.75 | 0 | 988.631 | 0 | 0 | 0 | 20.6107 | 0 | 0 | 2174.99 | 240.53 | 9.0183 | 0 | 0 | 0 | 0 | 106.106 | 49.5504 | 0 | 146.406 | 0 | 178.119 | 729.73 | 0 | 0 | 0 | 4418.26 | 0 | 1.9895 | 0 | 0 | 0 | 0 | 0 | 0 | 4420.25 | 4730.52 | 491.556 | - | - | - | - | 0 | 0 | 4424 | 0 | 0 | 0 | 0 | 0 | 0 | 0 | 0 | 4424 | ESe | 11
07/27/18 @ 02:09 | ESe-w08-v11-WCChlrBase-mNE-HVAC-Proto.pd2 | ESe-w08-v11-WCChlrBase-mNE-HVAC-Proto | ESe-w08-v11 | California (Title 24) | El Toro Area (CZ08) | Fullerton | 149994 | 234.524 | 4.9421 | 0 | 0 | 0 | 0 | 293.591 | 109.447 | 0 | 264.281 | 0 | 419.135 | 1325.92 | 0 | 0 | 0 | 1285.94 | 0 | 974.245 | 0 | 0 | 0 | 20.6107 | 0 | 0 | 2280.79 | 306.426 | 9.871 | 0 | 0 | 0 | 0 | 122.399 | 66.0113 | 0 | 131.306 | 0 | 180.653 | 816.667 | 0 | 0 | 0 | 5102.02 | 0 | 1.9102 | 0 | 0 | 0 | 0 | 0 | 0 | 5103.93 | 5945.73 | 613.778 | - | - | - | - | 0 | 0 | 5524 | 0 | 0 | 0 | 0 | 0 | 0 | 0 | 0 | 5524 | ESe | 11
07/27/18 @ 02:09 | ESe-w09-v11-WCChlrBase-mNE-HVAC-Proto.pd2 | ESe-w09-v11-WCChlrBase-mNE-HVAC-Proto | ESe-w09-v11 | California (Title 24) | Pasadena Area (CZ09) | Burbank AP | 149994 | 272.591 | 5.8544 | 0 | 0 | 0 | 0 | 313.145 | 140.744 | 0 | 264.281 | 0 | 419.135 | 1415.75 | 0 | 0 | 0 | 1496.86 | 0 | 974.32 | 0 | 0 | 0 | 20.6107 | 0 | 0 | 2491.79 | 373.384 | 18.535 | 0 | 0 | 0 | 0 | 127.309 | 77.525 | 0 | 146.406 | 0 | 178.119 | 921.279 | 0 | 0 | 0 | 5397.94 | 0 | 1.8981 | 0 | 0 | 0 | 0 | 0 | 0 | 5399.83 | 7407.78 | 154.889 | - | - | - | - | 0 | 0 | 1394 | 0 | 0 | 0 | 0 | 0 | 0 | 0 | 0 | 1394 | ESe | 11
07/27/18 @ 02:10 | ESe-w10-v11-WCChlrBase-mNE-HVAC-Proto.pd2 | ESe-w10-v11-WCChlrBase-mNE-HVAC-Proto | ESe-w10-v11 | California (Title 24) | San Bernardino Area (CZ10) | Riverside FS 3 | 149994 | 243.69 | 4.9919 | 0 | 0 | 0 | 0 | 300.373 | 124.367 | 0 | 264.281 | 0 | 419.135 | 1356.84 | 0 | 0 | 0 | 1612.39 | 0 | 970.993 | 0 | 0 | 0 | 20.6107 | 0 | 0 | 2603.99 | 345.539 | 15.8518 | 0 | 0 | 0 | 0 | 123.082 | 68.1772 | 0 | 131.306 | 0 | 180.653 | 864.609 | 0 | 0 | 0 | 6071.07 | 0 | 1.9164 | 0 | 0 | 0 | 0 | 0 | 0 | 6072.98 | 6601.78 | 127.667 | - | - | - | - | 0 | 0 | 1149 | 0 | 0 | 0 | 0 | 0 | 0 | 0 | 0 | 1149 | ESe | 11
07/27/18 @ 02:10 | ESe-w11-v11-WCChlrBase-mNE-HVAC-Proto.pd2 | ESe-w11-v11-WCChlrBase-mNE-HVAC-Proto | ESe-w11-v11 | California (Title 24) | Red Bluff Area (CZ11) | Red Bluff AP | 149994 | 212.729 | 4.5213 | 0 | 0 | 0 | 0 | 331.371 | 100.348 | 0 | 264.281 | 0 | 419.135 | 1332.39 | 0 | 0 | 0 | 2639.86 | 0 | 990.065 | 0 | 0 | 0 | 20.6107 | 0 | 0 | 3650.54 | 266.175 | 7.016 | 0 | 0 | 0 | 0 | 119.863 | 53.7504 | 0 | 131.306 | 0 | 180.653 | 758.764 | 0 | 0 | 0 | 6096.25 | 0 | 1.9168 | 0 | 0 | 0 | 0 | 0 | 0 | 6098.17 | 5102.9 | 162.111 | - | - | - | - | 0 | 0 | 1459 | 0 | 0 | 0 | 0 | 0 | 0 | 0 | 0 | 1459 | ESe | 11
07/27/18 @ 02:10 | ESe-w12-v11-WCChlrBase-mNE-HVAC-Proto.pd2 | ESe-w12-v11-WCChlrBase-mNE-HVAC-Proto | ESe-w12-v11 | California (Title 24) | Sacramento Area (CZ12) | Sacramento AP | 149994 | 172.429 | 3.5457 | 0 | 0 | 0 | 0 | 282.682 | 88.608 | 0 | 264.281 | 0 | 419.135 | 1230.68 | 0 | 0 | 0 | 2759.55 | 0 | 1016.59 | 0 | 0 | 0 | 20.6107 | 0 | 0 | 3796.75 | 274.346 | 10.459 | 0 | 0 | 0 | 0 | 110.724 | 57.9664 | 0 | 131.306 | 0 | 180.653 | 765.455 | 0 | 0 | 0 | 6161.56 | 0 | 1.8787 | 0 | 0 | 0 | 0 | 0 | 0 | 6163.44 | 5431.97 | 83.6667 | - | - | - | - | 0 | 0 | 753 | 0 | 0 | 0 | 0 | 0 | 0 | 0 | 0 | 753 | ESe | 11
07/27/18 @ 02:10 | ESe-w13-v11-WCChlrBase-mNE-HVAC-Proto.pd2 | ESe-w13-v11-WCChlrBase-mNE-HVAC-Proto | ESe-w13-v11 | California (Title 24) | Fresno Area (CZ13) | Fresno AP | 149994 | 245.429 | 5.5498 | 0 | 0 | 0 | 0 | 339.247 | 114.793 | 0 | 264.281 | 0 | 419.135 | 1388.44 | 0 | 0 | 0 | 2406.62 | 0 | 977.689 | 0 | 0 | 0 | 20.6107 | 0 | 0 | 3404.92 | 292.803 | 9.3881 | 0 | 0 | 0 | 0 | 119.846 | 62.2091 | 0 | 131.306 | 0 | 180.653 | 796.206 | 0 | 0 | 0 | 5440.91 | 0 | 379.568 | 0 | 0 | 0 | 0 | 0 | 0 | 5820.47 | 5722.78 | 175 | - | - | - | - | 0 | 0 | 1575 | 0 | 0 | 0 | 0 | 0 | 0 | 0 | 0 | 1575 | ESe | 11
07/27/18 @ 02:11 | ESe-w14-v11-WCChlrBase-mNE-HVAC-Proto.pd2 | ESe-w14-v11-WCChlrBase-mNE-HVAC-Proto | ESe-w14-v11 | California (Title 24) | China Lake Area (CZ14) | Palmdale AP | 149994 | 255.428 | 4.7482 | 0 | 0 | 0 | 0 | 320.06 | 140.348 | 0 | 264.281 | 0 | 419.135 | 1404 | 0 | 0 | 0 | 2692.51 | 0 | 997.428 | 0 | 0 | 0 | 20.6107 | 0 | 0 | 3710.55 | 458.284 | 33.229 | 0 | 0 | 0 | 0 | 116.653 | 73.6242 | 0 | 146.406 | 0 | 178.119 | 1006.32 | 0 | 0 | 0 | 7003.96 | 0 | 1.9296 | 0 | 0 | 0 | 0 | 0 | 0 | 7005.89 | 8529.38 | 187.556 | - | - | - | - | 0 | 0 | 1688 | 0 | 0 | 0 | 0 | 0 | 0 | 0 | 0 | 1688 | ESe | 11
07/27/18 @ 02:11 | ESe-w15-v11-WCChlrBase-mNE-HVAC-Proto.pd2 | ESe-w15-v11-WCChlrBase-mNE-HVAC-Proto | ESe-w15-v11 | California (Title 24) | Blythe Area (CZ15) | Palm Springs | 149994 | 517.797 | 14.1129 | 0 | 0 | 0 | 0 | 463.224 | 222.597 | 0 | 264.281 | 0 | 419.135 | 1901.15 | 0 | 0 | 0 | 668.341 | 0 | 825.701 | 0 | 0 | 0 | 20.6107 | 0 | 0 | 1514.65 | 429.182 | 30.2029 | 0 | 0 | 0 | 0 | 132.043 | 81.3449 | 0 | 131.306 | 0 | 180.653 | 984.732 | 0 | 0 | 0 | 4462.84 | 0 | 1.9855 | 0 | 0 | 0 | 0 | 0 | 0 | 4464.83 | 8029.8 | 228.333 | - | - | - | - | 0 | 0 | 2055 | 0 | 0 | 0 | 0 | 0 | 0 | 0 | 0 | 2055 | ESe | 11
07/27/18 @ 02:11 | ESe-w16-v11-WCChlrBase-mNE-HVAC-Proto.pd2 | ESe-w16-v11-WCChlrBase-mNE-HVAC-Proto | ESe-w16-v11 | California (Title 24) | Mount Shasta Area (CZ16) | Blue Canyon AP | 149994 | 70.2895 | 0.93615 | 0 | 0 | 0 | 0 | 260.926 | 44.3688 | 0 | 264.281 | 0 | 419.135 | 1059.94 | 0 | 0 | 0 | 5078.87 | 0 | 1141.28 | 0 | 0 | 0 | 20.6107 | 0 | 0 | 6240.76 | 138.369 | 2.8232 | 0 | 0 | 0 | 0 | 106.144 | 33.7845 | 0 | 151.853 | 0 | 180.653 | 613.627 | 0 | 0 | 0 | 6256.03 | 0 | 1.9171 | 0 | 0 | 0 | 0 | 0 | 0 | 6257.94 | 3043.57 | 50.4444 | - | - | - | - | 0 | 0 | 454 | 0 | 0 | 0 | 0 | 0 | 0 | 0 | 0 | 454 | ESe | 11
07/27/18 @ 02:12 | ESe-w01-v14-WCChlrBase-mNE-HVAC-Proto.pd2 | ESe-w01-v14-WCChlrBase-mNE-HVAC-Proto | ESe-w01-v14 | California (Title 24) | Arcata Area (CZ01) | Arcata | 149994 | 18.6358 | 0.097967 | 0 | 0 | 0 | 0 | 208.952 | 21.9316 | 0 | 264.281 | 0 | 419.135 | 933.033 | 0 | 0 | 0 | 4523.03 | 0 | 1137.49 | 0 | 0 | 0 | 20.6107 | 0 | 0 | 5681.13 | 78.2051 | 1.8788 | 0 | 0 | 0 | 0 | 79.5194 | 20.4148 | 0 | 131.306 | 0 | 180.653 | 491.978 | 0 | 0 | 0 | 5542.69 | 0 | 1.9117 | 0 | 0 | 0 | 0 | 0 | 0 | 5544.6 | 1773.72 | 304.222 | - | - | - | - | 0 | 0 | 2738 | 0 | 0 | 0 | 0 | 0 | 0 | 0 | 0 | 2738 | ESe | 14
07/27/18 @ 02:12 | ESe-w02-v14-WCChlrBase-mNE-HVAC-Proto.pd2 | ESe-w02-v14-WCChlrBase-mNE-HVAC-Proto | ESe-w02-v14 | California (Title 24) | Santa Rosa Area (CZ02) | Santa Rosa | 149994 | 107.295 | 2.0406 | 0 | 0 | 0 | 0 | 235.362 | 58.8128 | 0 | 264.281 | 0 | 419.135 | 1086.93 | 0 | 0 | 0 | 3189.67 | 0 | 1061.4 | 0 | 0 | 0 | 20.6107 | 0 | 0 | 4271.68 | 251.733 | 7.3066 | 0 | 0 | 0 | 0 | 98.0581 | 54.9292 | 0 | 131.306 | 0 | 180.653 | 723.987 | 0 | 0 | 0 | 6030.91 | 0 | 1.8833 | 0 | 0 | 0 | 0 | 0 | 0 | 6032.79 | 5272.35 | 5.8889 | - | - | - | - | 0 | 0 | 53 | 0 | 0 | 0 | 0 | 0 | 0 | 0 | 0 | 53 | ESe | 14
07/27/18 @ 02:12 | ESe-w03-v14-WCChlrBase-mNE-HVAC-Proto.pd2 | ESe-w03-v14-WCChlrBase-mNE-HVAC-Proto | ESe-w03-v14 | California (Title 24) | Oakland Area (CZ03) | Oakland AP | 149994 | 60.696 | 0.92999 | 0 | 0 | 0 | 0 | 219.765 | 38.0582 | 0 | 264.281 | 0 | 419.135 | 1002.86 | 0 | 0 | 0 | 2821.19 | 0 | 1062.76 | 0 | 0 | 0 | 20.6107 | 0 | 0 | 3904.56 | 150.686 | 3.7338 | 0 | 0 | 0 | 0 | 90.508 | 31.863 | 0 | 146.406 | 0 | 178.119 | 601.316 | 0 | 0 | 0 | 5482.69 | 0 | 1.9191 | 0 | 0 | 0 | 0 | 0 | 0 | 5484.61 | 3068.31 | 5.8889 | - | - | - | - | 0 | 0 | 53 | 0 | 0 | 0 | 0 | 0 | 0 | 0 | 0 | 53 | ESe | 14
07/27/18 @ 02:12 | ESe-w04-v14-WCChlrBase-mNE-HVAC-Proto.pd2 | ESe-w04-v14-WCChlrBase-mNE-HVAC-Proto | ESe-w04-v14 | California (Title 24) | Sunnyvale Area (CZ04) | San Jose | 149994 | 114.699 | 2.248 | 0 | 0 | 0 | 0 | 240.131 | 56.3637 | 0 | 264.281 | 0 | 419.135 | 1096.86 | 0 | 0 | 0 | 2405.7 | 0 | 1032.06 | 0 | 0 | 0 | 20.6107 | 0 | 0 | 3458.38 | 217.572 | 5.8941 | 0 | 0 | 0 | 0 | 98.9346 | 46.6285 | 0 | 131.306 | 0 | 180.653 | 680.988 | 0 | 0 | 0 | 5571.78 | 0 | 1.9232 | 0 | 0 | 0 | 0 | 0 | 0 | 5573.71 | 4312.47 | 5.8889 | - | - | - | - | 0 | 0 | 53 | 0 | 0 | 0 | 0 | 0 | 0 | 0 | 0 | 53 | ESe | 14
07/27/18 @ 02:13 | ESe-w05-v14-WCChlrBase-mNE-HVAC-Proto.pd2 | ESe-w05-v14-WCChlrBase-mNE-HVAC-Proto | ESe-w05-v14 | California (Title 24) | Santa Maria Area (CZ05) | Santa Maria AP | 149994 | 66.103 | 0.97195 | 0 | 0 | 0 | 0 | 214.447 | 42.8844 | 0 | 264.281 | 0 | 419.135 | 1007.82 | 0 | 0 | 0 | 2901.57 | 0 | 1078.33 | 0 | 0 | 0 | 20.6107 | 0 | 0 | 4000.51 | 158.161 | 4.0175 | 0 | 0 | 0 | 0 | 84.4216 | 31.4569 | 0 | 146.406 | 0 | 178.119 | 602.583 | 0 | 0 | 0 | 5570.48 | 0 | 1.9136 | 0 | 0 | 0 | 0 | 0 | 0 | 5572.39 | 3105.4 | 325.111 | - | - | - | - | 0 | 0 | 2926 | 0 | 0 | 0 | 0 | 0 | 0 | 0 | 0 | 2926 | ESe | 14
07/27/18 @ 02:13 | ESe-w06-v14-WCChlrBase-mNE-HVAC-Proto.pd2 | ESe-w06-v14-WCChlrBase-mNE-HVAC-Proto | ESe-w06-v14 | California (Title 24) | Los Angeles Area (CZ06) | Torrance | 149994 | 153.944 | 3.1099 | 0 | 0 | 0 | 0 | 243.626 | 78.888 | 0 | 264.281 | 0 | 419.135 | 1162.98 | 0 | 0 | 0 | 1621.48 | 0 | 1000.21 | 0 | 0 | 0 | 20.6107 | 0 | 0 | 2642.3 | 266.718 | 8.6166 | 0 | 0 | 0 | 0 | 104.669 | 56.6833 | 0 | 151.853 | 0 | 180.653 | 769.193 | 0 | 0 | 0 | 5088.41 | 0 | 1.9945 | 0 | 0 | 0 | 0 | 0 | 0 | 5090.41 | 5182.42 | 5.8889 | - | - | - | - | 0 | 0 | 53 | 0 | 0 | 0 | 0 | 0 | 0 | 0 | 0 | 53 | ESe | 14
07/27/18 @ 02:13 | ESe-w07-v14-WCChlrBase-mNE-HVAC-Proto.pd2 | ESe-w07-v14-WCChlrBase-mNE-HVAC-Proto | ESe-w07-v14 | California (Title 24) | San Diego Area (CZ07) | San Diego AP | 149994 | 132.436 | 2.5576 | 0 | 0 | 0 | 0 | 230.563 | 66.4962 | 0 | 264.281 | 0 | 419.135 | 1115.47 | 0 | 0 | 0 | 1321.57 | 0 | 988.71 | 0 | 0 | 0 | 20.6107 | 0 | 0 | 2330.9 | 225.345 | 9.0061 | 0 | 0 | 0 | 0 | 94.6071 | 49.6672 | 0 | 146.406 | 0 | 178.119 | 703.151 | 0 | 0 | 0 | 4351.66 | 0 | 2.0344 | 0 | 0 | 0 | 0 | 0 | 0 | 4353.69 | 4481.06 | 468.333 | - | - | - | - | 0 | 0 | 4215 | 0 | 0 | 0 | 0 | 0 | 0 | 0 | 0 | 4215 | ESe | 14
07/27/18 @ 02:14 | ESe-w08-v14-WCChlrBase-mNE-HVAC-Proto.pd2 | ESe-w08-v14-WCChlrBase-mNE-HVAC-Proto | ESe-w08-v14 | California (Title 24) | El Toro Area (CZ08) | Fullerton | 149994 | 189.064 | 3.7848 | 0 | 0 | 0 | 0 | 256.35 | 95.956 | 0 | 264.281 | 0 | 419.135 | 1228.57 | 0 | 0 | 0 | 1385.21 | 0 | 974.233 | 0 | 0 | 0 | 20.6107 | 0 | 0 | 2380.06 | 279.744 | 9.1756 | 0 | 0 | 0 | 0 | 109.373 | 58.5841 | 0 | 131.306 | 0 | 180.653 | 768.836 | 0 | 0 | 0 | 4875.89 | 0 | 1.9185 | 0 | 0 | 0 | 0 | 0 | 0 | 4877.81 | 5458.78 | 564.222 | - | - | - | - | 0 | 0 | 5078 | 0 | 0 | 0 | 0 | 0 | 0 | 0 | 0 | 5078 | ESe | 14
07/27/18 @ 02:14 | ESe-w09-v14-WCChlrBase-mNE-HVAC-Proto.pd2 | ESe-w09-v14-WCChlrBase-mNE-HVAC-Proto | ESe-w09-v14 | California (Title 24) | Pasadena Area (CZ09) | Burbank AP | 149994 | 217.651 | 4.4523 | 0 | 0 | 0 | 0 | 265.935 | 122.216 | 0 | 264.281 | 0 | 419.135 | 1293.67 | 0 | 0 | 0 | 1612.22 | 0 | 974.285 | 0 | 0 | 0 | 20.6107 | 0 | 0 | 2607.12 | 369.638 | 20.5829 | 0 | 0 | 0 | 0 | 113.816 | 70.8375 | 0 | 131.306 | 0 | 180.653 | 886.834 | 0 | 0 | 0 | 5111.84 | 0 | 1.919 | 0 | 0 | 0 | 0 | 0 | 0 | 5113.76 | 6993.87 | 83.4444 | - | - | - | - | 0 | 0 | 751 | 0 | 0 | 0 | 0 | 0 | 0 | 0 | 0 | 751 | ESe | 14
07/27/18 @ 02:14 | ESe-w10-v14-WCChlrBase-mNE-HVAC-Proto.pd2 | ESe-w10-v14-WCChlrBase-mNE-HVAC-Proto | ESe-w10-v14 | California (Title 24) | San Bernardino Area (CZ10) | Riverside FS 3 | 149994 | 214.611 | 4.3418 | 0 | 0 | 0 | 0 | 273.97 | 111.565 | 0 | 264.281 | 0 | 419.135 | 1287.9 | 0 | 0 | 0 | 1740.94 | 0 | 971.013 | 0 | 0 | 0 | 20.6107 | 0 | 0 | 2732.57 | 336.322 | 14.6942 | 0 | 0 | 0 | 0 | 117.26 | 65.0237 | 0 | 131.306 | 0 | 180.653 | 845.259 | 0 | 0 | 0 | 5977.78 | 0 | 1.9342 | 0 | 0 | 0 | 0 | 0 | 0 | 5979.71 | 6425.27 | 87.1111 | - | - | - | - | 0 | 0 | 784 | 0 | 0 | 0 | 0 | 0 | 0 | 0 | 0 | 784 | ESe | 14
07/27/18 @ 02:14 | ESe-w11-v14-WCChlrBase-mNE-HVAC-Proto.pd2 | ESe-w11-v14-WCChlrBase-mNE-HVAC-Proto | ESe-w11-v14 | California (Title 24) | Red Bluff Area (CZ11) | Red Bluff AP | 149994 | 185.694 | 3.8267 | 0 | 0 | 0 | 0 | 292.987 | 90.4182 | 0 | 264.281 | 0 | 419.135 | 1256.34 | 0 | 0 | 0 | 2782.06 | 0 | 990.058 | 0 | 0 | 0 | 20.6107 | 0 | 0 | 3792.73 | 253.841 | 6.7224 | 0 | 0 | 0 | 0 | 112.213 | 52.1181 | 0 | 131.306 | 0 | 180.653 | 736.854 | 0 | 0 | 0 | 6157.69 | 0 | 1.937 | 0 | 0 | 0 | 0 | 0 | 0 | 6159.63 | 4888.51 | 127 | - | - | - | - | 0 | 0 | 1143 | 0 | 0 | 0 | 0 | 0 | 0 | 0 | 0 | 1143 | ESe | 14
07/27/18 @ 02:15 | ESe-w12-v14-WCChlrBase-mNE-HVAC-Proto.pd2 | ESe-w12-v14-WCChlrBase-mNE-HVAC-Proto | ESe-w12-v14 | California (Title 24) | Sacramento Area (CZ12) | Sacramento AP | 149994 | 147.728 | 3.0554 | 0 | 0 | 0 | 0 | 260.281 | 75.5104 | 0 | 264.281 | 0 | 419.135 | 1169.99 | 0 | 0 | 0 | 2878.27 | 0 | 1016.61 | 0 | 0 | 0 | 20.6107 | 0 | 0 | 3915.5 | 262.197 | 10.0852 | 0 | 0 | 0 | 0 | 103.713 | 54.5272 | 0 | 131.306 | 0 | 180.653 | 742.482 | 0 | 0 | 0 | 6082.47 | 0 | 1.89 | 0 | 0 | 0 | 0 | 0 | 0 | 6084.36 | 5211.54 | 61.5556 | - | - | - | - | 0 | 0 | 554 | 0 | 0 | 0 | 0 | 0 | 0 | 0 | 0 | 554 | ESe | 14
07/27/18 @ 02:15 | ESe-w13-v14-WCChlrBase-mNE-HVAC-Proto.pd2 | ESe-w13-v14-WCChlrBase-mNE-HVAC-Proto | ESe-w13-v14 | California (Title 24) | Fresno Area (CZ13) | Fresno AP | 149994 | 217.795 | 4.8754 | 0 | 0 | 0 | 0 | 303.252 | 103.705 | 0 | 264.281 | 0 | 419.135 | 1313.04 | 0 | 0 | 0 | 2512.84 | 0 | 977.673 | 0 | 0 | 0 | 20.6107 | 0 | 0 | 3511.12 | 281.053 | 9.0814 | 0 | 0 | 0 | 0 | 112.594 | 58.8345 | 0 | 131.306 | 0 | 180.653 | 773.522 | 0 | 0 | 0 | 5841.77 | 0 | 1.9469 | 0 | 0 | 0 | 0 | 0 | 0 | 5843.72 | 5525.36 | 141.111 | - | - | - | - | 0 | 0 | 1270 | 0 | 0 | 0 | 0 | 0 | 0 | 0 | 0 | 1270 | ESe | 14
07/27/18 @ 02:15 | ESe-w14-v14-WCChlrBase-mNE-HVAC-Proto.pd2 | ESe-w14-v14-WCChlrBase-mNE-HVAC-Proto | ESe-w14-v14 | California (Title 24) | China Lake Area (CZ14) | Palmdale AP | 149994 | 222.398 | 4.1534 | 0 | 0 | 0 | 0 | 287.82 | 123.378 | 0 | 264.281 | 0 | 419.135 | 1321.16 | 0 | 0 | 0 | 2876.64 | 0 | 997.42 | 0 | 0 | 0 | 20.6107 | 0 | 0 | 3894.67 | 443.428 | 31.0089 | 0 | 0 | 0 | 0 | 110.199 | 67.8991 | 0 | 146.406 | 0 | 178.119 | 977.06 | 0 | 0 | 0 | 6834.58 | 0 | 1.9431 | 0 | 0 | 0 | 0 | 0 | 0 | 6836.52 | 8264.2 | 150.667 | - | - | - | - | 0 | 0 | 1356 | 0 | 0 | 0 | 0 | 0 | 0 | 0 | 0 | 1356 | ESe | 14
07/27/18 @ 02:16 | ESe-w15-v14-WCChlrBase-mNE-HVAC-Proto.pd2 | ESe-w15-v14-WCChlrBase-mNE-HVAC-Proto | ESe-w15-v14 | California (Title 24) | Blythe Area (CZ15) | Palm Springs | 149994 | 482.63 | 13.0112 | 0 | 0 | 0 | 0 | 422.13 | 209.847 | 0 | 264.281 | 0 | 419.135 | 1811.04 | 0 | 0 | 0 | 739.564 | 0 | 825.704 | 0 | 0 | 0 | 20.6107 | 0 | 0 | 1585.88 | 419.56 | 29.5809 | 0 | 0 | 0 | 0 | 125.33 | 78.0282 | 0 | 131.306 | 0 | 180.653 | 964.459 | 0 | 0 | 0 | 4465.54 | 0 | 1.9853 | 0 | 0 | 0 | 0 | 0 | 0 | 4467.53 | 7850.83 | 213.222 | - | - | - | - | 0 | 0 | 1919 | 0 | 0 | 0 | 0 | 0 | 0 | 0 | 0 | 1919 | ESe | 14
07/27/18 @ 02:16 | ESe-w16-v14-WCChlrBase-mNE-HVAC-Proto.pd2 | ESe-w16-v14-WCChlrBase-mNE-HVAC-Proto | ESe-w16-v14 | California (Title 24) | Mount Shasta Area (CZ16) | Blue Canyon AP | 149994 | 54.6634 | 0.72612 | 0 | 0 | 0 | 0 | 239.19 | 36.6123 | 0 | 264.281 | 0 | 419.135 | 1014.61 | 0 | 0 | 0 | 5346.03 | 0 | 1141.37 | 0 | 0 | 0 | 20.6107 | 0 | 0 | 6508.01 | 125.997 | 2.5833 | 0 | 0 | 0 | 0 | 96.4554 | 31.0713 | 0 | 151.853 | 0 | 180.653 | 588.613 | 0 | 0 | 0 | 6019.1 | 0 | 1.9258 | 0 | 0 | 0 | 0 | 0 | 0 | 6021.03 | 2800.5 | 5.8889 | - | - | - | - | 0 | 0 | 53 | 0 | 0 | 0 | 0 | 0 | 0 | 0 | 0 | 53 | ESe | 14
07/27/18 @ 02:16 | Hsp-w01-v96-WCChlrBase-mNE-HVAC-Proto.pd2 | Hsp-w01-v96-WCChlrBase-mNE-HVAC-Proto | Hsp-w01-v96 | California (Title 24) | Arcata Area (CZ01) | Arcata | 499998 | 544.073 | 12.931 | 0 | 0 | 0 | 0 | 3120.77 | 573.719 | 0 | 5513.19 | 0 | 3604.3 | 13369 | 0 | 0 | 0 | 41360.7 | 0 | 12232.4 | 0 | 0 | 0 | 58.7864 | 0 | 0 | 53651.9 | 483.241 | 29.461 | 0 | 0 | 0 | 0 | 356.661 | 132.616 | 0 | 934.822 | 0 | 564.645 | 2501.45 | 0 | 0 | 0 | 7489.18 | 0 | 2484.03 | 0 | 0 | 0 | 7.2135 | 0 | 0 | 9980.42 | 11319 | 1994.11 | - | - | - | - | 0 | 0 | 17947 | 0 | 0 | 0 | 0 | 0 | 0 | 0 | 0 | 17947 | Hsp | 96
07/27/18 @ 02:16 | Hsp-w02-v96-WCChlrBase-mNE-HVAC-Proto.pd2 | Hsp-w02-v96-WCChlrBase-mNE-HVAC-Proto | Hsp-w02-v96 | California (Title 24) | Santa Rosa Area (CZ02) | Santa Rosa | 499998 | 1478.03 | 80.0985 | 0 | 0 | 0 | 0 | 3122.74 | 799.492 | 0 | 5513.19 | 0 | 3604.3 | 14597.8 | 0 | 0 | 0 | 39868.1 | 0 | 11379.6 | 0 | 0 | 0 | 58.7864 | 0 | 0 | 51306.4 | 902.069 | 65.4114 | 0 | 0 | 0 | 0 | 360.907 | 206.49 | 0 | 934.822 | 0 | 564.645 | 3034.34 | 0 | 0 | 0 | 7575.31 | 0 | 2439.17 | 0 | 0 | 0 | 7.2135 | 0 | 0 | 10021.7 | 17216.9 | 2564.89 | - | - | - | - | 0 | 0 | 23084 | 0 | 0 | 0 | 0 | 0 | 0 | 0 | 0 | 23084 | Hsp | 96
07/27/18 @ 02:17 | Hsp-w03-v96-WCChlrBase-mNE-HVAC-Proto.pd2 | Hsp-w03-v96-WCChlrBase-mNE-HVAC-Proto | Hsp-w03-v96 | California (Title 24) | Oakland Area (CZ03) | Oakland AP | 499998 | 1146.32 | 55.6455 | 0 | 0 | 0 | 0 | 3121.83 | 723.831 | 0 | 5513.19 | 0 | 3604.3 | 14165.1 | 0 | 0 | 0 | 38962.7 | 0 | 11413.2 | 0 | 0 | 0 | 58.7864 | 0 | 0 | 50434.7 | 658.411 | 43.4897 | 0 | 0 | 0 | 0 | 356.802 | 173.491 | 0 | 866.987 | 0 | 564.645 | 2663.82 | 0 | 0 | 0 | 7166.43 | 0 | 2417.02 | 0 | 0 | 0 | 7.2135 | 0 | 0 | 9590.66 | 13112.7 | 2066.67 | - | - | - | - | 0 | 0 | 18600 | 0 | 0 | 0 | 0 | 0 | 0 | 0 | 0 | 18600 | Hsp | 96
07/27/18 @ 02:17 | Hsp-w04-v96-WCChlrBase-mNE-HVAC-Proto.pd2 | Hsp-w04-v96-WCChlrBase-mNE-HVAC-Proto | Hsp-w04-v96 | California (Title 24) | Sunnyvale Area (CZ04) | San Jose | 499998 | 1659.25 | 94.8405 | 0 | 0 | 0 | 0 | 3123.65 | 817.192 | 0 | 5513.19 | 0 | 3604.3 | 14812.4 | 0 | 0 | 0 | 38573.1 | 0 | 11056.7 | 0 | 0 | 0 | 58.7864 | 0 | 0 | 49688.6 | 771.922 | 52.1672 | 0 | 0 | 0 | 0 | 361.291 | 186.309 | 0 | 934.822 | 0 | 564.645 | 2871.16 | 0 | 0 | 0 | 7478.1 | 0 | 2430.2 | 0 | 0 | 0 | 7.2135 | 0 | 0 | 9915.51 | 14921.3 | 2389.22 | - | - | - | - | 0 | 0 | 21503 | 0 | 0 | 0 | 0 | 0 | 0 | 0 | 0 | 21503 | Hsp | 96
07/27/18 @ 02:17 | Hsp-w05-v96-WCChlrBase-mNE-HVAC-Proto.pd2 | Hsp-w05-v96-WCChlrBase-mNE-HVAC-Proto | Hsp-w05-v96 | California (Title 24) | Santa Maria Area (CZ05) | Santa Maria AP | 499998 | 1064.49 | 51.0434 | 0 | 0 | 0 | 0 | 3122.43 | 680.234 | 0 | 5513.19 | 0 | 3604.3 | 14035.7 | 0 | 0 | 0 | 38803.9 | 0 | 11589.5 | 0 | 0 | 0 | 58.7864 | 0 | 0 | 50452.1 | 666.599 | 42.1256 | 0 | 0 | 0 | 0 | 356.677 | 170.348 | 0 | 910.246 | 0 | 564.645 | 2710.64 | 0 | 0 | 0 | 6990.26 | 0 | 2441.71 | 0 | 0 | 0 | 7.2135 | 0 | 0 | 9439.18 | 13055 | 2295.22 | - | - | - | - | 0 | 0 | 20657 | 0 | 0 | 0 | 0 | 0 | 0 | 0 | 0 | 20657 | Hsp | 96
07/27/18 @ 02:17 | Hsp-w06-v96-WCChlrBase-mNE-HVAC-Proto.pd2 | Hsp-w06-v96-WCChlrBase-mNE-HVAC-Proto | Hsp-w06-v96 | California (Title 24) | Los Angeles Area (CZ06) | Torrance | 499998 | 2123.63 | 139.347 | 0 | 0 | 0 | 0 | 3124.63 | 889.224 | 0 | 5513.19 | 0 | 3604.3 | 15394.3 | 0 | 0 | 0 | 35570 | 0 | 10734.5 | 0 | 0 | 0 | 58.7864 | 0 | 0 | 46363.2 | 767.809 | 55.8387 | 0 | 0 | 0 | 0 | 356.764 | 186.697 | 0 | 932.638 | 0 | 564.645 | 2864.39 | 0 | 0 | 0 | 6529.64 | 0 | 2226.32 | 0 | 0 | 0 | 7.2135 | 0 | 0 | 8763.17 | 14939 | 2501.44 | - | - | - | - | 0 | 0 | 22513 | 0 | 0 | 0 | 0 | 0 | 0 | 0 | 0 | 22513 | Hsp | 96
07/27/18 @ 02:18 | Hsp-w07-v96-WCChlrBase-mNE-HVAC-Proto.pd2 | Hsp-w07-v96-WCChlrBase-mNE-HVAC-Proto | Hsp-w07-v96 | California (Title 24) | San Diego Area (CZ07) | San Diego AP | 499998 | 2168.72 | 143.086 | 0 | 0 | 0 | 0 | 3124.75 | 899.262 | 0 | 5513.19 | 0 | 3604.3 | 15453.3 | 0 | 0 | 0 | 34614.3 | 0 | 10623 | 0 | 0 | 0 | 58.7864 | 0 | 0 | 45296.1 | 745.128 | 54.3113 | 0 | 0 | 0 | 0 | 356.719 | 182.19 | 0 | 910.246 | 0 | 564.645 | 2813.24 | 0 | 0 | 0 | 6045.7 | 0 | 2245.79 | 0 | 0 | 0 | 7.2135 | 0 | 0 | 8298.71 | 14487.4 | 2559.56 | - | - | - | - | 0 | 0 | 23036 | 0 | 0 | 0 | 0 | 0 | 0 | 0 | 0 | 23036 | Hsp | 96
07/27/18 @ 02:18 | Hsp-w08-v96-WCChlrBase-mNE-HVAC-Proto.pd2 | Hsp-w08-v96-WCChlrBase-mNE-HVAC-Proto | Hsp-w08-v96 | California (Title 24) | El Toro Area (CZ08) | Fullerton | 499998 | 2381.78 | 156.899 | 0 | 0 | 0 | 0 | 3124.33 | 953.147 | 0 | 5513.19 | 0 | 3604.3 | 15733.6 | 0 | 0 | 0 | 36611.8 | 0 | 10451.3 | 0 | 0 | 0 | 58.7864 | 0 | 0 | 47121.9 | 824.082 | 59.0655 | 0 | 0 | 0 | 0 | 358.97 | 196.397 | 0 | 934.822 | 0 | 564.645 | 2937.98 | 0 | 0 | 0 | 6558.44 | 0 | 2169.76 | 0 | 0 | 0 | 7.2135 | 0 | 0 | 8735.41 | 15885.2 | 2729.11 | - | - | - | - | 0 | 0 | 24562 | 0 | 0 | 0 | 0 | 0 | 0 | 0 | 0 | 24562 | Hsp | 96
07/27/18 @ 02:18 | Hsp-w09-v96-WCChlrBase-mNE-HVAC-Proto.pd2 | Hsp-w09-v96-WCChlrBase-mNE-HVAC-Proto | Hsp-w09-v96 | California (Title 24) | Pasadena Area (CZ09) | Burbank AP | 499998 | 2435.88 | 163.396 | 0 | 0 | 0 | 0 | 3128.42 | 1007.01 | 0 | 5513.19 | 0 | 3604.3 | 15852.2 | 0 | 0 | 0 | 36556 | 0 | 10439.2 | 0 | 0 | 0 | 58.7864 | 0 | 0 | 47054 | 1037.42 | 87.6475 | 0 | 0 | 0 | 0 | 362.482 | 229.606 | 0 | 934.822 | 0 | 564.645 | 3216.63 | 0 | 0 | 0 | 6615.67 | 0 | 2247.03 | 0 | 0 | 0 | 7.2135 | 0 | 0 | 8869.91 | 19301.9 | 2738.33 | - | - | - | - | 0 | 0 | 24645 | 0 | 0 | 0 | 0 | 0 | 0 | 0 | 0 | 24645 | Hsp | 96
07/27/18 @ 02:19 | Hsp-w10-v96-WCChlrBase-mNE-HVAC-Proto.pd2 | Hsp-w10-v96-WCChlrBase-mNE-HVAC-Proto | Hsp-w10-v96 | California (Title 24) | San Bernardino Area (CZ10) | Riverside FS 3 | 499998 | 2346.28 | 150.118 | 0 | 0 | 0 | 0 | 3130.63 | 947.549 | 0 | 5513.19 | 0 | 3604.3 | 15692 | 0 | 0 | 0 | 37730.9 | 0 | 10391 | 0 | 0 | 0 | 58.7864 | 0 | 0 | 48180.6 | 899.166 | 64.8575 | 0 | 0 | 0 | 0 | 364.888 | 204.993 | 0 | 934.822 | 0 | 564.645 | 3033.37 | 0 | 0 | 0 | 6782.49 | 0 | 2254.95 | 0 | 0 | 0 | 7.2135 | 0 | 0 | 9044.66 | 17033.9 | 2813.67 | - | - | - | - | 0 | 0 | 25323 | 0 | 0 | 0 | 0 | 0 | 0 | 0 | 0 | 25323 | Hsp | 96
07/27/18 @ 02:19 | Hsp-w11-v96-WCChlrBase-mNE-HVAC-Proto.pd2 | Hsp-w11-v96-WCChlrBase-mNE-HVAC-Proto | Hsp-w11-v96 | California (Title 24) | Red Bluff Area (CZ11) | Red Bluff AP | 499998 | 2221.27 | 142.502 | 0 | 0 | 0 | 0 | 3133.54 | 927.058 | 0 | 5513.19 | 0 | 3604.3 | 15541.8 | 0 | 0 | 0 | 39278 | 0 | 10526.2 | 0 | 0 | 0 | 58.7864 | 0 | 0 | 49863.1 | 1005.99 | 79.8784 | 0 | 0 | 0 | 0 | 363.53 | 216.652 | 0 | 934.822 | 0 | 564.645 | 3165.52 | 0 | 0 | 0 | 7517.39 | 0 | 2376.23 | 0 | 0 | 0 | 7.2135 | 0 | 0 | 9900.83 | 18650.5 | 2461.33 | - | - | - | - | 0 | 0 | 22152 | 0 | 0 | 0 | 0 | 0 | 0 | 0 | 0 | 22152 | Hsp | 96
07/27/18 @ 02:19 | Hsp-w12-v96-WCChlrBase-mNE-HVAC-Proto.pd2 | Hsp-w12-v96-WCChlrBase-mNE-HVAC-Proto | Hsp-w12-v96 | California (Title 24) | Sacramento Area (CZ12) | Sacramento AP | 499998 | 1895.93 | 115.638 | 0 | 0 | 0 | 0 | 3126 | 873.875 | 0 | 5513.19 | 0 | 3604.3 | 15128.9 | 0 | 0 | 0 | 39325.8 | 0 | 10860.2 | 0 | 0 | 0 | 58.7864 | 0 | 0 | 50244.8 | 910.197 | 65.244 | 0 | 0 | 0 | 0 | 364.524 | 204.688 | 0 | 934.822 | 0 | 564.645 | 3044.12 | 0 | 0 | 0 | 7473.94 | 0 | 2382.51 | 0 | 0 | 0 | 7.2135 | 0 | 0 | 9863.67 | 16997.2 | 2689.44 | - | - | - | - | 0 | 0 | 24205 | 0 | 0 | 0 | 0 | 0 | 0 | 0 | 0 | 24205 | Hsp | 96
07/27/18 @ 02:19 | Hsp-w13-v96-WCChlrBase-mNE-HVAC-Proto.pd2 | Hsp-w13-v96-WCChlrBase-mNE-HVAC-Proto | Hsp-w13-v96 | California (Title 24) | Fresno Area (CZ13) | Fresno AP | 499998 | 2352.75 | 153.25 | 0 | 0 | 0 | 0 | 3128.4 | 945.026 | 0 | 5513.19 | 0 | 3604.3 | 15696.9 | 0 | 0 | 0 | 38743.5 | 0 | 10398.8 | 0 | 0 | 0 | 58.7864 | 0 | 0 | 49201.1 | 940.499 | 67.9086 | 0 | 0 | 0 | 0 | 365.043 | 206.97 | 0 | 931.123 | 0 | 564.645 | 3076.19 | 0 | 0 | 0 | 7195.67 | 0 | 2342.92 | 0 | 0 | 0 | 7.2135 | 0 | 0 | 9545.8 | 17348.7 | 2470.56 | - | - | - | - | 0 | 0 | 22235 | 0 | 0 | 0 | 0 | 0 | 0 | 0 | 0 | 22235 | Hsp | 96
07/27/18 @ 02:20 | Hsp-w14-v96-WCChlrBase-mNE-HVAC-Proto.pd2 | Hsp-w14-v96-WCChlrBase-mNE-HVAC-Proto | Hsp-w14-v96 | California (Title 24) | China Lake Area (CZ14) | Palmdale AP | 499998 | 2183.5 | 135.425 | 0 | 0 | 0 | 0 | 3124.7 | 936.494 | 0 | 5513.19 | 0 | 3604.3 | 15497.6 | 0 | 0 | 0 | 39157.6 | 0 | 10603.4 | 0 | 0 | 0 | 58.7864 | 0 | 0 | 49819.8 | 1197.8 | 99.4026 | 0 | 0 | 0 | 0 | 357.301 | 241.548 | 0 | 910.246 | 0 | 564.645 | 3370.95 | 0 | 0 | 0 | 8144.72 | 0 | 2394.41 | 0 | 0 | 0 | 7.2135 | 0 | 0 | 10546.3 | 21335.7 | 2671.89 | - | - | - | - | 0 | 0 | 24047 | 0 | 0 | 0 | 0 | 0 | 0 | 0 | 0 | 24047 | Hsp | 96
07/27/18 @ 02:20 | Hsp-w15-v96-WCChlrBase-mNE-HVAC-Proto.pd2 | Hsp-w15-v96-WCChlrBase-mNE-HVAC-Proto | Hsp-w15-v96 | California (Title 24) | Blythe Area (CZ15) | Palm Springs | 499998 | 3515.91 | 255.956 | 0 | 0 | 0 | 0 | 3140.22 | 1177.6 | 0 | 5513.19 | 0 | 3604.3 | 17207.2 | 0 | 0 | 0 | 35285.1 | 0 | 8759.09 | 0 | 0 | 0 | 58.7864 | 0 | 0 | 44103 | 1113.61 | 96.9204 | 0 | 0 | 0 | 0 | 366.382 | 240.85 | 0 | 931.123 | 0 | 564.645 | 3313.53 | 0 | 0 | 0 | 6138.05 | 0 | 2002.99 | 0 | 0 | 0 | 7.2135 | 0 | 0 | 8148.25 | 20644 | 2711.44 | - | - | - | - | 0 | 0 | 24403 | 0 | 0 | 0 | 0 | 0 | 0 | 0 | 0 | 24403 | Hsp | 96
07/27/18 @ 02:20 | Hsp-w16-v96-WCChlrBase-mNE-HVAC-Proto.pd2 | Hsp-w16-v96-WCChlrBase-mNE-HVAC-Proto | Hsp-w16-v96 | California (Title 24) | Mount Shasta Area (CZ16) | Blue Canyon AP | 499998 | 1130.83 | 54.1586 | 0 | 0 | 0 | 0 | 3125.34 | 659.283 | 0 | 5513.19 | 0 | 3604.3 | 14087.1 | 0 | 0 | 0 | 37750.5 | 0 | 12179.1 | 0 | 0 | 0 | 58.7864 | 0 | 0 | 49988.3 | 639.27 | 38.8532 | 0 | 0 | 0 | 0 | 360.223 | 171.442 | 0 | 934.822 | 0 | 564.645 | 2709.25 | 0 | 0 | 0 | 8103.56 | 0 | 2689.23 | 0 | 0 | 0 | 7.2135 | 0 | 0 | 10800 | 12839.1 | 2361.44 | - | - | - | - | 0 | 0 | 21253 | 0 | 0 | 0 | 0 | 0 | 0 | 0 | 0 | 21253 | Hsp | 96
07/27/18 @ 02:21 | Hsp-w01-v03-WCChlrBase-mNE-HVAC-Proto.pd2 | Hsp-w01-v03-WCChlrBase-mNE-HVAC-Proto | Hsp-w01-v03 | California (Title 24) | Arcata Area (CZ01) | Arcata | 499998 | 506.753 | 5.6261 | 0 | 0 | 0 | 0 | 2304.37 | 542.51 | 0 | 5252.45 | 0 | 3604.3 | 12216 | 0 | 0 | 0 | 40238.3 | 0 | 11839.8 | 0 | 0 | 0 | 58.7864 | 0 | 0 | 52136.9 | 433.349 | 10.1793 | 0 | 0 | 0 | 0 | 279.117 | 120.771 | 0 | 887.081 | 0 | 564.645 | 2295.14 | 0 | 0 | 0 | 7466.11 | 0 | 2411.86 | 0 | 0 | 0 | 7.2135 | 0 | 0 | 9885.18 | 9924.77 | 1853.78 | - | - | - | - | 0 | 0 | 16684 | 0 | 0 | 0 | 0 | 0 | 0 | 0 | 0 | 16684 | Hsp | 03
07/27/18 @ 02:21 | Hsp-w02-v03-WCChlrBase-mNE-HVAC-Proto.pd2 | Hsp-w02-v03-WCChlrBase-mNE-HVAC-Proto | Hsp-w02-v03 | California (Title 24) | Santa Rosa Area (CZ02) | Santa Rosa | 499998 | 1312.26 | 27.9882 | 0 | 0 | 0 | 0 | 2322.3 | 756.95 | 0 | 5252.45 | 0 | 3604.3 | 13276.2 | 0 | 0 | 0 | 38441.2 | 0 | 11008.5 | 0 | 0 | 0 | 58.7864 | 0 | 0 | 49508.5 | 812.47 | 35.0773 | 0 | 0 | 0 | 0 | 279.62 | 194.924 | 0 | 890.703 | 0 | 564.645 | 2777.44 | 0 | 0 | 0 | 7498.88 | 0 | 2368.1 | 0 | 0 | 0 | 7.2135 | 0 | 0 | 9874.19 | 15811.5 | 2329.33 | - | - | - | - | 0 | 0 | 20964 | 0 | 0 | 0 | 0 | 0 | 0 | 0 | 0 | 20964 | Hsp | 03
07/27/18 @ 02:21 | Hsp-w03-v03-WCChlrBase-mNE-HVAC-Proto.pd2 | Hsp-w03-v03-WCChlrBase-mNE-HVAC-Proto | Hsp-w03-v03 | California (Title 24) | Oakland Area (CZ03) | Oakland AP | 499998 | 1038.74 | 20.5144 | 0 | 0 | 0 | 0 | 2320.62 | 680.784 | 0 | 5252.45 | 0 | 3604.3 | 12917.4 | 0 | 0 | 0 | 38016.5 | 0 | 11041.5 | 0 | 0 | 0 | 58.7864 | 0 | 0 | 49116.7 | 538.027 | 13.8034 | 0 | 0 | 0 | 0 | 279.29 | 133.264 | 0 | 890.703 | 0 | 564.645 | 2419.73 | 0 | 0 | 0 | 6989.43 | 0 | 2346.51 | 0 | 0 | 0 | 7.2135 | 0 | 0 | 9343.16 | 11788 | 1873 | - | - | - | - | 0 | 0 | 16857 | 0 | 0 | 0 | 0 | 0 | 0 | 0 | 0 | 16857 | Hsp | 03
07/27/18 @ 02:21 | Hsp-w04-v03-WCChlrBase-mNE-HVAC-Proto.pd2 | Hsp-w04-v03-WCChlrBase-mNE-HVAC-Proto | Hsp-w04-v03 | California (Title 24) | Sunnyvale Area (CZ04) | San Jose | 499998 | 1487.68 | 33.6996 | 0 | 0 | 0 | 0 | 2332.03 | 774.767 | 0 | 5252.45 | 0 | 3604.3 | 13484.9 | 0 | 0 | 0 | 37656.9 | 0 | 10694.4 | 0 | 0 | 0 | 58.7864 | 0 | 0 | 48410.1 | 697.987 | 19.5115 | 0 | 0 | 0 | 0 | 278.405 | 175.647 | 0 | 890.703 | 0 | 564.645 | 2626.9 | 0 | 0 | 0 | 7451.36 | 0 | 2359.48 | 0 | 0 | 0 | 7.2135 | 0 | 0 | 9818.06 | 13696.9 | 2155.56 | - | - | - | - | 0 | 0 | 19400 | 0 | 0 | 0 | 0 | 0 | 0 | 0 | 0 | 19400 | Hsp | 03
07/27/18 @ 02:22 | Hsp-w05-v03-WCChlrBase-mNE-HVAC-Proto.pd2 | Hsp-w05-v03-WCChlrBase-mNE-HVAC-Proto | Hsp-w05-v03 | California (Title 24) | Santa Maria Area (CZ05) | Santa Maria AP | 499998 | 955.557 | 18.3807 | 0 | 0 | 0 | 0 | 2319.87 | 635.395 | 0 | 5252.45 | 0 | 3604.3 | 12785.9 | 0 | 0 | 0 | 38046.2 | 0 | 11213 | 0 | 0 | 0 | 58.7864 | 0 | 0 | 49318 | 548.16 | 14.0295 | 0 | 0 | 0 | 0 | 278.08 | 133.311 | 0 | 867.179 | 0 | 564.645 | 2405.4 | 0 | 0 | 0 | 6900.3 | 0 | 2278.8 | 0 | 0 | 0 | 7.2135 | 0 | 0 | 9186.31 | 11618.9 | 2093.56 | - | - | - | - | 0 | 0 | 18842 | 0 | 0 | 0 | 0 | 0 | 0 | 0 | 0 | 18842 | Hsp | 03
07/27/18 @ 02:22 | Hsp-w06-v03-WCChlrBase-mNE-HVAC-Proto.pd2 | Hsp-w06-v03-WCChlrBase-mNE-HVAC-Proto | Hsp-w06-v03 | California (Title 24) | Los Angeles Area (CZ06) | Torrance | 499998 | 1961.27 | 50.9488 | 0 | 0 | 0 | 0 | 2339.05 | 860.514 | 0 | 5252.45 | 0 | 3604.3 | 14068.5 | 0 | 0 | 0 | 35561.3 | 0 | 10379.5 | 0 | 0 | 0 | 58.7864 | 0 | 0 | 45999.6 | 692.424 | 26.1287 | 0 | 0 | 0 | 0 | 279.854 | 183.275 | 0 | 888.596 | 0 | 564.645 | 2634.92 | 0 | 0 | 0 | 6381.06 | 0 | 2098.87 | 0 | 0 | 0 | 7.2135 | 0 | 0 | 8487.15 | 13821.6 | 2311.67 | - | - | - | - | 0 | 0 | 20805 | 0 | 0 | 0 | 0 | 0 | 0 | 0 | 0 | 20805 | Hsp | 03
07/27/18 @ 02:22 | Hsp-w07-v03-WCChlrBase-mNE-HVAC-Proto.pd2 | Hsp-w07-v03-WCChlrBase-mNE-HVAC-Proto | Hsp-w07-v03 | California (Title 24) | San Diego Area (CZ07) | San Diego AP | 499998 | 1978.55 | 51.6078 | 0 | 0 | 0 | 0 | 2337.74 | 847.168 | 0 | 5252.45 | 0 | 3604.3 | 14071.8 | 0 | 0 | 0 | 34980.8 | 0 | 10270.3 | 0 | 0 | 0 | 58.7864 | 0 | 0 | 45309.9 | 667.392 | 25.9115 | 0 | 0 | 0 | 0 | 280.095 | 174.346 | 0 | 867.179 | 0 | 564.645 | 2579.57 | 0 | 0 | 0 | 5562.03 | 0 | 2179.47 | 0 | 0 | 0 | 7.2135 | 0 | 0 | 7748.71 | 13329.1 | 2357.56 | - | - | - | - | 0 | 0 | 21218 | 0 | 0 | 0 | 0 | 0 | 0 | 0 | 0 | 21218 | Hsp | 03
07/27/18 @ 02:22 | Hsp-w08-v03-WCChlrBase-mNE-HVAC-Proto.pd2 | Hsp-w08-v03-WCChlrBase-mNE-HVAC-Proto | Hsp-w08-v03 | California (Title 24) | El Toro Area (CZ08) | Fullerton | 499998 | 2138.33 | 56.154 | 0 | 0 | 0 | 0 | 2337.97 | 899.249 | 0 | 5252.45 | 0 | 3604.3 | 14288.4 | 0 | 0 | 0 | 35470.5 | 0 | 10103.2 | 0 | 0 | 0 | 58.7864 | 0 | 0 | 45632.5 | 759.502 | 28.3951 | 0 | 0 | 0 | 0 | 277.175 | 183.829 | 0 | 890.703 | 0 | 564.645 | 2704.25 | 0 | 0 | 0 | 6102.85 | 0 | 2105.42 | 0 | 0 | 0 | 7.2135 | 0 | 0 | 8215.48 | 14650.3 | 2481.78 | - | - | - | - | 0 | 0 | 22336 | 0 | 0 | 0 | 0 | 0 | 0 | 0 | 0 | 22336 | Hsp | 03
07/27/18 @ 02:23 | Hsp-w09-v03-WCChlrBase-mNE-HVAC-Proto.pd2 | Hsp-w09-v03-WCChlrBase-mNE-HVAC-Proto | Hsp-w09-v03 | California (Title 24) | Pasadena Area (CZ09) | Burbank AP | 499998 | 2185.07 | 58.6051 | 0 | 0 | 0 | 0 | 2340.2 | 948.081 | 0 | 5252.45 | 0 | 3604.3 | 14388.7 | 0 | 0 | 0 | 35005 | 0 | 10091.5 | 0 | 0 | 0 | 58.7864 | 0 | 0 | 45155.3 | 948.176 | 75.3006 | 0 | 0 | 0 | 0 | 278.005 | 222.774 | 0 | 890.703 | 0 | 564.645 | 2979.6 | 0 | 0 | 0 | 6249.49 | 0 | 2180.77 | 0 | 0 | 0 | 7.2135 | 0 | 0 | 8437.47 | 18017.6 | 2483.78 | - | - | - | - | 0 | 0 | 22354 | 0 | 0 | 0 | 0 | 0 | 0 | 0 | 0 | 22354 | Hsp | 03
07/27/18 @ 02:23 | Hsp-w10-v03-WCChlrBase-mNE-HVAC-Proto.pd2 | Hsp-w10-v03-WCChlrBase-mNE-HVAC-Proto | Hsp-w10-v03 | California (Title 24) | San Bernardino Area (CZ10) | Riverside FS 3 | 499998 | 2068.05 | 52.8677 | 0 | 0 | 0 | 0 | 2339.32 | 892.552 | 0 | 5252.45 | 0 | 3604.3 | 14209.5 | 0 | 0 | 0 | 36161.3 | 0 | 10044.5 | 0 | 0 | 0 | 58.7864 | 0 | 0 | 46264.7 | 814.631 | 36.0137 | 0 | 0 | 0 | 0 | 279.041 | 192.033 | 0 | 890.703 | 0 | 564.645 | 2777.07 | 0 | 0 | 0 | 6706.78 | 0 | 2011.57 | 0 | 0 | 0 | 7.2135 | 0 | 0 | 8725.57 | 15633.2 | 2546.11 | - | - | - | - | 0 | 0 | 22915 | 0 | 0 | 0 | 0 | 0 | 0 | 0 | 0 | 22915 | Hsp | 03
07/27/18 @ 02:23 | Hsp-w11-v03-WCChlrBase-mNE-HVAC-Proto.pd2 | Hsp-w11-v03-WCChlrBase-mNE-HVAC-Proto | Hsp-w11-v03 | California (Title 24) | Red Bluff Area (CZ11) | Red Bluff AP | 499998 | 1957.4 | 49.7823 | 0 | 0 | 0 | 0 | 2334.99 | 878.09 | 0 | 5252.45 | 0 | 3604.3 | 14077 | 0 | 0 | 0 | 36979.4 | 0 | 10176.8 | 0 | 0 | 0 | 58.7864 | 0 | 0 | 47215 | 918.214 | 65.048 | 0 | 0 | 0 | 0 | 279.192 | 207.852 | 0 | 890.703 | 0 | 564.645 | 2925.65 | 0 | 0 | 0 | 7325.78 | 0 | 2306.74 | 0 | 0 | 0 | 7.2135 | 0 | 0 | 9639.73 | 17411.7 | 2219.56 | - | - | - | - | 0 | 0 | 19976 | 0 | 0 | 0 | 0 | 0 | 0 | 0 | 0 | 19976 | Hsp | 03
07/27/18 @ 02:24 | Hsp-w12-v03-WCChlrBase-mNE-HVAC-Proto.pd2 | Hsp-w12-v03-WCChlrBase-mNE-HVAC-Proto | Hsp-w12-v03 | California (Title 24) | Sacramento Area (CZ12) | Sacramento AP | 499998 | 1678.48 | 40.4801 | 0 | 0 | 0 | 0 | 2330.91 | 826.524 | 0 | 5252.45 | 0 | 3604.3 | 13733.1 | 0 | 0 | 0 | 37309.9 | 0 | 10501.7 | 0 | 0 | 0 | 58.7864 | 0 | 0 | 47870.5 | 828.323 | 36.4814 | 0 | 0 | 0 | 0 | 279.42 | 192.44 | 0 | 890.703 | 0 | 564.645 | 2792.01 | 0 | 0 | 0 | 7338.86 | 0 | 2312.79 | 0 | 0 | 0 | 7.2135 | 0 | 0 | 9658.86 | 15688.3 | 2453.67 | - | - | - | - | 0 | 0 | 22083 | 0 | 0 | 0 | 0 | 0 | 0 | 0 | 0 | 22083 | Hsp | 03
07/27/18 @ 02:24 | Hsp-w13-v03-WCChlrBase-mNE-HVAC-Proto.pd2 | Hsp-w13-v03-WCChlrBase-mNE-HVAC-Proto | Hsp-w13-v03 | California (Title 24) | Fresno Area (CZ13) | Fresno AP | 499998 | 2045.57 | 52.9545 | 0 | 0 | 0 | 0 | 2338.35 | 885.443 | 0 | 5252.45 | 0 | 3604.3 | 14179.1 | 0 | 0 | 0 | 36413.6 | 0 | 10052.2 | 0 | 0 | 0 | 58.7864 | 0 | 0 | 46524.7 | 852.204 | 41.3128 | 0 | 0 | 0 | 0 | 277.979 | 196.225 | 0 | 887.081 | 0 | 564.645 | 2819.45 | 0 | 0 | 0 | 6984.2 | 0 | 2274.22 | 0 | 0 | 0 | 7.2135 | 0 | 0 | 9265.64 | 16034.7 | 2233.67 | - | - | - | - | 0 | 0 | 20103 | 0 | 0 | 0 | 0 | 0 | 0 | 0 | 0 | 20103 | Hsp | 03
07/27/18 @ 02:24 | Hsp-w14-v03-WCChlrBase-mNE-HVAC-Proto.pd2 | Hsp-w14-v03-WCChlrBase-mNE-HVAC-Proto | Hsp-w14-v03 | California (Title 24) | China Lake Area (CZ14) | Palmdale AP | 499998 | 1944.84 | 47.4024 | 0 | 0 | 0 | 0 | 2335.76 | 879.153 | 0 | 5252.45 | 0 | 3604.3 | 14063.9 | 0 | 0 | 0 | 37466.2 | 0 | 10252.4 | 0 | 0 | 0 | 58.7864 | 0 | 0 | 47777.4 | 1108.8 | 91.6096 | 0 | 0 | 0 | 0 | 279.63 | 228.253 | 0 | 867.179 | 0 | 564.645 | 3140.12 | 0 | 0 | 0 | 8243.56 | 0 | 2324.52 | 0 | 0 | 0 | 7.2135 | 0 | 0 | 10575.3 | 20076.2 | 2450.56 | - | - | - | - | 0 | 0 | 22055 | 0 | 0 | 0 | 0 | 0 | 0 | 0 | 0 | 22055 | Hsp | 03
07/27/18 @ 02:24 | Hsp-w15-v03-WCChlrBase-mNE-HVAC-Proto.pd2 | Hsp-w15-v03-WCChlrBase-mNE-HVAC-Proto | Hsp-w15-v03 | California (Title 24) | Blythe Area (CZ15) | Palm Springs | 499998 | 3101.84 | 90.4777 | 0 | 0 | 0 | 0 | 2363.32 | 1093.91 | 0 | 5252.45 | 0 | 3604.3 | 15506.3 | 0 | 0 | 0 | 32291.2 | 0 | 8453.45 | 0 | 0 | 0 | 58.7864 | 0 | 0 | 40803.5 | 1040.3 | 89.0068 | 0 | 0 | 0 | 0 | 277.743 | 230.473 | 0 | 887.081 | 0 | 564.645 | 3089.25 | 0 | 0 | 0 | 5737.36 | 0 | 1942.73 | 0 | 0 | 0 | 7.2135 | 0 | 0 | 7687.3 | 19314.6 | 2466.67 | - | - | - | - | 0 | 0 | 22200 | 0 | 0 | 0 | 0 | 0 | 0 | 0 | 0 | 22200 | Hsp | 03
07/27/18 @ 02:25 | Hsp-w16-v03-WCChlrBase-mNE-HVAC-Proto.pd2 | Hsp-w16-v03-WCChlrBase-mNE-HVAC-Proto | Hsp-w16-v03 | California (Title 24) | Mount Shasta Area (CZ16) | Blue Canyon AP | 499998 | 1022.84 | 18.852 | 0 | 0 | 0 | 0 | 2327.96 | 621.506 | 0 | 5252.45 | 0 | 3604.3 | 12847.9 | 0 | 0 | 0 | 37959.4 | 0 | 11788.3 | 0 | 0 | 0 | 58.7864 | 0 | 0 | 49806.4 | 551.244 | 13.4423 | 0 | 0 | 0 | 0 | 280.061 | 130.859 | 0 | 890.703 | 0 | 564.645 | 2430.95 | 0 | 0 | 0 | 8237.62 | 0 | 2611.86 | 0 | 0 | 0 | 7.2135 | 0 | 0 | 10856.7 | 11646.6 | 2176.78 | - | - | - | - | 0 | 0 | 19591 | 0 | 0 | 0 | 0 | 0 | 0 | 0 | 0 | 19591 | Hsp | 03
07/27/18 @ 02:25 | Hsp-w01-v07-WCChlrBase-mNE-HVAC-Proto.pd2 | Hsp-w01-v07-WCChlrBase-mNE-HVAC-Proto | Hsp-w01-v07 | California (Title 24) | Arcata Area (CZ01) | Arcata | 499998 | 416.01 | 4.1446 | 0 | 0 | 0 | 0 | 2023.71 | 254.849 | 0 | 5044.4 | 0 | 3269.9 | 11013 | 0 | 0 | 0 | 37203.3 | 0 | 11840.3 | 0 | 0 | 0 | 58.7864 | 0 | 0 | 49102.3 | 415.212 | 9.6315 | 0 | 0 | 0 | 0 | 247.986 | 88.0989 | 0 | 851.94 | 0 | 516.938 | 2129.81 | 0 | 0 | 0 | 7175.39 | 0 | 2411.95 | 0 | 0 | 0 | 7.2135 | 0 | 0 | 9594.55 | 9500.98 | 1692.78 | - | - | - | - | 0 | 0 | 15235 | 0 | 0 | 0 | 0 | 0 | 0 | 0 | 0 | 15235 | Hsp | 07
07/27/18 @ 02:25 | Hsp-w02-v07-WCChlrBase-mNE-HVAC-Proto.pd2 | Hsp-w02-v07-WCChlrBase-mNE-HVAC-Proto | Hsp-w02-v07 | California (Title 24) | Santa Rosa Area (CZ02) | Santa Rosa | 499998 | 1197.44 | 26.0194 | 0 | 0 | 0 | 0 | 2041.65 | 494.22 | 0 | 5044.4 | 0 | 3269.9 | 12073.6 | 0 | 0 | 0 | 36562.7 | 0 | 11008.9 | 0 | 0 | 0 | 58.7864 | 0 | 0 | 47630.4 | 778.572 | 33.908 | 0 | 0 | 0 | 0 | 250.428 | 166.256 | 0 | 855.501 | 0 | 516.938 | 2601.6 | 0 | 0 | 0 | 7205.37 | 0 | 2368.19 | 0 | 0 | 0 | 7.2135 | 0 | 0 | 9580.77 | 15339.3 | 2167.33 | - | - | - | - | 0 | 0 | 19506 | 0 | 0 | 0 | 0 | 0 | 0 | 0 | 0 | 19506 | Hsp | 07
07/27/18 @ 02:25 | Hsp-w03-v07-WCChlrBase-mNE-HVAC-Proto.pd2 | Hsp-w03-v07-WCChlrBase-mNE-HVAC-Proto | Hsp-w03-v07 | California (Title 24) | Oakland Area (CZ03) | Oakland AP | 499998 | 915.987 | 17.8573 | 0 | 0 | 0 | 0 | 2040.27 | 390.047 | 0 | 5044.4 | 0 | 3269.9 | 11678.5 | 0 | 0 | 0 | 35593.7 | 0 | 11041.9 | 0 | 0 | 0 | 58.7864 | 0 | 0 | 46694.3 | 514.644 | 13.1728 | 0 | 0 | 0 | 0 | 250.068 | 105.762 | 0 | 855.501 | 0 | 516.938 | 2256.09 | 0 | 0 | 0 | 6648.87 | 0 | 2346.6 | 0 | 0 | 0 | 7.2135 | 0 | 0 | 9002.68 | 11369 | 1716.67 | - | - | - | - | 0 | 0 | 15450 | 0 | 0 | 0 | 0 | 0 | 0 | 0 | 0 | 15450 | Hsp | 07
07/27/18 @ 02:26 | Hsp-w04-v07-WCChlrBase-mNE-HVAC-Proto.pd2 | Hsp-w04-v07-WCChlrBase-mNE-HVAC-Proto | Hsp-w04-v07 | California (Title 24) | Sunnyvale Area (CZ04) | San Jose | 499998 | 1370.68 | 31.2488 | 0 | 0 | 0 | 0 | 2052.09 | 502.46 | 0 | 5044.4 | 0 | 3269.9 | 12270.8 | 0 | 0 | 0 | 36106 | 0 | 10694.8 | 0 | 0 | 0 | 58.7864 | 0 | 0 | 46859.6 | 671.075 | 19.1812 | 0 | 0 | 0 | 0 | 248.552 | 144.578 | 0 | 855.501 | 0 | 516.938 | 2455.82 | 0 | 0 | 0 | 7100.51 | 0 | 2359.56 | 0 | 0 | 0 | 7.2135 | 0 | 0 | 9467.28 | 13281.1 | 2000.78 | - | - | - | - | 0 | 0 | 18007 | 0 | 0 | 0 | 0 | 0 | 0 | 0 | 0 | 18007 | Hsp | 07
07/27/18 @ 02:26 | Hsp-w05-v07-WCChlrBase-mNE-HVAC-Proto.pd2 | Hsp-w05-v07-WCChlrBase-mNE-HVAC-Proto | Hsp-w05-v07 | California (Title 24) | Santa Maria Area (CZ05) | Santa Maria AP | 499998 | 845.379 | 16.2354 | 0 | 0 | 0 | 0 | 2039 | 354.099 | 0 | 5044.4 | 0 | 3269.9 | 11569 | 0 | 0 | 0 | 35957.6 | 0 | 11213.4 | 0 | 0 | 0 | 58.7864 | 0 | 0 | 47229.8 | 525.146 | 13.428 | 0 | 0 | 0 | 0 | 246.606 | 104.639 | 0 | 832.815 | 0 | 516.938 | 2239.57 | 0 | 0 | 0 | 6617.27 | 0 | 2278.87 | 0 | 0 | 0 | 7.2135 | 0 | 0 | 8903.36 | 11186.1 | 1932.44 | - | - | - | - | 0 | 0 | 17392 | 0 | 0 | 0 | 0 | 0 | 0 | 0 | 0 | 17392 | Hsp | 07
07/27/18 @ 02:26 | Hsp-w06-v07-WCChlrBase-mNE-HVAC-Proto.pd2 | Hsp-w06-v07-WCChlrBase-mNE-HVAC-Proto | Hsp-w06-v07 | California (Title 24) | Los Angeles Area (CZ06) | Torrance | 499998 | 1809.59 | 47.1874 | 0 | 0 | 0 | 0 | 2059.05 | 574.984 | 0 | 5044.4 | 0 | 3269.9 | 12805.1 | 0 | 0 | 0 | 34171.7 | 0 | 10379.8 | 0 | 0 | 0 | 58.7864 | 0 | 0 | 44610.3 | 662.58 | 27.0307 | 0 | 0 | 0 | 0 | 249.296 | 156.37 | 0 | 853.456 | 0 | 516.938 | 2465.67 | 0 | 0 | 0 | 6122.05 | 0 | 2098.94 | 0 | 0 | 0 | 7.2135 | 0 | 0 | 8228.21 | 13376.3 | 2152.22 | - | - | - | - | 0 | 0 | 19370 | 0 | 0 | 0 | 0 | 0 | 0 | 0 | 0 | 19370 | Hsp | 07
07/27/18 @ 02:27 | Hsp-w07-v07-WCChlrBase-mNE-HVAC-Proto.pd2 | Hsp-w07-v07-WCChlrBase-mNE-HVAC-Proto | Hsp-w07-v07 | California (Title 24) | San Diego Area (CZ07) | San Diego AP | 499998 | 1821.78 | 47.632 | 0 | 0 | 0 | 0 | 2057.58 | 572.826 | 0 | 5044.4 | 0 | 3269.9 | 12814.1 | 0 | 0 | 0 | 33662.4 | 0 | 10270.6 | 0 | 0 | 0 | 58.7864 | 0 | 0 | 43991.8 | 641.009 | 25.6979 | 0 | 0 | 0 | 0 | 248.993 | 144.162 | 0 | 832.815 | 0 | 516.938 | 2409.61 | 0 | 0 | 0 | 5422.37 | 0 | 2179.53 | 0 | 0 | 0 | 7.2135 | 0 | 0 | 7609.12 | 12878.4 | 2195.33 | - | - | - | - | 0 | 0 | 19758 | 0 | 0 | 0 | 0 | 0 | 0 | 0 | 0 | 19758 | Hsp | 07
07/27/18 @ 02:27 | Hsp-w08-v07-WCChlrBase-mNE-HVAC-Proto.pd2 | Hsp-w08-v07-WCChlrBase-mNE-HVAC-Proto | Hsp-w08-v07 | California (Title 24) | El Toro Area (CZ08) | Fullerton | 499998 | 1982.97 | 52.45 | 0 | 0 | 0 | 0 | 2058.99 | 623.483 | 0 | 5044.4 | 0 | 3269.9 | 13032.2 | 0 | 0 | 0 | 34133 | 0 | 10103.5 | 0 | 0 | 0 | 58.7864 | 0 | 0 | 44295.3 | 728.42 | 29.1449 | 0 | 0 | 0 | 0 | 247.349 | 153.046 | 0 | 855.501 | 0 | 516.938 | 2530.4 | 0 | 0 | 0 | 5829.48 | 0 | 2105.49 | 0 | 0 | 0 | 7.2135 | 0 | 0 | 7942.19 | 14219.3 | 2314.67 | - | - | - | - | 0 | 0 | 20832 | 0 | 0 | 0 | 0 | 0 | 0 | 0 | 0 | 20832 | Hsp | 07
07/27/18 @ 02:27 | Hsp-w09-v07-WCChlrBase-mNE-HVAC-Proto.pd2 | Hsp-w09-v07-WCChlrBase-mNE-HVAC-Proto | Hsp-w09-v07 | California (Title 24) | Pasadena Area (CZ09) | Burbank AP | 499998 | 2035.79 | 55.3598 | 0 | 0 | 0 | 0 | 2061.47 | 692.485 | 0 | 5044.4 | 0 | 3269.9 | 13159.4 | 0 | 0 | 0 | 33611.8 | 0 | 10091.8 | 0 | 0 | 0 | 58.7864 | 0 | 0 | 43762.4 | 919.304 | 72.8415 | 0 | 0 | 0 | 0 | 247.515 | 195.561 | 0 | 855.501 | 0 | 516.938 | 2807.66 | 0 | 0 | 0 | 6107.32 | 0 | 2180.85 | 0 | 0 | 0 | 7.2135 | 0 | 0 | 8295.38 | 17572.7 | 2322.56 | - | - | - | - | 0 | 0 | 20903 | 0 | 0 | 0 | 0 | 0 | 0 | 0 | 0 | 20903 | Hsp | 07
07/27/18 @ 02:27 | Hsp-w10-v07-WCChlrBase-mNE-HVAC-Proto.pd2 | Hsp-w10-v07-WCChlrBase-mNE-HVAC-Proto | Hsp-w10-v07 | California (Title 24) | San Bernardino Area (CZ10) | Riverside FS 3 | 499998 | 1928.7 | 49.7916 | 0 | 0 | 0 | 0 | 2059.63 | 629.621 | 0 | 5044.4 | 0 | 3269.9 | 12982 | 0 | 0 | 0 | 34985.5 | 0 | 10044.9 | 0 | 0 | 0 | 58.7864 | 0 | 0 | 45089.2 | 781.306 | 34.4125 | 0 | 0 | 0 | 0 | 250.155 | 162.344 | 0 | 855.501 | 0 | 516.938 | 2600.66 | 0 | 0 | 0 | 6367.73 | 0 | 2188.58 | 0 | 0 | 0 | 7.2135 | 0 | 0 | 8563.52 | 15201.2 | 2378.78 | - | - | - | - | 0 | 0 | 21409 | 0 | 0 | 0 | 0 | 0 | 0 | 0 | 0 | 21409 | Hsp | 07
07/27/18 @ 02:28 | Hsp-w11-v07-WCChlrBase-mNE-HVAC-Proto.pd2 | Hsp-w11-v07-WCChlrBase-mNE-HVAC-Proto | Hsp-w11-v07 | California (Title 24) | Red Bluff Area (CZ11) | Red Bluff AP | 499998 | 1834.82 | 47.4337 | 0 | 0 | 0 | 0 | 2057.04 | 623.801 | 0 | 5044.4 | 0 | 3269.9 | 12877.4 | 0 | 0 | 0 | 35584.9 | 0 | 10177.2 | 0 | 0 | 0 | 58.7864 | 0 | 0 | 45820.9 | 890.738 | 62.6153 | 0 | 0 | 0 | 0 | 250.282 | 177.561 | 0 | 855.501 | 0 | 516.938 | 2753.63 | 0 | 0 | 0 | 7064.77 | 0 | 2306.82 | 0 | 0 | 0 | 7.2135 | 0 | 0 | 9378.81 | 16979.2 | 2067.44 | - | - | - | - | 0 | 0 | 18607 | 0 | 0 | 0 | 0 | 0 | 0 | 0 | 0 | 18607 | Hsp | 07
07/27/18 @ 02:28 | Hsp-w12-v07-WCChlrBase-mNE-HVAC-Proto.pd2 | Hsp-w12-v07-WCChlrBase-mNE-HVAC-Proto | Hsp-w12-v07 | California (Title 24) | Sacramento Area (CZ12) | Sacramento AP | 499998 | 1557.8 | 38.1306 | 0 | 0 | 0 | 0 | 2051.49 | 565.356 | 0 | 5044.4 | 0 | 3269.9 | 12527.1 | 0 | 0 | 0 | 35708.5 | 0 | 10502.2 | 0 | 0 | 0 | 58.7864 | 0 | 0 | 46269.5 | 798.86 | 35.4423 | 0 | 0 | 0 | 0 | 249.543 | 162.106 | 0 | 855.501 | 0 | 516.938 | 2618.39 | 0 | 0 | 0 | 7116.12 | 0 | 2312.87 | 0 | 0 | 0 | 7.2135 | 0 | 0 | 9436.2 | 15275.6 | 2289.56 | - | - | - | - | 0 | 0 | 20606 | 0 | 0 | 0 | 0 | 0 | 0 | 0 | 0 | 20606 | Hsp | 07
07/27/18 @ 02:28 | Hsp-w13-v07-WCChlrBase-mNE-HVAC-Proto.pd2 | Hsp-w13-v07-WCChlrBase-mNE-HVAC-Proto | Hsp-w13-v07 | California (Title 24) | Fresno Area (CZ13) | Fresno AP | 499998 | 1919.23 | 50.3977 | 0 | 0 | 0 | 0 | 2060.66 | 628.788 | 0 | 5044.4 | 0 | 3269.9 | 12973.4 | 0 | 0 | 0 | 35072.8 | 0 | 10052.6 | 0 | 0 | 0 | 58.7864 | 0 | 0 | 45184.2 | 824.813 | 39.5482 | 0 | 0 | 0 | 0 | 248.164 | 165.286 | 0 | 851.94 | 0 | 516.938 | 2646.69 | 0 | 0 | 0 | 6772.1 | 0 | 2274.3 | 0 | 0 | 0 | 7.2135 | 0 | 0 | 9053.62 | 15611.7 | 2079.89 | - | - | - | - | 0 | 0 | 18719 | 0 | 0 | 0 | 0 | 0 | 0 | 0 | 0 | 18719 | Hsp | 07
07/27/18 @ 02:28 | Hsp-w14-v07-WCChlrBase-mNE-HVAC-Proto.pd2 | Hsp-w14-v07-WCChlrBase-mNE-HVAC-Proto | Hsp-w14-v07 | California (Title 24) | China Lake Area (CZ14) | Palmdale AP | 499998 | 1827.7 | 45.2996 | 0 | 0 | 0 | 0 | 2057.75 | 645.311 | 0 | 5044.4 | 0 | 3269.9 | 12890.3 | 0 | 0 | 0 | 36280.6 | 0 | 10252.9 | 0 | 0 | 0 | 58.7864 | 0 | 0 | 46592.3 | 1074.43 | 88.9931 | 0 | 0 | 0 | 0 | 249.816 | 199.96 | 0 | 832.815 | 0 | 516.938 | 2962.95 | 0 | 0 | 0 | 7976.5 | 0 | 2324.61 | 0 | 0 | 0 | 7.2135 | 0 | 0 | 10308.3 | 19577.9 | 2293.33 | - | - | - | - | 0 | 0 | 20640 | 0 | 0 | 0 | 0 | 0 | 0 | 0 | 0 | 20640 | Hsp | 07
07/27/18 @ 02:29 | Hsp-w15-v07-WCChlrBase-mNE-HVAC-Proto.pd2 | Hsp-w15-v07-WCChlrBase-mNE-HVAC-Proto | Hsp-w15-v07 | California (Title 24) | Blythe Area (CZ15) | Palm Springs | 499998 | 2956.84 | 86.9963 | 0 | 0 | 0 | 0 | 2089.36 | 849.104 | 0 | 5044.4 | 0 | 3269.9 | 14296.6 | 0 | 0 | 0 | 31613.9 | 0 | 8453.75 | 0 | 0 | 0 | 58.7864 | 0 | 0 | 40126.4 | 1009.53 | 86.4753 | 0 | 0 | 0 | 0 | 247.836 | 202.146 | 0 | 851.94 | 0 | 516.938 | 2914.87 | 0 | 0 | 0 | 5678.64 | 0 | 1942.81 | 0 | 0 | 0 | 7.2135 | 0 | 0 | 7628.66 | 18913.9 | 2308.78 | - | - | - | - | 0 | 0 | 20779 | 0 | 0 | 0 | 0 | 0 | 0 | 0 | 0 | 20779 | Hsp | 07
07/27/18 @ 02:29 | Hsp-w16-v07-WCChlrBase-mNE-HVAC-Proto.pd2 | Hsp-w16-v07-WCChlrBase-mNE-HVAC-Proto | Hsp-w16-v07 | California (Title 24) | Mount Shasta Area (CZ16) | Blue Canyon AP | 499998 | 932.909 | 17.728 | 0 | 0 | 0 | 0 | 2048.25 | 341.286 | 0 | 5044.4 | 0 | 3269.9 | 11654.5 | 0 | 0 | 0 | 37268.2 | 0 | 11788.8 | 0 | 0 | 0 | 58.7864 | 0 | 0 | 49115.8 | 524.555 | 12.7737 | 0 | 0 | 0 | 0 | 251.292 | 101.394 | 0 | 855.501 | 0 | 516.938 | 2262.45 | 0 | 0 | 0 | 8056.23 | 0 | 2611.98 | 0 | 0 | 0 | 7.2135 | 0 | 0 | 10675.4 | 11201.7 | 2018.78 | - | - | - | - | 0 | 0 | 18169 | 0 | 0 | 0 | 0 | 0 | 0 | 0 | 0 | 18169 | Hsp | 07
07/27/18 @ 02:29 | Hsp-w01-v11-WCChlrBase-mNE-HVAC-Proto.pd2 | Hsp-w01-v11-WCChlrBase-mNE-HVAC-Proto | Hsp-w01-v11 | California (Title 24) | Arcata Area (CZ01) | Arcata | 499998 | 418.049 | 4.265 | 0 | 0 | 0 | 0 | 2022.85 | 254.066 | 0 | 5044.4 | 0 | 3052.95 | 10796.6 | 0 | 0 | 0 | 37848.9 | 0 | 11840.2 | 0 | 0 | 0 | 58.7864 | 0 | 0 | 49747.9 | 412.202 | 9.5761 | 0 | 0 | 0 | 0 | 246.415 | 87.6221 | 0 | 851.94 | 0 | 476.249 | 2084 | 0 | 0 | 0 | 7208.31 | 0 | 2411.94 | 0 | 0 | 0 | 7.2135 | 0 | 0 | 9627.47 | 9452.94 | 1650.56 | - | - | - | - | 0 | 0 | 14855 | 0 | 0 | 0 | 0 | 0 | 0 | 0 | 0 | 14855 | Hsp | 11
07/27/18 @ 02:30 | Hsp-w02-v11-WCChlrBase-mNE-HVAC-Proto.pd2 | Hsp-w02-v11-WCChlrBase-mNE-HVAC-Proto | Hsp-w02-v11 | California (Title 24) | Santa Rosa Area (CZ02) | Santa Rosa | 499998 | 1190.71 | 25.8692 | 0 | 0 | 0 | 0 | 2039.02 | 491.733 | 0 | 5044.4 | 0 | 3052.95 | 11844.7 | 0 | 0 | 0 | 37193.1 | 0 | 11008.9 | 0 | 0 | 0 | 58.7864 | 0 | 0 | 48260.8 | 798.146 | 44.3669 | 0 | 0 | 0 | 0 | 248.924 | 167.915 | 0 | 793.326 | 0 | 476.249 | 2528.93 | 0 | 0 | 0 | 7230.96 | 0 | 2368.19 | 0 | 0 | 0 | 7.2135 | 0 | 0 | 9606.36 | 15232.9 | 2120.33 | - | - | - | - | 0 | 0 | 19083 | 0 | 0 | 0 | 0 | 0 | 0 | 0 | 0 | 19083 | Hsp | 11
07/27/18 @ 02:30 | Hsp-w03-v11-WCChlrBase-mNE-HVAC-Proto.pd2 | Hsp-w03-v11-WCChlrBase-mNE-HVAC-Proto | Hsp-w03-v11 | California (Title 24) | Oakland Area (CZ03) | Oakland AP | 499998 | 911.816 | 17.7822 | 0 | 0 | 0 | 0 | 2037.85 | 387.705 | 0 | 5044.4 | 0 | 3052.95 | 11452.5 | 0 | 0 | 0 | 36224 | 0 | 11041.9 | 0 | 0 | 0 | 58.7864 | 0 | 0 | 47324.6 | 509.471 | 13.0608 | 0 | 0 | 0 | 0 | 249.13 | 105.95 | 0 | 855.501 | 0 | 476.249 | 2209.36 | 0 | 0 | 0 | 6675.55 | 0 | 2346.6 | 0 | 0 | 0 | 7.2135 | 0 | 0 | 9029.36 | 11274.2 | 1687 | - | - | - | - | 0 | 0 | 15183 | 0 | 0 | 0 | 0 | 0 | 0 | 0 | 0 | 15183 | Hsp | 11
07/27/18 @ 02:30 | Hsp-w04-v11-WCChlrBase-mNE-HVAC-Proto.pd2 | Hsp-w04-v11-WCChlrBase-mNE-HVAC-Proto | Hsp-w04-v11 | California (Title 24) | Sunnyvale Area (CZ04) | San Jose | 499998 | 1362.83 | 31.0798 | 0 | 0 | 0 | 0 | 2049.34 | 499.41 | 0 | 5044.4 | 0 | 3052.95 | 12040 | 0 | 0 | 0 | 36766.7 | 0 | 10694.8 | 0 | 0 | 0 | 58.7864 | 0 | 0 | 47520.3 | 663.604 | 18.9885 | 0 | 0 | 0 | 0 | 247.907 | 144.05 | 0 | 855.501 | 0 | 476.249 | 2406.3 | 0 | 0 | 0 | 7124.96 | 0 | 2359.56 | 0 | 0 | 0 | 7.2135 | 0 | 0 | 9491.73 | 13169.4 | 1967.33 | - | - | - | - | 0 | 0 | 17706 | 0 | 0 | 0 | 0 | 0 | 0 | 0 | 0 | 17706 | Hsp | 11
07/27/18 @ 02:30 | Hsp-w05-v11-WCChlrBase-mNE-HVAC-Proto.pd2 | Hsp-w05-v11-WCChlrBase-mNE-HVAC-Proto | Hsp-w05-v11 | California (Title 24) | Santa Maria Area (CZ05) | Santa Maria AP | 499998 | 842.593 | 16.1861 | 0 | 0 | 0 | 0 | 2035.91 | 353.162 | 0 | 5044.4 | 0 | 3052.95 | 11345.2 | 0 | 0 | 0 | 36658.3 | 0 | 11213.4 | 0 | 0 | 0 | 58.7864 | 0 | 0 | 47930.6 | 522.881 | 13.3717 | 0 | 0 | 0 | 0 | 245.466 | 104.462 | 0 | 832.815 | 0 | 476.249 | 2195.25 | 0 | 0 | 0 | 6678.29 | 0 | 2278.87 | 0 | 0 | 0 | 7.2135 | 0 | 0 | 8964.38 | 11139.1 | 1896 | - | - | - | - | 0 | 0 | 17064 | 0 | 0 | 0 | 0 | 0 | 0 | 0 | 0 | 17064 | Hsp | 11
07/27/18 @ 02:31 | Hsp-w06-v11-WCChlrBase-mNE-HVAC-Proto.pd2 | Hsp-w06-v11-WCChlrBase-mNE-HVAC-Proto | Hsp-w06-v11 | California (Title 24) | Los Angeles Area (CZ06) | Torrance | 499998 | 1804.6 | 47.0488 | 0 | 0 | 0 | 0 | 2055.68 | 573.589 | 0 | 5044.4 | 0 | 3052.95 | 12578.2 | 0 | 0 | 0 | 34879.1 | 0 | 10379.8 | 0 | 0 | 0 | 58.7864 | 0 | 0 | 45317.8 | 659.653 | 26.9189 | 0 | 0 | 0 | 0 | 248.049 | 156.013 | 0 | 853.456 | 0 | 476.249 | 2420.34 | 0 | 0 | 0 | 6186.92 | 0 | 2098.94 | 0 | 0 | 0 | 7.2135 | 0 | 0 | 8293.08 | 13309.1 | 2114.56 | - | - | - | - | 0 | 0 | 19031 | 0 | 0 | 0 | 0 | 0 | 0 | 0 | 0 | 19031 | Hsp | 11
07/27/18 @ 02:31 | Hsp-w07-v11-WCChlrBase-mNE-HVAC-Proto.pd2 | Hsp-w07-v11-WCChlrBase-mNE-HVAC-Proto | Hsp-w07-v11 | California (Title 24) | San Diego Area (CZ07) | San Diego AP | 499998 | 1816.4 | 47.4876 | 0 | 0 | 0 | 0 | 2054.5 | 570.445 | 0 | 5044.4 | 0 | 3052.95 | 12586.2 | 0 | 0 | 0 | 34366.4 | 0 | 10270.6 | 0 | 0 | 0 | 58.7864 | 0 | 0 | 44695.8 | 636.346 | 25.4486 | 0 | 0 | 0 | 0 | 247.587 | 143.257 | 0 | 832.815 | 0 | 476.249 | 2361.7 | 0 | 0 | 0 | 5450.56 | 0 | 2179.53 | 0 | 0 | 0 | 7.2135 | 0 | 0 | 7637.3 | 12785.6 | 2148.56 | - | - | - | - | 0 | 0 | 19337 | 0 | 0 | 0 | 0 | 0 | 0 | 0 | 0 | 19337 | Hsp | 11
07/27/18 @ 02:31 | Hsp-w08-v11-WCChlrBase-mNE-HVAC-Proto.pd2 | Hsp-w08-v11-WCChlrBase-mNE-HVAC-Proto | Hsp-w08-v11 | California (Title 24) | El Toro Area (CZ08) | Fullerton | 499998 | 1974.23 | 52.2334 | 0 | 0 | 0 | 0 | 2056.02 | 620.854 | 0 | 5044.4 | 0 | 3052.95 | 12800.7 | 0 | 0 | 0 | 34829.7 | 0 | 10103.5 | 0 | 0 | 0 | 58.7864 | 0 | 0 | 44992 | 720.699 | 28.8998 | 0 | 0 | 0 | 0 | 246.837 | 152.497 | 0 | 855.501 | 0 | 476.249 | 2480.68 | 0 | 0 | 0 | 5872.77 | 0 | 2105.49 | 0 | 0 | 0 | 7.2135 | 0 | 0 | 7985.47 | 14099.2 | 2266.67 | - | - | - | - | 0 | 0 | 20400 | 0 | 0 | 0 | 0 | 0 | 0 | 0 | 0 | 20400 | Hsp | 11
07/27/18 @ 02:32 | Hsp-w09-v11-WCChlrBase-mNE-HVAC-Proto.pd2 | Hsp-w09-v11-WCChlrBase-mNE-HVAC-Proto | Hsp-w09-v11 | California (Title 24) | Pasadena Area (CZ09) | Burbank AP | 499998 | 2022.89 | 54.9817 | 0 | 0 | 0 | 0 | 2058.97 | 688.465 | 0 | 5044.4 | 0 | 3052.95 | 12922.6 | 0 | 0 | 0 | 34277.2 | 0 | 10091.8 | 0 | 0 | 0 | 58.7864 | 0 | 0 | 44427.8 | 910.58 | 72.0316 | 0 | 0 | 0 | 0 | 246.22 | 193.69 | 0 | 855.501 | 0 | 476.249 | 2754.27 | 0 | 0 | 0 | 6109.84 | 0 | 2180.85 | 0 | 0 | 0 | 7.2135 | 0 | 0 | 8297.91 | 17392.4 | 2277.44 | - | - | - | - | 0 | 0 | 20497 | 0 | 0 | 0 | 0 | 0 | 0 | 0 | 0 | 20497 | Hsp | 11
07/27/18 @ 02:32 | Hsp-w10-v11-WCChlrBase-mNE-HVAC-Proto.pd2 | Hsp-w10-v11-WCChlrBase-mNE-HVAC-Proto | Hsp-w10-v11 | California (Title 24) | San Bernardino Area (CZ10) | Riverside FS 3 | 499998 | 1918.1 | 49.5207 | 0 | 0 | 0 | 0 | 2056.51 | 625.914 | 0 | 5044.4 | 0 | 3052.95 | 12747.4 | 0 | 0 | 0 | 35663.6 | 0 | 10044.9 | 0 | 0 | 0 | 58.7864 | 0 | 0 | 45767.3 | 771.498 | 34.0919 | 0 | 0 | 0 | 0 | 249.551 | 161.915 | 0 | 855.501 | 0 | 476.249 | 2548.81 | 0 | 0 | 0 | 6391 | 0 | 2188.58 | 0 | 0 | 0 | 7.2135 | 0 | 0 | 8586.79 | 15083.5 | 2329.67 | - | - | - | - | 0 | 0 | 20967 | 0 | 0 | 0 | 0 | 0 | 0 | 0 | 0 | 20967 | Hsp | 11
07/27/18 @ 02:32 | Hsp-w11-v11-WCChlrBase-mNE-HVAC-Proto.pd2 | Hsp-w11-v11-WCChlrBase-mNE-HVAC-Proto | Hsp-w11-v11 | California (Title 24) | Red Bluff Area (CZ11) | Red Bluff AP | 499998 | 1827.84 | 47.1305 | 0 | 0 | 0 | 0 | 2055.91 | 620.593 | 0 | 5044.4 | 0 | 3052.95 | 12648.8 | 0 | 0 | 0 | 36405.8 | 0 | 10177.2 | 0 | 0 | 0 | 58.7864 | 0 | 0 | 46641.8 | 882.603 | 62.3921 | 0 | 0 | 0 | 0 | 251.445 | 177.344 | 0 | 855.501 | 0 | 476.249 | 2705.53 | 0 | 0 | 0 | 7013.63 | 0 | 2306.81 | 0 | 0 | 0 | 7.2135 | 0 | 0 | 9327.65 | 16795.4 | 2032.11 | - | - | - | - | 0 | 0 | 18289 | 0 | 0 | 0 | 0 | 0 | 0 | 0 | 0 | 18289 | Hsp | 11
07/27/18 @ 02:32 | Hsp-w12-v11-WCChlrBase-mNE-HVAC-Proto.pd2 | Hsp-w12-v11-WCChlrBase-mNE-HVAC-Proto | Hsp-w12-v11 | California (Title 24) | Sacramento Area (CZ12) | Sacramento AP | 499998 | 1546.31 | 37.8338 | 0 | 0 | 0 | 0 | 2049.67 | 560.316 | 0 | 5044.4 | 0 | 3052.95 | 12291.5 | 0 | 0 | 0 | 36399.8 | 0 | 10502.2 | 0 | 0 | 0 | 58.7864 | 0 | 0 | 46960.7 | 781.96 | 35.0481 | 0 | 0 | 0 | 0 | 250.005 | 161.158 | 0 | 855.501 | 0 | 476.249 | 2559.92 | 0 | 0 | 0 | 7117.08 | 0 | 2312.87 | 0 | 0 | 0 | 7.2135 | 0 | 0 | 9437.17 | 15029 | 2238.44 | - | - | - | - | 0 | 0 | 20146 | 0 | 0 | 0 | 0 | 0 | 0 | 0 | 0 | 20146 | Hsp | 11
07/27/18 @ 02:33 | Hsp-w13-v11-WCChlrBase-mNE-HVAC-Proto.pd2 | Hsp-w13-v11-WCChlrBase-mNE-HVAC-Proto | Hsp-w13-v11 | California (Title 24) | Fresno Area (CZ13) | Fresno AP | 499998 | 1898.11 | 49.7671 | 0 | 0 | 0 | 0 | 2058.94 | 622.079 | 0 | 5044.4 | 0 | 3052.95 | 12726.2 | 0 | 0 | 0 | 35866.9 | 0 | 10052.6 | 0 | 0 | 0 | 58.7864 | 0 | 0 | 45978.3 | 802.209 | 38.7576 | 0 | 0 | 0 | 0 | 249.525 | 163.563 | 0 | 851.94 | 0 | 476.249 | 2582.24 | 0 | 0 | 0 | 6758.77 | 0 | 2274.3 | 0 | 0 | 0 | 7.2135 | 0 | 0 | 9040.28 | 15312.8 | 2039.44 | - | - | - | - | 0 | 0 | 18355 | 0 | 0 | 0 | 0 | 0 | 0 | 0 | 0 | 18355 | Hsp | 11
07/27/18 @ 02:33 | Hsp-w14-v11-WCChlrBase-mNE-HVAC-Proto.pd2 | Hsp-w14-v11-WCChlrBase-mNE-HVAC-Proto | Hsp-w14-v11 | California (Title 24) | China Lake Area (CZ14) | Palmdale AP | 499998 | 1810.72 | 44.9348 | 0 | 0 | 0 | 0 | 2056.64 | 639.141 | 0 | 5044.4 | 0 | 3052.95 | 12648.8 | 0 | 0 | 0 | 37112.1 | 0 | 10252.9 | 0 | 0 | 0 | 58.7864 | 0 | 0 | 47423.7 | 1063.59 | 88.1615 | 0 | 0 | 0 | 0 | 249.024 | 197.764 | 0 | 832.815 | 0 | 476.249 | 2907.6 | 0 | 0 | 0 | 7927.24 | 0 | 2324.6 | 0 | 0 | 0 | 7.2135 | 0 | 0 | 10259.1 | 19393.3 | 2242.67 | - | - | - | - | 0 | 0 | 20184 | 0 | 0 | 0 | 0 | 0 | 0 | 0 | 0 | 20184 | Hsp | 11
07/27/18 @ 02:33 | Hsp-w15-v11-WCChlrBase-mNE-HVAC-Proto.pd2 | Hsp-w15-v11-WCChlrBase-mNE-HVAC-Proto | Hsp-w15-v11 | California (Title 24) | Blythe Area (CZ15) | Palm Springs | 499998 | 2909.32 | 85.6436 | 0 | 0 | 0 | 0 | 2088.37 | 838.356 | 0 | 5044.4 | 0 | 3052.95 | 14019 | 0 | 0 | 0 | 32867.9 | 0 | 8453.75 | 0 | 0 | 0 | 58.7864 | 0 | 0 | 41380.4 | 982.076 | 84.7468 | 0 | 0 | 0 | 0 | 247.786 | 200.296 | 0 | 851.94 | 0 | 476.249 | 2843.09 | 0 | 0 | 0 | 5668.53 | 0 | 1942.8 | 0 | 0 | 0 | 7.2135 | 0 | 0 | 7618.54 | 18547 | 2256 | - | - | - | - | 0 | 0 | 20304 | 0 | 0 | 0 | 0 | 0 | 0 | 0 | 0 | 20304 | Hsp | 11
07/27/18 @ 02:34 | Hsp-w16-v11-WCChlrBase-mNE-HVAC-Proto.pd2 | Hsp-w16-v11-WCChlrBase-mNE-HVAC-Proto | Hsp-w16-v11 | California (Title 24) | Mount Shasta Area (CZ16) | Blue Canyon AP | 499998 | 927.98 | 17.571 | 0 | 0 | 0 | 0 | 2049.77 | 336.684 | 0 | 5044.4 | 0 | 3052.95 | 11429.3 | 0 | 0 | 0 | 37494.5 | 0 | 11788.7 | 0 | 0 | 0 | 58.7864 | 0 | 0 | 49342.1 | 512.161 | 12.5144 | 0 | 0 | 0 | 0 | 251.277 | 101.668 | 0 | 855.501 | 0 | 476.249 | 2209.37 | 0 | 0 | 0 | 7990.76 | 0 | 2611.97 | 0 | 0 | 0 | 7.2135 | 0 | 0 | 10609.9 | 10972.8 | 1972.44 | - | - | - | - | 0 | 0 | 17752 | 0 | 0 | 0 | 0 | 0 | 0 | 0 | 0 | 17752 | Hsp | 11
07/27/18 @ 02:34 | Hsp-w01-v14-WCChlrBase-mNE-HVAC-Proto.pd2 | Hsp-w01-v14-WCChlrBase-mNE-HVAC-Proto | Hsp-w01-v14 | California (Title 24) | Arcata Area (CZ01) | Arcata | 499998 | 411.947 | 4.1187 | 0 | 0 | 0 | 0 | 1982.52 | 248.43 | 0 | 5044.4 | 0 | 3052.95 | 10744.3 | 0 | 0 | 0 | 37902.9 | 0 | 11840.3 | 0 | 0 | 0 | 58.7864 | 0 | 0 | 49802 | 408.188 | 9.482 | 0 | 0 | 0 | 0 | 240.043 | 85.9468 | 0 | 851.94 | 0 | 476.249 | 2071.85 | 0 | 0 | 0 | 7214.03 | 0 | 2411.94 | 0 | 0 | 0 | 7.2135 | 0 | 0 | 9633.18 | 9360.18 | 1642.22 | - | - | - | - | 0 | 0 | 14780 | 0 | 0 | 0 | 0 | 0 | 0 | 0 | 0 | 14780 | Hsp | 14
07/27/18 @ 02:34 | Hsp-w02-v14-WCChlrBase-mNE-HVAC-Proto.pd2 | Hsp-w02-v14-WCChlrBase-mNE-HVAC-Proto | Hsp-w02-v14 | California (Title 24) | Santa Rosa Area (CZ02) | Santa Rosa | 499998 | 1176.88 | 25.5626 | 0 | 0 | 0 | 0 | 1998.51 | 482.545 | 0 | 5044.4 | 0 | 3052.95 | 11780.8 | 0 | 0 | 0 | 37273 | 0 | 11008.9 | 0 | 0 | 0 | 58.7864 | 0 | 0 | 48340.7 | 793.396 | 44.0464 | 0 | 0 | 0 | 0 | 243.719 | 164.888 | 0 | 793.326 | 0 | 476.249 | 2515.62 | 0 | 0 | 0 | 7227.67 | 0 | 2368.19 | 0 | 0 | 0 | 7.2135 | 0 | 0 | 9603.07 | 15143 | 2103 | - | - | - | - | 0 | 0 | 18927 | 0 | 0 | 0 | 0 | 0 | 0 | 0 | 0 | 18927 | Hsp | 14
07/27/18 @ 02:34 | Hsp-w03-v14-WCChlrBase-mNE-HVAC-Proto.pd2 | Hsp-w03-v14-WCChlrBase-mNE-HVAC-Proto | Hsp-w03-v14 | California (Title 24) | Oakland Area (CZ03) | Oakland AP | 499998 | 900.275 | 17.5303 | 0 | 0 | 0 | 0 | 1996.39 | 377.885 | 0 | 5044.4 | 0 | 3052.95 | 11389.4 | 0 | 0 | 0 | 36364.1 | 0 | 11041.9 | 0 | 0 | 0 | 58.7864 | 0 | 0 | 47464.7 | 500.865 | 12.8713 | 0 | 0 | 0 | 0 | 245.092 | 105.378 | 0 | 855.501 | 0 | 476.249 | 2195.96 | 0 | 0 | 0 | 6659.13 | 0 | 2346.59 | 0 | 0 | 0 | 7.2135 | 0 | 0 | 9012.93 | 11113.2 | 1675.33 | - | - | - | - | 0 | 0 | 15078 | 0 | 0 | 0 | 0 | 0 | 0 | 0 | 0 | 15078 | Hsp | 14
07/27/18 @ 02:35 | Hsp-w04-v14-WCChlrBase-mNE-HVAC-Proto.pd2 | Hsp-w04-v14-WCChlrBase-mNE-HVAC-Proto | Hsp-w04-v14 | California (Title 24) | Sunnyvale Area (CZ04) | San Jose | 499998 | 1341.62 | 30.5727 | 0 | 0 | 0 | 0 | 2007.86 | 484.19 | 0 | 5044.4 | 0 | 3052.95 | 11961.6 | 0 | 0 | 0 | 36937.2 | 0 | 10694.9 | 0 | 0 | 0 | 58.7864 | 0 | 0 | 47690.9 | 649.186 | 18.289 | 0 | 0 | 0 | 0 | 246 | 142.726 | 0 | 855.501 | 0 | 476.249 | 2387.95 | 0 | 0 | 0 | 7085.85 | 0 | 2359.57 | 0 | 0 | 0 | 7.2135 | 0 | 0 | 9452.64 | 12972.8 | 1950.89 | - | - | - | - | 0 | 0 | 17558 | 0 | 0 | 0 | 0 | 0 | 0 | 0 | 0 | 17558 | Hsp | 14
07/27/18 @ 02:35 | Hsp-w05-v14-WCChlrBase-mNE-HVAC-Proto.pd2 | Hsp-w05-v14-WCChlrBase-mNE-HVAC-Proto | Hsp-w05-v14 | California (Title 24) | Santa Maria Area (CZ05) | Santa Maria AP | 499998 | 831.254 | 15.9271 | 0 | 0 | 0 | 0 | 1994.31 | 345 | 0 | 5044.4 | 0 | 3052.95 | 11283.8 | 0 | 0 | 0 | 36831.1 | 0 | 11213.4 | 0 | 0 | 0 | 58.7864 | 0 | 0 | 48103.3 | 517.578 | 13.4117 | 0 | 0 | 0 | 0 | 239.489 | 102.359 | 0 | 832.815 | 0 | 476.249 | 2181.9 | 0 | 0 | 0 | 6659.74 | 0 | 2278.87 | 0 | 0 | 0 | 7.2135 | 0 | 0 | 8945.83 | 11025.9 | 1883.89 | - | - | - | - | 0 | 0 | 16955 | 0 | 0 | 0 | 0 | 0 | 0 | 0 | 0 | 16955 | Hsp | 14
07/27/18 @ 02:35 | Hsp-w06-v14-WCChlrBase-mNE-HVAC-Proto.pd2 | Hsp-w06-v14-WCChlrBase-mNE-HVAC-Proto | Hsp-w06-v14 | California (Title 24) | Los Angeles Area (CZ06) | Torrance | 499998 | 1785.98 | 46.5319 | 0 | 0 | 0 | 0 | 2013.72 | 559.653 | 0 | 5044.4 | 0 | 3052.95 | 12503.2 | 0 | 0 | 0 | 35175.7 | 0 | 10379.9 | 0 | 0 | 0 | 58.7864 | 0 | 0 | 45614.4 | 651.619 | 26.5857 | 0 | 0 | 0 | 0 | 242.494 | 152.081 | 0 | 853.456 | 0 | 476.249 | 2402.48 | 0 | 0 | 0 | 6183.64 | 0 | 2098.95 | 0 | 0 | 0 | 7.2135 | 0 | 0 | 8289.8 | 13149.3 | 2099.44 | - | - | - | - | 0 | 0 | 18895 | 0 | 0 | 0 | 0 | 0 | 0 | 0 | 0 | 18895 | Hsp | 14
07/27/18 @ 02:35 | Hsp-w07-v14-WCChlrBase-mNE-HVAC-Proto.pd2 | Hsp-w07-v14-WCChlrBase-mNE-HVAC-Proto | Hsp-w07-v14 | California (Title 24) | San Diego Area (CZ07) | San Diego AP | 499998 | 1794.27 | 46.9577 | 0 | 0 | 0 | 0 | 2012.2 | 559.335 | 0 | 5044.4 | 0 | 3052.95 | 12510.1 | 0 | 0 | 0 | 34726 | 0 | 10270.6 | 0 | 0 | 0 | 58.7864 | 0 | 0 | 45055.3 | 629.358 | 25.0774 | 0 | 0 | 0 | 0 | 240.825 | 140.367 | 0 | 832.815 | 0 | 476.249 | 2344.69 | 0 | 0 | 0 | 5457.38 | 0 | 2179.53 | 0 | 0 | 0 | 7.2135 | 0 | 0 | 7644.13 | 12645.1 | 2133.78 | - | - | - | - | 0 | 0 | 19204 | 0 | 0 | 0 | 0 | 0 | 0 | 0 | 0 | 19204 | Hsp | 14
07/27/18 @ 02:36 | Hsp-w08-v14-WCChlrBase-mNE-HVAC-Proto.pd2 | Hsp-w08-v14-WCChlrBase-mNE-HVAC-Proto | Hsp-w08-v14 | California (Title 24) | El Toro Area (CZ08) | Fullerton | 499998 | 1949.85 | 51.5987 | 0 | 0 | 0 | 0 | 2014.69 | 604.846 | 0 | 5044.4 | 0 | 3052.95 | 12718.3 | 0 | 0 | 0 | 35148 | 0 | 10103.5 | 0 | 0 | 0 | 58.7864 | 0 | 0 | 45310.4 | 696.877 | 26.3279 | 0 | 0 | 0 | 0 | 245.651 | 154.557 | 0 | 855.501 | 0 | 476.249 | 2455.16 | 0 | 0 | 0 | 5871.37 | 0 | 2105.49 | 0 | 0 | 0 | 7.2135 | 0 | 0 | 7984.08 | 13903 | 2250.22 | - | - | - | - | 0 | 0 | 20252 | 0 | 0 | 0 | 0 | 0 | 0 | 0 | 0 | 20252 | Hsp | 14
07/27/18 @ 02:36 | Hsp-w09-v14-WCChlrBase-mNE-HVAC-Proto.pd2 | Hsp-w09-v14-WCChlrBase-mNE-HVAC-Proto | Hsp-w09-v14 | California (Title 24) | Pasadena Area (CZ09) | Burbank AP | 499998 | 1998.87 | 54.3772 | 0 | 0 | 0 | 0 | 2018.24 | 674.061 | 0 | 5044.4 | 0 | 3052.95 | 12842.9 | 0 | 0 | 0 | 34624 | 0 | 10091.8 | 0 | 0 | 0 | 58.7864 | 0 | 0 | 44774.6 | 895.756 | 70.8683 | 0 | 0 | 0 | 0 | 245.639 | 184.358 | 0 | 855.501 | 0 | 476.249 | 2728.37 | 0 | 0 | 0 | 6094.97 | 0 | 2180.85 | 0 | 0 | 0 | 7.2135 | 0 | 0 | 8283.04 | 17145.1 | 2256.67 | - | - | - | - | 0 | 0 | 20310 | 0 | 0 | 0 | 0 | 0 | 0 | 0 | 0 | 20310 | Hsp | 14
07/27/18 @ 02:36 | Hsp-w10-v14-WCChlrBase-mNE-HVAC-Proto.pd2 | Hsp-w10-v14-WCChlrBase-mNE-HVAC-Proto | Hsp-w10-v14 | California (Title 24) | San Bernardino Area (CZ10) | Riverside FS 3 | 499998 | 1906.31 | 49.3047 | 0 | 0 | 0 | 0 | 2015.52 | 612.124 | 0 | 5044.4 | 0 | 3052.95 | 12680.6 | 0 | 0 | 0 | 35792.6 | 0 | 10044.9 | 0 | 0 | 0 | 58.7864 | 0 | 0 | 45896.3 | 760.828 | 33.8456 | 0 | 0 | 0 | 0 | 246.012 | 161.126 | 0 | 855.501 | 0 | 476.249 | 2533.56 | 0 | 0 | 0 | 6388.45 | 0 | 2188.58 | 0 | 0 | 0 | 7.2135 | 0 | 0 | 8584.24 | 15008.5 | 2317.89 | - | - | - | - | 0 | 0 | 20861 | 0 | 0 | 0 | 0 | 0 | 0 | 0 | 0 | 20861 | Hsp | 14
07/27/18 @ 02:37 | Hsp-w11-v14-WCChlrBase-mNE-HVAC-Proto.pd2 | Hsp-w11-v14-WCChlrBase-mNE-HVAC-Proto | Hsp-w11-v14 | California (Title 24) | Red Bluff Area (CZ11) | Red Bluff AP | 499998 | 1815.57 | 46.8509 | 0 | 0 | 0 | 0 | 2015.25 | 610.975 | 0 | 5044.4 | 0 | 3052.95 | 12586 | 0 | 0 | 0 | 36550.8 | 0 | 10177.2 | 0 | 0 | 0 | 58.7864 | 0 | 0 | 46786.8 | 872.04 | 62.1196 | 0 | 0 | 0 | 0 | 247.363 | 176.344 | 0 | 855.501 | 0 | 476.249 | 2689.62 | 0 | 0 | 0 | 7008.68 | 0 | 2306.81 | 0 | 0 | 0 | 7.2135 | 0 | 0 | 9322.7 | 16696.5 | 2020.33 | - | - | - | - | 0 | 0 | 18183 | 0 | 0 | 0 | 0 | 0 | 0 | 0 | 0 | 18183 | Hsp | 14
07/27/18 @ 02:37 | Hsp-w12-v14-WCChlrBase-mNE-HVAC-Proto.pd2 | Hsp-w12-v14-WCChlrBase-mNE-HVAC-Proto | Hsp-w12-v14 | California (Title 24) | Sacramento Area (CZ12) | Sacramento AP | 499998 | 1541.36 | 37.8244 | 0 | 0 | 0 | 0 | 2008.76 | 550.178 | 0 | 5044.4 | 0 | 3052.95 | 12235.5 | 0 | 0 | 0 | 36509.1 | 0 | 10502.2 | 0 | 0 | 0 | 58.7864 | 0 | 0 | 47070.1 | 772.639 | 34.7878 | 0 | 0 | 0 | 0 | 246.803 | 159.623 | 0 | 855.501 | 0 | 476.249 | 2545.6 | 0 | 0 | 0 | 7114.57 | 0 | 2312.87 | 0 | 0 | 0 | 7.2135 | 0 | 0 | 9434.65 | 14946.2 | 2227.33 | - | - | - | - | 0 | 0 | 20046 | 0 | 0 | 0 | 0 | 0 | 0 | 0 | 0 | 20046 | Hsp | 14
07/27/18 @ 02:37 | Hsp-w13-v14-WCChlrBase-mNE-HVAC-Proto.pd2 | Hsp-w13-v14-WCChlrBase-mNE-HVAC-Proto | Hsp-w13-v14 | California (Title 24) | Fresno Area (CZ13) | Fresno AP | 499998 | 1886.25 | 49.4799 | 0 | 0 | 0 | 0 | 2018.28 | 612.683 | 0 | 5044.4 | 0 | 3052.95 | 12664 | 0 | 0 | 0 | 35991.4 | 0 | 10052.6 | 0 | 0 | 0 | 58.7864 | 0 | 0 | 46102.8 | 791.776 | 38.6909 | 0 | 0 | 0 | 0 | 246.385 | 162.488 | 0 | 851.94 | 0 | 476.249 | 2567.53 | 0 | 0 | 0 | 6757.97 | 0 | 2274.3 | 0 | 0 | 0 | 7.2135 | 0 | 0 | 9039.48 | 15216.9 | 2027.78 | - | - | - | - | 0 | 0 | 18250 | 0 | 0 | 0 | 0 | 0 | 0 | 0 | 0 | 18250 | Hsp | 14
07/27/18 @ 02:37 | Hsp-w14-v14-WCChlrBase-mNE-HVAC-Proto.pd2 | Hsp-w14-v14-WCChlrBase-mNE-HVAC-Proto | Hsp-w14-v14 | California (Title 24) | China Lake Area (CZ14) | Palmdale AP | 499998 | 1798.35 | 44.6896 | 0 | 0 | 0 | 0 | 2015.78 | 630.491 | 0 | 5044.4 | 0 | 3052.95 | 12586.6 | 0 | 0 | 0 | 37271.4 | 0 | 10252.9 | 0 | 0 | 0 | 58.7864 | 0 | 0 | 47583.1 | 1058.71 | 87.7664 | 0 | 0 | 0 | 0 | 244.154 | 194.784 | 0 | 832.815 | 0 | 476.249 | 2894.48 | 0 | 0 | 0 | 7924.96 | 0 | 2324.6 | 0 | 0 | 0 | 7.2135 | 0 | 0 | 10256.8 | 19305.9 | 2229.89 | - | - | - | - | 0 | 0 | 20069 | 0 | 0 | 0 | 0 | 0 | 0 | 0 | 0 | 20069 | Hsp | 14
07/27/18 @ 02:38 | Hsp-w15-v14-WCChlrBase-mNE-HVAC-Proto.pd2 | Hsp-w15-v14-WCChlrBase-mNE-HVAC-Proto | Hsp-w15-v14 | California (Title 24) | Blythe Area (CZ15) | Palm Springs | 499998 | 2891.84 | 85.1938 | 0 | 0 | 0 | 0 | 2048.13 | 826.188 | 0 | 5044.4 | 0 | 3052.95 | 13948.7 | 0 | 0 | 0 | 33066 | 0 | 8453.75 | 0 | 0 | 0 | 58.7864 | 0 | 0 | 41578.5 | 975.577 | 84.169 | 0 | 0 | 0 | 0 | 245.627 | 195.319 | 0 | 851.94 | 0 | 476.249 | 2828.88 | 0 | 0 | 0 | 5658.82 | 0 | 1942.8 | 0 | 0 | 0 | 7.2135 | 0 | 0 | 7608.83 | 18435.5 | 2243.78 | - | - | - | - | 0 | 0 | 20194 | 0 | 0 | 0 | 0 | 0 | 0 | 0 | 0 | 20194 | Hsp | 14
07/27/18 @ 02:38 | Hsp-w16-v14-WCChlrBase-mNE-HVAC-Proto.pd2 | Hsp-w16-v14-WCChlrBase-mNE-HVAC-Proto | Hsp-w16-v14 | California (Title 24) | Mount Shasta Area (CZ16) | Blue Canyon AP | 499998 | 918.737 | 17.4044 | 0 | 0 | 0 | 0 | 2008.83 | 330.037 | 0 | 5044.4 | 0 | 3052.95 | 11372.3 | 0 | 0 | 0 | 37703.9 | 0 | 11788.7 | 0 | 0 | 0 | 58.7864 | 0 | 0 | 49551.4 | 503.227 | 12.3689 | 0 | 0 | 0 | 0 | 248.29 | 104.583 | 0 | 855.501 | 0 | 476.249 | 2200.22 | 0 | 0 | 0 | 7951.98 | 0 | 2611.97 | 0 | 0 | 0 | 7.2135 | 0 | 0 | 10571.2 | 10859.7 | 1961.11 | - | - | - | - | 0 | 0 | 17650 | 0 | 0 | 0 | 0 | 0 | 0 | 0 | 0 | 17650 | Hsp | 14
07/27/18 @ 02:38 | Htl-w01-v96-WCChlrBase-mNE-HVAC-Proto.pd2 | Htl-w01-v96-WCChlrBase-mNE-HVAC-Proto | Htl-w01-v96 | California (Title 24) | Arcata Area (CZ01) | Arcata | 400162 | 429.492 | 16.3563 | 0 | 0 | 0 | 0 | 397.615 | 419.582 | 0 | 1825.63 | 0 | 649.398 | 3738.08 | 0 | 0 | 0 | 10895.9 | 0 | 4551.13 | 0 | 0 | 0 | 0 | 0 | 0 | 15447 | 194.042 | 11.0504 | 0 | 0 | 0 | 0 | 67.8031 | 60.7748 | 0 | 291.793 | 0 | 83.7621 | 709.226 | 0 | 0 | 0 | 4070.77 | 0 | 436.524 | 0 | 0 | 0 | 0 | 0 | 0 | 4507.29 | 4778.93 | 514.111 | - | - | - | - | 0 | 0 | 4627 | 0 | 0 | 0 | 0 | 0 | 0 | 0 | 0 | 4627 | Htl | 96
07/27/18 @ 02:39 | Htl-w02-v96-WCChlrBase-mNE-HVAC-Proto.pd2 | Htl-w02-v96-WCChlrBase-mNE-HVAC-Proto | Htl-w02-v96 | California (Title 24) | Santa Rosa Area (CZ02) | Santa Rosa | 400162 | 754.123 | 37.7493 | 0 | 0 | 0 | 0 | 474.745 | 511.203 | 0 | 1825.63 | 0 | 649.398 | 4252.85 | 0 | 0 | 0 | 10357 | 0 | 4139.14 | 0 | 0 | 0 | 0 | 0 | 0 | 14496.1 | 387.219 | 25.2743 | 0 | 0 | 0 | 0 | 100.653 | 82.419 | 0 | 291.793 | 0 | 83.7621 | 971.121 | 0 | 0 | 0 | 4336.46 | 0 | 804.902 | 0 | 0 | 0 | 0 | 0 | 0 | 5141.36 | 7499.08 | 664.556 | - | - | - | - | 0 | 0 | 5981 | 0 | 0 | 0 | 0 | 0 | 0 | 0 | 0 | 5981 | Htl | 96
07/27/18 @ 02:39 | Htl-w03-v96-WCChlrBase-mNE-HVAC-Proto.pd2 | Htl-w03-v96-WCChlrBase-mNE-HVAC-Proto | Htl-w03-v96 | California (Title 24) | Oakland Area (CZ03) | Oakland AP | 400162 | 605.552 | 28.0046 | 0 | 0 | 0 | 0 | 438.465 | 467.939 | 0 | 1825.63 | 0 | 649.398 | 4014.99 | 0 | 0 | 0 | 9456.55 | 0 | 4155.53 | 0 | 0 | 0 | 0 | 0 | 0 | 13612.1 | 269.047 | 17.1131 | 0 | 0 | 0 | 0 | 82.1156 | 71.2129 | 0 | 291.793 | 0 | 83.7621 | 815.044 | 0 | 0 | 0 | 3826.76 | 0 | 620.161 | 0 | 0 | 0 | 0 | 0 | 0 | 4446.92 | 6102.24 | 576.333 | - | - | - | - | 0 | 0 | 5187 | 0 | 0 | 0 | 0 | 0 | 0 | 0 | 0 | 5187 | Htl | 96
07/27/18 @ 02:39 | Htl-w04-v96-WCChlrBase-mNE-HVAC-Proto.pd2 | Htl-w04-v96-WCChlrBase-mNE-HVAC-Proto | Htl-w04-v96 | California (Title 24) | Sunnyvale Area (CZ04) | San Jose | 400162 | 805.179 | 42.0369 | 0 | 0 | 0 | 0 | 476.746 | 518.52 | 0 | 1825.63 | 0 | 649.398 | 4317.51 | 0 | 0 | 0 | 9399.69 | 0 | 3983.46 | 0 | 0 | 0 | 0 | 0 | 0 | 13383.2 | 347.44 | 23.2029 | 0 | 0 | 0 | 0 | 93.1026 | 80.4031 | 0 | 291.793 | 0 | 83.7621 | 919.704 | 0 | 0 | 0 | 5787.41 | 0 | 374.837 | 0 | 0 | 0 | 0 | 0 | 0 | 6162.24 | 7304.99 | 733.667 | - | - | - | - | 0 | 0 | 6603 | 0 | 0 | 0 | 0 | 0 | 0 | 0 | 0 | 6603 | Htl | 96
07/27/18 @ 02:39 | Htl-w05-v96-WCChlrBase-mNE-HVAC-Proto.pd2 | Htl-w05-v96-WCChlrBase-mNE-HVAC-Proto | Htl-w05-v96 | California (Title 24) | Santa Maria Area (CZ05) | Santa Maria AP | 400162 | 617.254 | 28.7699 | 0 | 0 | 0 | 0 | 446.871 | 472.907 | 0 | 1825.63 | 0 | 649.398 | 4040.83 | 0 | 0 | 0 | 10145.9 | 0 | 4240.43 | 0 | 0 | 0 | 0 | 0 | 0 | 14386.4 | 307.985 | 14.6588 | 0 | 0 | 0 | 0 | 91.4987 | 69.9034 | 0 | 233.14 | 0 | 79.1589 | 796.345 | 0 | 0 | 0 | 4110.96 | 0 | 599.001 | 0 | 0 | 0 | 0 | 0 | 0 | 4709.96 | 6132.73 | 592 | - | - | - | - | 0 | 0 | 5328 | 0 | 0 | 0 | 0 | 0 | 0 | 0 | 0 | 5328 | Htl | 96
07/27/18 @ 02:40 | Htl-w06-v96-WCChlrBase-mNE-HVAC-Proto.pd2 | Htl-w06-v96-WCChlrBase-mNE-HVAC-Proto | Htl-w06-v96 | California (Title 24) | Los Angeles Area (CZ06) | Torrance | 400162 | 747.451 | 45.026 | 0 | 0 | 0 | 0 | 457.095 | 471.118 | 0 | 1825.63 | 0 | 649.398 | 4195.72 | 0 | 0 | 0 | 7424.56 | 0 | 3826.99 | 0 | 0 | 0 | 0 | 0 | 0 | 11251.5 | 324.636 | 19.7836 | 0 | 0 | 0 | 0 | 88.1385 | 71.8698 | 0 | 291.793 | 0 | 83.7621 | 879.984 | 0 | 0 | 0 | 4492.37 | 0 | 362.496 | 0 | 0 | 0 | 0 | 0 | 0 | 4854.86 | 6505.25 | 673.333 | - | - | - | - | 0 | 0 | 6060 | 0 | 0 | 0 | 0 | 0 | 0 | 0 | 0 | 6060 | Htl | 96
07/27/18 @ 02:40 | Htl-w07-v96-WCChlrBase-mNE-HVAC-Proto.pd2 | Htl-w07-v96-WCChlrBase-mNE-HVAC-Proto | Htl-w07-v96 | California (Title 24) | San Diego Area (CZ07) | San Diego AP | 400162 | 716.141 | 43.6928 | 0 | 0 | 0 | 0 | 448.132 | 452.547 | 0 | 1825.63 | 0 | 649.398 | 4135.55 | 0 | 0 | 0 | 5922.38 | 0 | 3772.6 | 0 | 0 | 0 | 0 | 0 | 0 | 9694.97 | 286.18 | 13.6262 | 0 | 0 | 0 | 0 | 89.3377 | 63.1257 | 0 | 233.14 | 0 | 79.1589 | 764.569 | 0 | 0 | 0 | 2364.13 | 0 | 659.454 | 0 | 0 | 0 | 0 | 0 | 0 | 3023.59 | 5589.95 | 710.778 | - | - | - | - | 0 | 0 | 6397 | 0 | 0 | 0 | 0 | 0 | 0 | 0 | 0 | 6397 | Htl | 96
07/27/18 @ 02:40 | Htl-w08-v96-WCChlrBase-mNE-HVAC-Proto.pd2 | Htl-w08-v96-WCChlrBase-mNE-HVAC-Proto | Htl-w08-v96 | California (Title 24) | El Toro Area (CZ08) | Fullerton | 400162 | 851.856 | 51.1121 | 0 | 0 | 0 | 0 | 467.736 | 494.349 | 0 | 1825.63 | 0 | 649.398 | 4340.09 | 0 | 0 | 0 | 6687.03 | 0 | 3690 | 0 | 0 | 0 | 0 | 0 | 0 | 10377 | 383.482 | 26.288 | 0 | 0 | 0 | 0 | 98.5014 | 78.2778 | 0 | 233.14 | 0 | 79.1589 | 898.849 | 0 | 0 | 0 | 3594.81 | 0 | 363.996 | 0 | 0 | 0 | 0 | 0 | 0 | 3958.8 | 7226.68 | 789.111 | - | - | - | - | 0 | 0 | 7102 | 0 | 0 | 0 | 0 | 0 | 0 | 0 | 0 | 7102 | Htl | 96
07/27/18 @ 02:41 | Htl-w09-v96-WCChlrBase-mNE-HVAC-Proto.pd2 | Htl-w09-v96-WCChlrBase-mNE-HVAC-Proto | Htl-w09-v96 | California (Title 24) | Pasadena Area (CZ09) | Burbank AP | 400162 | 924.819 | 55.7198 | 0 | 0 | 0 | 0 | 479.672 | 533.658 | 0 | 1825.63 | 0 | 649.398 | 4468.9 | 0 | 0 | 0 | 7079.68 | 0 | 3684.32 | 0 | 0 | 0 | 0 | 0 | 0 | 10764 | 418.595 | 32.519 | 0 | 0 | 0 | 0 | 92.6846 | 88.8362 | 0 | 291.793 | 0 | 83.7621 | 1008.19 | 0 | 0 | 0 | 3554.34 | 0 | 496.362 | 0 | 0 | 0 | 0 | 0 | 0 | 4050.7 | 8415.87 | 841.889 | - | - | - | - | 0 | 0 | 7577 | 0 | 0 | 0 | 0 | 0 | 0 | 0 | 0 | 7577 | Htl | 96
07/27/18 @ 02:41 | Htl-w10-v96-WCChlrBase-mNE-HVAC-Proto.pd2 | Htl-w10-v96-WCChlrBase-mNE-HVAC-Proto | Htl-w10-v96 | California (Title 24) | San Bernardino Area (CZ10) | Riverside FS 3 | 400162 | 1039.48 | 60.5569 | 0 | 0 | 0 | 0 | 509.388 | 583.082 | 0 | 1825.63 | 0 | 649.398 | 4667.54 | 0 | 0 | 0 | 7850.03 | 0 | 3661.09 | 0 | 0 | 0 | 0 | 0 | 0 | 11511.1 | 472.688 | 33.7381 | 0 | 0 | 0 | 0 | 112.155 | 93.6735 | 0 | 226.777 | 0 | 78.9922 | 1018.02 | 0 | 0 | 0 | 4039.4 | 0 | 490.345 | 0 | 0 | 0 | 0 | 0 | 0 | 4529.75 | 8809.22 | 910.556 | - | - | - | - | 0 | 0 | 8195 | 0 | 0 | 0 | 0 | 0 | 0 | 0 | 0 | 8195 | Htl | 96
07/27/18 @ 02:41 | Htl-w11-v96-WCChlrBase-mNE-HVAC-Proto.pd2 | Htl-w11-v96-WCChlrBase-mNE-HVAC-Proto | Htl-w11-v96 | California (Title 24) | Red Bluff Area (CZ11) | Red Bluff AP | 400162 | 882.977 | 51.266 | 0 | 0 | 0 | 0 | 484.335 | 496.613 | 0 | 1825.63 | 0 | 649.398 | 4390.22 | 0 | 0 | 0 | 8503.18 | 0 | 3726.87 | 0 | 0 | 0 | 0 | 0 | 0 | 12230 | 409.211 | 25.6067 | 0 | 0 | 0 | 0 | 105.288 | 83.4259 | 0 | 291.793 | 0 | 83.7621 | 999.088 | 0 | 0 | 0 | 4488.84 | 0 | 409.055 | 0 | 0 | 0 | 0 | 0 | 0 | 4897.9 | 7773.57 | 759.889 | - | - | - | - | 0 | 0 | 6839 | 0 | 0 | 0 | 0 | 0 | 0 | 0 | 0 | 6839 | Htl | 96
07/27/18 @ 02:42 | Htl-w12-v96-WCChlrBase-mNE-HVAC-Proto.pd2 | Htl-w12-v96-WCChlrBase-mNE-HVAC-Proto | Htl-w12-v96 | California (Title 24) | Sacramento Area (CZ12) | Sacramento AP | 400162 | 777.278 | 43.071 | 0 | 0 | 0 | 0 | 455.689 | 481.862 | 0 | 1825.63 | 0 | 649.398 | 4232.93 | 0 | 0 | 0 | 8383.02 | 0 | 3887.82 | 0 | 0 | 0 | 0 | 0 | 0 | 12270.8 | 412.766 | 29.1329 | 0 | 0 | 0 | 0 | 97.9084 | 81.1604 | 0 | 291.793 | 0 | 83.7621 | 996.523 | 0 | 0 | 0 | 4003.03 | 0 | 413.085 | 0 | 0 | 0 | 0 | 0 | 0 | 4416.11 | 7614.01 | 777.444 | - | - | - | - | 0 | 0 | 6997 | 0 | 0 | 0 | 0 | 0 | 0 | 0 | 0 | 6997 | Htl | 96
07/27/18 @ 02:42 | Htl-w13-v96-WCChlrBase-mNE-HVAC-Proto.pd2 | Htl-w13-v96-WCChlrBase-mNE-HVAC-Proto | Htl-w13-v96 | California (Title 24) | Fresno Area (CZ13) | Fresno AP | 400162 | 910.862 | 54.8574 | 0 | 0 | 0 | 0 | 477.393 | 484.856 | 0 | 1825.63 | 0 | 649.398 | 4403 | 0 | 0 | 0 | 7367.48 | 0 | 3664.97 | 0 | 0 | 0 | 0 | 0 | 0 | 11032.4 | 402.557 | 29.1229 | 0 | 0 | 0 | 0 | 98.2345 | 81.3729 | 0 | 291.793 | 0 | 81.5811 | 984.662 | 0 | 0 | 0 | 3896.82 | 0 | 403.956 | 0 | 0 | 0 | 0 | 0 | 0 | 4300.78 | 7664.27 | 827 | - | - | - | - | 0 | 0 | 7443 | 0 | 0 | 0 | 0 | 0 | 0 | 0 | 0 | 7443 | Htl | 96
07/27/18 @ 02:42 | Htl-w14-v96-WCChlrBase-mNE-HVAC-Proto.pd2 | Htl-w14-v96-WCChlrBase-mNE-HVAC-Proto | Htl-w14-v96 | California (Title 24) | China Lake Area (CZ14) | Palmdale AP | 400162 | 903.394 | 47.3014 | 0 | 0 | 0 | 0 | 477.517 | 494.492 | 0 | 1825.63 | 0 | 649.398 | 4397.74 | 0 | 0 | 0 | 8626.34 | 0 | 3764.42 | 0 | 0 | 0 | 0 | 0 | 0 | 12390.8 | 432.034 | 32.2798 | 0 | 0 | 0 | 0 | 95.3522 | 84.9799 | 0 | 291.793 | 0 | 83.7621 | 1020.2 | 0 | 0 | 0 | 5030.17 | 0 | 415.894 | 0 | 0 | 0 | 0 | 0 | 0 | 5446.06 | 7897.06 | 822.222 | - | - | - | - | 0 | 0 | 7400 | 0 | 0 | 0 | 0 | 0 | 0 | 0 | 0 | 7400 | Htl | 96
07/27/18 @ 02:43 | Htl-w15-v96-WCChlrBase-mNE-HVAC-Proto.pd2 | Htl-w15-v96-WCChlrBase-mNE-HVAC-Proto | Htl-w15-v96 | California (Title 24) | Blythe Area (CZ15) | Palm Springs | 400162 | 1349.61 | 93.8973 | 0 | 0 | 0 | 0 | 543.603 | 567.712 | 0 | 1825.63 | 0 | 649.398 | 5029.85 | 0 | 0 | 0 | 4137.41 | 0 | 2872.42 | 0 | 0 | 0 | 0 | 0 | 0 | 7009.83 | 498.155 | 42.6254 | 0 | 0 | 0 | 0 | 103.119 | 93.9608 | 0 | 291.793 | 0 | 81.5811 | 1111.23 | 0 | 0 | 0 | 3587.62 | 0 | 293.069 | 0 | 0 | 0 | 0 | 0 | 0 | 3880.68 | 8963.16 | 877.556 | - | - | - | - | 0 | 0 | 7898 | 0 | 0 | 0 | 0 | 0 | 0 | 0 | 0 | 7898 | Htl | 96
07/27/18 @ 02:43 | Htl-w16-v96-WCChlrBase-mNE-HVAC-Proto.pd2 | Htl-w16-v96-WCChlrBase-mNE-HVAC-Proto | Htl-w16-v96 | California (Title 24) | Mount Shasta Area (CZ16) | Blue Canyon AP | 400162 | 517.6 | 20.5397 | 0 | 0 | 0 | 0 | 437.011 | 379.975 | 0 | 1825.63 | 0 | 649.398 | 3830.16 | 0 | 0 | 0 | 12925.7 | 0 | 4525.69 | 0 | 0 | 0 | 0 | 0 | 0 | 17451.4 | 284.706 | 15.6676 | 0 | 0 | 0 | 0 | 86.3781 | 61.8212 | 0 | 291.793 | 0 | 83.7621 | 824.129 | 0 | 0 | 0 | 5505.52 | 0 | 483.887 | 0 | 0 | 0 | 0 | 0 | 0 | 5989.4 | 5454.76 | 705.222 | - | - | - | - | 0 | 0 | 6347 | 0 | 0 | 0 | 0 | 0 | 0 | 0 | 0 | 6347 | Htl | 96
07/27/18 @ 02:43 | Htl-w01-v03-WCChlrBase-mNE-HVAC-Proto.pd2 | Htl-w01-v03-WCChlrBase-mNE-HVAC-Proto | Htl-w01-v03 | California (Title 24) | Arcata Area (CZ01) | Arcata | 400162 | 270.67 | 3.6011 | 0 | 0 | 0 | 0 | 340.345 | 298.893 | 0 | 1738.7 | 0 | 649.398 | 3301.61 | 0 | 0 | 0 | 9676.9 | 0 | 4482.65 | 0 | 0 | 0 | 0 | 0 | 0 | 14159.6 | 147.848 | 3.4548 | 0 | 0 | 0 | 0 | 56.8491 | 44.7302 | 0 | 277.898 | 0 | 83.7621 | 614.543 | 0 | 0 | 0 | 3382.9 | 0 | 920.233 | 0 | 0 | 0 | 0 | 0 | 0 | 4303.13 | 3457.52 | 439 | - | - | - | - | 0 | 0 | 3951 | 0 | 0 | 0 | 0 | 0 | 0 | 0 | 0 | 3951 | Htl | 03
07/27/18 @ 02:43 | Htl-w02-v03-WCChlrBase-mNE-HVAC-Proto.pd2 | Htl-w02-v03-WCChlrBase-mNE-HVAC-Proto | Htl-w02-v03 | California (Title 24) | Santa Rosa Area (CZ02) | Santa Rosa | 400162 | 528.877 | 9.7817 | 0 | 0 | 0 | 0 | 376.741 | 374.014 | 0 | 1738.7 | 0 | 649.398 | 3677.51 | 0 | 0 | 0 | 8135.04 | 0 | 4073.16 | 0 | 0 | 0 | 0 | 0 | 0 | 12208.2 | 295.162 | 7.9953 | 0 | 0 | 0 | 0 | 75.4114 | 61.992 | 0 | 277.898 | 0 | 83.7621 | 802.221 | 0 | 0 | 0 | 3567.35 | 0 | 796.335 | 0 | 0 | 0 | 0 | 0 | 0 | 4363.69 | 5773.54 | 547.444 | - | - | - | - | 0 | 0 | 4927 | 0 | 0 | 0 | 0 | 0 | 0 | 0 | 0 | 4927 | Htl | 03
07/27/18 @ 02:44 | Htl-w03-v03-WCChlrBase-mNE-HVAC-Proto.pd2 | Htl-w03-v03-WCChlrBase-mNE-HVAC-Proto | Htl-w03-v03 | California (Title 24) | Oakland Area (CZ03) | Oakland AP | 400162 | 409.755 | 6.8846 | 0 | 0 | 0 | 0 | 364.752 | 341.783 | 0 | 1738.7 | 0 | 649.398 | 3511.27 | 0 | 0 | 0 | 7350.92 | 0 | 4089.36 | 0 | 0 | 0 | 0 | 0 | 0 | 11440.3 | 199.86 | 5.2094 | 0 | 0 | 0 | 0 | 65.6613 | 51.9614 | 0 | 277.898 | 0 | 83.7621 | 684.353 | 0 | 0 | 0 | 3206.02 | 0 | 612.222 | 0 | 0 | 0 | 0 | 0 | 0 | 3818.24 | 4411.01 | 484.333 | - | - | - | - | 0 | 0 | 4359 | 0 | 0 | 0 | 0 | 0 | 0 | 0 | 0 | 4359 | Htl | 03
07/27/18 @ 02:44 | Htl-w04-v03-WCChlrBase-mNE-HVAC-Proto.pd2 | Htl-w04-v03-WCChlrBase-mNE-HVAC-Proto | Htl-w04-v03 | California (Title 24) | Sunnyvale Area (CZ04) | San Jose | 400162 | 574.423 | 11.2056 | 0 | 0 | 0 | 0 | 389.347 | 383.368 | 0 | 1738.7 | 0 | 649.398 | 3746.44 | 0 | 0 | 0 | 7353.74 | 0 | 3918.45 | 0 | 0 | 0 | 0 | 0 | 0 | 11272.2 | 267.184 | 6.9779 | 0 | 0 | 0 | 0 | 72.3181 | 59.3902 | 0 | 277.898 | 0 | 83.7621 | 767.531 | 0 | 0 | 0 | 4749.51 | 0 | 368.212 | 0 | 0 | 0 | 0 | 0 | 0 | 5117.72 | 5448.38 | 609.667 | - | - | - | - | 0 | 0 | 5487 | 0 | 0 | 0 | 0 | 0 | 0 | 0 | 0 | 5487 | Htl | 03
07/27/18 @ 02:44 | Htl-w05-v03-WCChlrBase-mNE-HVAC-Proto.pd2 | Htl-w05-v03-WCChlrBase-mNE-HVAC-Proto | Htl-w05-v03 | California (Title 24) | Santa Maria Area (CZ05) | Santa Maria AP | 400162 | 410.143 | 6.9496 | 0 | 0 | 0 | 0 | 367.215 | 339.602 | 0 | 1738.7 | 0 | 649.398 | 3512.01 | 0 | 0 | 0 | 7916.7 | 0 | 4173.8 | 0 | 0 | 0 | 0 | 0 | 0 | 12090.5 | 175.687 | 4.6339 | 0 | 0 | 0 | 0 | 60.931 | 51.8262 | 0 | 277.898 | 0 | 83.7621 | 654.738 | 0 | 0 | 0 | 3415.58 | 0 | 591.458 | 0 | 0 | 0 | 0 | 0 | 0 | 4007.04 | 4325.91 | 499.444 | - | - | - | - | 0 | 0 | 4495 | 0 | 0 | 0 | 0 | 0 | 0 | 0 | 0 | 4495 | Htl | 03
07/27/18 @ 02:45 | Htl-w06-v03-WCChlrBase-mNE-HVAC-Proto.pd2 | Htl-w06-v03-WCChlrBase-mNE-HVAC-Proto | Htl-w06-v03 | California (Title 24) | Los Angeles Area (CZ06) | Torrance | 400162 | 636.315 | 14.2211 | 0 | 0 | 0 | 0 | 396.845 | 402.241 | 0 | 1738.7 | 0 | 649.398 | 3837.72 | 0 | 0 | 0 | 5949.56 | 0 | 3763.12 | 0 | 0 | 0 | 0 | 0 | 0 | 9712.67 | 275.174 | 6.8803 | 0 | 0 | 0 | 0 | 73.604 | 60.3574 | 0 | 277.898 | 0 | 83.7621 | 777.677 | 0 | 0 | 0 | 3701.58 | 0 | 355.959 | 0 | 0 | 0 | 0 | 0 | 0 | 4057.54 | 5426.06 | 603.778 | - | - | - | - | 0 | 0 | 5434 | 0 | 0 | 0 | 0 | 0 | 0 | 0 | 0 | 5434 | Htl | 03
07/27/18 @ 02:45 | Htl-w07-v03-WCChlrBase-mNE-HVAC-Proto.pd2 | Htl-w07-v03-WCChlrBase-mNE-HVAC-Proto | Htl-w07-v03 | California (Title 24) | San Diego Area (CZ07) | San Diego AP | 400162 | 603.496 | 13.8867 | 0 | 0 | 0 | 0 | 393.529 | 382.65 | 0 | 1738.7 | 0 | 649.398 | 3781.66 | 0 | 0 | 0 | 4747.18 | 0 | 3709.16 | 0 | 0 | 0 | 0 | 0 | 0 | 8456.34 | 197.423 | 6.1166 | 0 | 0 | 0 | 0 | 59.499 | 55.1672 | 0 | 277.898 | 0 | 83.7621 | 679.866 | 0 | 0 | 0 | 2586.29 | 0 | 191.766 | 0 | 0 | 0 | 0 | 0 | 0 | 2778.05 | 4632.41 | 626.778 | - | - | - | - | 0 | 0 | 5641 | 0 | 0 | 0 | 0 | 0 | 0 | 0 | 0 | 5641 | Htl | 03
07/27/18 @ 02:45 | Htl-w08-v03-WCChlrBase-mNE-HVAC-Proto.pd2 | Htl-w08-v03-WCChlrBase-mNE-HVAC-Proto | Htl-w08-v03 | California (Title 24) | El Toro Area (CZ08) | Fullerton | 400162 | 725.167 | 16.2109 | 0 | 0 | 0 | 0 | 404.89 | 421.538 | 0 | 1738.7 | 0 | 649.398 | 3955.9 | 0 | 0 | 0 | 5360.24 | 0 | 3626.99 | 0 | 0 | 0 | 0 | 0 | 0 | 8987.23 | 322.886 | 10.4015 | 0 | 0 | 0 | 0 | 81.1292 | 65.7882 | 0 | 222.038 | 0 | 79.1589 | 781.402 | 0 | 0 | 0 | 2789.86 | 0 | 515.448 | 0 | 0 | 0 | 0 | 0 | 0 | 3305.3 | 6052 | 705.444 | - | - | - | - | 0 | 0 | 6349 | 0 | 0 | 0 | 0 | 0 | 0 | 0 | 0 | 6349 | Htl | 03
07/27/18 @ 02:46 | Htl-w09-v03-WCChlrBase-mNE-HVAC-Proto.pd2 | Htl-w09-v03-WCChlrBase-mNE-HVAC-Proto | Htl-w09-v03 | California (Title 24) | Pasadena Area (CZ09) | Burbank AP | 400162 | 792.137 | 18.0462 | 0 | 0 | 0 | 0 | 412.503 | 460.337 | 0 | 1738.7 | 0 | 649.398 | 4071.12 | 0 | 0 | 0 | 5670.42 | 0 | 3621.27 | 0 | 0 | 0 | 0 | 0 | 0 | 9291.68 | 358.978 | 17.8692 | 0 | 0 | 0 | 0 | 77.0891 | 75.0608 | 0 | 277.898 | 0 | 83.7621 | 890.658 | 0 | 0 | 0 | 3157.65 | 0 | 314.553 | 0 | 0 | 0 | 0 | 0 | 0 | 3472.2 | 7102.33 | 736 | - | - | - | - | 0 | 0 | 6624 | 0 | 0 | 0 | 0 | 0 | 0 | 0 | 0 | 6624 | Htl | 03
07/27/18 @ 02:46 | Htl-w10-v03-WCChlrBase-mNE-HVAC-Proto.pd2 | Htl-w10-v03-WCChlrBase-mNE-HVAC-Proto | Htl-w10-v03 | California (Title 24) | San Bernardino Area (CZ10) | Riverside FS 3 | 400162 | 749.323 | 16.4653 | 0 | 0 | 0 | 0 | 404.015 | 426.07 | 0 | 1738.7 | 0 | 649.398 | 3983.97 | 0 | 0 | 0 | 5959.96 | 0 | 3598.21 | 0 | 0 | 0 | 0 | 0 | 0 | 9558.18 | 357.522 | 15.9861 | 0 | 0 | 0 | 0 | 83.2875 | 70.5607 | 0 | 215.979 | 0 | 78.9922 | 822.327 | 0 | 0 | 0 | 3356.09 | 0 | 483.257 | 0 | 0 | 0 | 0 | 0 | 0 | 3839.35 | 6650.24 | 741.444 | - | - | - | - | 0 | 0 | 6673 | 0 | 0 | 0 | 0 | 0 | 0 | 0 | 0 | 6673 | Htl | 03
07/27/18 @ 02:46 | Htl-w11-v03-WCChlrBase-mNE-HVAC-Proto.pd2 | Htl-w11-v03-WCChlrBase-mNE-HVAC-Proto | Htl-w11-v03 | California (Title 24) | Red Bluff Area (CZ11) | Red Bluff AP | 400162 | 751.876 | 16.7268 | 0 | 0 | 0 | 0 | 415.303 | 428.167 | 0 | 1738.7 | 0 | 649.398 | 4000.17 | 0 | 0 | 0 | 7383.78 | 0 | 3663.51 | 0 | 0 | 0 | 0 | 0 | 0 | 11047.3 | 361.568 | 9.2281 | 0 | 0 | 0 | 0 | 88.1012 | 73.5534 | 0 | 277.898 | 0 | 83.7621 | 894.112 | 0 | 0 | 0 | 4025.02 | 0 | 402.289 | 0 | 0 | 0 | 0 | 0 | 0 | 4427.31 | 6867.02 | 650.111 | - | - | - | - | 0 | 0 | 5851 | 0 | 0 | 0 | 0 | 0 | 0 | 0 | 0 | 5851 | Htl | 03
07/27/18 @ 02:47 | Htl-w12-v03-WCChlrBase-mNE-HVAC-Proto.pd2 | Htl-w12-v03-WCChlrBase-mNE-HVAC-Proto | Htl-w12-v03 | California (Title 24) | Sacramento Area (CZ12) | Sacramento AP | 400162 | 658.816 | 13.7456 | 0 | 0 | 0 | 0 | 393.669 | 416.941 | 0 | 1738.7 | 0 | 649.398 | 3871.27 | 0 | 0 | 0 | 7415.96 | 0 | 3823.48 | 0 | 0 | 0 | 0 | 0 | 0 | 11239.4 | 365.404 | 16.1065 | 0 | 0 | 0 | 0 | 82.5132 | 71.5832 | 0 | 277.898 | 0 | 83.7621 | 897.268 | 0 | 0 | 0 | 3333.83 | 0 | 771.29 | 0 | 0 | 0 | 0 | 0 | 0 | 4105.12 | 6736.21 | 691 | - | - | - | - | 0 | 0 | 6219 | 0 | 0 | 0 | 0 | 0 | 0 | 0 | 0 | 6219 | Htl | 03
07/27/18 @ 02:47 | Htl-w13-v03-WCChlrBase-mNE-HVAC-Proto.pd2 | Htl-w13-v03-WCChlrBase-mNE-HVAC-Proto | Htl-w13-v03 | California (Title 24) | Fresno Area (CZ13) | Fresno AP | 400162 | 779.365 | 17.9604 | 0 | 0 | 0 | 0 | 411.863 | 418.436 | 0 | 1738.7 | 0 | 649.398 | 4015.72 | 0 | 0 | 0 | 6417 | 0 | 3602.06 | 0 | 0 | 0 | 0 | 0 | 0 | 10019.1 | 355.577 | 15.4037 | 0 | 0 | 0 | 0 | 82.659 | 71.6125 | 0 | 277.898 | 0 | 81.5811 | 884.732 | 0 | 0 | 0 | 3518.46 | 0 | 397.228 | 0 | 0 | 0 | 0 | 0 | 0 | 3915.69 | 6766.23 | 735.778 | - | - | - | - | 0 | 0 | 6622 | 0 | 0 | 0 | 0 | 0 | 0 | 0 | 0 | 6622 | Htl | 03
07/27/18 @ 02:47 | Htl-w14-v03-WCChlrBase-mNE-HVAC-Proto.pd2 | Htl-w14-v03-WCChlrBase-mNE-HVAC-Proto | Htl-w14-v03 | California (Title 24) | China Lake Area (CZ14) | Palmdale AP | 400162 | 749.424 | 15.131 | 0 | 0 | 0 | 0 | 408.604 | 417.752 | 0 | 1738.7 | 0 | 649.398 | 3979.01 | 0 | 0 | 0 | 7590.13 | 0 | 3700.85 | 0 | 0 | 0 | 0 | 0 | 0 | 11291 | 378.676 | 20.3955 | 0 | 0 | 0 | 0 | 79.6962 | 74.1897 | 0 | 277.898 | 0 | 83.7621 | 914.618 | 0 | 0 | 0 | 4601.34 | 0 | 409.085 | 0 | 0 | 0 | 0 | 0 | 0 | 5010.42 | 6911.39 | 731.333 | - | - | - | - | 0 | 0 | 6582 | 0 | 0 | 0 | 0 | 0 | 0 | 0 | 0 | 6582 | Htl | 03
07/27/18 @ 02:47 | Htl-w15-v03-WCChlrBase-mNE-HVAC-Proto.pd2 | Htl-w15-v03-WCChlrBase-mNE-HVAC-Proto | Htl-w15-v03 | California (Title 24) | Blythe Area (CZ15) | Palm Springs | 400162 | 1168.5 | 32.4161 | 0 | 0 | 0 | 0 | 461.202 | 493.34 | 0 | 1738.7 | 0 | 649.398 | 4543.55 | 0 | 0 | 0 | 3502.63 | 0 | 2814.48 | 0 | 0 | 0 | 0 | 0 | 0 | 6317.1 | 445.719 | 36.9526 | 0 | 0 | 0 | 0 | 85.3251 | 84.2466 | 0 | 277.898 | 0 | 81.5811 | 1011.72 | 0 | 0 | 0 | 3052.37 | 0 | 331.025 | 0 | 0 | 0 | 0 | 0 | 0 | 3383.39 | 7961.15 | 770.222 | - | - | - | - | 0 | 0 | 6932 | 0 | 0 | 0 | 0 | 0 | 0 | 0 | 0 | 6932 | Htl | 03
07/27/18 @ 02:48 | Htl-w16-v03-WCChlrBase-mNE-HVAC-Proto.pd2 | Htl-w16-v03-WCChlrBase-mNE-HVAC-Proto | Htl-w16-v03 | California (Title 24) | Mount Shasta Area (CZ16) | Blue Canyon AP | 400162 | 451.671 | 6.8451 | 0 | 0 | 0 | 0 | 387.441 | 340.625 | 0 | 1738.7 | 0 | 649.398 | 3574.68 | 0 | 0 | 0 | 11864.1 | 0 | 4457.34 | 0 | 0 | 0 | 0 | 0 | 0 | 16321.5 | 253.691 | 5.7604 | 0 | 0 | 0 | 0 | 75.2994 | 55.5631 | 0 | 277.898 | 0 | 83.7621 | 751.975 | 0 | 0 | 0 | 4664.71 | 0 | 906.699 | 0 | 0 | 0 | 0 | 0 | 0 | 5571.4 | 4851.2 | 644.222 | - | - | - | - | 0 | 0 | 5798 | 0 | 0 | 0 | 0 | 0 | 0 | 0 | 0 | 5798 | Htl | 03
07/27/18 @ 02:48 | Htl-w01-v07-WCChlrBase-mNE-HVAC-Proto.pd2 | Htl-w01-v07-WCChlrBase-mNE-HVAC-Proto | Htl-w01-v07 | California (Title 24) | Arcata Area (CZ01) | Arcata | 400162 | 245.697 | 3.3306 | 0 | 0 | 0 | 0 | 334.059 | 148.483 | 0 | 1695.23 | 0 | 573.497 | 3000.3 | 0 | 0 | 0 | 9989.31 | 0 | 4482.68 | 0 | 0 | 0 | 0 | 0 | 0 | 14472 | 143.459 | 3.334 | 0 | 0 | 0 | 0 | 55.3609 | 39.0209 | 0 | 270.951 | 0 | 75.0875 | 587.213 | 0 | 0 | 0 | 3471.05 | 0 | 920.235 | 0 | 0 | 0 | 0 | 0 | 0 | 4391.28 | 3377.49 | 401.556 | - | - | - | - | 0 | 0 | 3614 | 0 | 0 | 0 | 0 | 0 | 0 | 0 | 0 | 3614 | Htl | 07
07/27/18 @ 02:48 | Htl-w02-v07-WCChlrBase-mNE-HVAC-Proto.pd2 | Htl-w02-v07-WCChlrBase-mNE-HVAC-Proto | Htl-w02-v07 | California (Title 24) | Santa Rosa Area (CZ02) | Santa Rosa | 400162 | 501.356 | 9.4299 | 0 | 0 | 0 | 0 | 370.018 | 240.65 | 0 | 1695.23 | 0 | 573.497 | 3390.18 | 0 | 0 | 0 | 8258.73 | 0 | 4073.17 | 0 | 0 | 0 | 0 | 0 | 0 | 12331.9 | 290.137 | 7.7843 | 0 | 0 | 0 | 0 | 74.0867 | 56.0667 | 0 | 270.951 | 0 | 75.0875 | 774.114 | 0 | 0 | 0 | 3641.13 | 0 | 796.337 | 0 | 0 | 0 | 0 | 0 | 0 | 4437.47 | 5705.28 | 521.667 | - | - | - | - | 0 | 0 | 4695 | 0 | 0 | 0 | 0 | 0 | 0 | 0 | 0 | 4695 | Htl | 07
07/27/18 @ 02:49 | Htl-w03-v07-WCChlrBase-mNE-HVAC-Proto.pd2 | Htl-w03-v07-WCChlrBase-mNE-HVAC-Proto | Htl-w03-v07 | California (Title 24) | Oakland Area (CZ03) | Oakland AP | 400162 | 380.375 | 6.5262 | 0 | 0 | 0 | 0 | 357.711 | 196.682 | 0 | 1695.23 | 0 | 573.497 | 3210.03 | 0 | 0 | 0 | 7416.09 | 0 | 4089.38 | 0 | 0 | 0 | 0 | 0 | 0 | 11505.5 | 195.108 | 5.0276 | 0 | 0 | 0 | 0 | 64.3611 | 45.1515 | 0 | 270.951 | 0 | 75.0875 | 655.687 | 0 | 0 | 0 | 3491.13 | 0 | 414.243 | 0 | 0 | 0 | 0 | 0 | 0 | 3905.37 | 4341.42 | 458.778 | - | - | - | - | 0 | 0 | 4129 | 0 | 0 | 0 | 0 | 0 | 0 | 0 | 0 | 4129 | Htl | 07
07/27/18 @ 02:49 | Htl-w04-v07-WCChlrBase-mNE-HVAC-Proto.pd2 | Htl-w04-v07-WCChlrBase-mNE-HVAC-Proto | Htl-w04-v07 | California (Title 24) | Sunnyvale Area (CZ04) | San Jose | 400162 | 542.574 | 10.7386 | 0 | 0 | 0 | 0 | 382.026 | 248.147 | 0 | 1695.23 | 0 | 573.497 | 3452.22 | 0 | 0 | 0 | 7544.78 | 0 | 3918.47 | 0 | 0 | 0 | 0 | 0 | 0 | 11463.3 | 260.029 | 6.936 | 0 | 0 | 0 | 0 | 71.5375 | 53.2263 | 0 | 270.951 | 0 | 75.0875 | 737.767 | 0 | 0 | 0 | 4869.73 | 0 | 368.215 | 0 | 0 | 0 | 0 | 0 | 0 | 5237.94 | 5379.25 | 582.444 | - | - | - | - | 0 | 0 | 5242 | 0 | 0 | 0 | 0 | 0 | 0 | 0 | 0 | 5242 | Htl | 07
07/27/18 @ 02:49 | Htl-w05-v07-WCChlrBase-mNE-HVAC-Proto.pd2 | Htl-w05-v07-WCChlrBase-mNE-HVAC-Proto | Htl-w05-v07 | California (Title 24) | Santa Maria Area (CZ05) | Santa Maria AP | 400162 | 381.317 | 6.589 | 0 | 0 | 0 | 0 | 360.261 | 192.306 | 0 | 1695.23 | 0 | 573.497 | 3209.2 | 0 | 0 | 0 | 7984.42 | 0 | 4173.82 | 0 | 0 | 0 | 0 | 0 | 0 | 12158.2 | 170.183 | 4.1862 | 0 | 0 | 0 | 0 | 60.138 | 44.7461 | 0 | 270.951 | 0 | 75.0875 | 625.292 | 0 | 0 | 0 | 3522.93 | 0 | 591.46 | 0 | 0 | 0 | 0 | 0 | 0 | 4114.39 | 4241.75 | 473.111 | - | - | - | - | 0 | 0 | 4258 | 0 | 0 | 0 | 0 | 0 | 0 | 0 | 0 | 4258 | Htl | 07
07/27/18 @ 02:50 | Htl-w06-v07-WCChlrBase-mNE-HVAC-Proto.pd2 | Htl-w06-v07-WCChlrBase-mNE-HVAC-Proto | Htl-w06-v07 | California (Title 24) | Los Angeles Area (CZ06) | Torrance | 400162 | 605.537 | 13.6142 | 0 | 0 | 0 | 0 | 389.083 | 261.057 | 0 | 1695.23 | 0 | 573.497 | 3538.02 | 0 | 0 | 0 | 5895.09 | 0 | 3763.13 | 0 | 0 | 0 | 0 | 0 | 0 | 9658.22 | 269.886 | 6.6884 | 0 | 0 | 0 | 0 | 72.3414 | 52.7724 | 0 | 270.951 | 0 | 75.0875 | 747.727 | 0 | 0 | 0 | 3811.22 | 0 | 355.961 | 0 | 0 | 0 | 0 | 0 | 0 | 4167.18 | 5364.29 | 577 | - | - | - | - | 0 | 0 | 5193 | 0 | 0 | 0 | 0 | 0 | 0 | 0 | 0 | 5193 | Htl | 07
07/27/18 @ 02:50 | Htl-w07-v07-WCChlrBase-mNE-HVAC-Proto.pd2 | Htl-w07-v07-WCChlrBase-mNE-HVAC-Proto | Htl-w07-v07 | California (Title 24) | San Diego Area (CZ07) | San Diego AP | 400162 | 573.495 | 13.2397 | 0 | 0 | 0 | 0 | 385.29 | 243.047 | 0 | 1695.23 | 0 | 573.497 | 3483.8 | 0 | 0 | 0 | 4565.55 | 0 | 3709.18 | 0 | 0 | 0 | 0 | 0 | 0 | 8274.73 | 192.849 | 6.0178 | 0 | 0 | 0 | 0 | 58.2616 | 48.0093 | 0 | 270.951 | 0 | 75.0875 | 651.176 | 0 | 0 | 0 | 2052.32 | 0 | 525.052 | 0 | 0 | 0 | 0 | 0 | 0 | 2577.37 | 4566.68 | 598.667 | - | - | - | - | 0 | 0 | 5388 | 0 | 0 | 0 | 0 | 0 | 0 | 0 | 0 | 5388 | Htl | 07
07/27/18 @ 02:50 | Htl-w08-v07-WCChlrBase-mNE-HVAC-Proto.pd2 | Htl-w08-v07-WCChlrBase-mNE-HVAC-Proto | Htl-w08-v07 | California (Title 24) | El Toro Area (CZ08) | Fullerton | 400162 | 694.654 | 15.6113 | 0 | 0 | 0 | 0 | 397.181 | 295.498 | 0 | 1695.23 | 0 | 573.497 | 3671.68 | 0 | 0 | 0 | 5216.58 | 0 | 3627 | 0 | 0 | 0 | 0 | 0 | 0 | 8843.58 | 318.237 | 10.2857 | 0 | 0 | 0 | 0 | 79.8856 | 59.4534 | 0 | 216.488 | 0 | 70.4299 | 754.78 | 0 | 0 | 0 | 2920.12 | 0 | 515.45 | 0 | 0 | 0 | 0 | 0 | 0 | 3435.57 | 6000.05 | 683.111 | - | - | - | - | 0 | 0 | 6148 | 0 | 0 | 0 | 0 | 0 | 0 | 0 | 0 | 6148 | Htl | 07
07/27/18 @ 02:51 | Htl-w09-v07-WCChlrBase-mNE-HVAC-Proto.pd2 | Htl-w09-v07-WCChlrBase-mNE-HVAC-Proto | Htl-w09-v07 | California (Title 24) | Pasadena Area (CZ09) | Burbank AP | 400162 | 761.958 | 17.5005 | 0 | 0 | 0 | 0 | 404.79 | 334.497 | 0 | 1695.23 | 0 | 573.497 | 3787.48 | 0 | 0 | 0 | 5556.81 | 0 | 3621.28 | 0 | 0 | 0 | 0 | 0 | 0 | 9178.08 | 353.338 | 18.1188 | 0 | 0 | 0 | 0 | 75.8302 | 69.3181 | 0 | 270.951 | 0 | 75.0875 | 862.644 | 0 | 0 | 0 | 2978.75 | 0 | 516.44 | 0 | 0 | 0 | 0 | 0 | 0 | 3495.19 | 7038.83 | 710.222 | - | - | - | - | 0 | 0 | 6392 | 0 | 0 | 0 | 0 | 0 | 0 | 0 | 0 | 6392 | Htl | 07
07/27/18 @ 02:51 | Htl-w10-v07-WCChlrBase-mNE-HVAC-Proto.pd2 | Htl-w10-v07-WCChlrBase-mNE-HVAC-Proto | Htl-w10-v07 | California (Title 24) | San Bernardino Area (CZ10) | Riverside FS 3 | 400162 | 722.155 | 15.9781 | 0 | 0 | 0 | 0 | 396.412 | 308.632 | 0 | 1695.23 | 0 | 573.497 | 3711.91 | 0 | 0 | 0 | 5913.88 | 0 | 3598.22 | 0 | 0 | 0 | 0 | 0 | 0 | 9512.1 | 352.572 | 15.4689 | 0 | 0 | 0 | 0 | 81.954 | 65.1718 | 0 | 210.579 | 0 | 70.2739 | 796.019 | 0 | 0 | 0 | 3469.19 | 0 | 483.259 | 0 | 0 | 0 | 0 | 0 | 0 | 3952.45 | 6585.31 | 714.889 | - | - | - | - | 0 | 0 | 6434 | 0 | 0 | 0 | 0 | 0 | 0 | 0 | 0 | 6434 | Htl | 07
07/27/18 @ 02:51 | Htl-w11-v07-WCChlrBase-mNE-HVAC-Proto.pd2 | Htl-w11-v07-WCChlrBase-mNE-HVAC-Proto | Htl-w11-v07 | California (Title 24) | Red Bluff Area (CZ11) | Red Bluff AP | 400162 | 723.097 | 16.2671 | 0 | 0 | 0 | 0 | 408.366 | 296.376 | 0 | 1695.23 | 0 | 573.497 | 3712.84 | 0 | 0 | 0 | 7500.49 | 0 | 3663.53 | 0 | 0 | 0 | 0 | 0 | 0 | 11164 | 356.948 | 9.1779 | 0 | 0 | 0 | 0 | 86.8555 | 66.3548 | 0 | 270.951 | 0 | 75.0875 | 865.375 | 0 | 0 | 0 | 4122.92 | 0 | 402.291 | 0 | 0 | 0 | 0 | 0 | 0 | 4525.21 | 6807.99 | 638.556 | - | - | - | - | 0 | 0 | 5747 | 0 | 0 | 0 | 0 | 0 | 0 | 0 | 0 | 5747 | Htl | 07
07/27/18 @ 02:52 | Htl-w12-v07-WCChlrBase-mNE-HVAC-Proto.pd2 | Htl-w12-v07-WCChlrBase-mNE-HVAC-Proto | Htl-w12-v07 | California (Title 24) | Sacramento Area (CZ12) | Sacramento AP | 400162 | 629.791 | 13.3317 | 0 | 0 | 0 | 0 | 386.642 | 287.932 | 0 | 1695.23 | 0 | 573.497 | 3586.43 | 0 | 0 | 0 | 7486.88 | 0 | 3823.5 | 0 | 0 | 0 | 0 | 0 | 0 | 11310.4 | 360.409 | 15.593 | 0 | 0 | 0 | 0 | 81.2345 | 65.7284 | 0 | 270.951 | 0 | 75.0875 | 869.003 | 0 | 0 | 0 | 3414.09 | 0 | 771.292 | 0 | 0 | 0 | 0 | 0 | 0 | 4185.38 | 6672.18 | 664.778 | - | - | - | - | 0 | 0 | 5983 | 0 | 0 | 0 | 0 | 0 | 0 | 0 | 0 | 5983 | Htl | 07
07/27/18 @ 02:52 | Htl-w13-v07-WCChlrBase-mNE-HVAC-Proto.pd2 | Htl-w13-v07-WCChlrBase-mNE-HVAC-Proto | Htl-w13-v07 | California (Title 24) | Fresno Area (CZ13) | Fresno AP | 400162 | 752.623 | 17.5206 | 0 | 0 | 0 | 0 | 404.844 | 304.541 | 0 | 1695.23 | 0 | 573.497 | 3748.26 | 0 | 0 | 0 | 6501.08 | 0 | 3602.07 | 0 | 0 | 0 | 0 | 0 | 0 | 10103.2 | 350.939 | 14.9049 | 0 | 0 | 0 | 0 | 81.4374 | 65.9666 | 0 | 270.951 | 0 | 72.933 | 857.132 | 0 | 0 | 0 | 3622.7 | 0 | 397.23 | 0 | 0 | 0 | 0 | 0 | 0 | 4019.93 | 6711 | 709.778 | - | - | - | - | 0 | 0 | 6388 | 0 | 0 | 0 | 0 | 0 | 0 | 0 | 0 | 6388 | Htl | 07
07/27/18 @ 02:52 | Htl-w14-v07-WCChlrBase-mNE-HVAC-Proto.pd2 | Htl-w14-v07-WCChlrBase-mNE-HVAC-Proto | Htl-w14-v07 | California (Title 24) | China Lake Area (CZ14) | Palmdale AP | 400162 | 720.547 | 14.6933 | 0 | 0 | 0 | 0 | 401.622 | 296.298 | 0 | 1695.23 | 0 | 573.497 | 3701.89 | 0 | 0 | 0 | 7814.24 | 0 | 3700.87 | 0 | 0 | 0 | 0 | 0 | 0 | 11515.1 | 373.032 | 19.8858 | 0 | 0 | 0 | 0 | 78.4248 | 67.7655 | 0 | 270.951 | 0 | 75.0875 | 885.147 | 0 | 0 | 0 | 4722.4 | 0 | 409.087 | 0 | 0 | 0 | 0 | 0 | 0 | 5131.48 | 6840.76 | 704.444 | - | - | - | - | 0 | 0 | 6340 | 0 | 0 | 0 | 0 | 0 | 0 | 0 | 0 | 6340 | Htl | 07
07/27/18 @ 02:53 | Htl-w15-v07-WCChlrBase-mNE-HVAC-Proto.pd2 | Htl-w15-v07-WCChlrBase-mNE-HVAC-Proto | Htl-w15-v07 | California (Title 24) | Blythe Area (CZ15) | Palm Springs | 400162 | 1140.51 | 31.7691 | 0 | 0 | 0 | 0 | 452.936 | 396.53 | 0 | 1695.23 | 0 | 573.497 | 4290.48 | 0 | 0 | 0 | 3415.48 | 0 | 2814.49 | 0 | 0 | 0 | 0 | 0 | 0 | 6229.96 | 440.929 | 36.2495 | 0 | 0 | 0 | 0 | 84.0871 | 78.6539 | 0 | 270.951 | 0 | 72.933 | 983.803 | 0 | 0 | 0 | 2723.44 | 0 | 411.021 | 0 | 0 | 0 | 0 | 0 | 0 | 3134.46 | 7905.67 | 752.111 | - | - | - | - | 0 | 0 | 6769 | 0 | 0 | 0 | 0 | 0 | 0 | 0 | 0 | 6769 | Htl | 07
07/27/18 @ 02:53 | Htl-w16-v07-WCChlrBase-mNE-HVAC-Proto.pd2 | Htl-w16-v07-WCChlrBase-mNE-HVAC-Proto | Htl-w16-v07 | California (Title 24) | Mount Shasta Area (CZ16) | Blue Canyon AP | 400162 | 427.263 | 6.5616 | 0 | 0 | 0 | 0 | 381.2 | 197.71 | 0 | 1695.23 | 0 | 573.497 | 3281.46 | 0 | 0 | 0 | 12180.6 | 0 | 4457.35 | 0 | 0 | 0 | 0 | 0 | 0 | 16638 | 248.975 | 5.5902 | 0 | 0 | 0 | 0 | 73.97 | 47.6849 | 0 | 270.951 | 0 | 75.0875 | 722.259 | 0 | 0 | 0 | 4786.52 | 0 | 906.702 | 0 | 0 | 0 | 0 | 0 | 0 | 5693.22 | 4790.2 | 615.444 | - | - | - | - | 0 | 0 | 5539 | 0 | 0 | 0 | 0 | 0 | 0 | 0 | 0 | 5539 | Htl | 07
07/27/18 @ 02:53 | Htl-w01-v11-WCChlrBase-mNE-HVAC-Proto.pd2 | Htl-w01-v11-WCChlrBase-mNE-HVAC-Proto | Htl-w01-v11 | California (Title 24) | Arcata Area (CZ01) | Arcata | 400162 | 245.823 | 3.3287 | 0 | 0 | 0 | 0 | 333.646 | 148.692 | 0 | 1695.23 | 0 | 567.018 | 2993.74 | 0 | 0 | 0 | 10001 | 0 | 4482.68 | 0 | 0 | 0 | 0 | 0 | 0 | 14483.7 | 143.302 | 3.3302 | 0 | 0 | 0 | 0 | 55.2802 | 38.9735 | 0 | 270.951 | 0 | 74.3452 | 586.182 | 0 | 0 | 0 | 3474.15 | 0 | 920.235 | 0 | 0 | 0 | 0 | 0 | 0 | 4394.39 | 3373.48 | 400.111 | - | - | - | - | 0 | 0 | 3601 | 0 | 0 | 0 | 0 | 0 | 0 | 0 | 0 | 3601 | Htl | 11
07/27/18 @ 02:53 | Htl-w02-v11-WCChlrBase-mNE-HVAC-Proto.pd2 | Htl-w02-v11-WCChlrBase-mNE-HVAC-Proto | Htl-w02-v11 | California (Title 24) | Santa Rosa Area (CZ02) | Santa Rosa | 400162 | 500.955 | 9.4222 | 0 | 0 | 0 | 0 | 369.596 | 240.496 | 0 | 1695.23 | 0 | 567.018 | 3382.72 | 0 | 0 | 0 | 8266.63 | 0 | 4073.17 | 0 | 0 | 0 | 0 | 0 | 0 | 12339.8 | 289.956 | 7.7787 | 0 | 0 | 0 | 0 | 74.0193 | 56.0249 | 0 | 270.951 | 0 | 74.3452 | 773.075 | 0 | 0 | 0 | 3641.69 | 0 | 796.337 | 0 | 0 | 0 | 0 | 0 | 0 | 4438.03 | 5700.89 | 520.111 | - | - | - | - | 0 | 0 | 4681 | 0 | 0 | 0 | 0 | 0 | 0 | 0 | 0 | 4681 | Htl | 11
07/27/18 @ 02:54 | Htl-w03-v11-WCChlrBase-mNE-HVAC-Proto.pd2 | Htl-w03-v11-WCChlrBase-mNE-HVAC-Proto | Htl-w03-v11 | California (Title 24) | Oakland Area (CZ03) | Oakland AP | 400162 | 380.043 | 6.5211 | 0 | 0 | 0 | 0 | 357.279 | 196.53 | 0 | 1695.23 | 0 | 567.018 | 3202.62 | 0 | 0 | 0 | 7421.67 | 0 | 4089.38 | 0 | 0 | 0 | 0 | 0 | 0 | 11511.1 | 194.942 | 5.0232 | 0 | 0 | 0 | 0 | 64.2944 | 45.1081 | 0 | 270.951 | 0 | 74.3452 | 654.664 | 0 | 0 | 0 | 3493.08 | 0 | 414.243 | 0 | 0 | 0 | 0 | 0 | 0 | 3907.33 | 4337.03 | 457.667 | - | - | - | - | 0 | 0 | 4119 | 0 | 0 | 0 | 0 | 0 | 0 | 0 | 0 | 4119 | Htl | 11
07/27/18 @ 02:54 | Htl-w04-v11-WCChlrBase-mNE-HVAC-Proto.pd2 | Htl-w04-v11-WCChlrBase-mNE-HVAC-Proto | Htl-w04-v11 | California (Title 24) | Sunnyvale Area (CZ04) | San Jose | 400162 | 542.112 | 10.7293 | 0 | 0 | 0 | 0 | 381.587 | 247.998 | 0 | 1695.23 | 0 | 567.018 | 3444.68 | 0 | 0 | 0 | 7551.22 | 0 | 3918.47 | 0 | 0 | 0 | 0 | 0 | 0 | 11469.7 | 259.854 | 6.9309 | 0 | 0 | 0 | 0 | 71.47 | 53.1861 | 0 | 270.951 | 0 | 74.3452 | 736.737 | 0 | 0 | 0 | 4873.14 | 0 | 368.215 | 0 | 0 | 0 | 0 | 0 | 0 | 5241.36 | 5375.1 | 581.333 | - | - | - | - | 0 | 0 | 5232 | 0 | 0 | 0 | 0 | 0 | 0 | 0 | 0 | 5232 | Htl | 11
07/27/18 @ 02:54 | Htl-w05-v11-WCChlrBase-mNE-HVAC-Proto.pd2 | Htl-w05-v11-WCChlrBase-mNE-HVAC-Proto | Htl-w05-v11 | California (Title 24) | Santa Maria Area (CZ05) | Santa Maria AP | 400162 | 381.02 | 6.584 | 0 | 0 | 0 | 0 | 359.826 | 192.223 | 0 | 1695.23 | 0 | 567.018 | 3201.9 | 0 | 0 | 0 | 7991.77 | 0 | 4173.82 | 0 | 0 | 0 | 0 | 0 | 0 | 12165.6 | 170.027 | 4.1825 | 0 | 0 | 0 | 0 | 60.0716 | 44.7088 | 0 | 270.951 | 0 | 74.3452 | 624.286 | 0 | 0 | 0 | 3523.91 | 0 | 591.46 | 0 | 0 | 0 | 0 | 0 | 0 | 4115.37 | 4238.52 | 471.778 | - | - | - | - | 0 | 0 | 4246 | 0 | 0 | 0 | 0 | 0 | 0 | 0 | 0 | 4246 | Htl | 11
07/27/18 @ 02:55 | Htl-w06-v11-WCChlrBase-mNE-HVAC-Proto.pd2 | Htl-w06-v11-WCChlrBase-mNE-HVAC-Proto | Htl-w06-v11 | California (Title 24) | Los Angeles Area (CZ06) | Torrance | 400162 | 604.954 | 13.6006 | 0 | 0 | 0 | 0 | 388.615 | 260.875 | 0 | 1695.23 | 0 | 567.018 | 3530.29 | 0 | 0 | 0 | 5897.73 | 0 | 3763.13 | 0 | 0 | 0 | 0 | 0 | 0 | 9660.86 | 269.719 | 6.684 | 0 | 0 | 0 | 0 | 72.2743 | 52.7369 | 0 | 270.951 | 0 | 74.3452 | 746.71 | 0 | 0 | 0 | 3813.34 | 0 | 355.961 | 0 | 0 | 0 | 0 | 0 | 0 | 4169.3 | 5360.64 | 575.667 | - | - | - | - | 0 | 0 | 5181 | 0 | 0 | 0 | 0 | 0 | 0 | 0 | 0 | 5181 | Htl | 11
07/27/18 @ 02:55 | Htl-w07-v11-WCChlrBase-mNE-HVAC-Proto.pd2 | Htl-w07-v11-WCChlrBase-mNE-HVAC-Proto | Htl-w07-v11 | California (Title 24) | San Diego Area (CZ07) | San Diego AP | 400162 | 572.92 | 13.2264 | 0 | 0 | 0 | 0 | 384.822 | 242.845 | 0 | 1695.23 | 0 | 567.018 | 3476.06 | 0 | 0 | 0 | 4568.01 | 0 | 3709.18 | 0 | 0 | 0 | 0 | 0 | 0 | 8277.19 | 192.707 | 6.0123 | 0 | 0 | 0 | 0 | 58.1913 | 47.9563 | 0 | 270.951 | 0 | 74.3452 | 650.163 | 0 | 0 | 0 | 2055.03 | 0 | 525.052 | 0 | 0 | 0 | 0 | 0 | 0 | 2580.08 | 4562.27 | 597 | - | - | - | - | 0 | 0 | 5373 | 0 | 0 | 0 | 0 | 0 | 0 | 0 | 0 | 5373 | Htl | 11
07/27/18 @ 02:55 | Htl-w08-v11-WCChlrBase-mNE-HVAC-Proto.pd2 | Htl-w08-v11-WCChlrBase-mNE-HVAC-Proto | Htl-w08-v11 | California (Title 24) | El Toro Area (CZ08) | Fullerton | 400162 | 694.074 | 15.5973 | 0 | 0 | 0 | 0 | 396.726 | 295.337 | 0 | 1695.23 | 0 | 567.018 | 3663.98 | 0 | 0 | 0 | 5220.66 | 0 | 3627 | 0 | 0 | 0 | 0 | 0 | 0 | 8847.66 | 317.999 | 10.277 | 0 | 0 | 0 | 0 | 79.7707 | 59.4091 | 0 | 216.488 | 0 | 69.1825 | 753.126 | 0 | 0 | 0 | 2922.83 | 0 | 515.45 | 0 | 0 | 0 | 0 | 0 | 0 | 3438.28 | 5995.57 | 681.444 | - | - | - | - | 0 | 0 | 6133 | 0 | 0 | 0 | 0 | 0 | 0 | 0 | 0 | 6133 | Htl | 11
07/27/18 @ 02:56 | Htl-w09-v11-WCChlrBase-mNE-HVAC-Proto.pd2 | Htl-w09-v11-WCChlrBase-mNE-HVAC-Proto | Htl-w09-v11 | California (Title 24) | Pasadena Area (CZ09) | Burbank AP | 400162 | 761.386 | 17.486 | 0 | 0 | 0 | 0 | 404.335 | 334.315 | 0 | 1695.23 | 0 | 567.018 | 3779.77 | 0 | 0 | 0 | 5560.5 | 0 | 3621.28 | 0 | 0 | 0 | 0 | 0 | 0 | 9181.77 | 353.153 | 18.1089 | 0 | 0 | 0 | 0 | 75.765 | 69.2781 | 0 | 270.951 | 0 | 74.3452 | 861.601 | 0 | 0 | 0 | 2981.52 | 0 | 516.44 | 0 | 0 | 0 | 0 | 0 | 0 | 3497.96 | 7034.62 | 708.889 | - | - | - | - | 0 | 0 | 6380 | 0 | 0 | 0 | 0 | 0 | 0 | 0 | 0 | 6380 | Htl | 11
07/27/18 @ 02:56 | Htl-w10-v11-WCChlrBase-mNE-HVAC-Proto.pd2 | Htl-w10-v11-WCChlrBase-mNE-HVAC-Proto | Htl-w10-v11 | California (Title 24) | San Bernardino Area (CZ10) | Riverside FS 3 | 400162 | 721.574 | 15.9639 | 0 | 0 | 0 | 0 | 395.953 | 308.454 | 0 | 1695.23 | 0 | 567.018 | 3704.19 | 0 | 0 | 0 | 5917.83 | 0 | 3598.22 | 0 | 0 | 0 | 0 | 0 | 0 | 9516.06 | 352.345 | 15.459 | 0 | 0 | 0 | 0 | 81.8502 | 65.1305 | 0 | 210.579 | 0 | 69.1274 | 794.492 | 0 | 0 | 0 | 3470.89 | 0 | 483.259 | 0 | 0 | 0 | 0 | 0 | 0 | 3954.15 | 6581.08 | 713.333 | - | - | - | - | 0 | 0 | 6420 | 0 | 0 | 0 | 0 | 0 | 0 | 0 | 0 | 6420 | Htl | 11
07/27/18 @ 02:56 | Htl-w11-v11-WCChlrBase-mNE-HVAC-Proto.pd2 | Htl-w11-v11-WCChlrBase-mNE-HVAC-Proto | Htl-w11-v11 | California (Title 24) | Red Bluff Area (CZ11) | Red Bluff AP | 400162 | 722.556 | 16.2545 | 0 | 0 | 0 | 0 | 407.945 | 296.202 | 0 | 1695.23 | 0 | 567.018 | 3705.21 | 0 | 0 | 0 | 7507.19 | 0 | 3663.53 | 0 | 0 | 0 | 0 | 0 | 0 | 11170.7 | 356.785 | 9.1738 | 0 | 0 | 0 | 0 | 86.7947 | 66.3261 | 0 | 270.951 | 0 | 74.3452 | 864.375 | 0 | 0 | 0 | 4125.01 | 0 | 402.291 | 0 | 0 | 0 | 0 | 0 | 0 | 4527.3 | 6804.97 | 637.333 | - | - | - | - | 0 | 0 | 5736 | 0 | 0 | 0 | 0 | 0 | 0 | 0 | 0 | 5736 | Htl | 11
07/27/18 @ 02:57 | Htl-w12-v11-WCChlrBase-mNE-HVAC-Proto.pd2 | Htl-w12-v11-WCChlrBase-mNE-HVAC-Proto | Htl-w12-v11 | California (Title 24) | Sacramento Area (CZ12) | Sacramento AP | 400162 | 629.391 | 13.3218 | 0 | 0 | 0 | 0 | 386.216 | 287.877 | 0 | 1695.23 | 0 | 567.018 | 3579.06 | 0 | 0 | 0 | 7493.71 | 0 | 3823.5 | 0 | 0 | 0 | 0 | 0 | 0 | 11317.2 | 360.238 | 15.5856 | 0 | 0 | 0 | 0 | 81.1714 | 65.6983 | 0 | 270.951 | 0 | 74.3452 | 867.989 | 0 | 0 | 0 | 3414.86 | 0 | 771.292 | 0 | 0 | 0 | 0 | 0 | 0 | 4186.15 | 6669.05 | 663.222 | - | - | - | - | 0 | 0 | 5969 | 0 | 0 | 0 | 0 | 0 | 0 | 0 | 0 | 5969 | Htl | 11
07/27/18 @ 02:57 | Htl-w13-v11-WCChlrBase-mNE-HVAC-Proto.pd2 | Htl-w13-v11-WCChlrBase-mNE-HVAC-Proto | Htl-w13-v11 | California (Title 24) | Fresno Area (CZ13) | Fresno AP | 400162 | 752.051 | 17.5074 | 0 | 0 | 0 | 0 | 404.421 | 304.367 | 0 | 1695.23 | 0 | 567.018 | 3740.6 | 0 | 0 | 0 | 6508.07 | 0 | 3602.07 | 0 | 0 | 0 | 0 | 0 | 0 | 10110.1 | 350.82 | 14.9003 | 0 | 0 | 0 | 0 | 81.4069 | 65.9449 | 0 | 270.951 | 0 | 72.4004 | 856.424 | 0 | 0 | 0 | 3625.06 | 0 | 397.23 | 0 | 0 | 0 | 0 | 0 | 0 | 4022.29 | 6708.66 | 708.667 | - | - | - | - | 0 | 0 | 6378 | 0 | 0 | 0 | 0 | 0 | 0 | 0 | 0 | 6378 | Htl | 11
07/27/18 @ 02:57 | Htl-w14-v11-WCChlrBase-mNE-HVAC-Proto.pd2 | Htl-w14-v11-WCChlrBase-mNE-HVAC-Proto | Htl-w14-v11 | California (Title 24) | China Lake Area (CZ14) | Palmdale AP | 400162 | 720.034 | 14.6823 | 0 | 0 | 0 | 0 | 401.196 | 296.152 | 0 | 1695.23 | 0 | 567.018 | 3694.31 | 0 | 0 | 0 | 7821.6 | 0 | 3700.87 | 0 | 0 | 0 | 0 | 0 | 0 | 11522.5 | 372.858 | 19.8769 | 0 | 0 | 0 | 0 | 78.362 | 67.7349 | 0 | 270.951 | 0 | 74.3452 | 884.128 | 0 | 0 | 0 | 4724.99 | 0 | 409.087 | 0 | 0 | 0 | 0 | 0 | 0 | 5134.08 | 6837.59 | 703.111 | - | - | - | - | 0 | 0 | 6328 | 0 | 0 | 0 | 0 | 0 | 0 | 0 | 0 | 6328 | Htl | 11
07/27/18 @ 02:57 | Htl-w15-v11-WCChlrBase-mNE-HVAC-Proto.pd2 | Htl-w15-v11-WCChlrBase-mNE-HVAC-Proto | Htl-w15-v11 | California (Title 24) | Blythe Area (CZ15) | Palm Springs | 400162 | 1139.74 | 31.7477 | 0 | 0 | 0 | 0 | 452.458 | 396.349 | 0 | 1695.23 | 0 | 567.018 | 4282.55 | 0 | 0 | 0 | 3417 | 0 | 2814.49 | 0 | 0 | 0 | 0 | 0 | 0 | 6231.48 | 440.804 | 36.2384 | 0 | 0 | 0 | 0 | 84.0562 | 78.6351 | 0 | 270.951 | 0 | 72.4004 | 983.085 | 0 | 0 | 0 | 2726.32 | 0 | 411.021 | 0 | 0 | 0 | 0 | 0 | 0 | 3137.34 | 7903.31 | 750.778 | - | - | - | - | 0 | 0 | 6757 | 0 | 0 | 0 | 0 | 0 | 0 | 0 | 0 | 6757 | Htl | 11
07/27/18 @ 02:58 | Htl-w16-v11-WCChlrBase-mNE-HVAC-Proto.pd2 | Htl-w16-v11-WCChlrBase-mNE-HVAC-Proto | Htl-w16-v11 | California (Title 24) | Mount Shasta Area (CZ16) | Blue Canyon AP | 400162 | 426.938 | 6.5562 | 0 | 0 | 0 | 0 | 380.813 | 197.603 | 0 | 1695.23 | 0 | 567.018 | 3274.16 | 0 | 0 | 0 | 12190.4 | 0 | 4457.35 | 0 | 0 | 0 | 0 | 0 | 0 | 16647.8 | 248.814 | 5.5866 | 0 | 0 | 0 | 0 | 73.8999 | 47.654 | 0 | 270.951 | 0 | 74.3452 | 721.251 | 0 | 0 | 0 | 4786.96 | 0 | 906.701 | 0 | 0 | 0 | 0 | 0 | 0 | 5693.66 | 4787.14 | 614 | - | - | - | - | 0 | 0 | 5526 | 0 | 0 | 0 | 0 | 0 | 0 | 0 | 0 | 5526 | Htl | 11
07/27/18 @ 02:58 | Htl-w01-v14-WCChlrBase-mNE-HVAC-Proto.pd2 | Htl-w01-v14-WCChlrBase-mNE-HVAC-Proto | Htl-w01-v14 | California (Title 24) | Arcata Area (CZ01) | Arcata | 400162 | 193.146 | 2.3131 | 0 | 0 | 0 | 0 | 311.933 | 128.07 | 0 | 1695.23 | 0 | 567.018 | 2897.71 | 0 | 0 | 0 | 10158.4 | 0 | 4482.77 | 0 | 0 | 0 | 0 | 0 | 0 | 14641.2 | 124.478 | 2.8619 | 0 | 0 | 0 | 0 | 50.2759 | 33.2549 | 0 | 270.951 | 0 | 74.3452 | 556.166 | 0 | 0 | 0 | 3602.71 | 0 | 920.237 | 0 | 0 | 0 | 0 | 0 | 0 | 4522.95 | 2847.36 | 378.444 | - | - | - | - | 0 | 0 | 3406 | 0 | 0 | 0 | 0 | 0 | 0 | 0 | 0 | 3406 | Htl | 14
07/27/18 @ 02:58 | Htl-w02-v14-WCChlrBase-mNE-HVAC-Proto.pd2 | Htl-w02-v14-WCChlrBase-mNE-HVAC-Proto | Htl-w02-v14 | California (Title 24) | Santa Rosa Area (CZ02) | Santa Rosa | 400162 | 447.963 | 8.3863 | 0 | 0 | 0 | 0 | 348.3 | 216.196 | 0 | 1695.23 | 0 | 567.018 | 3283.1 | 0 | 0 | 0 | 8286.25 | 0 | 4073.21 | 0 | 0 | 0 | 0 | 0 | 0 | 12359.5 | 272.742 | 7.3199 | 0 | 0 | 0 | 0 | 68.7514 | 52.1327 | 0 | 270.951 | 0 | 74.3452 | 746.242 | 0 | 0 | 0 | 3654.25 | 0 | 796.339 | 0 | 0 | 0 | 0 | 0 | 0 | 4450.59 | 5358.77 | 500.444 | - | - | - | - | 0 | 0 | 4504 | 0 | 0 | 0 | 0 | 0 | 0 | 0 | 0 | 4504 | Htl | 14
07/27/18 @ 02:59 | Htl-w03-v14-WCChlrBase-mNE-HVAC-Proto.pd2 | Htl-w03-v14-WCChlrBase-mNE-HVAC-Proto | Htl-w03-v14 | California (Title 24) | Oakland Area (CZ03) | Oakland AP | 400162 | 318.895 | 5.3452 | 0 | 0 | 0 | 0 | 330.735 | 167.645 | 0 | 1695.23 | 0 | 567.018 | 3084.87 | 0 | 0 | 0 | 7415.13 | 0 | 4089.47 | 0 | 0 | 0 | 0 | 0 | 0 | 11504.6 | 173.234 | 4.4828 | 0 | 0 | 0 | 0 | 57.8546 | 40.0558 | 0 | 270.951 | 0 | 74.3452 | 620.923 | 0 | 0 | 0 | 3504.08 | 0 | 414.247 | 0 | 0 | 0 | 0 | 0 | 0 | 3918.33 | 3874.54 | 432 | - | - | - | - | 0 | 0 | 3888 | 0 | 0 | 0 | 0 | 0 | 0 | 0 | 0 | 3888 | Htl | 14
07/27/18 @ 02:59 | Htl-w04-v14-WCChlrBase-mNE-HVAC-Proto.pd2 | Htl-w04-v14-WCChlrBase-mNE-HVAC-Proto | Htl-w04-v14 | California (Title 24) | Sunnyvale Area (CZ04) | San Jose | 400162 | 470.148 | 9.23 | 0 | 0 | 0 | 0 | 352.408 | 219.797 | 0 | 1695.23 | 0 | 567.018 | 3313.83 | 0 | 0 | 0 | 7551.75 | 0 | 3918.54 | 0 | 0 | 0 | 0 | 0 | 0 | 11470.3 | 241.877 | 6.1984 | 0 | 0 | 0 | 0 | 65.2633 | 48.016 | 0 | 270.951 | 0 | 74.3452 | 706.651 | 0 | 0 | 0 | 4919.19 | 0 | 368.225 | 0 | 0 | 0 | 0 | 0 | 0 | 5287.42 | 4907.76 | 549.667 | - | - | - | - | 0 | 0 | 4947 | 0 | 0 | 0 | 0 | 0 | 0 | 0 | 0 | 4947 | Htl | 14
07/27/18 @ 02:59 | Htl-w05-v14-WCChlrBase-mNE-HVAC-Proto.pd2 | Htl-w05-v14-WCChlrBase-mNE-HVAC-Proto | Htl-w05-v14 | California (Title 24) | Santa Maria Area (CZ05) | Santa Maria AP | 400162 | 318.74 | 5.3674 | 0 | 0 | 0 | 0 | 332.286 | 164.35 | 0 | 1695.23 | 0 | 567.018 | 3082.99 | 0 | 0 | 0 | 8024.43 | 0 | 4173.91 | 0 | 0 | 0 | 0 | 0 | 0 | 12198.3 | 149.026 | 3.915 | 0 | 0 | 0 | 0 | 53.4788 | 38.9115 | 0 | 270.951 | 0 | 74.3452 | 590.627 | 0 | 0 | 0 | 3544.62 | 0 | 591.469 | 0 | 0 | 0 | 0 | 0 | 0 | 4136.08 | 3730.78 | 447.333 | - | - | - | - | 0 | 0 | 4026 | 0 | 0 | 0 | 0 | 0 | 0 | 0 | 0 | 4026 | Htl | 14
07/27/18 @ 03:00 | Htl-w06-v14-WCChlrBase-mNE-HVAC-Proto.pd2 | Htl-w06-v14-WCChlrBase-mNE-HVAC-Proto | Htl-w06-v14 | California (Title 24) | Los Angeles Area (CZ06) | Torrance | 400162 | 508.366 | 11.3292 | 0 | 0 | 0 | 0 | 353.644 | 225.513 | 0 | 1695.23 | 0 | 567.018 | 3361.1 | 0 | 0 | 0 | 5778.44 | 0 | 3763.19 | 0 | 0 | 0 | 0 | 0 | 0 | 9541.63 | 245.858 | 6.0334 | 0 | 0 | 0 | 0 | 66.0387 | 47.1408 | 0 | 270.951 | 0 | 74.3452 | 710.367 | 0 | 0 | 0 | 3831.99 | 0 | 355.971 | 0 | 0 | 0 | 0 | 0 | 0 | 4187.96 | 4798.38 | 537.333 | - | - | - | - | 0 | 0 | 4836 | 0 | 0 | 0 | 0 | 0 | 0 | 0 | 0 | 4836 | Htl | 14
07/27/18 @ 03:00 | Htl-w07-v14-WCChlrBase-mNE-HVAC-Proto.pd2 | Htl-w07-v14-WCChlrBase-mNE-HVAC-Proto | Htl-w07-v14 | California (Title 24) | San Diego Area (CZ07) | San Diego AP | 400162 | 476.373 | 10.959 | 0 | 0 | 0 | 0 | 349.83 | 203.435 | 0 | 1695.23 | 0 | 567.018 | 3302.85 | 0 | 0 | 0 | 4447.95 | 0 | 3709.23 | 0 | 0 | 0 | 0 | 0 | 0 | 8157.19 | 169.14 | 4.472 | 0 | 0 | 0 | 0 | 56.2559 | 40.8266 | 0 | 270.951 | 0 | 74.3452 | 615.991 | 0 | 0 | 0 | 2034.3 | 0 | 525.06 | 0 | 0 | 0 | 0 | 0 | 0 | 2559.36 | 3971.9 | 553.111 | - | - | - | - | 0 | 0 | 4978 | 0 | 0 | 0 | 0 | 0 | 0 | 0 | 0 | 4978 | Htl | 14
07/27/18 @ 03:00 | Htl-w08-v14-WCChlrBase-mNE-HVAC-Proto.pd2 | Htl-w08-v14-WCChlrBase-mNE-HVAC-Proto | Htl-w08-v14 | California (Title 24) | El Toro Area (CZ08) | Fullerton | 400162 | 590.369 | 13.225 | 0 | 0 | 0 | 0 | 361.656 | 253.111 | 0 | 1695.23 | 0 | 567.018 | 3480.61 | 0 | 0 | 0 | 5124.49 | 0 | 3627.05 | 0 | 0 | 0 | 0 | 0 | 0 | 8751.54 | 238.415 | 6.4786 | 0 | 0 | 0 | 0 | 62.3301 | 51.5165 | 0 | 270.951 | 0 | 74.3452 | 704.036 | 0 | 0 | 0 | 2929 | 0 | 515.459 | 0 | 0 | 0 | 0 | 0 | 0 | 3444.46 | 5375.44 | 617.556 | - | - | - | - | 0 | 0 | 5558 | 0 | 0 | 0 | 0 | 0 | 0 | 0 | 0 | 5558 | Htl | 14
07/27/18 @ 03:01 | Htl-w09-v14-WCChlrBase-mNE-HVAC-Proto.pd2 | Htl-w09-v14-WCChlrBase-mNE-HVAC-Proto | Htl-w09-v14 | California (Title 24) | Pasadena Area (CZ09) | Burbank AP | 400162 | 656.342 | 15.0257 | 0 | 0 | 0 | 0 | 367.964 | 291.324 | 0 | 1695.23 | 0 | 567.018 | 3592.91 | 0 | 0 | 0 | 5475.78 | 0 | 3621.34 | 0 | 0 | 0 | 0 | 0 | 0 | 9097.12 | 329.033 | 17.1635 | 0 | 0 | 0 | 0 | 69.4441 | 62.7081 | 0 | 270.951 | 0 | 74.3452 | 823.645 | 0 | 0 | 0 | 2991.96 | 0 | 516.45 | 0 | 0 | 0 | 0 | 0 | 0 | 3508.41 | 6420.21 | 664.667 | - | - | - | - | 0 | 0 | 5982 | 0 | 0 | 0 | 0 | 0 | 0 | 0 | 0 | 5982 | Htl | 14
07/27/18 @ 03:01 | Htl-w10-v14-WCChlrBase-mNE-HVAC-Proto.pd2 | Htl-w10-v14-WCChlrBase-mNE-HVAC-Proto | Htl-w10-v14 | California (Title 24) | San Bernardino Area (CZ10) | Riverside FS 3 | 400162 | 658.978 | 14.5346 | 0 | 0 | 0 | 0 | 372.812 | 282.435 | 0 | 1695.23 | 0 | 567.018 | 3591.01 | 0 | 0 | 0 | 5899.72 | 0 | 3598.25 | 0 | 0 | 0 | 0 | 0 | 0 | 9497.97 | 291.839 | 8.6304 | 0 | 0 | 0 | 0 | 68.021 | 60.2159 | 0 | 270.951 | 0 | 74.3452 | 774.002 | 0 | 0 | 0 | 3481.05 | 0 | 483.262 | 0 | 0 | 0 | 0 | 0 | 0 | 3964.31 | 6240.17 | 687.222 | - | - | - | - | 0 | 0 | 6185 | 0 | 0 | 0 | 0 | 0 | 0 | 0 | 0 | 6185 | Htl | 14
07/27/18 @ 03:01 | Htl-w11-v14-WCChlrBase-mNE-HVAC-Proto.pd2 | Htl-w11-v14-WCChlrBase-mNE-HVAC-Proto | Htl-w11-v14 | California (Title 24) | Red Bluff Area (CZ11) | Red Bluff AP | 400162 | 662.982 | 14.9952 | 0 | 0 | 0 | 0 | 383.629 | 269.896 | 0 | 1695.23 | 0 | 567.018 | 3593.75 | 0 | 0 | 0 | 7508.37 | 0 | 3663.56 | 0 | 0 | 0 | 0 | 0 | 0 | 11171.9 | 339.482 | 8.5664 | 0 | 0 | 0 | 0 | 80.8106 | 62.4012 | 0 | 270.951 | 0 | 74.3452 | 836.556 | 0 | 0 | 0 | 4148.06 | 0 | 402.293 | 0 | 0 | 0 | 0 | 0 | 0 | 4550.36 | 6479.67 | 600 | - | - | - | - | 0 | 0 | 5400 | 0 | 0 | 0 | 0 | 0 | 0 | 0 | 0 | 5400 | Htl | 14
07/27/18 @ 03:01 | Htl-w12-v14-WCChlrBase-mNE-HVAC-Proto.pd2 | Htl-w12-v14-WCChlrBase-mNE-HVAC-Proto | Htl-w12-v14 | California (Title 24) | Sacramento Area (CZ12) | Sacramento AP | 400162 | 571.621 | 12.0715 | 0 | 0 | 0 | 0 | 364.029 | 262.823 | 0 | 1695.23 | 0 | 567.018 | 3472.79 | 0 | 0 | 0 | 7520.24 | 0 | 3823.53 | 0 | 0 | 0 | 0 | 0 | 0 | 11343.8 | 343.343 | 14.9152 | 0 | 0 | 0 | 0 | 75.6966 | 61.9512 | 0 | 270.951 | 0 | 74.3452 | 841.202 | 0 | 0 | 0 | 3434.41 | 0 | 771.293 | 0 | 0 | 0 | 0 | 0 | 0 | 4205.7 | 6359.15 | 638.556 | - | - | - | - | 0 | 0 | 5747 | 0 | 0 | 0 | 0 | 0 | 0 | 0 | 0 | 5747 | Htl | 14
07/27/18 @ 03:02 | Htl-w13-v14-WCChlrBase-mNE-HVAC-Proto.pd2 | Htl-w13-v14-WCChlrBase-mNE-HVAC-Proto | Htl-w13-v14 | California (Title 24) | Fresno Area (CZ13) | Fresno AP | 400162 | 695.122 | 16.2582 | 0 | 0 | 0 | 0 | 381.74 | 279.824 | 0 | 1695.23 | 0 | 567.018 | 3635.19 | 0 | 0 | 0 | 6520.94 | 0 | 3602.1 | 0 | 0 | 0 | 0 | 0 | 0 | 10123 | 335.062 | 14.3046 | 0 | 0 | 0 | 0 | 76.206 | 62.1746 | 0 | 270.951 | 0 | 72.4004 | 831.099 | 0 | 0 | 0 | 3649.62 | 0 | 397.231 | 0 | 0 | 0 | 0 | 0 | 0 | 4046.85 | 6397.88 | 682.778 | - | - | - | - | 0 | 0 | 6145 | 0 | 0 | 0 | 0 | 0 | 0 | 0 | 0 | 6145 | Htl | 14
07/27/18 @ 03:02 | Htl-w14-v14-WCChlrBase-mNE-HVAC-Proto.pd2 | Htl-w14-v14-WCChlrBase-mNE-HVAC-Proto | Htl-w14-v14 | California (Title 24) | China Lake Area (CZ14) | Palmdale AP | 400162 | 682.903 | 13.93 | 0 | 0 | 0 | 0 | 381.444 | 280.025 | 0 | 1695.23 | 0 | 567.018 | 3620.55 | 0 | 0 | 0 | 7914.52 | 0 | 3700.9 | 0 | 0 | 0 | 0 | 0 | 0 | 11615.4 | 359.912 | 19.2156 | 0 | 0 | 0 | 0 | 73.6747 | 64.7075 | 0 | 270.951 | 0 | 74.3452 | 862.805 | 0 | 0 | 0 | 4800.36 | 0 | 373.984 | 0 | 0 | 0 | 0 | 0 | 0 | 5174.34 | 6599.64 | 685.333 | - | - | - | - | 0 | 0 | 6168 | 0 | 0 | 0 | 0 | 0 | 0 | 0 | 0 | 6168 | Htl | 14
07/27/18 @ 03:02 | Htl-w15-v14-WCChlrBase-mNE-HVAC-Proto.pd2 | Htl-w15-v14-WCChlrBase-mNE-HVAC-Proto | Htl-w15-v14 | California (Title 24) | Blythe Area (CZ15) | Palm Springs | 400162 | 1098.05 | 30.614 | 0 | 0 | 0 | 0 | 429.871 | 378.701 | 0 | 1695.23 | 0 | 567.018 | 4199.49 | 0 | 0 | 0 | 3428.4 | 0 | 2814.5 | 0 | 0 | 0 | 0 | 0 | 0 | 6242.91 | 428.982 | 35.2268 | 0 | 0 | 0 | 0 | 79.514 | 75.7355 | 0 | 270.951 | 0 | 72.4004 | 962.81 | 0 | 0 | 0 | 2739.26 | 0 | 411.027 | 0 | 0 | 0 | 0 | 0 | 0 | 3150.29 | 7686.48 | 725.333 | - | - | - | - | 0 | 0 | 6528 | 0 | 0 | 0 | 0 | 0 | 0 | 0 | 0 | 6528 | Htl | 14
07/27/18 @ 03:03 | Htl-w16-v14-WCChlrBase-mNE-HVAC-Proto.pd2 | Htl-w16-v14-WCChlrBase-mNE-HVAC-Proto | Htl-w16-v14 | California (Title 24) | Mount Shasta Area (CZ16) | Blue Canyon AP | 400162 | 353.055 | 5.3687 | 0 | 0 | 0 | 0 | 354.226 | 168.195 | 0 | 1695.23 | 0 | 567.018 | 3143.09 | 0 | 0 | 0 | 12495.3 | 0 | 4457.41 | 0 | 0 | 0 | 0 | 0 | 0 | 16952.7 | 223.211 | 5.0168 | 0 | 0 | 0 | 0 | 66.7908 | 42.1893 | 0 | 270.951 | 0 | 74.3452 | 682.504 | 0 | 0 | 0 | 4830.3 | 0 | 906.707 | 0 | 0 | 0 | 0 | 0 | 0 | 5737.01 | 4295.74 | 572.778 | - | - | - | - | 0 | 0 | 5155 | 0 | 0 | 0 | 0 | 0 | 0 | 0 | 0 | 5155 | Htl | 14
07/27/18 @ 03:03 | MBT-w01-v96-WCChlrBase-mNE-HVAC-Proto.pd2 | MBT-w01-v96-WCChlrBase-mNE-HVAC-Proto | MBT-w01-v96 | California (Title 24) | Arcata Area (CZ01) | Arcata | 199974 | 34.1058 | 1.6712 | 0 | 0 | 0 | 0 | 225.791 | 15.9666 | 0 | 1767.84 | 0 | 862.464 | 2907.82 | 0 | 0 | 0 | 213.034 | 0 | 481.221 | 0 | 0 | 0 | 0 | 0 | 0 | 694.254 | 164.065 | 8.8206 | 0 | 0 | 0 | 0 | 109.339 | 43.1422 | 0 | 440.963 | 0 | 221.996 | 988.324 | 0 | 0 | 0 | 2770.37 | 0 | 40.3276 | 0 | 0 | 0 | 0 | 0 | 0 | 2810.7 | 3507.8 | 740.111 | - | - | - | - | 0 | 0 | 6661 | 0 | 0 | 0 | 0 | 0 | 0 | 0 | 0 | 6661 | MBT | 96
07/27/18 @ 03:03 | MBT-w02-v96-WCChlrBase-mNE-HVAC-Proto.pd2 | MBT-w02-v96-WCChlrBase-mNE-HVAC-Proto | MBT-w02-v96 | California (Title 24) | Santa Rosa Area (CZ02) | Santa Rosa | 199974 | 207.482 | 13.4335 | 0 | 0 | 0 | 0 | 253.41 | 64.059 | 0 | 1767.84 | 0 | 862.464 | 3168.67 | 0 | 0 | 0 | 166.706 | 0 | 448.517 | 0 | 0 | 0 | 0 | 0 | 0 | 615.223 | 268.281 | 16.1684 | 0 | 0 | 0 | 0 | 125.886 | 55.9162 | 0 | 446.85 | 0 | 214.881 | 1127.98 | 0 | 0 | 0 | 1915.61 | 0 | 38.4623 | 0 | 0 | 0 | 0 | 0 | 0 | 1954.08 | 5372.92 | 924.222 | - | - | - | - | 0 | 0 | 8318 | 0 | 0 | 0 | 0 | 0 | 0 | 0 | 0 | 8318 | MBT | 96
07/27/18 @ 03:03 | MBT-w03-v96-WCChlrBase-mNE-HVAC-Proto.pd2 | MBT-w03-v96-WCChlrBase-mNE-HVAC-Proto | MBT-w03-v96 | California (Title 24) | Oakland Area (CZ03) | Oakland AP | 199974 | 144.488 | 8.7372 | 0 | 0 | 0 | 0 | 251.847 | 49.2826 | 0 | 1767.84 | 0 | 862.464 | 3084.64 | 0 | 0 | 0 | 117.453 | 0 | 449.824 | 0 | 0 | 0 | 0 | 0 | 0 | 567.277 | 201.697 | 11.5506 | 0 | 0 | 0 | 0 | 140.224 | 48.3611 | 0 | 441.655 | 0 | 221.996 | 1065.48 | 0 | 0 | 0 | 1617.17 | 0 | 38.1289 | 0 | 0 | 0 | 0 | 0 | 0 | 1655.3 | 4233.85 | 364.778 | - | - | - | - | 0 | 0 | 3283 | 0 | 0 | 0 | 0 | 0 | 0 | 0 | 0 | 3283 | MBT | 96
07/27/18 @ 03:03 | MBT-w04-v96-WCChlrBase-mNE-HVAC-Proto.pd2 | MBT-w04-v96-WCChlrBase-mNE-HVAC-Proto | MBT-w04-v96 | California (Title 24) | Sunnyvale Area (CZ04) | San Jose | 199974 | 243.129 | 15.3626 | 0 | 0 | 0 | 0 | 269.358 | 75.6392 | 0 | 1767.84 | 0 | 862.464 | 3233.78 | 0 | 0 | 0 | 117.104 | 0 | 436.153 | 0 | 0 | 0 | 0 | 0 | 0 | 553.258 | 261.272 | 17.4105 | 0 | 0 | 0 | 0 | 133.406 | 54.9619 | 0 | 440.963 | 0 | 221.996 | 1130.01 | 0 | 0 | 0 | 1616.77 | 0 | 37.5882 | 0 | 0 | 0 | 0 | 0 | 0 | 1654.35 | 5102 | 440.556 | - | - | - | - | 0 | 0 | 3965 | 0 | 0 | 0 | 0 | 0 | 0 | 0 | 0 | 3965 | MBT | 96
07/27/18 @ 03:03 | MBT-w05-v96-WCChlrBase-mNE-HVAC-Proto.pd2 | MBT-w05-v96-WCChlrBase-mNE-HVAC-Proto | MBT-w05-v96 | California (Title 24) | Santa Maria Area (CZ05) | Santa Maria AP | 199974 | 158.049 | 9.2522 | 0 | 0 | 0 | 0 | 248.988 | 54.0723 | 0 | 1767.84 | 0 | 862.464 | 3100.65 | 0 | 0 | 0 | 121.135 | 0 | 456.562 | 0 | 0 | 0 | 0 | 0 | 0 | 577.696 | 199.36 | 11.5775 | 0 | 0 | 0 | 0 | 129.141 | 47.6969 | 0 | 440.963 | 0 | 221.996 | 1050.73 | 0 | 0 | 0 | 1408.17 | 0 | 38.4657 | 0 | 0 | 0 | 0 | 0 | 0 | 1446.63 | 4194.67 | 631.667 | - | - | - | - | 0 | 0 | 5685 | 0 | 0 | 0 | 0 | 0 | 0 | 0 | 0 | 5685 | MBT | 96
07/27/18 @ 03:03 | MBT-w06-v96-WCChlrBase-mNE-HVAC-Proto.pd2 | MBT-w06-v96-WCChlrBase-mNE-HVAC-Proto | MBT-w06-v96 | California (Title 24) | Los Angeles Area (CZ06) | Torrance | 199974 | 312.269 | 20.5718 | 0 | 0 | 0 | 0 | 291.171 | 92.5989 | 0 | 1767.84 | 0 | 862.464 | 3346.9 | 0 | 0 | 0 | 32.381 | 0 | 423.714 | 0 | 0 | 0 | 0 | 0 | 0 | 456.095 | 232.648 | 15.2822 | 0 | 0 | 0 | 0 | 146.109 | 52.3746 | 0 | 440.963 | 0 | 221.996 | 1109.37 | 0 | 0 | 0 | 884.844 | 0 | 24.2488 | 0 | 0 | 0 | 0 | 0 | 0 | 909.092 | 4777.51 | 708.444 | - | - | - | - | 0 | 0 | 6376 | 0 | 0 | 0 | 0 | 0 | 0 | 0 | 0 | 6376 | MBT | 96
07/27/18 @ 03:04 | MBT-w07-v96-WCChlrBase-mNE-HVAC-Proto.pd2 | MBT-w07-v96-WCChlrBase-mNE-HVAC-Proto | MBT-w07-v96 | California (Title 24) | San Diego Area (CZ07) | San Diego AP | 199974 | 289.888 | 19.1217 | 0 | 0 | 0 | 0 | 292.788 | 91.1519 | 0 | 1767.84 | 0 | 862.464 | 3323.24 | 0 | 0 | 0 | 7.0531 | 0 | 419.388 | 0 | 0 | 0 | 0 | 0 | 0 | 426.441 | 235.848 | 16.2638 | 0 | 0 | 0 | 0 | 144.703 | 52.63 | 0 | 440.963 | 0 | 221.996 | 1112.4 | 0 | 0 | 0 | 1381.51 | 0 | 24.1492 | 0 | 0 | 0 | 0 | 0 | 0 | 1405.66 | 4811.75 | 977.778 | - | - | - | - | 0 | 0 | 8800 | 0 | 0 | 0 | 0 | 0 | 0 | 0 | 0 | 8800 | MBT | 96
07/27/18 @ 03:04 | MBT-w08-v96-WCChlrBase-mNE-HVAC-Proto.pd2 | MBT-w08-v96-WCChlrBase-mNE-HVAC-Proto | MBT-w08-v96 | California (Title 24) | El Toro Area (CZ08) | Fullerton | 199974 | 350.921 | 24.3012 | 0 | 0 | 0 | 0 | 285.069 | 102.789 | 0 | 1767.84 | 0 | 862.464 | 3393.37 | 0 | 0 | 0 | 24.462 | 0 | 412.87 | 0 | 0 | 0 | 0 | 0 | 0 | 437.331 | 290.34 | 20.847 | 0 | 0 | 0 | 0 | 140.855 | 58.3713 | 0 | 440.963 | 0 | 221.996 | 1173.37 | 0 | 0 | 0 | 1056.01 | 0 | 23.1457 | 0 | 0 | 0 | 0 | 0 | 0 | 1079.16 | 5580.84 | 1027.89 | - | - | - | - | 0 | 0 | 9251 | 0 | 0 | 0 | 0 | 0 | 0 | 0 | 0 | 9251 | MBT | 96
07/27/18 @ 03:04 | MBT-w09-v96-WCChlrBase-mNE-HVAC-Proto.pd2 | MBT-w09-v96-WCChlrBase-mNE-HVAC-Proto | MBT-w09-v96 | California (Title 24) | Pasadena Area (CZ09) | Burbank AP | 199974 | 350.284 | 25.173 | 0 | 0 | 0 | 0 | 284.975 | 104.256 | 0 | 1767.84 | 0 | 862.464 | 3394.98 | 0 | 0 | 0 | 58.7087 | 0 | 412.445 | 0 | 0 | 0 | 0 | 0 | 0 | 471.153 | 344.432 | 25.6355 | 0 | 0 | 0 | 0 | 149.139 | 64.7101 | 0 | 441.655 | 0 | 221.996 | 1247.57 | 0 | 0 | 0 | 1347.13 | 0 | 35.7025 | 0 | 0 | 0 | 0 | 0 | 0 | 1382.84 | 6353.87 | 771.556 | - | - | - | - | 0 | 0 | 6944 | 0 | 0 | 0 | 0 | 0 | 0 | 0 | 0 | 6944 | MBT | 96
07/27/18 @ 03:04 | MBT-w10-v96-WCChlrBase-mNE-HVAC-Proto.pd2 | MBT-w10-v96-WCChlrBase-mNE-HVAC-Proto | MBT-w10-v96 | California (Title 24) | San Bernardino Area (CZ10) | Riverside FS 3 | 199974 | 353.275 | 24.7916 | 0 | 0 | 0 | 0 | 280.947 | 102.863 | 0 | 1767.84 | 0 | 862.464 | 3392.16 | 0 | 0 | 0 | 68.5169 | 0 | 410.621 | 0 | 0 | 0 | 0 | 0 | 0 | 479.138 | 325.906 | 23.1586 | 0 | 0 | 0 | 0 | 147.909 | 62.4056 | 0 | 441.655 | 0 | 221.996 | 1223.03 | 0 | 0 | 0 | 1518.1 | 0 | 35.8272 | 0 | 0 | 0 | 0 | 0 | 0 | 1553.92 | 6066.18 | 1059.67 | - | - | - | - | 0 | 0 | 9537 | 0 | 0 | 0 | 0 | 0 | 0 | 0 | 0 | 9537 | MBT | 96
07/27/18 @ 03:04 | MBT-w11-v96-WCChlrBase-mNE-HVAC-Proto.pd2 | MBT-w11-v96-WCChlrBase-mNE-HVAC-Proto | MBT-w11-v96 | California (Title 24) | Red Bluff Area (CZ11) | Red Bluff AP | 199974 | 303.601 | 20.5669 | 0 | 0 | 0 | 0 | 276.601 | 86.9739 | 0 | 1767.84 | 0 | 862.464 | 3318.03 | 0 | 0 | 0 | 192.01 | 0 | 415.899 | 0 | 0 | 0 | 0 | 0 | 0 | 607.909 | 302.673 | 21.6047 | 0 | 0 | 0 | 0 | 152.717 | 59.6468 | 0 | 440.963 | 0 | 221.996 | 1199.6 | 0 | 0 | 0 | 1804.48 | 0 | 35.7623 | 0 | 0 | 0 | 0 | 0 | 0 | 1840.25 | 5830.69 | 488.778 | - | - | - | - | 0 | 0 | 4399 | 0 | 0 | 0 | 0 | 0 | 0 | 0 | 0 | 4399 | MBT | 96
07/27/18 @ 03:04 | MBT-w12-v96-WCChlrBase-mNE-HVAC-Proto.pd2 | MBT-w12-v96-WCChlrBase-mNE-HVAC-Proto | MBT-w12-v96 | California (Title 24) | Sacramento Area (CZ12) | Sacramento AP | 199974 | 262.726 | 18.0372 | 0 | 0 | 0 | 0 | 264.818 | 75.8472 | 0 | 1767.84 | 0 | 862.464 | 3251.72 | 0 | 0 | 0 | 181.57 | 0 | 428.626 | 0 | 0 | 0 | 0 | 0 | 0 | 610.195 | 284.723 | 19.7859 | 0 | 0 | 0 | 0 | 142.511 | 57.3089 | 0 | 441.655 | 0 | 221.996 | 1167.98 | 0 | 0 | 0 | 2200.34 | 0 | 37.6846 | 0 | 0 | 0 | 0 | 0 | 0 | 2238.02 | 5479.61 | 1021.44 | - | - | - | - | 0 | 0 | 9193 | 0 | 0 | 0 | 0 | 0 | 0 | 0 | 0 | 9193 | MBT | 96
07/27/18 @ 03:04 | MBT-w13-v96-WCChlrBase-mNE-HVAC-Proto.pd2 | MBT-w13-v96-WCChlrBase-mNE-HVAC-Proto | MBT-w13-v96 | California (Title 24) | Fresno Area (CZ13) | Fresno AP | 199974 | 322.721 | 23.322 | 0 | 0 | 0 | 0 | 284.267 | 91.3463 | 0 | 1767.84 | 0 | 862.464 | 3351.95 | 0 | 0 | 0 | 164.924 | 0 | 410.96 | 0 | 0 | 0 | 0 | 0 | 0 | 575.884 | 319.663 | 23.1354 | 0 | 0 | 0 | 0 | 152.788 | 62.3282 | 0 | 440.963 | 0 | 221.996 | 1220.87 | 0 | 0 | 0 | 2067.26 | 0 | 37.1222 | 0 | 0 | 0 | 0 | 0 | 0 | 2104.39 | 6060.25 | 504.444 | - | - | - | - | 0 | 0 | 4540 | 0 | 0 | 0 | 0 | 0 | 0 | 0 | 0 | 4540 | MBT | 96
07/27/18 @ 03:05 | MBT-w14-v96-WCChlrBase-mNE-HVAC-Proto.pd2 | MBT-w14-v96-WCChlrBase-mNE-HVAC-Proto | MBT-w14-v96 | California (Title 24) | China Lake Area (CZ14) | Palmdale AP | 199974 | 310.495 | 20.8098 | 0 | 0 | 0 | 0 | 280.605 | 89.3796 | 0 | 1767.84 | 0 | 862.464 | 3331.58 | 0 | 0 | 0 | 147.039 | 0 | 418.855 | 0 | 0 | 0 | 0 | 0 | 0 | 565.894 | 360.69 | 31.0538 | 0 | 0 | 0 | 0 | 121.109 | 71.9583 | 0 | 441.655 | 0 | 221.996 | 1248.46 | 0 | 0 | 0 | 1801.52 | 0 | 36.029 | 0 | 0 | 0 | 0 | 0 | 0 | 1837.55 | 6556.91 | 752.444 | - | - | - | - | 0 | 0 | 6772 | 0 | 0 | 0 | 0 | 0 | 0 | 0 | 0 | 6772 | MBT | 96
07/27/18 @ 03:05 | MBT-w15-v96-WCChlrBase-mNE-HVAC-Proto.pd2 | MBT-w15-v96-WCChlrBase-mNE-HVAC-Proto | MBT-w15-v96 | California (Title 24) | Blythe Area (CZ15) | Palm Springs | 199974 | 536.432 | 40.2779 | 0 | 0 | 0 | 0 | 342.122 | 145.235 | 0 | 1767.84 | 0 | 862.464 | 3694.36 | 0 | 0 | 0 | 5.6883 | 0 | 348.116 | 0 | 0 | 0 | 0 | 0 | 0 | 353.805 | 368.239 | 30.291 | 0 | 0 | 0 | 0 | 155.43 | 68.1838 | 0 | 440.963 | 0 | 221.996 | 1285.1 | 0 | 0 | 0 | 923.738 | 0 | 32.1005 | 0 | 0 | 0 | 0 | 0 | 0 | 955.839 | 6717.26 | 783 | - | - | - | - | 0 | 0 | 7047 | 0 | 0 | 0 | 0 | 0 | 0 | 0 | 0 | 7047 | MBT | 96
07/27/18 @ 03:05 | MBT-w16-v96-WCChlrBase-mNE-HVAC-Proto.pd2 | MBT-w16-v96-WCChlrBase-mNE-HVAC-Proto | MBT-w16-v96 | California (Title 24) | Mount Shasta Area (CZ16) | Blue Canyon AP | 199974 | 141.962 | 7.8548 | 0 | 0 | 0 | 0 | 259.357 | 46.2619 | 0 | 1767.84 | 0 | 862.464 | 3085.72 | 0 | 0 | 0 | 574.17 | 0 | 479.242 | 0 | 0 | 0 | 0 | 0 | 0 | 1053.41 | 241.463 | 14.6369 | 0 | 0 | 0 | 0 | 151.01 | 52.6693 | 0 | 446.85 | 0 | 214.881 | 1121.51 | 0 | 0 | 0 | 4957.78 | 0 | 40.429 | 0 | 0 | 0 | 0 | 0 | 0 | 4998.21 | 4878.17 | 667.222 | - | - | - | - | 0 | 0 | 6005 | 0 | 0 | 0 | 0 | 0 | 0 | 0 | 0 | 6005 | MBT | 96
07/27/18 @ 03:05 | MBT-w01-v03-WCChlrBase-mNE-HVAC-Proto.pd2 | MBT-w01-v03-WCChlrBase-mNE-HVAC-Proto | MBT-w01-v03 | California (Title 24) | Arcata Area (CZ01) | Arcata | 199974 | 53.2191 | 0.88562 | 0 | 0 | 0 | 0 | 144.719 | 25.2831 | 0 | 1677.09 | 0 | 861.13 | 2762.33 | 0 | 0 | 0 | 167.479 | 0 | 458.887 | 0 | 0 | 0 | 0 | 0 | 0 | 626.365 | 155.092 | 3.6742 | 0 | 0 | 0 | 0 | 73.4391 | 40.734 | 0 | 418.327 | 0 | 221.654 | 912.921 | 0 | 0 | 0 | 2731.36 | 0 | 38.0186 | 0 | 0 | 0 | 0 | 0 | 0 | 2769.38 | 3178.05 | 705.111 | - | - | - | - | 0 | 0 | 6346 | 0 | 0 | 0 | 0 | 0 | 0 | 0 | 0 | 6346 | MBT | 03
07/27/18 @ 03:05 | MBT-w02-v03-WCChlrBase-mNE-HVAC-Proto.pd2 | MBT-w02-v03-WCChlrBase-mNE-HVAC-Proto | MBT-w02-v03 | California (Title 24) | Santa Rosa Area (CZ02) | Santa Rosa | 199974 | 202.905 | 5.0392 | 0 | 0 | 0 | 0 | 171.093 | 64.6679 | 0 | 1677.09 | 0 | 861.13 | 2981.93 | 0 | 0 | 0 | 82.2173 | 0 | 427.099 | 0 | 0 | 0 | 0 | 0 | 0 | 509.317 | 255.517 | 7.1261 | 0 | 0 | 0 | 0 | 96.7904 | 52.463 | 0 | 418.327 | 0 | 221.654 | 1051.88 | 0 | 0 | 0 | 1696.26 | 0 | 36.2345 | 0 | 0 | 0 | 0 | 0 | 0 | 1732.5 | 5033.88 | 844.222 | - | - | - | - | 0 | 0 | 7598 | 0 | 0 | 0 | 0 | 0 | 0 | 0 | 0 | 7598 | MBT | 03
07/27/18 @ 03:05 | MBT-w03-v03-WCChlrBase-mNE-HVAC-Proto.pd2 | MBT-w03-v03-WCChlrBase-mNE-HVAC-Proto | MBT-w03-v03 | California (Title 24) | Oakland Area (CZ03) | Oakland AP | 199974 | 156.762 | 3.4431 | 0 | 0 | 0 | 0 | 163.614 | 56.8465 | 0 | 1677.09 | 0 | 861.13 | 2918.89 | 0 | 0 | 0 | 93.9706 | 0 | 428.373 | 0 | 0 | 0 | 0 | 0 | 0 | 522.344 | 192.004 | 4.3749 | 0 | 0 | 0 | 0 | 94.7394 | 44.7352 | 0 | 418.987 | 0 | 221.654 | 976.495 | 0 | 0 | 0 | 1623.52 | 0 | 35.932 | 0 | 0 | 0 | 0 | 0 | 0 | 1659.45 | 3888.09 | 341 | - | - | - | - | 0 | 0 | 3069 | 0 | 0 | 0 | 0 | 0 | 0 | 0 | 0 | 3069 | MBT | 03
07/27/18 @ 03:05 | MBT-w04-v03-WCChlrBase-mNE-HVAC-Proto.pd2 | MBT-w04-v03-WCChlrBase-mNE-HVAC-Proto | MBT-w04-v03 | California (Title 24) | Sunnyvale Area (CZ04) | San Jose | 199974 | 242.164 | 5.8911 | 0 | 0 | 0 | 0 | 180.603 | 78.3572 | 0 | 1677.09 | 0 | 861.13 | 3045.24 | 0 | 0 | 0 | 89.5781 | 0 | 415.105 | 0 | 0 | 0 | 0 | 0 | 0 | 504.683 | 238.179 | 6.0176 | 0 | 0 | 0 | 0 | 113.16 | 51.4291 | 0 | 418.327 | 0 | 221.654 | 1048.77 | 0 | 0 | 0 | 1623.13 | 0 | 35.4153 | 0 | 0 | 0 | 0 | 0 | 0 | 1658.55 | 4770.22 | 408.333 | - | - | - | - | 0 | 0 | 3675 | 0 | 0 | 0 | 0 | 0 | 0 | 0 | 0 | 3675 | MBT | 03
07/27/18 @ 03:06 | MBT-w05-v03-WCChlrBase-mNE-HVAC-Proto.pd2 | MBT-w05-v03-WCChlrBase-mNE-HVAC-Proto | MBT-w05-v03 | California (Title 24) | Santa Maria Area (CZ05) | Santa Maria AP | 199974 | 161.186 | 3.5394 | 0 | 0 | 0 | 0 | 161.639 | 56.7467 | 0 | 1677.09 | 0 | 861.13 | 2921.34 | 0 | 0 | 0 | 84.9567 | 0 | 434.924 | 0 | 0 | 0 | 0 | 0 | 0 | 519.881 | 194.464 | 4.6598 | 0 | 0 | 0 | 0 | 89.4619 | 44.3221 | 0 | 418.987 | 0 | 221.654 | 973.549 | 0 | 0 | 0 | 1312.9 | 0 | 36.2685 | 0 | 0 | 0 | 0 | 0 | 0 | 1349.17 | 3932.41 | 587.889 | - | - | - | - | 0 | 0 | 5291 | 0 | 0 | 0 | 0 | 0 | 0 | 0 | 0 | 5291 | MBT | 03
07/27/18 @ 03:06 | MBT-w06-v03-WCChlrBase-mNE-HVAC-Proto.pd2 | MBT-w06-v03-WCChlrBase-mNE-HVAC-Proto | MBT-w06-v03 | California (Title 24) | Los Angeles Area (CZ06) | Torrance | 199974 | 318.87 | 8.2908 | 0 | 0 | 0 | 0 | 186.061 | 95.2309 | 0 | 1677.09 | 0 | 861.13 | 3146.68 | 0 | 0 | 0 | 42.3013 | 0 | 403.082 | 0 | 0 | 0 | 0 | 0 | 0 | 445.383 | 246.124 | 5.8294 | 0 | 0 | 0 | 0 | 111.125 | 51.459 | 0 | 418.822 | 0 | 221.654 | 1055.01 | 0 | 0 | 0 | 948.422 | 0 | 32.3208 | 0 | 0 | 0 | 0 | 0 | 0 | 980.743 | 4940.36 | 663 | - | - | - | - | 0 | 0 | 5967 | 0 | 0 | 0 | 0 | 0 | 0 | 0 | 0 | 5967 | MBT | 03
07/27/18 @ 03:06 | MBT-w07-v03-WCChlrBase-mNE-HVAC-Proto.pd2 | MBT-w07-v03-WCChlrBase-mNE-HVAC-Proto | MBT-w07-v03 | California (Title 24) | San Diego Area (CZ07) | San Diego AP | 199974 | 301.583 | 7.6506 | 0 | 0 | 0 | 0 | 183.837 | 94.5878 | 0 | 1677.09 | 0 | 861.13 | 3125.89 | 0 | 0 | 0 | 10.0573 | 0 | 398.883 | 0 | 0 | 0 | 0 | 0 | 0 | 408.941 | 252.612 | 5.9711 | 0 | 0 | 0 | 0 | 106.909 | 51.3293 | 0 | 418.822 | 0 | 221.654 | 1057.3 | 0 | 0 | 0 | 861.317 | 0 | 33.5166 | 0 | 0 | 0 | 0 | 0 | 0 | 894.833 | 5112.7 | 910.444 | - | - | - | - | 0 | 0 | 8194 | 0 | 0 | 0 | 0 | 0 | 0 | 0 | 0 | 8194 | MBT | 03
07/27/18 @ 03:06 | MBT-w08-v03-WCChlrBase-mNE-HVAC-Proto.pd2 | MBT-w08-v03-WCChlrBase-mNE-HVAC-Proto | MBT-w08-v03 | California (Title 24) | El Toro Area (CZ08) | Fullerton | 199974 | 354.259 | 9.3037 | 0 | 0 | 0 | 0 | 189.053 | 105.886 | 0 | 1677.09 | 0 | 861.13 | 3196.73 | 0 | 0 | 0 | 44.8235 | 0 | 392.517 | 0 | 0 | 0 | 0 | 0 | 0 | 437.34 | 290.192 | 11.0195 | 0 | 0 | 0 | 0 | 105.483 | 57.7446 | 0 | 418.327 | 0 | 221.654 | 1104.42 | 0 | 0 | 0 | 1384.2 | 0 | 33.3759 | 0 | 0 | 0 | 0 | 0 | 0 | 1417.58 | 5450.18 | 969.778 | - | - | - | - | 0 | 0 | 8728 | 0 | 0 | 0 | 0 | 0 | 0 | 0 | 0 | 8728 | MBT | 03
07/27/18 @ 03:06 | MBT-w09-v03-WCChlrBase-mNE-HVAC-Proto.pd2 | MBT-w09-v03-WCChlrBase-mNE-HVAC-Proto | MBT-w09-v03 | California (Title 24) | Pasadena Area (CZ09) | Burbank AP | 199974 | 349.601 | 9.6119 | 0 | 0 | 0 | 0 | 194.272 | 106.876 | 0 | 1677.09 | 0 | 861.13 | 3198.59 | 0 | 0 | 0 | 43.0444 | 0 | 392.056 | 0 | 0 | 0 | 0 | 0 | 0 | 435.101 | 338.348 | 18.3261 | 0 | 0 | 0 | 0 | 121.858 | 68.4589 | 0 | 418.987 | 0 | 221.654 | 1187.63 | 0 | 0 | 0 | 1515.53 | 0 | 33.593 | 0 | 0 | 0 | 0 | 0 | 0 | 1549.12 | 6233.77 | 723.333 | - | - | - | - | 0 | 0 | 6510 | 0 | 0 | 0 | 0 | 0 | 0 | 0 | 0 | 6510 | MBT | 03
07/27/18 @ 03:06 | MBT-w10-v03-WCChlrBase-mNE-HVAC-Proto.pd2 | MBT-w10-v03-WCChlrBase-mNE-HVAC-Proto | MBT-w10-v03 | California (Title 24) | San Bernardino Area (CZ10) | Riverside FS 3 | 199974 | 345.146 | 9.1718 | 0 | 0 | 0 | 0 | 195.832 | 102.938 | 0 | 1677.09 | 0 | 861.13 | 3191.32 | 0 | 0 | 0 | 13.4834 | 0 | 390.253 | 0 | 0 | 0 | 0 | 0 | 0 | 403.736 | 318.609 | 13.697 | 0 | 0 | 0 | 0 | 120.778 | 63.5954 | 0 | 418.987 | 0 | 221.654 | 1157.32 | 0 | 0 | 0 | 1419.65 | 0 | 33.6828 | 0 | 0 | 0 | 0 | 0 | 0 | 1453.33 | 5894.97 | 971.444 | - | - | - | - | 0 | 0 | 8743 | 0 | 0 | 0 | 0 | 0 | 0 | 0 | 0 | 8743 | MBT | 03
07/27/18 @ 03:06 | MBT-w11-v03-WCChlrBase-mNE-HVAC-Proto.pd2 | MBT-w11-v03-WCChlrBase-mNE-HVAC-Proto | MBT-w11-v03 | California (Title 24) | Red Bluff Area (CZ11) | Red Bluff AP | 199974 | 298.105 | 7.8246 | 0 | 0 | 0 | 0 | 194.178 | 86.2677 | 0 | 1677.09 | 0 | 861.13 | 3124.61 | 0 | 0 | 0 | 109.885 | 0 | 395.359 | 0 | 0 | 0 | 0 | 0 | 0 | 505.244 | 298.322 | 11.5061 | 0 | 0 | 0 | 0 | 120.752 | 59.0827 | 0 | 418.327 | 0 | 221.654 | 1129.64 | 0 | 0 | 0 | 1429.01 | 0 | 35.3518 | 0 | 0 | 0 | 0 | 0 | 0 | 1464.36 | 5603.62 | 444.444 | - | - | - | - | 0 | 0 | 4000 | 0 | 0 | 0 | 0 | 0 | 0 | 0 | 0 | 4000 | MBT | 03
07/27/18 @ 03:06 | MBT-w12-v03-WCChlrBase-mNE-HVAC-Proto.pd2 | MBT-w12-v03-WCChlrBase-mNE-HVAC-Proto | MBT-w12-v03 | California (Title 24) | Sacramento Area (CZ12) | Sacramento AP | 199974 | 259.783 | 6.8356 | 0 | 0 | 0 | 0 | 184.335 | 77.0326 | 0 | 1677.09 | 0 | 861.13 | 3066.22 | 0 | 0 | 0 | 95.6765 | 0 | 407.744 | 0 | 0 | 0 | 0 | 0 | 0 | 503.421 | 273.218 | 7.23 | 0 | 0 | 0 | 0 | 122.051 | 54.1061 | 0 | 418.987 | 0 | 221.654 | 1097.25 | 0 | 0 | 0 | 1698.5 | 0 | 35.4582 | 0 | 0 | 0 | 0 | 0 | 0 | 1733.96 | 5234.74 | 947.556 | - | - | - | - | 0 | 0 | 8528 | 0 | 0 | 0 | 0 | 0 | 0 | 0 | 0 | 8528 | MBT | 03
07/27/18 @ 03:07 | MBT-w13-v03-WCChlrBase-mNE-HVAC-Proto.pd2 | MBT-w13-v03-WCChlrBase-mNE-HVAC-Proto | MBT-w13-v03 | California (Title 24) | Fresno Area (CZ13) | Fresno AP | 199974 | 311.962 | 8.6124 | 0 | 0 | 0 | 0 | 200.722 | 89.7096 | 0 | 1677.09 | 0 | 861.13 | 3149.24 | 0 | 0 | 0 | 85.2768 | 0 | 390.578 | 0 | 0 | 0 | 0 | 0 | 0 | 475.855 | 308.019 | 7.1574 | 0 | 0 | 0 | 0 | 131.312 | 59.9212 | 0 | 418.822 | 0 | 221.654 | 1146.89 | 0 | 0 | 0 | 1562.52 | 0 | 34.9127 | 0 | 0 | 0 | 0 | 0 | 0 | 1597.43 | 5931.6 | 430.333 | - | - | - | - | 0 | 0 | 3873 | 0 | 0 | 0 | 0 | 0 | 0 | 0 | 0 | 3873 | MBT | 03
07/27/18 @ 03:07 | MBT-w14-v03-WCChlrBase-mNE-HVAC-Proto.pd2 | MBT-w14-v03-WCChlrBase-mNE-HVAC-Proto | MBT-w14-v03 | California (Title 24) | China Lake Area (CZ14) | Palmdale AP | 199974 | 307.529 | 7.7311 | 0 | 0 | 0 | 0 | 195.978 | 91.3175 | 0 | 1677.09 | 0 | 861.13 | 3140.79 | 0 | 0 | 0 | 117.406 | 0 | 398.259 | 0 | 0 | 0 | 0 | 0 | 0 | 515.665 | 345.558 | 29.0487 | 0 | 0 | 0 | 0 | 88.9061 | 68.6357 | 0 | 418.987 | 0 | 221.654 | 1172.79 | 0 | 0 | 0 | 1811.28 | 0 | 33.8706 | 0 | 0 | 0 | 0 | 0 | 0 | 1845.15 | 6319.79 | 702.222 | - | - | - | - | 0 | 0 | 6320 | 0 | 0 | 0 | 0 | 0 | 0 | 0 | 0 | 6320 | MBT | 03
07/27/18 @ 03:07 | MBT-w15-v03-WCChlrBase-mNE-HVAC-Proto.pd2 | MBT-w15-v03-WCChlrBase-mNE-HVAC-Proto | MBT-w15-v03 | California (Title 24) | Blythe Area (CZ15) | Palm Springs | 199974 | 520.781 | 15.7262 | 0 | 0 | 0 | 0 | 250.083 | 144.264 | 0 | 1677.09 | 0 | 861.13 | 3469.09 | 0 | 0 | 0 | 0.86341 | 0 | 329.475 | 0 | 0 | 0 | 0 | 0 | 0 | 330.338 | 356.725 | 28.3205 | 0 | 0 | 0 | 0 | 125.634 | 72.2329 | 0 | 418.327 | 0 | 221.654 | 1222.89 | 0 | 0 | 0 | 863.406 | 0 | 19.767 | 0 | 0 | 0 | 0 | 0 | 0 | 883.173 | 6540.2 | 724.222 | - | - | - | - | 0 | 0 | 6518 | 0 | 0 | 0 | 0 | 0 | 0 | 0 | 0 | 6518 | MBT | 03
07/27/18 @ 03:07 | MBT-w16-v03-WCChlrBase-mNE-HVAC-Proto.pd2 | MBT-w16-v03-WCChlrBase-mNE-HVAC-Proto | MBT-w16-v03 | California (Title 24) | Mount Shasta Area (CZ16) | Blue Canyon AP | 199974 | 143.728 | 3.0146 | 0 | 0 | 0 | 0 | 170.234 | 48.4959 | 0 | 1677.09 | 0 | 861.13 | 2903.7 | 0 | 0 | 0 | 557.081 | 0 | 456.975 | 0 | 0 | 0 | 0 | 0 | 0 | 1014.06 | 246.808 | 5.9636 | 0 | 0 | 0 | 0 | 130.641 | 51.5868 | 0 | 423.936 | 0 | 214.539 | 1073.47 | 0 | 0 | 0 | 4601.91 | 0 | 39.848 | 0 | 0 | 0 | 0 | 0 | 0 | 4641.75 | 4869.86 | 620.444 | - | - | - | - | 0 | 0 | 5584 | 0 | 0 | 0 | 0 | 0 | 0 | 0 | 0 | 5584 | MBT | 03
07/27/18 @ 03:07 | MBT-w01-v07-WCChlrBase-mNE-HVAC-Proto.pd2 | MBT-w01-v07-WCChlrBase-mNE-HVAC-Proto | MBT-w01-v07 | California (Title 24) | Arcata Area (CZ01) | Arcata | 199974 | 49.0921 | 0.82048 | 0 | 0 | 0 | 0 | 134.772 | 21.0636 | 0 | 1600.86 | 0 | 804.231 | 2610.84 | 0 | 0 | 0 | 185.496 | 0 | 458.917 | 0 | 0 | 0 | 0 | 0 | 0 | 644.413 | 145.769 | 3.4567 | 0 | 0 | 0 | 0 | 68.19 | 38.5872 | 0 | 399.312 | 0 | 204.641 | 859.957 | 0 | 0 | 0 | 2800.35 | 0 | 38.0314 | 0 | 0 | 0 | 0 | 0 | 0 | 2838.38 | 3029.4 | 663.444 | - | - | - | - | 0 | 0 | 5971 | 0 | 0 | 0 | 0 | 0 | 0 | 0 | 0 | 5971 | MBT | 07
07/27/18 @ 03:07 | MBT-w02-v07-WCChlrBase-mNE-HVAC-Proto.pd2 | MBT-w02-v07-WCChlrBase-mNE-HVAC-Proto | MBT-w02-v07 | California (Title 24) | Santa Rosa Area (CZ02) | Santa Rosa | 199974 | 193.613 | 4.8093 | 0 | 0 | 0 | 0 | 160.633 | 61.7633 | 0 | 1600.86 | 0 | 804.231 | 2825.91 | 0 | 0 | 0 | 92.6705 | 0 | 427.128 | 0 | 0 | 0 | 0 | 0 | 0 | 519.799 | 246.837 | 6.8587 | 0 | 0 | 0 | 0 | 91.8886 | 50.6382 | 0 | 399.312 | 0 | 204.641 | 1000.18 | 0 | 0 | 0 | 1685.09 | 0 | 36.2474 | 0 | 0 | 0 | 0 | 0 | 0 | 1721.34 | 4792.4 | 799.222 | - | - | - | - | 0 | 0 | 7193 | 0 | 0 | 0 | 0 | 0 | 0 | 0 | 0 | 7193 | MBT | 07
07/27/18 @ 03:07 | MBT-w03-v07-WCChlrBase-mNE-HVAC-Proto.pd2 | MBT-w03-v07-WCChlrBase-mNE-HVAC-Proto | MBT-w03-v07 | California (Title 24) | Oakland Area (CZ03) | Oakland AP | 199974 | 147.497 | 3.2465 | 0 | 0 | 0 | 0 | 153.236 | 51.1404 | 0 | 1600.86 | 0 | 804.231 | 2760.21 | 0 | 0 | 0 | 97.6962 | 0 | 428.403 | 0 | 0 | 0 | 0 | 0 | 0 | 526.099 | 183.116 | 4.1577 | 0 | 0 | 0 | 0 | 89.5143 | 42.3923 | 0 | 399.942 | 0 | 204.641 | 923.764 | 0 | 0 | 0 | 1585.19 | 0 | 35.9446 | 0 | 0 | 0 | 0 | 0 | 0 | 1621.14 | 3741.47 | 323 | - | - | - | - | 0 | 0 | 2907 | 0 | 0 | 0 | 0 | 0 | 0 | 0 | 0 | 2907 | MBT | 07
07/27/18 @ 03:08 | MBT-w04-v07-WCChlrBase-mNE-HVAC-Proto.pd2 | MBT-w04-v07-WCChlrBase-mNE-HVAC-Proto | MBT-w04-v07 | California (Title 24) | Sunnyvale Area (CZ04) | San Jose | 199974 | 230.593 | 5.6064 | 0 | 0 | 0 | 0 | 169.898 | 73.9898 | 0 | 1600.86 | 0 | 804.231 | 2885.18 | 0 | 0 | 0 | 93.0757 | 0 | 415.133 | 0 | 0 | 0 | 0 | 0 | 0 | 508.208 | 229.613 | 5.7748 | 0 | 0 | 0 | 0 | 108.014 | 49.3514 | 0 | 399.312 | 0 | 204.641 | 996.707 | 0 | 0 | 0 | 1397.81 | 0 | 35.4279 | 0 | 0 | 0 | 0 | 0 | 0 | 1433.24 | 4604.69 | 371.111 | - | - | - | - | 0 | 0 | 3340 | 0 | 0 | 0 | 0 | 0 | 0 | 0 | 0 | 3340 | MBT | 07
07/27/18 @ 03:08 | MBT-w05-v07-WCChlrBase-mNE-HVAC-Proto.pd2 | MBT-w05-v07-WCChlrBase-mNE-HVAC-Proto | MBT-w05-v07 | California (Title 24) | Santa Maria Area (CZ05) | Santa Maria AP | 199974 | 151.105 | 3.3329 | 0 | 0 | 0 | 0 | 151.261 | 51.1601 | 0 | 1600.86 | 0 | 804.231 | 2761.95 | 0 | 0 | 0 | 82.106 | 0 | 434.954 | 0 | 0 | 0 | 0 | 0 | 0 | 517.06 | 184.955 | 4.4093 | 0 | 0 | 0 | 0 | 83.7211 | 41.876 | 0 | 399.942 | 0 | 204.641 | 919.545 | 0 | 0 | 0 | 1147.06 | 0 | 34.5024 | 0 | 0 | 0 | 0 | 0 | 0 | 1181.56 | 3744.76 | 556 | - | - | - | - | 0 | 0 | 5004 | 0 | 0 | 0 | 0 | 0 | 0 | 0 | 0 | 5004 | MBT | 07
07/27/18 @ 03:08 | MBT-w06-v07-WCChlrBase-mNE-HVAC-Proto.pd2 | MBT-w06-v07-WCChlrBase-mNE-HVAC-Proto | MBT-w06-v07 | California (Title 24) | Los Angeles Area (CZ06) | Torrance | 199974 | 303.036 | 7.891 | 0 | 0 | 0 | 0 | 175.273 | 90.2758 | 0 | 1600.86 | 0 | 804.231 | 2981.57 | 0 | 0 | 0 | 47.1767 | 0 | 403.109 | 0 | 0 | 0 | 0 | 0 | 0 | 450.285 | 234.163 | 5.5613 | 0 | 0 | 0 | 0 | 104.649 | 49.3496 | 0 | 399.784 | 0 | 204.641 | 998.149 | 0 | 0 | 0 | 1000.28 | 0 | 32.3301 | 0 | 0 | 0 | 0 | 0 | 0 | 1032.61 | 4702.74 | 633.889 | - | - | - | - | 0 | 0 | 5705 | 0 | 0 | 0 | 0 | 0 | 0 | 0 | 0 | 5705 | MBT | 07
07/27/18 @ 03:08 | MBT-w07-v07-WCChlrBase-mNE-HVAC-Proto.pd2 | MBT-w07-v07-WCChlrBase-mNE-HVAC-Proto | MBT-w07-v07 | California (Title 24) | San Diego Area (CZ07) | San Diego AP | 199974 | 286.556 | 7.2753 | 0 | 0 | 0 | 0 | 173.177 | 90.084 | 0 | 1600.86 | 0 | 804.231 | 2962.18 | 0 | 0 | 0 | 10.3139 | 0 | 398.91 | 0 | 0 | 0 | 0 | 0 | 0 | 409.224 | 240.183 | 5.6091 | 0 | 0 | 0 | 0 | 104.276 | 49.3863 | 0 | 397.213 | 0 | 204.295 | 1000.96 | 0 | 0 | 0 | 621.142 | 0 | 31.1243 | 0 | 0 | 0 | 0 | 0 | 0 | 652.266 | 4890.79 | 864.111 | - | - | - | - | 0 | 0 | 7777 | 0 | 0 | 0 | 0 | 0 | 0 | 0 | 0 | 7777 | MBT | 07
07/27/18 @ 03:08 | MBT-w08-v07-WCChlrBase-mNE-HVAC-Proto.pd2 | MBT-w08-v07-WCChlrBase-mNE-HVAC-Proto | MBT-w08-v07 | California (Title 24) | El Toro Area (CZ08) | Fullerton | 199974 | 338.599 | 8.9057 | 0 | 0 | 0 | 0 | 178.74 | 102.32 | 0 | 1600.86 | 0 | 804.231 | 3033.66 | 0 | 0 | 0 | 46.6201 | 0 | 392.543 | 0 | 0 | 0 | 0 | 0 | 0 | 439.163 | 281.59 | 10.6066 | 0 | 0 | 0 | 0 | 101.176 | 56.2161 | 0 | 399.312 | 0 | 204.641 | 1053.54 | 0 | 0 | 0 | 1218.1 | 0 | 33.3877 | 0 | 0 | 0 | 0 | 0 | 0 | 1251.49 | 5293.78 | 923.444 | - | - | - | - | 0 | 0 | 8311 | 0 | 0 | 0 | 0 | 0 | 0 | 0 | 0 | 8311 | MBT | 07
07/27/18 @ 03:08 | MBT-w09-v07-WCChlrBase-mNE-HVAC-Proto.pd2 | MBT-w09-v07-WCChlrBase-mNE-HVAC-Proto | MBT-w09-v07 | California (Title 24) | Pasadena Area (CZ09) | Burbank AP | 199974 | 335.502 | 9.2244 | 0 | 0 | 0 | 0 | 183.647 | 105.323 | 0 | 1600.86 | 0 | 804.231 | 3038.79 | 0 | 0 | 0 | 49.4103 | 0 | 392.081 | 0 | 0 | 0 | 0 | 0 | 0 | 441.492 | 328.762 | 17.6393 | 0 | 0 | 0 | 0 | 117.18 | 66.8429 | 0 | 399.942 | 0 | 204.641 | 1135.01 | 0 | 0 | 0 | 1545.02 | 0 | 33.6054 | 0 | 0 | 0 | 0 | 0 | 0 | 1578.62 | 6077.37 | 690.556 | - | - | - | - | 0 | 0 | 6215 | 0 | 0 | 0 | 0 | 0 | 0 | 0 | 0 | 6215 | MBT | 07
07/27/18 @ 03:08 | MBT-w10-v07-WCChlrBase-mNE-HVAC-Proto.pd2 | MBT-w10-v07-WCChlrBase-mNE-HVAC-Proto | MBT-w10-v07 | California (Title 24) | San Bernardino Area (CZ10) | Riverside FS 3 | 199974 | 331 | 8.7977 | 0 | 0 | 0 | 0 | 185.078 | 101.005 | 0 | 1600.86 | 0 | 804.231 | 3030.97 | 0 | 0 | 0 | 14.1628 | 0 | 390.279 | 0 | 0 | 0 | 0 | 0 | 0 | 404.442 | 309.158 | 13.0258 | 0 | 0 | 0 | 0 | 115.581 | 62.0885 | 0 | 399.942 | 0 | 204.641 | 1104.44 | 0 | 0 | 0 | 1168.4 | 0 | 33.6958 | 0 | 0 | 0 | 0 | 0 | 0 | 1202.1 | 5723.01 | 925.333 | - | - | - | - | 0 | 0 | 8328 | 0 | 0 | 0 | 0 | 0 | 0 | 0 | 0 | 8328 | MBT | 07
07/27/18 @ 03:08 | MBT-w11-v07-WCChlrBase-mNE-HVAC-Proto.pd2 | MBT-w11-v07-WCChlrBase-mNE-HVAC-Proto | MBT-w11-v07 | California (Title 24) | Red Bluff Area (CZ11) | Red Bluff AP | 199974 | 285.82 | 7.4945 | 0 | 0 | 0 | 0 | 184.06 | 83.2392 | 0 | 1600.86 | 0 | 804.231 | 2965.71 | 0 | 0 | 0 | 106.415 | 0 | 395.383 | 0 | 0 | 0 | 0 | 0 | 0 | 501.797 | 289.368 | 10.9314 | 0 | 0 | 0 | 0 | 115.858 | 57.6277 | 0 | 399.312 | 0 | 204.641 | 1077.74 | 0 | 0 | 0 | 1378.61 | 0 | 33.6144 | 0 | 0 | 0 | 0 | 0 | 0 | 1412.23 | 5440.12 | 424.778 | - | - | - | - | 0 | 0 | 3823 | 0 | 0 | 0 | 0 | 0 | 0 | 0 | 0 | 3823 | MBT | 07
07/27/18 @ 03:09 | MBT-w12-v07-WCChlrBase-mNE-HVAC-Proto.pd2 | MBT-w12-v07-WCChlrBase-mNE-HVAC-Proto | MBT-w12-v07 | California (Title 24) | Sacramento Area (CZ12) | Sacramento AP | 199974 | 248.695 | 6.5505 | 0 | 0 | 0 | 0 | 173.871 | 73.9604 | 0 | 1600.86 | 0 | 804.231 | 2908.17 | 0 | 0 | 0 | 105.05 | 0 | 407.771 | 0 | 0 | 0 | 0 | 0 | 0 | 512.821 | 265.062 | 6.9679 | 0 | 0 | 0 | 0 | 117.324 | 52.3592 | 0 | 399.942 | 0 | 204.641 | 1046.3 | 0 | 0 | 0 | 1830.31 | 0 | 35.471 | 0 | 0 | 0 | 0 | 0 | 0 | 1865.78 | 5067.66 | 900.889 | - | - | - | - | 0 | 0 | 8108 | 0 | 0 | 0 | 0 | 0 | 0 | 0 | 0 | 8108 | MBT | 07
07/27/18 @ 03:09 | MBT-w13-v07-WCChlrBase-mNE-HVAC-Proto.pd2 | MBT-w13-v07-WCChlrBase-mNE-HVAC-Proto | MBT-w13-v07 | California (Title 24) | Fresno Area (CZ13) | Fresno AP | 199974 | 300.299 | 8.3136 | 0 | 0 | 0 | 0 | 190.181 | 87.2447 | 0 | 1600.86 | 0 | 804.231 | 2991.13 | 0 | 0 | 0 | 90.4576 | 0 | 390.604 | 0 | 0 | 0 | 0 | 0 | 0 | 481.061 | 304.353 | 12.8893 | 0 | 0 | 0 | 0 | 119.861 | 59.4832 | 0 | 399.312 | 0 | 204.641 | 1100.54 | 0 | 0 | 0 | 1535.03 | 0 | 34.9256 | 0 | 0 | 0 | 0 | 0 | 0 | 1569.95 | 5706.13 | 429.444 | - | - | - | - | 0 | 0 | 3865 | 0 | 0 | 0 | 0 | 0 | 0 | 0 | 0 | 3865 | MBT | 07
07/27/18 @ 03:09 | MBT-w14-v07-WCChlrBase-mNE-HVAC-Proto.pd2 | MBT-w14-v07-WCChlrBase-mNE-HVAC-Proto | MBT-w14-v07 | California (Title 24) | China Lake Area (CZ14) | Palmdale AP | 199974 | 296.201 | 7.438 | 0 | 0 | 0 | 0 | 185.306 | 90.5511 | 0 | 1600.86 | 0 | 804.231 | 2984.59 | 0 | 0 | 0 | 131.741 | 0 | 398.285 | 0 | 0 | 0 | 0 | 0 | 0 | 530.026 | 337.314 | 28.3573 | 0 | 0 | 0 | 0 | 85.6693 | 66.6775 | 0 | 399.942 | 0 | 204.641 | 1122.6 | 0 | 0 | 0 | 2467.48 | 0 | 33.8815 | 0 | 0 | 0 | 0 | 0 | 0 | 2501.36 | 6187.92 | 670.667 | - | - | - | - | 0 | 0 | 6036 | 0 | 0 | 0 | 0 | 0 | 0 | 0 | 0 | 6036 | MBT | 07
07/27/18 @ 03:09 | MBT-w15-v07-WCChlrBase-mNE-HVAC-Proto.pd2 | MBT-w15-v07-WCChlrBase-mNE-HVAC-Proto | MBT-w15-v07 | California (Title 24) | Blythe Area (CZ15) | Palm Springs | 199974 | 504.219 | 15.2086 | 0 | 0 | 0 | 0 | 238.696 | 143.367 | 0 | 1600.86 | 0 | 804.231 | 3306.59 | 0 | 0 | 0 | 1.1224 | 0 | 329.495 | 0 | 0 | 0 | 0 | 0 | 0 | 330.617 | 346.816 | 21.3164 | 0 | 0 | 0 | 0 | 130.774 | 69.9428 | 0 | 399.942 | 0 | 204.641 | 1173.43 | 0 | 0 | 0 | 574.414 | 0 | 19.7678 | 0 | 0 | 0 | 0 | 0 | 0 | 594.182 | 6422.52 | 686.111 | - | - | - | - | 0 | 0 | 6175 | 0 | 0 | 0 | 0 | 0 | 0 | 0 | 0 | 6175 | MBT | 07
07/27/18 @ 03:09 | MBT-w16-v07-WCChlrBase-mNE-HVAC-Proto.pd2 | MBT-w16-v07-WCChlrBase-mNE-HVAC-Proto | MBT-w16-v07 | California (Title 24) | Mount Shasta Area (CZ16) | Blue Canyon AP | 199974 | 136.726 | 2.8706 | 0 | 0 | 0 | 0 | 158.676 | 44.5216 | 0 | 1600.86 | 0 | 804.231 | 2747.89 | 0 | 0 | 0 | 596.283 | 0 | 457.01 | 0 | 0 | 0 | 0 | 0 | 0 | 1053.29 | 237.399 | 5.711 | 0 | 0 | 0 | 0 | 124.279 | 49.5201 | 0 | 404.666 | 0 | 198.153 | 1019.73 | 0 | 0 | 0 | 4710.4 | 0 | 38.0471 | 0 | 0 | 0 | 0 | 0 | 0 | 4748.45 | 4688.38 | 588.333 | - | - | - | - | 0 | 0 | 5295 | 0 | 0 | 0 | 0 | 0 | 0 | 0 | 0 | 5295 | MBT | 07
07/27/18 @ 03:09 | MBT-w01-v11-WCChlrBase-mNE-HVAC-Proto.pd2 | MBT-w01-v11-WCChlrBase-mNE-HVAC-Proto | MBT-w01-v11 | California (Title 24) | Arcata Area (CZ01) | Arcata | 199974 | 48.7604 | 0.81179 | 0 | 0 | 0 | 0 | 133.707 | 20.9458 | 0 | 1600.86 | 0 | 763.158 | 2568.25 | 0 | 0 | 0 | 167.943 | 0 | 458.91 | 0 | 0 | 0 | 0 | 0 | 0 | 626.853 | 144.913 | 3.4362 | 0 | 0 | 0 | 0 | 68.0988 | 38.3649 | 0 | 399.312 | 0 | 192.422 | 846.547 | 0 | 0 | 0 | 2572.98 | 0 | 38.0246 | 0 | 0 | 0 | 0 | 0 | 0 | 2611.01 | 2982.06 | 650.778 | - | - | - | - | 0 | 0 | 5857 | 0 | 0 | 0 | 0 | 0 | 0 | 0 | 0 | 5857 | MBT | 11
07/27/18 @ 03:09 | MBT-w02-v11-WCChlrBase-mNE-HVAC-Proto.pd2 | MBT-w02-v11-WCChlrBase-mNE-HVAC-Proto | MBT-w02-v11 | California (Title 24) | Santa Rosa Area (CZ02) | Santa Rosa | 199974 | 189.762 | 4.7231 | 0 | 0 | 0 | 0 | 164.669 | 60.1516 | 0 | 1600.86 | 0 | 763.158 | 2783.33 | 0 | 0 | 0 | 20.0392 | 0 | 427.089 | 0 | 0 | 0 | 0 | 0 | 0 | 447.128 | 243.701 | 5.8491 | 0 | 0 | 0 | 0 | 86.0611 | 49.3182 | 0 | 404.666 | 0 | 186.398 | 975.992 | 0 | 0 | 0 | 680.47 | 0 | 36.2053 | 0 | 0 | 0 | 0 | 0 | 0 | 716.676 | 4768.29 | 780.889 | - | - | - | - | 0 | 0 | 7028 | 0 | 0 | 0 | 0 | 0 | 0 | 0 | 0 | 7028 | MBT | 11
07/27/18 @ 03:10 | MBT-w03-v11-WCChlrBase-mNE-HVAC-Proto.pd2 | MBT-w03-v11-WCChlrBase-mNE-HVAC-Proto | MBT-w03-v11 | California (Title 24) | Oakland Area (CZ03) | Oakland AP | 199974 | 150.052 | 3.2854 | 0 | 0 | 0 | 0 | 158.499 | 52.808 | 0 | 1600.86 | 0 | 763.158 | 2728.66 | 0 | 0 | 0 | 29.9595 | 0 | 428.359 | 0 | 0 | 0 | 0 | 0 | 0 | 458.318 | 182.749 | 4.2436 | 0 | 0 | 0 | 0 | 89.897 | 43.4369 | 0 | 399.942 | 0 | 192.422 | 912.691 | 0 | 0 | 0 | 723.42 | 0 | 35.9041 | 0 | 0 | 0 | 0 | 0 | 0 | 759.324 | 3676.98 | 318.889 | - | - | - | - | 0 | 0 | 2870 | 0 | 0 | 0 | 0 | 0 | 0 | 0 | 0 | 2870 | MBT | 11
07/27/18 @ 03:10 | MBT-w04-v11-WCChlrBase-mNE-HVAC-Proto.pd2 | MBT-w04-v11-WCChlrBase-mNE-HVAC-Proto | MBT-w04-v11 | California (Title 24) | Sunnyvale Area (CZ04) | San Jose | 199974 | 227.712 | 5.5446 | 0 | 0 | 0 | 0 | 174.228 | 73.1686 | 0 | 1600.86 | 0 | 763.158 | 2844.67 | 0 | 0 | 0 | 29.5878 | 0 | 415.095 | 0 | 0 | 0 | 0 | 0 | 0 | 444.683 | 224.229 | 5.7253 | 0 | 0 | 0 | 0 | 107.397 | 48.9935 | 0 | 399.312 | 0 | 192.422 | 978.079 | 0 | 0 | 0 | 707.938 | 0 | 35.3873 | 0 | 0 | 0 | 0 | 0 | 0 | 743.326 | 4480.83 | 364 | - | - | - | - | 0 | 0 | 3276 | 0 | 0 | 0 | 0 | 0 | 0 | 0 | 0 | 3276 | MBT | 11
07/27/18 @ 03:10 | MBT-w05-v11-WCChlrBase-mNE-HVAC-Proto.pd2 | MBT-w05-v11-WCChlrBase-mNE-HVAC-Proto | MBT-w05-v11 | California (Title 24) | Santa Maria Area (CZ05) | Santa Maria AP | 199974 | 151.528 | 3.333 | 0 | 0 | 0 | 0 | 153.419 | 51.3064 | 0 | 1600.86 | 0 | 763.158 | 2723.61 | 0 | 0 | 0 | 38.5023 | 0 | 434.93 | 0 | 0 | 0 | 0 | 0 | 0 | 473.432 | 185.112 | 4.4101 | 0 | 0 | 0 | 0 | 85.4383 | 41.5987 | 0 | 399.942 | 0 | 192.422 | 908.923 | 0 | 0 | 0 | 843.524 | 0 | 36.2627 | 0 | 0 | 0 | 0 | 0 | 0 | 879.786 | 3746.07 | 546.556 | - | - | - | - | 0 | 0 | 4919 | 0 | 0 | 0 | 0 | 0 | 0 | 0 | 0 | 4919 | MBT | 11
07/27/18 @ 03:10 | MBT-w06-v11-WCChlrBase-mNE-HVAC-Proto.pd2 | MBT-w06-v11-WCChlrBase-mNE-HVAC-Proto | MBT-w06-v11 | California (Title 24) | Los Angeles Area (CZ06) | Torrance | 199974 | 299.784 | 7.8073 | 0 | 0 | 0 | 0 | 174.252 | 89.2909 | 0 | 1600.86 | 0 | 763.158 | 2935.15 | 0 | 0 | 0 | 36.7857 | 0 | 403.1 | 0 | 0 | 0 | 0 | 0 | 0 | 439.886 | 233.323 | 5.52 | 0 | 0 | 0 | 0 | 105.456 | 48.7796 | 0 | 399.784 | 0 | 192.422 | 985.286 | 0 | 0 | 0 | 820.043 | 0 | 32.3226 | 0 | 0 | 0 | 0 | 0 | 0 | 852.365 | 4685.62 | 622.778 | - | - | - | - | 0 | 0 | 5605 | 0 | 0 | 0 | 0 | 0 | 0 | 0 | 0 | 5605 | MBT | 11
07/27/18 @ 03:10 | MBT-w07-v11-WCChlrBase-mNE-HVAC-Proto.pd2 | MBT-w07-v11-WCChlrBase-mNE-HVAC-Proto | MBT-w07-v11 | California (Title 24) | San Diego Area (CZ07) | San Diego AP | 199974 | 284.448 | 7.2196 | 0 | 0 | 0 | 0 | 173.669 | 89.4234 | 0 | 1600.86 | 0 | 763.158 | 2918.78 | 0 | 0 | 0 | 4.4638 | 0 | 398.892 | 0 | 0 | 0 | 0 | 0 | 0 | 403.356 | 240.792 | 5.7984 | 0 | 0 | 0 | 0 | 102.227 | 48.8613 | 0 | 399.784 | 0 | 192.422 | 989.885 | 0 | 0 | 0 | 567.783 | 0 | 31.1178 | 0 | 0 | 0 | 0 | 0 | 0 | 598.9 | 4872.77 | 845.889 | - | - | - | - | 0 | 0 | 7613 | 0 | 0 | 0 | 0 | 0 | 0 | 0 | 0 | 7613 | MBT | 11
07/27/18 @ 03:10 | MBT-w08-v11-WCChlrBase-mNE-HVAC-Proto.pd2 | MBT-w08-v11-WCChlrBase-mNE-HVAC-Proto | MBT-w08-v11 | California (Title 24) | El Toro Area (CZ08) | Fullerton | 199974 | 333.714 | 8.7923 | 0 | 0 | 0 | 0 | 180.472 | 100.823 | 0 | 1600.86 | 0 | 763.158 | 2987.82 | 0 | 0 | 0 | 11.4101 | 0 | 392.515 | 0 | 0 | 0 | 0 | 0 | 0 | 403.925 | 274.895 | 6.5228 | 0 | 0 | 0 | 0 | 116.969 | 54.4295 | 0 | 399.784 | 0 | 192.422 | 1045.02 | 0 | 0 | 0 | 802.085 | 0 | 33.3577 | 0 | 0 | 0 | 0 | 0 | 0 | 835.443 | 5282.79 | 901.333 | - | - | - | - | 0 | 0 | 8112 | 0 | 0 | 0 | 0 | 0 | 0 | 0 | 0 | 8112 | MBT | 11
07/27/18 @ 03:10 | MBT-w09-v11-WCChlrBase-mNE-HVAC-Proto.pd2 | MBT-w09-v11-WCChlrBase-mNE-HVAC-Proto | MBT-w09-v11 | California (Title 24) | Pasadena Area (CZ09) | Burbank AP | 199974 | 327.052 | 8.988 | 0 | 0 | 0 | 0 | 187.859 | 102.203 | 0 | 1600.86 | 0 | 763.158 | 2990.12 | 0 | 0 | 0 | 5.3522 | 0 | 392.039 | 0 | 0 | 0 | 0 | 0 | 0 | 397.391 | 318.787 | 19.4965 | 0 | 0 | 0 | 0 | 110.243 | 64.7492 | 0 | 399.312 | 0 | 192.422 | 1105.01 | 0 | 0 | 0 | 556.048 | 0 | 22.5244 | 0 | 0 | 0 | 0 | 0 | 0 | 578.572 | 5862.99 | 663.778 | - | - | - | - | 0 | 0 | 5974 | 0 | 0 | 0 | 0 | 0 | 0 | 0 | 0 | 5974 | MBT | 11
07/27/18 @ 03:11 | MBT-w10-v11-WCChlrBase-mNE-HVAC-Proto.pd2 | MBT-w10-v11-WCChlrBase-mNE-HVAC-Proto | MBT-w10-v11 | California (Title 24) | San Bernardino Area (CZ10) | Riverside FS 3 | 199974 | 324.148 | 8.6202 | 0 | 0 | 0 | 0 | 187.636 | 98.9631 | 0 | 1600.86 | 0 | 763.158 | 2983.39 | 0 | 0 | 0 | 1.1089 | 0 | 390.25 | 0 | 0 | 0 | 0 | 0 | 0 | 391.359 | 302.522 | 12.7442 | 0 | 0 | 0 | 0 | 114.619 | 60.1615 | 0 | 399.942 | 0 | 192.422 | 1082.41 | 0 | 0 | 0 | 590.572 | 0 | 22.1506 | 0 | 0 | 0 | 0 | 0 | 0 | 612.723 | 5603.73 | 900.556 | - | - | - | - | 0 | 0 | 8105 | 0 | 0 | 0 | 0 | 0 | 0 | 0 | 0 | 8105 | MBT | 11
07/27/18 @ 03:11 | MBT-w11-v11-WCChlrBase-mNE-HVAC-Proto.pd2 | MBT-w11-v11-WCChlrBase-mNE-HVAC-Proto | MBT-w11-v11 | California (Title 24) | Red Bluff Area (CZ11) | Red Bluff AP | 199974 | 277.252 | 7.2518 | 0 | 0 | 0 | 0 | 185.66 | 80.457 | 0 | 1600.86 | 0 | 763.158 | 2914.64 | 0 | 0 | 0 | 35.2847 | 0 | 395.35 | 0 | 0 | 0 | 0 | 0 | 0 | 430.634 | 279.617 | 10.6534 | 0 | 0 | 0 | 0 | 112.484 | 55.3173 | 0 | 399.312 | 0 | 192.422 | 1049.81 | 0 | 0 | 0 | 687.604 | 0 | 23.296 | 0 | 0 | 0 | 0 | 0 | 0 | 710.9 | 5256.72 | 397.889 | - | - | - | - | 0 | 0 | 3581 | 0 | 0 | 0 | 0 | 0 | 0 | 0 | 0 | 3581 | MBT | 11
07/27/18 @ 03:11 | MBT-w12-v11-WCChlrBase-mNE-HVAC-Proto.pd2 | MBT-w12-v11-WCChlrBase-mNE-HVAC-Proto | MBT-w12-v11 | California (Title 24) | Sacramento Area (CZ12) | Sacramento AP | 199974 | 242.565 | 6.4044 | 0 | 0 | 0 | 0 | 176.906 | 72.7566 | 0 | 1600.86 | 0 | 763.158 | 2862.65 | 0 | 0 | 0 | 31.6561 | 0 | 407.737 | 0 | 0 | 0 | 0 | 0 | 0 | 439.393 | 256.64 | 6.8182 | 0 | 0 | 0 | 0 | 114.605 | 51.8477 | 0 | 399.942 | 0 | 192.422 | 1022.27 | 0 | 0 | 0 | 719.21 | 0 | 35.4282 | 0 | 0 | 0 | 0 | 0 | 0 | 754.638 | 4977.3 | 863 | - | - | - | - | 0 | 0 | 7767 | 0 | 0 | 0 | 0 | 0 | 0 | 0 | 0 | 7767 | MBT | 11
07/27/18 @ 03:11 | MBT-w13-v11-WCChlrBase-mNE-HVAC-Proto.pd2 | MBT-w13-v11-WCChlrBase-mNE-HVAC-Proto | MBT-w13-v11 | California (Title 24) | Fresno Area (CZ13) | Fresno AP | 199974 | 289.26 | 7.9781 | 0 | 0 | 0 | 0 | 191.178 | 83.4699 | 0 | 1600.86 | 0 | 763.158 | 2935.91 | 0 | 0 | 0 | 26.9993 | 0 | 390.573 | 0 | 0 | 0 | 0 | 0 | 0 | 417.572 | 293.094 | 6.8794 | 0 | 0 | 0 | 0 | 128.186 | 56.4592 | 0 | 399.784 | 0 | 192.422 | 1076.82 | 0 | 0 | 0 | 725.242 | 0 | 34.8824 | 0 | 0 | 0 | 0 | 0 | 0 | 760.125 | 5655.5 | 403.556 | - | - | - | - | 0 | 0 | 3632 | 0 | 0 | 0 | 0 | 0 | 0 | 0 | 0 | 3632 | MBT | 11
07/27/18 @ 03:11 | MBT-w14-v11-WCChlrBase-mNE-HVAC-Proto.pd2 | MBT-w14-v11-WCChlrBase-mNE-HVAC-Proto | MBT-w14-v11 | California (Title 24) | China Lake Area (CZ14) | Palmdale AP | 199974 | 287.542 | 7.2168 | 0 | 0 | 0 | 0 | 187.344 | 87.8109 | 0 | 1600.86 | 0 | 763.158 | 2933.93 | 0 | 0 | 0 | 45.1042 | 0 | 398.249 | 0 | 0 | 0 | 0 | 0 | 0 | 443.353 | 327.619 | 27.5649 | 0 | 0 | 0 | 0 | 82.1393 | 64.908 | 0 | 399.942 | 0 | 192.422 | 1094.6 | 0 | 0 | 0 | 789.949 | 0 | 33.8395 | 0 | 0 | 0 | 0 | 0 | 0 | 823.788 | 6013.26 | 651 | - | - | - | - | 0 | 0 | 5859 | 0 | 0 | 0 | 0 | 0 | 0 | 0 | 0 | 5859 | MBT | 11
07/27/18 @ 03:11 | MBT-w15-v11-WCChlrBase-mNE-HVAC-Proto.pd2 | MBT-w15-v11-WCChlrBase-mNE-HVAC-Proto | MBT-w15-v11 | California (Title 24) | Blythe Area (CZ15) | Palm Springs | 199974 | 485.632 | 14.6148 | 0 | 0 | 0 | 0 | 236.221 | 138.615 | 0 | 1600.86 | 0 | 763.158 | 3239.11 | 0 | 0 | 0 | 0 | 0 | 329.479 | 0 | 0 | 0 | 0 | 0 | 0 | 329.479 | 344.205 | 18.839 | 0 | 0 | 0 | 0 | 140.774 | 68.7015 | 0 | 400.265 | 0 | 174.436 | 1147.22 | 0 | 0 | 0 | 0 | 0 | 152.243 | 0 | 0 | 0 | 0 | 0 | 0 | 152.243 | 6383.18 | 659.778 | - | - | - | - | 0 | 0 | 5938 | 0 | 0 | 0 | 0 | 0 | 0 | 0 | 0 | 5938 | MBT | 11
07/27/18 @ 03:11 | MBT-w16-v11-WCChlrBase-mNE-HVAC-Proto.pd2 | MBT-w16-v11-WCChlrBase-mNE-HVAC-Proto | MBT-w16-v11 | California (Title 24) | Mount Shasta Area (CZ16) | Blue Canyon AP | 199974 | 135.062 | 2.8338 | 0 | 0 | 0 | 0 | 163.969 | 43.6993 | 0 | 1600.86 | 0 | 763.158 | 2709.58 | 0 | 0 | 0 | 362.757 | 0 | 456.947 | 0 | 0 | 0 | 0 | 0 | 0 | 819.704 | 233.961 | 5.679 | 0 | 0 | 0 | 0 | 123.795 | 49.2729 | 0 | 404.666 | 0 | 186.398 | 1003.77 | 0 | 0 | 0 | 4806.06 | 0 | 39.8222 | 0 | 0 | 0 | 0 | 0 | 0 | 4845.88 | 4602.68 | 574.333 | - | - | - | - | 0 | 0 | 5169 | 0 | 0 | 0 | 0 | 0 | 0 | 0 | 0 | 5169 | MBT | 11
07/27/18 @ 03:11 | MBT-w01-v14-WCChlrBase-mNE-HVAC-Proto.pd2 | MBT-w01-v14-WCChlrBase-mNE-HVAC-Proto | MBT-w01-v14 | California (Title 24) | Arcata Area (CZ01) | Arcata | 199974 | 46.5084 | 0.77978 | 0 | 0 | 0 | 0 | 126.462 | 19.5352 | 0 | 1600.86 | 0 | 763.158 | 2557.31 | 0 | 0 | 0 | 137.8 | 0 | 458.924 | 0 | 0 | 0 | 0 | 0 | 0 | 596.723 | 137.831 | 3.2736 | 0 | 0 | 0 | 0 | 63.0271 | 36.0744 | 0 | 399.312 | 0 | 192.422 | 831.94 | 0 | 0 | 0 | 2554.94 | 0 | 38.0254 | 0 | 0 | 0 | 0 | 0 | 0 | 2592.97 | 2887.15 | 646.556 | - | - | - | - | 0 | 0 | 5819 | 0 | 0 | 0 | 0 | 0 | 0 | 0 | 0 | 5819 | MBT | 14
07/27/18 @ 03:12 | MBT-w02-v14-WCChlrBase-mNE-HVAC-Proto.pd2 | MBT-w02-v14-WCChlrBase-mNE-HVAC-Proto | MBT-w02-v14 | California (Title 24) | Santa Rosa Area (CZ02) | Santa Rosa | 199974 | 184.755 | 4.5975 | 0 | 0 | 0 | 0 | 156.976 | 57.885 | 0 | 1600.86 | 0 | 763.158 | 2768.23 | 0 | 0 | 0 | 10.9852 | 0 | 427.1 | 0 | 0 | 0 | 0 | 0 | 0 | 438.086 | 232.931 | 6.5167 | 0 | 0 | 0 | 0 | 84.7127 | 47.4703 | 0 | 399.312 | 0 | 192.422 | 963.365 | 0 | 0 | 0 | 645.433 | 0 | 23.8911 | 0 | 0 | 0 | 0 | 0 | 0 | 669.324 | 4553.54 | 775.333 | - | - | - | - | 0 | 0 | 6978 | 0 | 0 | 0 | 0 | 0 | 0 | 0 | 0 | 6978 | MBT | 14
07/27/18 @ 03:12 | MBT-w03-v14-WCChlrBase-mNE-HVAC-Proto.pd2 | MBT-w03-v14-WCChlrBase-mNE-HVAC-Proto | MBT-w03-v14 | California (Title 24) | Oakland Area (CZ03) | Oakland AP | 199974 | 144.387 | 3.1745 | 0 | 0 | 0 | 0 | 153.185 | 49.4707 | 0 | 1600.86 | 0 | 763.158 | 2714.24 | 0 | 0 | 0 | 2.7035 | 0 | 428.361 | 0 | 0 | 0 | 0 | 0 | 0 | 431.065 | 173.012 | 4.0021 | 0 | 0 | 0 | 0 | 82.7475 | 40.3727 | 0 | 399.942 | 0 | 192.422 | 892.499 | 0 | 0 | 0 | 518.039 | 0 | 34.132 | 0 | 0 | 0 | 0 | 0 | 0 | 552.171 | 3517.7 | 317 | - | - | - | - | 0 | 0 | 2853 | 0 | 0 | 0 | 0 | 0 | 0 | 0 | 0 | 2853 | MBT | 14
07/27/18 @ 03:12 | MBT-w04-v14-WCChlrBase-mNE-HVAC-Proto.pd2 | MBT-w04-v14-WCChlrBase-mNE-HVAC-Proto | MBT-w04-v14 | California (Title 24) | Sunnyvale Area (CZ04) | San Jose | 199974 | 218.215 | 5.3046 | 0 | 0 | 0 | 0 | 167.873 | 69.1099 | 0 | 1600.86 | 0 | 763.158 | 2824.52 | 0 | 0 | 0 | 3.8168 | 0 | 415.1 | 0 | 0 | 0 | 0 | 0 | 0 | 418.917 | 228.284 | 6.0676 | 0 | 0 | 0 | 0 | 91.0433 | 46.2017 | 0 | 399.312 | 0 | 192.422 | 963.331 | 0 | 0 | 0 | 525.493 | 0 | 33.6191 | 0 | 0 | 0 | 0 | 0 | 0 | 559.112 | 4403.84 | 361.111 | - | - | - | - | 0 | 0 | 3250 | 0 | 0 | 0 | 0 | 0 | 0 | 0 | 0 | 3250 | MBT | 14
07/27/18 @ 03:12 | MBT-w05-v14-WCChlrBase-mNE-HVAC-Proto.pd2 | MBT-w05-v14-WCChlrBase-mNE-HVAC-Proto | MBT-w05-v14 | California (Title 24) | Santa Maria Area (CZ05) | Santa Maria AP | 199974 | 146.148 | 3.2235 | 0 | 0 | 0 | 0 | 147.414 | 48.747 | 0 | 1600.86 | 0 | 763.158 | 2709.55 | 0 | 0 | 0 | 13.3884 | 0 | 434.934 | 0 | 0 | 0 | 0 | 0 | 0 | 448.323 | 173.182 | 4.0762 | 0 | 0 | 0 | 0 | 79.2401 | 39.5451 | 0 | 399.312 | 0 | 192.422 | 887.777 | 0 | 0 | 0 | 682.047 | 0 | 36.255 | 0 | 0 | 0 | 0 | 0 | 0 | 718.302 | 3523.05 | 541.778 | - | - | - | - | 0 | 0 | 4876 | 0 | 0 | 0 | 0 | 0 | 0 | 0 | 0 | 4876 | MBT | 14
07/27/18 @ 03:12 | MBT-w06-v14-WCChlrBase-mNE-HVAC-Proto.pd2 | MBT-w06-v14-WCChlrBase-mNE-HVAC-Proto | MBT-w06-v14 | California (Title 24) | Los Angeles Area (CZ06) | Torrance | 199974 | 290.987 | 7.5301 | 0 | 0 | 0 | 0 | 167.57 | 84.9343 | 0 | 1600.86 | 0 | 763.158 | 2915.04 | 0 | 0 | 0 | 22.0291 | 0 | 403.107 | 0 | 0 | 0 | 0 | 0 | 0 | 425.136 | 214.844 | 5.6167 | 0 | 0 | 0 | 0 | 114.467 | 45.6892 | 0 | 399.942 | 0 | 192.422 | 972.981 | 0 | 0 | 0 | 778.07 | 0 | 32.3256 | 0 | 0 | 0 | 0 | 0 | 0 | 810.396 | 4551.91 | 616 | - | - | - | - | 0 | 0 | 5544 | 0 | 0 | 0 | 0 | 0 | 0 | 0 | 0 | 5544 | MBT | 14
07/27/18 @ 03:12 | MBT-w07-v14-WCChlrBase-mNE-HVAC-Proto.pd2 | MBT-w07-v14-WCChlrBase-mNE-HVAC-Proto | MBT-w07-v14 | California (Title 24) | San Diego Area (CZ07) | San Diego AP | 199974 | 275.259 | 6.9594 | 0 | 0 | 0 | 0 | 167.268 | 84.1036 | 0 | 1600.86 | 0 | 763.158 | 2897.61 | 0 | 0 | 0 | 2.6224 | 0 | 398.901 | 0 | 0 | 0 | 0 | 0 | 0 | 401.523 | 238.161 | 5.3627 | 0 | 0 | 0 | 0 | 114.529 | 45.4139 | 0 | 400.265 | 0 | 174.436 | 978.168 | 0 | 0 | 0 | 533.681 | 0 | 31.1173 | 0 | 0 | 0 | 0 | 0 | 0 | 564.798 | 4784.42 | 834.667 | - | - | - | - | 0 | 0 | 7512 | 0 | 0 | 0 | 0 | 0 | 0 | 0 | 0 | 7512 | MBT | 14
07/27/18 @ 03:12 | MBT-w08-v14-WCChlrBase-mNE-HVAC-Proto.pd2 | MBT-w08-v14-WCChlrBase-mNE-HVAC-Proto | MBT-w08-v14 | California (Title 24) | El Toro Area (CZ08) | Fullerton | 199974 | 325.109 | 8.5478 | 0 | 0 | 0 | 0 | 173.773 | 97.4451 | 0 | 1600.86 | 0 | 763.158 | 2968.9 | 0 | 0 | 0 | 4.7768 | 0 | 392.52 | 0 | 0 | 0 | 0 | 0 | 0 | 397.297 | 279.236 | 10.5184 | 0 | 0 | 0 | 0 | 105.207 | 55.9605 | 0 | 399.312 | 0 | 192.422 | 1042.66 | 0 | 0 | 0 | 730.351 | 0 | 33.3609 | 0 | 0 | 0 | 0 | 0 | 0 | 763.711 | 5240.99 | 882.778 | - | - | - | - | 0 | 0 | 7945 | 0 | 0 | 0 | 0 | 0 | 0 | 0 | 0 | 7945 | MBT | 14
07/27/18 @ 03:13 | MBT-w09-v14-WCChlrBase-mNE-HVAC-Proto.pd2 | MBT-w09-v14-WCChlrBase-mNE-HVAC-Proto | MBT-w09-v14 | California (Title 24) | Pasadena Area (CZ09) | Burbank AP | 199974 | 318.769 | 8.7166 | 0 | 0 | 0 | 0 | 180.972 | 99.1094 | 0 | 1600.86 | 0 | 763.158 | 2971.59 | 0 | 0 | 0 | 1.0114 | 0 | 392.045 | 0 | 0 | 0 | 0 | 0 | 0 | 393.056 | 315.211 | 16.9979 | 0 | 0 | 0 | 0 | 114.136 | 62.9882 | 0 | 399.942 | 0 | 192.422 | 1101.7 | 0 | 0 | 0 | 519.545 | 0 | 22.0751 | 0 | 0 | 0 | 0 | 0 | 0 | 541.62 | 5815.28 | 658.444 | - | - | - | - | 0 | 0 | 5926 | 0 | 0 | 0 | 0 | 0 | 0 | 0 | 0 | 5926 | MBT | 14
07/27/18 @ 03:13 | MBT-w10-v14-WCChlrBase-mNE-HVAC-Proto.pd2 | MBT-w10-v14-WCChlrBase-mNE-HVAC-Proto | MBT-w10-v14 | California (Title 24) | San Bernardino Area (CZ10) | Riverside FS 3 | 199974 | 314.341 | 8.3248 | 0 | 0 | 0 | 0 | 179.188 | 95.1716 | 0 | 1600.86 | 0 | 763.158 | 2961.05 | 0 | 0 | 0 | 1.0149 | 0 | 390.26 | 0 | 0 | 0 | 0 | 0 | 0 | 391.275 | 299.147 | 12.6928 | 0 | 0 | 0 | 0 | 111.796 | 60.3839 | 0 | 399.942 | 0 | 192.422 | 1076.38 | 0 | 0 | 0 | 514.889 | 0 | 22.1507 | 0 | 0 | 0 | 0 | 0 | 0 | 537.039 | 5531.41 | 893.889 | - | - | - | - | 0 | 0 | 8045 | 0 | 0 | 0 | 0 | 0 | 0 | 0 | 0 | 8045 | MBT | 14
07/27/18 @ 03:13 | MBT-w11-v14-WCChlrBase-mNE-HVAC-Proto.pd2 | MBT-w11-v14-WCChlrBase-mNE-HVAC-Proto | MBT-w11-v14 | California (Title 24) | Red Bluff Area (CZ11) | Red Bluff AP | 199974 | 269.57 | 7.0197 | 0 | 0 | 0 | 0 | 177.668 | 77.2204 | 0 | 1600.86 | 0 | 763.158 | 2895.5 | 0 | 0 | 0 | 19.5732 | 0 | 395.357 | 0 | 0 | 0 | 0 | 0 | 0 | 414.93 | 275.836 | 10.6405 | 0 | 0 | 0 | 0 | 109.618 | 54.33 | 0 | 399.312 | 0 | 192.422 | 1042.16 | 0 | 0 | 0 | 627.945 | 0 | 33.5807 | 0 | 0 | 0 | 0 | 0 | 0 | 661.526 | 5180.38 | 394.667 | - | - | - | - | 0 | 0 | 3552 | 0 | 0 | 0 | 0 | 0 | 0 | 0 | 0 | 3552 | MBT | 14
07/27/18 @ 03:13 | MBT-w12-v14-WCChlrBase-mNE-HVAC-Proto.pd2 | MBT-w12-v14-WCChlrBase-mNE-HVAC-Proto | MBT-w12-v14 | California (Title 24) | Sacramento Area (CZ12) | Sacramento AP | 199974 | 234.879 | 6.1881 | 0 | 0 | 0 | 0 | 168.841 | 69.874 | 0 | 1600.86 | 0 | 763.158 | 2843.8 | 0 | 0 | 0 | 16.7253 | 0 | 407.746 | 0 | 0 | 0 | 0 | 0 | 0 | 424.472 | 256.967 | 5.9085 | 0 | 0 | 0 | 0 | 115.117 | 50.3957 | 0 | 397.213 | 0 | 192.076 | 1017.68 | 0 | 0 | 0 | 643.098 | 0 | 35.4251 | 0 | 0 | 0 | 0 | 0 | 0 | 678.523 | 4929.63 | 855.889 | - | - | - | - | 0 | 0 | 7703 | 0 | 0 | 0 | 0 | 0 | 0 | 0 | 0 | 7703 | MBT | 14
07/27/18 @ 03:13 | MBT-w13-v14-WCChlrBase-mNE-HVAC-Proto.pd2 | MBT-w13-v14-WCChlrBase-mNE-HVAC-Proto | MBT-w13-v14 | California (Title 24) | Fresno Area (CZ13) | Fresno AP | 199974 | 281.931 | 7.7632 | 0 | 0 | 0 | 0 | 183.172 | 80.4268 | 0 | 1600.86 | 0 | 763.158 | 2917.31 | 0 | 0 | 0 | 13.6764 | 0 | 390.58 | 0 | 0 | 0 | 0 | 0 | 0 | 404.256 | 286.261 | 6.7782 | 0 | 0 | 0 | 0 | 126.251 | 55.097 | 0 | 399.784 | 0 | 192.422 | 1066.59 | 0 | 0 | 0 | 684.852 | 0 | 21.5974 | 0 | 0 | 0 | 0 | 0 | 0 | 706.449 | 5513.45 | 383.444 | - | - | - | - | 0 | 0 | 3451 | 0 | 0 | 0 | 0 | 0 | 0 | 0 | 0 | 3451 | MBT | 14
07/27/18 @ 03:13 | MBT-w14-v14-WCChlrBase-mNE-HVAC-Proto.pd2 | MBT-w14-v14-WCChlrBase-mNE-HVAC-Proto | MBT-w14-v14 | California (Title 24) | China Lake Area (CZ14) | Palmdale AP | 199974 | 280.2 | 6.9952 | 0 | 0 | 0 | 0 | 178.944 | 84.4514 | 0 | 1600.86 | 0 | 763.158 | 2914.61 | 0 | 0 | 0 | 33.4697 | 0 | 398.258 | 0 | 0 | 0 | 0 | 0 | 0 | 431.728 | 321.707 | 27.0949 | 0 | 0 | 0 | 0 | 78.6604 | 62.7328 | 0 | 399.942 | 0 | 192.422 | 1082.56 | 0 | 0 | 0 | 817.087 | 0 | 33.8438 | 0 | 0 | 0 | 0 | 0 | 0 | 850.931 | 5918.69 | 646.111 | - | - | - | - | 0 | 0 | 5815 | 0 | 0 | 0 | 0 | 0 | 0 | 0 | 0 | 5815 | MBT | 14
07/27/18 @ 03:13 | MBT-w15-v14-WCChlrBase-mNE-HVAC-Proto.pd2 | MBT-w15-v14-WCChlrBase-mNE-HVAC-Proto | MBT-w15-v14 | California (Title 24) | Blythe Area (CZ15) | Palm Springs | 199974 | 473.938 | 14.182 | 0 | 0 | 0 | 0 | 226.204 | 133.025 | 0 | 1600.86 | 0 | 763.158 | 3211.37 | 0 | 0 | 0 | 0 | 0 | 329.482 | 0 | 0 | 0 | 0 | 0 | 0 | 329.482 | 334.739 | 19.9296 | 0 | 0 | 0 | 0 | 126.032 | 66.8928 | 0 | 399.942 | 0 | 192.422 | 1139.96 | 0 | 0 | 0 | 0 | 0 | 152.243 | 0 | 0 | 0 | 0 | 0 | 0 | 152.243 | 6270.44 | 635.222 | - | - | - | - | 0 | 0 | 5717 | 0 | 0 | 0 | 0 | 0 | 0 | 0 | 0 | 5717 | MBT | 14
07/27/18 @ 03:14 | MBT-w16-v14-WCChlrBase-mNE-HVAC-Proto.pd2 | MBT-w16-v14-WCChlrBase-mNE-HVAC-Proto | MBT-w16-v14 | California (Title 24) | Mount Shasta Area (CZ16) | Blue Canyon AP | 199974 | 130.709 | 2.734 | 0 | 0 | 0 | 0 | 154.017 | 42.179 | 0 | 1600.86 | 0 | 763.158 | 2693.66 | 0 | 0 | 0 | 347.492 | 0 | 456.964 | 0 | 0 | 0 | 0 | 0 | 0 | 804.457 | 229.212 | 5.6009 | 0 | 0 | 0 | 0 | 119.96 | 47.8811 | 0 | 404.666 | 0 | 186.398 | 993.718 | 0 | 0 | 0 | 4917.79 | 0 | 39.8232 | 0 | 0 | 0 | 0 | 0 | 0 | 4957.62 | 4490.78 | 569.111 | - | - | - | - | 0 | 0 | 5122 | 0 | 0 | 0 | 0 | 0 | 0 | 0 | 0 | 5122 | MBT | 14
07/27/18 @ 03:14 | Nrs-w01-v96-WCChlrBase-mNE-HVAC-Proto.pd2 | Nrs-w01-v96-WCChlrBase-mNE-HVAC-Proto | Nrs-w01-v96 | California (Title 24) | Arcata Area (CZ01) | Arcata | 119982 | 67.922 | 1.7817 | 0 | 0 | 0 | 0 | 436.688 | 127.564 | 0 | 850.86 | 0 | 491.747 | 1976.57 | 0 | 0 | 0 | 8952.98 | 0 | 2013.6 | 0 | 0 | 0 | 90.7431 | 0 | 0 | 11057.3 | 78.493 | 4.4983 | 0 | 0 | 0 | 0 | 49.8504 | 21.2983 | 0 | 151.579 | 0 | 78.4951 | 384.214 | 0 | 0 | 0 | 3129.72 | 0 | 288.845 | 0 | 0 | 0 | 10.6293 | 0 | 0 | 3429.2 | 1640.63 | 284.333 | - | - | - | - | 0 | 0 | 2559 | 0 | 0 | 0 | 0 | 0 | 0 | 0 | 0 | 2559 | Nrs | 96
07/27/18 @ 03:14 | Nrs-w02-v96-WCChlrBase-mNE-HVAC-Proto.pd2 | Nrs-w02-v96-WCChlrBase-mNE-HVAC-Proto | Nrs-w02-v96 | California (Title 24) | Santa Rosa Area (CZ02) | Santa Rosa | 119982 | 217.094 | 11.6232 | 0 | 0 | 0 | 0 | 439.199 | 161.014 | 0 | 850.86 | 0 | 491.747 | 2171.54 | 0 | 0 | 0 | 7463.32 | 0 | 1873.52 | 0 | 0 | 0 | 90.7431 | 0 | 0 | 9427.58 | 193.205 | 14.3695 | 0 | 0 | 0 | 0 | 50.1372 | 39.9736 | 0 | 151.579 | 0 | 78.4951 | 527.759 | 0 | 0 | 0 | 3279.43 | 0 | 283.666 | 0 | 0 | 0 | 10.6293 | 0 | 0 | 3573.73 | 3794.15 | 352.778 | - | - | - | - | 0 | 0 | 3175 | 0 | 0 | 0 | 0 | 0 | 0 | 0 | 0 | 3175 | Nrs | 96
07/27/18 @ 03:14 | Nrs-w03-v96-WCChlrBase-mNE-HVAC-Proto.pd2 | Nrs-w03-v96-WCChlrBase-mNE-HVAC-Proto | Nrs-w03-v96 | California (Title 24) | Oakland Area (CZ03) | Oakland AP | 119982 | 140.688 | 6.16 | 0 | 0 | 0 | 0 | 437.723 | 139.882 | 0 | 850.86 | 0 | 491.747 | 2067.06 | 0 | 0 | 0 | 6325.01 | 0 | 1879.24 | 0 | 0 | 0 | 90.7431 | 0 | 0 | 8294.99 | 117.048 | 7.5171 | 0 | 0 | 0 | 0 | 49.9682 | 28.6242 | 0 | 151.579 | 0 | 78.4951 | 433.231 | 0 | 0 | 0 | 3152.61 | 0 | 122.28 | 0 | 0 | 0 | 1.7598 | 0 | 0 | 3276.65 | 2443.36 | 313.222 | - | - | - | - | 0 | 0 | 2819 | 0 | 0 | 0 | 0 | 0 | 0 | 0 | 0 | 2819 | Nrs | 96
07/27/18 @ 03:14 | Nrs-w04-v96-WCChlrBase-mNE-HVAC-Proto.pd2 | Nrs-w04-v96-WCChlrBase-mNE-HVAC-Proto | Nrs-w04-v96 | California (Title 24) | Sunnyvale Area (CZ04) | San Jose | 119982 | 233.151 | 12.8284 | 0 | 0 | 0 | 0 | 439.288 | 164.28 | 0 | 850.86 | 0 | 491.747 | 2192.16 | 0 | 0 | 0 | 6358.74 | 0 | 1820.62 | 0 | 0 | 0 | 90.7431 | 0 | 0 | 8270.1 | 164.113 | 11.5478 | 0 | 0 | 0 | 0 | 50.1471 | 35.9249 | 0 | 151.579 | 0 | 78.4951 | 491.807 | 0 | 0 | 0 | 4417.73 | 0 | 103.446 | 0 | 0 | 0 | 1.7598 | 0 | 0 | 4522.94 | 3316.57 | 389.778 | - | - | - | - | 0 | 0 | 3508 | 0 | 0 | 0 | 0 | 0 | 0 | 0 | 0 | 3508 | Nrs | 96
07/27/18 @ 03:15 | Nrs-w05-v96-WCChlrBase-mNE-HVAC-Proto.pd2 | Nrs-w05-v96-WCChlrBase-mNE-HVAC-Proto | Nrs-w05-v96 | California (Title 24) | Santa Maria Area (CZ05) | Santa Maria AP | 119982 | 133.591 | 6.1952 | 0 | 0 | 0 | 0 | 438.377 | 134.019 | 0 | 850.86 | 0 | 491.747 | 2054.79 | 0 | 0 | 0 | 7133.9 | 0 | 1908.07 | 0 | 0 | 0 | 90.7431 | 0 | 0 | 9132.71 | 99.7051 | 5.4749 | 0 | 0 | 0 | 0 | 50.0432 | 26.3091 | 0 | 151.579 | 0 | 78.4951 | 411.606 | 0 | 0 | 0 | 3262.56 | 0 | 121.285 | 0 | 0 | 0 | 1.7598 | 0 | 0 | 3385.61 | 2202.8 | 320.111 | - | - | - | - | 0 | 0 | 2881 | 0 | 0 | 0 | 0 | 0 | 0 | 0 | 0 | 2881 | Nrs | 96
07/27/18 @ 03:15 | Nrs-w06-v96-WCChlrBase-mNE-HVAC-Proto.pd2 | Nrs-w06-v96-WCChlrBase-mNE-HVAC-Proto | Nrs-w06-v96 | California (Title 24) | Los Angeles Area (CZ06) | Torrance | 119982 | 255.06 | 15.5382 | 0 | 0 | 0 | 0 | 439.95 | 167.455 | 0 | 850.86 | 0 | 491.747 | 2220.61 | 0 | 0 | 0 | 4601.1 | 0 | 1767.85 | 0 | 0 | 0 | 90.7431 | 0 | 0 | 6459.69 | 158.339 | 9.6543 | 0 | 0 | 0 | 0 | 50.2224 | 35.063 | 0 | 151.579 | 0 | 78.4951 | 483.353 | 0 | 0 | 0 | 3534.27 | 0 | 101.185 | 0 | 0 | 0 | 1.7598 | 0 | 0 | 3637.21 | 3183.46 | 381 | - | - | - | - | 0 | 0 | 3429 | 0 | 0 | 0 | 0 | 0 | 0 | 0 | 0 | 3429 | Nrs | 96
07/27/18 @ 03:15 | Nrs-w07-v96-WCChlrBase-mNE-HVAC-Proto.pd2 | Nrs-w07-v96-WCChlrBase-mNE-HVAC-Proto | Nrs-w07-v96 | California (Title 24) | San Diego Area (CZ07) | San Diego AP | 119982 | 233.222 | 13.8454 | 0 | 0 | 0 | 0 | 440.007 | 150.617 | 0 | 850.86 | 0 | 491.747 | 2180.3 | 0 | 0 | 0 | 3307.97 | 0 | 1749.57 | 0 | 0 | 0 | 90.7431 | 0 | 0 | 5148.27 | 125.719 | 8.9311 | 0 | 0 | 0 | 0 | 50.2293 | 31.0211 | 0 | 151.579 | 0 | 78.4951 | 445.975 | 0 | 0 | 0 | 2196.25 | 0 | 109.099 | 0 | 0 | 0 | 1.7598 | 0 | 0 | 2307.11 | 2723.89 | 374.444 | - | - | - | - | 0 | 0 | 3370 | 0 | 0 | 0 | 0 | 0 | 0 | 0 | 0 | 3370 | Nrs | 96
07/27/18 @ 03:15 | Nrs-w08-v96-WCChlrBase-mNE-HVAC-Proto.pd2 | Nrs-w08-v96-WCChlrBase-mNE-HVAC-Proto | Nrs-w08-v96 | California (Title 24) | El Toro Area (CZ08) | Fullerton | 119982 | 298.317 | 18.5208 | 0 | 0 | 0 | 0 | 440.255 | 171.233 | 0 | 850.86 | 0 | 491.747 | 2270.93 | 0 | 0 | 0 | 3942.65 | 0 | 1721.3 | 0 | 0 | 0 | 90.7431 | 0 | 0 | 5754.69 | 166.553 | 12.6556 | 0 | 0 | 0 | 0 | 50.257 | 37.6141 | 0 | 151.579 | 0 | 78.4951 | 497.154 | 0 | 0 | 0 | 2670.41 | 0 | 252.735 | 0 | 0 | 0 | 10.6293 | 0 | 0 | 2933.78 | 3507.9 | 426.111 | - | - | - | - | 0 | 0 | 3835 | 0 | 0 | 0 | 0 | 0 | 0 | 0 | 0 | 3835 | Nrs | 96
07/27/18 @ 03:15 | Nrs-w09-v96-WCChlrBase-mNE-HVAC-Proto.pd2 | Nrs-w09-v96-WCChlrBase-mNE-HVAC-Proto | Nrs-w09-v96 | California (Title 24) | Pasadena Area (CZ09) | Burbank AP | 119982 | 359.894 | 22.8152 | 0 | 0 | 0 | 0 | 441.955 | 201.836 | 0 | 850.86 | 0 | 491.747 | 2369.11 | 0 | 0 | 0 | 4274.65 | 0 | 1719.51 | 0 | 0 | 0 | 90.7431 | 0 | 0 | 6084.91 | 243.975 | 19.4631 | 0 | 0 | 0 | 0 | 50.4514 | 49.8575 | 0 | 151.579 | 0 | 78.4951 | 593.821 | 0 | 0 | 0 | 2683.73 | 0 | 253.155 | 0 | 0 | 0 | 10.6293 | 0 | 0 | 2947.51 | 4726.32 | 479.889 | - | - | - | - | 0 | 0 | 4319 | 0 | 0 | 0 | 0 | 0 | 0 | 0 | 0 | 4319 | Nrs | 96
07/27/18 @ 03:15 | Nrs-w10-v96-WCChlrBase-mNE-HVAC-Proto.pd2 | Nrs-w10-v96-WCChlrBase-mNE-HVAC-Proto | Nrs-w10-v96 | California (Title 24) | San Bernardino Area (CZ10) | Riverside FS 3 | 119982 | 348.957 | 22.0058 | 0 | 0 | 0 | 0 | 442.289 | 188.075 | 0 | 850.86 | 0 | 491.747 | 2343.93 | 0 | 0 | 0 | 4782.35 | 0 | 1711.39 | 0 | 0 | 0 | 90.7431 | 0 | 0 | 6584.48 | 219.842 | 16.0635 | 0 | 0 | 0 | 0 | 50.4894 | 43.5131 | 0 | 151.579 | 0 | 78.4951 | 559.982 | 0 | 0 | 0 | 3116.1 | 0 | 241.569 | 0 | 0 | 0 | 10.6293 | 0 | 0 | 3368.3 | 4225.35 | 476.333 | - | - | - | - | 0 | 0 | 4287 | 0 | 0 | 0 | 0 | 0 | 0 | 0 | 0 | 4287 | Nrs | 96
07/27/18 @ 03:16 | Nrs-w11-v96-WCChlrBase-mNE-HVAC-Proto.pd2 | Nrs-w11-v96-WCChlrBase-mNE-HVAC-Proto | Nrs-w11-v96 | California (Title 24) | Red Bluff Area (CZ11) | Red Bluff AP | 119982 | 332.826 | 21.7682 | 0 | 0 | 0 | 0 | 439.297 | 186.474 | 0 | 850.86 | 0 | 491.747 | 2322.97 | 0 | 0 | 0 | 6272.86 | 0 | 1733.82 | 0 | 0 | 0 | 90.7431 | 0 | 0 | 8097.43 | 218.537 | 18.8694 | 0 | 0 | 0 | 0 | 50.1479 | 46.9641 | 0 | 151.579 | 0 | 78.4951 | 564.592 | 0 | 0 | 0 | 3426.57 | 0 | 110.69 | 0 | 0 | 0 | 6.9865 | 0 | 0 | 3544.25 | 4378.15 | 406.556 | - | - | - | - | 0 | 0 | 3659 | 0 | 0 | 0 | 0 | 0 | 0 | 0 | 0 | 3659 | Nrs | 96
07/27/18 @ 03:16 | Nrs-w12-v96-WCChlrBase-mNE-HVAC-Proto.pd2 | Nrs-w12-v96-WCChlrBase-mNE-HVAC-Proto | Nrs-w12-v96 | California (Title 24) | Sacramento Area (CZ12) | Sacramento AP | 119982 | 274.74 | 17.1477 | 0 | 0 | 0 | 0 | 438.407 | 174.273 | 0 | 850.86 | 0 | 491.747 | 2247.17 | 0 | 0 | 0 | 6420.34 | 0 | 1788.35 | 0 | 0 | 0 | 90.7431 | 0 | 0 | 8299.43 | 218.482 | 15.7604 | 0 | 0 | 0 | 0 | 50.0459 | 42.8594 | 0 | 151.579 | 0 | 78.4951 | 557.222 | 0 | 0 | 0 | 3180.19 | 0 | 277.112 | 0 | 0 | 0 | 10.6293 | 0 | 0 | 3467.94 | 4162.12 | 417.222 | - | - | - | - | 0 | 0 | 3755 | 0 | 0 | 0 | 0 | 0 | 0 | 0 | 0 | 3755 | Nrs | 96
07/27/18 @ 03:16 | Nrs-w13-v96-WCChlrBase-mNE-HVAC-Proto.pd2 | Nrs-w13-v96-WCChlrBase-mNE-HVAC-Proto | Nrs-w13-v96 | California (Title 24) | Fresno Area (CZ13) | Fresno AP | 119982 | 354.576 | 24.0797 | 0 | 0 | 0 | 0 | 438.613 | 187.852 | 0 | 850.86 | 0 | 491.747 | 2347.73 | 0 | 0 | 0 | 5615.21 | 0 | 1712.69 | 0 | 0 | 0 | 90.7431 | 0 | 0 | 7418.64 | 229.235 | 17.0807 | 0 | 0 | 0 | 0 | 50.0698 | 45.4829 | 0 | 151.579 | 0 | 78.4951 | 571.943 | 0 | 0 | 0 | 3139.38 | 0 | 118.636 | 0 | 0 | 0 | 1.7598 | 0 | 0 | 3259.78 | 4392.63 | 431.889 | - | - | - | - | 0 | 0 | 3887 | 0 | 0 | 0 | 0 | 0 | 0 | 0 | 0 | 3887 | Nrs | 96
07/27/18 @ 03:16 | Nrs-w14-v96-WCChlrBase-mNE-HVAC-Proto.pd2 | Nrs-w14-v96-WCChlrBase-mNE-HVAC-Proto | Nrs-w14-v96 | California (Title 24) | China Lake Area (CZ14) | Palmdale AP | 119982 | 360.516 | 21.0585 | 0 | 0 | 0 | 0 | 438.535 | 201.507 | 0 | 850.86 | 0 | 491.747 | 2364.22 | 0 | 0 | 0 | 6337.53 | 0 | 1746.45 | 0 | 0 | 0 | 90.7431 | 0 | 0 | 8174.72 | 265.931 | 24.0851 | 0 | 0 | 0 | 0 | 50.0611 | 49.6128 | 0 | 136.929 | 0 | 78.4951 | 605.115 | 0 | 0 | 0 | 3893.53 | 0 | 105.503 | 0 | 0 | 0 | 1.7598 | 0 | 0 | 4000.79 | 4976.51 | 450.778 | - | - | - | - | 0 | 0 | 4057 | 0 | 0 | 0 | 0 | 0 | 0 | 0 | 0 | 4057 | Nrs | 96
07/27/18 @ 03:16 | Nrs-w15-v96-WCChlrBase-mNE-HVAC-Proto.pd2 | Nrs-w15-v96-WCChlrBase-mNE-HVAC-Proto | Nrs-w15-v96 | California (Title 24) | Blythe Area (CZ15) | Palm Springs | 119982 | 623.201 | 48.0234 | 0 | 0 | 0 | 0 | 440.776 | 238.22 | 0 | 850.86 | 0 | 491.747 | 2692.83 | 0 | 0 | 0 | 2212.51 | 0 | 1443.8 | 0 | 0 | 0 | 90.7431 | 0 | 0 | 3747.06 | 291.368 | 26.2386 | 0 | 0 | 0 | 0 | 50.3174 | 56.649 | 0 | 151.579 | 0 | 78.4951 | 654.647 | 0 | 0 | 0 | 2246.29 | 0 | 216.568 | 0 | 0 | 0 | 10.6293 | 0 | 0 | 2473.48 | 5510.73 | 462.222 | - | - | - | - | 0 | 0 | 4160 | 0 | 0 | 0 | 0 | 0 | 0 | 0 | 0 | 4160 | Nrs | 96
07/27/18 @ 03:17 | Nrs-w16-v96-WCChlrBase-mNE-HVAC-Proto.pd2 | Nrs-w16-v96-WCChlrBase-mNE-HVAC-Proto | Nrs-w16-v96 | California (Title 24) | Mount Shasta Area (CZ16) | Blue Canyon AP | 119982 | 150.399 | 6.3784 | 0 | 0 | 0 | 0 | 436.805 | 137.541 | 0 | 850.86 | 0 | 491.747 | 2073.74 | 0 | 0 | 0 | 9680.85 | 0 | 2004.88 | 0 | 0 | 0 | 90.7431 | 0 | 0 | 11776.5 | 112.76 | 6.6935 | 0 | 0 | 0 | 0 | 49.8639 | 27.9248 | 0 | 151.579 | 0 | 78.4951 | 427.316 | 0 | 0 | 0 | 3800.59 | 0 | 312.585 | 0 | 0 | 0 | 10.6293 | 0 | 0 | 4123.8 | 2358.84 | 372 | - | - | - | - | 0 | 0 | 3348 | 0 | 0 | 0 | 0 | 0 | 0 | 0 | 0 | 3348 | Nrs | 96
07/27/18 @ 03:17 | Nrs-w01-v03-WCChlrBase-mNE-HVAC-Proto.pd2 | Nrs-w01-v03-WCChlrBase-mNE-HVAC-Proto | Nrs-w01-v03 | California (Title 24) | Arcata Area (CZ01) | Arcata | 119982 | 64.0555 | 0.63841 | 0 | 0 | 0 | 0 | 436.688 | 125.46 | 0 | 813.657 | 0 | 491.747 | 1932.25 | 0 | 0 | 0 | 8648.79 | 0 | 1943.08 | 0 | 0 | 0 | 90.7431 | 0 | 0 | 10682.6 | 75.0282 | 1.7476 | 0 | 0 | 0 | 0 | 49.8504 | 20.6112 | 0 | 145.001 | 0 | 78.4951 | 370.733 | 0 | 0 | 0 | 3022.79 | 0 | 279.155 | 0 | 0 | 0 | 10.6293 | 0 | 0 | 3312.57 | 1564.73 | 277.333 | - | - | - | - | 0 | 0 | 2496 | 0 | 0 | 0 | 0 | 0 | 0 | 0 | 0 | 2496 | Nrs | 03
07/27/18 @ 03:17 | Nrs-w02-v03-WCChlrBase-mNE-HVAC-Proto.pd2 | Nrs-w02-v03-WCChlrBase-mNE-HVAC-Proto | Nrs-w02-v03 | California (Title 24) | Santa Rosa Area (CZ02) | Santa Rosa | 119982 | 191.84 | 3.8916 | 0 | 0 | 0 | 0 | 436.688 | 151.288 | 0 | 813.657 | 0 | 491.747 | 2089.11 | 0 | 0 | 0 | 6938 | 0 | 1806.89 | 0 | 0 | 0 | 90.7431 | 0 | 0 | 8835.64 | 175.46 | 8.0895 | 0 | 0 | 0 | 0 | 49.8504 | 37.3303 | 0 | 145.001 | 0 | 78.4951 | 494.226 | 0 | 0 | 0 | 3055.38 | 0 | 274.107 | 0 | 0 | 0 | 10.6293 | 0 | 0 | 3340.12 | 3474.29 | 333.778 | - | - | - | - | 0 | 0 | 3004 | 0 | 0 | 0 | 0 | 0 | 0 | 0 | 0 | 3004 | Nrs | 03
07/27/18 @ 03:17 | Nrs-w03-v03-WCChlrBase-mNE-HVAC-Proto.pd2 | Nrs-w03-v03-WCChlrBase-mNE-HVAC-Proto | Nrs-w03-v03 | California (Title 24) | Oakland Area (CZ03) | Oakland AP | 119982 | 122.807 | 2.0011 | 0 | 0 | 0 | 0 | 436.688 | 133.993 | 0 | 813.657 | 0 | 491.747 | 2000.9 | 0 | 0 | 0 | 6192.36 | 0 | 1812.37 | 0 | 0 | 0 | 90.7431 | 0 | 0 | 8095.47 | 107.333 | 2.8695 | 0 | 0 | 0 | 0 | 49.8504 | 26.6681 | 0 | 145.001 | 0 | 78.4951 | 410.217 | 0 | 0 | 0 | 3049.07 | 0 | 116.783 | 0 | 0 | 0 | 1.7598 | 0 | 0 | 3167.61 | 2231.53 | 299.333 | - | - | - | - | 0 | 0 | 2694 | 0 | 0 | 0 | 0 | 0 | 0 | 0 | 0 | 2694 | Nrs | 03
07/27/18 @ 03:17 | Nrs-w04-v03-WCChlrBase-mNE-HVAC-Proto.pd2 | Nrs-w04-v03-WCChlrBase-mNE-HVAC-Proto | Nrs-w04-v03 | California (Title 24) | Sunnyvale Area (CZ04) | San Jose | 119982 | 208.677 | 4.3595 | 0 | 0 | 0 | 0 | 436.688 | 155.985 | 0 | 813.657 | 0 | 491.747 | 2111.12 | 0 | 0 | 0 | 6229.89 | 0 | 1755.47 | 0 | 0 | 0 | 90.7431 | 0 | 0 | 8076.11 | 151.913 | 4.4344 | 0 | 0 | 0 | 0 | 49.8504 | 33.9421 | 0 | 145.001 | 0 | 78.4951 | 463.636 | 0 | 0 | 0 | 4250.91 | 0 | 98.4175 | 0 | 0 | 0 | 1.7598 | 0 | 0 | 4351.09 | 3084.61 | 368.778 | - | - | - | - | 0 | 0 | 3319 | 0 | 0 | 0 | 0 | 0 | 0 | 0 | 0 | 3319 | Nrs | 03
07/27/18 @ 03:17 | Nrs-w05-v03-WCChlrBase-mNE-HVAC-Proto.pd2 | Nrs-w05-v03-WCChlrBase-mNE-HVAC-Proto | Nrs-w05-v03 | California (Title 24) | Santa Maria Area (CZ05) | Santa Maria AP | 119982 | 116.419 | 1.9991 | 0 | 0 | 0 | 0 | 436.688 | 129.862 | 0 | 813.657 | 0 | 491.747 | 1990.37 | 0 | 0 | 0 | 7038.4 | 0 | 1840.44 | 0 | 0 | 0 | 90.7431 | 0 | 0 | 8969.58 | 90.8644 | 2.0547 | 0 | 0 | 0 | 0 | 49.8504 | 25.2519 | 0 | 145.001 | 0 | 78.4951 | 391.517 | 0 | 0 | 0 | 3176.59 | 0 | 115.81 | 0 | 0 | 0 | 1.7598 | 0 | 0 | 3294.16 | 2042.58 | 306.222 | - | - | - | - | 0 | 0 | 2756 | 0 | 0 | 0 | 0 | 0 | 0 | 0 | 0 | 2756 | Nrs | 03
07/27/18 @ 03:18 | Nrs-w06-v03-WCChlrBase-mNE-HVAC-Proto.pd2 | Nrs-w06-v03-WCChlrBase-mNE-HVAC-Proto | Nrs-w06-v03 | California (Title 24) | Los Angeles Area (CZ06) | Torrance | 119982 | 227.244 | 5.1842 | 0 | 0 | 0 | 0 | 436.688 | 157.58 | 0 | 813.657 | 0 | 491.747 | 2132.1 | 0 | 0 | 0 | 4555.47 | 0 | 1703.96 | 0 | 0 | 0 | 90.7431 | 0 | 0 | 6350.17 | 145.712 | 3.6682 | 0 | 0 | 0 | 0 | 49.8504 | 32.9967 | 0 | 145.001 | 0 | 78.4951 | 455.723 | 0 | 0 | 0 | 3442.18 | 0 | 96.1231 | 0 | 0 | 0 | 1.7598 | 0 | 0 | 3540.06 | 2950.58 | 359.222 | - | - | - | - | 0 | 0 | 3233 | 0 | 0 | 0 | 0 | 0 | 0 | 0 | 0 | 3233 | Nrs | 03
07/27/18 @ 03:18 | Nrs-w07-v03-WCChlrBase-mNE-HVAC-Proto.pd2 | Nrs-w07-v03-WCChlrBase-mNE-HVAC-Proto | Nrs-w07-v03 | California (Title 24) | San Diego Area (CZ07) | San Diego AP | 119982 | 206.157 | 4.5974 | 0 | 0 | 0 | 0 | 436.688 | 143.048 | 0 | 813.657 | 0 | 491.747 | 2095.9 | 0 | 0 | 0 | 3324.03 | 0 | 1686.08 | 0 | 0 | 0 | 90.7431 | 0 | 0 | 5100.86 | 114.762 | 3.3601 | 0 | 0 | 0 | 0 | 49.8504 | 28.7553 | 0 | 145.001 | 0 | 78.4951 | 420.224 | 0 | 0 | 0 | 2162.87 | 0 | 103.856 | 0 | 0 | 0 | 1.7598 | 0 | 0 | 2268.48 | 2492.07 | 351.667 | - | - | - | - | 0 | 0 | 3165 | 0 | 0 | 0 | 0 | 0 | 0 | 0 | 0 | 3165 | Nrs | 03
07/27/18 @ 03:18 | Nrs-w08-v03-WCChlrBase-mNE-HVAC-Proto.pd2 | Nrs-w08-v03-WCChlrBase-mNE-HVAC-Proto | Nrs-w08-v03 | California (Title 24) | El Toro Area (CZ08) | Fullerton | 119982 | 267.938 | 6.3015 | 0 | 0 | 0 | 0 | 436.688 | 160.689 | 0 | 813.657 | 0 | 491.747 | 2177.03 | 0 | 0 | 0 | 3918.86 | 0 | 1658.68 | 0 | 0 | 0 | 90.7431 | 0 | 0 | 5668.29 | 154.003 | 5.846 | 0 | 0 | 0 | 0 | 49.8504 | 35.7869 | 0 | 145.001 | 0 | 78.4951 | 468.982 | 0 | 0 | 0 | 2616.34 | 0 | 243.868 | 0 | 0 | 0 | 10.6293 | 0 | 0 | 2870.84 | 3264.95 | 398 | - | - | - | - | 0 | 0 | 3582 | 0 | 0 | 0 | 0 | 0 | 0 | 0 | 0 | 3582 | Nrs | 03
07/27/18 @ 03:18 | Nrs-w09-v03-WCChlrBase-mNE-HVAC-Proto.pd2 | Nrs-w09-v03-WCChlrBase-mNE-HVAC-Proto | Nrs-w09-v03 | California (Title 24) | Pasadena Area (CZ09) | Burbank AP | 119982 | 323.961 | 7.9511 | 0 | 0 | 0 | 0 | 436.688 | 188.185 | 0 | 813.657 | 0 | 491.747 | 2262.19 | 0 | 0 | 0 | 4105.41 | 0 | 1656.78 | 0 | 0 | 0 | 90.7431 | 0 | 0 | 5852.93 | 226.573 | 14.9416 | 0 | 0 | 0 | 0 | 49.8504 | 46.4223 | 0 | 145.001 | 0 | 78.4951 | 561.284 | 0 | 0 | 0 | 2556.29 | 0 | 244.177 | 0 | 0 | 0 | 10.6293 | 0 | 0 | 2811.1 | 4386.33 | 443.111 | - | - | - | - | 0 | 0 | 3988 | 0 | 0 | 0 | 0 | 0 | 0 | 0 | 0 | 3988 | Nrs | 03
07/27/18 @ 03:18 | Nrs-w10-v03-WCChlrBase-mNE-HVAC-Proto.pd2 | Nrs-w10-v03-WCChlrBase-mNE-HVAC-Proto | Nrs-w10-v03 | California (Title 24) | San Bernardino Area (CZ10) | Riverside FS 3 | 119982 | 313.537 | 7.5098 | 0 | 0 | 0 | 0 | 436.688 | 174.715 | 0 | 813.657 | 0 | 491.747 | 2237.86 | 0 | 0 | 0 | 4392.5 | 0 | 1649.04 | 0 | 0 | 0 | 90.7431 | 0 | 0 | 6132.29 | 198.751 | 8.8293 | 0 | 0 | 0 | 0 | 49.8504 | 39.6379 | 0 | 145.001 | 0 | 78.4951 | 520.565 | 0 | 0 | 0 | 2871.88 | 0 | 232.999 | 0 | 0 | 0 | 10.6293 | 0 | 0 | 3115.51 | 3804.26 | 440.556 | - | - | - | - | 0 | 0 | 3965 | 0 | 0 | 0 | 0 | 0 | 0 | 0 | 0 | 3965 | Nrs | 03
07/27/18 @ 03:19 | Nrs-w11-v03-WCChlrBase-mNE-HVAC-Proto.pd2 | Nrs-w11-v03-WCChlrBase-mNE-HVAC-Proto | Nrs-w11-v03 | California (Title 24) | Red Bluff Area (CZ11) | Red Bluff AP | 119982 | 314.696 | 7.8015 | 0 | 0 | 0 | 0 | 436.688 | 179.081 | 0 | 813.657 | 0 | 491.747 | 2243.68 | 0 | 0 | 0 | 5637.22 | 0 | 1670.8 | 0 | 0 | 0 | 90.7431 | 0 | 0 | 7398.77 | 205.488 | 15.846 | 0 | 0 | 0 | 0 | 49.8504 | 44.1467 | 0 | 145.001 | 0 | 78.4951 | 538.827 | 0 | 0 | 0 | 3122.9 | 0 | 114.824 | 0 | 0 | 0 | 1.7598 | 0 | 0 | 3239.48 | 4111.8 | 384 | - | - | - | - | 0 | 0 | 3456 | 0 | 0 | 0 | 0 | 0 | 0 | 0 | 0 | 3456 | Nrs | 03
07/27/18 @ 03:19 | Nrs-w12-v03-WCChlrBase-mNE-HVAC-Proto.pd2 | Nrs-w12-v03-WCChlrBase-mNE-HVAC-Proto | Nrs-w12-v03 | California (Title 24) | Sacramento Area (CZ12) | Sacramento AP | 119982 | 261.741 | 6.1334 | 0 | 0 | 0 | 0 | 436.688 | 168.823 | 0 | 813.657 | 0 | 491.747 | 2178.79 | 0 | 0 | 0 | 5834.61 | 0 | 1723.93 | 0 | 0 | 0 | 90.7431 | 0 | 0 | 7649.28 | 205.011 | 9.0745 | 0 | 0 | 0 | 0 | 49.8504 | 40.525 | 0 | 145.001 | 0 | 78.4951 | 527.957 | 0 | 0 | 0 | 2950.73 | 0 | 267.722 | 0 | 0 | 0 | 10.6293 | 0 | 0 | 3229.08 | 3897.88 | 391 | - | - | - | - | 0 | 0 | 3519 | 0 | 0 | 0 | 0 | 0 | 0 | 0 | 0 | 3519 | Nrs | 03
07/27/18 @ 03:19 | Nrs-w13-v03-WCChlrBase-mNE-HVAC-Proto.pd2 | Nrs-w13-v03-WCChlrBase-mNE-HVAC-Proto | Nrs-w13-v03 | California (Title 24) | Fresno Area (CZ13) | Fresno AP | 119982 | 335.229 | 8.6048 | 0 | 0 | 0 | 0 | 436.688 | 180.409 | 0 | 813.657 | 0 | 491.747 | 2266.34 | 0 | 0 | 0 | 5105.35 | 0 | 1650.32 | 0 | 0 | 0 | 90.7431 | 0 | 0 | 6846.42 | 213.958 | 10.9099 | 0 | 0 | 0 | 0 | 49.8504 | 42.6829 | 0 | 145.001 | 0 | 78.4951 | 540.898 | 0 | 0 | 0 | 2890.81 | 0 | 113.221 | 0 | 0 | 0 | 1.7598 | 0 | 0 | 3005.79 | 4098.2 | 406.889 | - | - | - | - | 0 | 0 | 3662 | 0 | 0 | 0 | 0 | 0 | 0 | 0 | 0 | 3662 | Nrs | 03
07/27/18 @ 03:19 | Nrs-w14-v03-WCChlrBase-mNE-HVAC-Proto.pd2 | Nrs-w14-v03-WCChlrBase-mNE-HVAC-Proto | Nrs-w14-v03 | California (Title 24) | China Lake Area (CZ14) | Palmdale AP | 119982 | 339.938 | 7.5335 | 0 | 0 | 0 | 0 | 436.688 | 196.107 | 0 | 813.657 | 0 | 491.747 | 2285.67 | 0 | 0 | 0 | 6148.45 | 0 | 1683.17 | 0 | 0 | 0 | 90.7431 | 0 | 0 | 7922.36 | 252.849 | 22.553 | 0 | 0 | 0 | 0 | 49.8504 | 49.4645 | 0 | 130.986 | 0 | 78.4951 | 584.197 | 0 | 0 | 0 | 3759.75 | 0 | 100.359 | 0 | 0 | 0 | 1.7598 | 0 | 0 | 3861.87 | 4794.55 | 429.111 | - | - | - | - | 0 | 0 | 3862 | 0 | 0 | 0 | 0 | 0 | 0 | 0 | 0 | 3862 | Nrs | 03
07/27/18 @ 03:19 | Nrs-w15-v03-WCChlrBase-mNE-HVAC-Proto.pd2 | Nrs-w15-v03-WCChlrBase-mNE-HVAC-Proto | Nrs-w15-v03 | California (Title 24) | Blythe Area (CZ15) | Palm Springs | 119982 | 593.717 | 17.9407 | 0 | 0 | 0 | 0 | 436.815 | 229.447 | 0 | 813.657 | 0 | 491.747 | 2583.33 | 0 | 0 | 0 | 2133.13 | 0 | 1388.58 | 0 | 0 | 0 | 90.7431 | 0 | 0 | 3612.46 | 282.942 | 24.7043 | 0 | 0 | 0 | 0 | 49.8646 | 54.2307 | 0 | 145.001 | 0 | 78.4951 | 635.237 | 0 | 0 | 0 | 2157.09 | 0 | 208.716 | 0 | 0 | 0 | 10.6293 | 0 | 0 | 2376.43 | 5302.69 | 436.667 | - | - | - | - | 0 | 0 | 3930 | 0 | 0 | 0 | 0 | 0 | 0 | 0 | 0 | 3930 | Nrs | 03
07/27/18 @ 03:19 | Nrs-w16-v03-WCChlrBase-mNE-HVAC-Proto.pd2 | Nrs-w16-v03-WCChlrBase-mNE-HVAC-Proto | Nrs-w16-v03 | California (Title 24) | Mount Shasta Area (CZ16) | Blue Canyon AP | 119982 | 143.327 | 2.3394 | 0 | 0 | 0 | 0 | 436.688 | 134.883 | 0 | 813.657 | 0 | 491.747 | 2022.65 | 0 | 0 | 0 | 9328.14 | 0 | 1934.64 | 0 | 0 | 0 | 90.7431 | 0 | 0 | 11353.5 | 107.917 | 2.6203 | 0 | 0 | 0 | 0 | 49.8504 | 26.9542 | 0 | 145.001 | 0 | 78.4951 | 410.838 | 0 | 0 | 0 | 3658.64 | 0 | 302.25 | 0 | 0 | 0 | 10.6293 | 0 | 0 | 3971.52 | 2252.88 | 358.889 | - | - | - | - | 0 | 0 | 3230 | 0 | 0 | 0 | 0 | 0 | 0 | 0 | 0 | 3230 | Nrs | 03
07/27/18 @ 03:20 | Nrs-w01-v07-WCChlrBase-mNE-HVAC-Proto.pd2 | Nrs-w01-v07-WCChlrBase-mNE-HVAC-Proto | Nrs-w01-v07 | California (Title 24) | Arcata Area (CZ01) | Arcata | 119982 | 55.1225 | 0.54156 | 0 | 0 | 0 | 0 | 436.688 | 43.7699 | 0 | 783.852 | 0 | 489.755 | 1809.73 | 0 | 0 | 0 | 8884.25 | 0 | 1943.24 | 0 | 0 | 0 | 90.7431 | 0 | 0 | 10918.2 | 73.2497 | 1.7189 | 0 | 0 | 0 | 0 | 49.8504 | 16.3768 | 0 | 139.732 | 0 | 78.1512 | 359.079 | 0 | 0 | 0 | 3057.03 | 0 | 279.181 | 0 | 0 | 0 | 10.6293 | 0 | 0 | 3346.84 | 1544.26 | 265.556 | - | - | - | - | 0 | 0 | 2390 | 0 | 0 | 0 | 0 | 0 | 0 | 0 | 0 | 2390 | Nrs | 07
07/27/18 @ 03:20 | Nrs-w02-v07-WCChlrBase-mNE-HVAC-Proto.pd2 | Nrs-w02-v07-WCChlrBase-mNE-HVAC-Proto | Nrs-w02-v07 | California (Title 24) | Santa Rosa Area (CZ02) | Santa Rosa | 119982 | 181.688 | 3.7603 | 0 | 0 | 0 | 0 | 436.688 | 87.8038 | 0 | 783.852 | 0 | 489.755 | 1983.55 | 0 | 0 | 0 | 7099.46 | 0 | 1807.01 | 0 | 0 | 0 | 90.7431 | 0 | 0 | 8997.22 | 173.446 | 7.9607 | 0 | 0 | 0 | 0 | 49.8504 | 34.9395 | 0 | 139.732 | 0 | 78.1512 | 484.08 | 0 | 0 | 0 | 3090.13 | 0 | 274.133 | 0 | 0 | 0 | 10.6293 | 0 | 0 | 3374.89 | 3453.33 | 325.222 | - | - | - | - | 0 | 0 | 2927 | 0 | 0 | 0 | 0 | 0 | 0 | 0 | 0 | 2927 | Nrs | 07
07/27/18 @ 03:20 | Nrs-w03-v07-WCChlrBase-mNE-HVAC-Proto.pd2 | Nrs-w03-v07-WCChlrBase-mNE-HVAC-Proto | Nrs-w03-v07 | California (Title 24) | Oakland Area (CZ03) | Oakland AP | 119982 | 112.36 | 1.8656 | 0 | 0 | 0 | 0 | 436.688 | 62.8716 | 0 | 783.852 | 0 | 489.755 | 1887.39 | 0 | 0 | 0 | 6361.92 | 0 | 1812.49 | 0 | 0 | 0 | 90.7431 | 0 | 0 | 8265.15 | 105.318 | 2.7878 | 0 | 0 | 0 | 0 | 49.8504 | 22.8818 | 0 | 139.732 | 0 | 78.1512 | 398.721 | 0 | 0 | 0 | 3080.96 | 0 | 116.808 | 0 | 0 | 0 | 1.7598 | 0 | 0 | 3199.52 | 2207.01 | 289.444 | - | - | - | - | 0 | 0 | 2605 | 0 | 0 | 0 | 0 | 0 | 0 | 0 | 0 | 2605 | Nrs | 07
07/27/18 @ 03:20 | Nrs-w04-v07-WCChlrBase-mNE-HVAC-Proto.pd2 | Nrs-w04-v07-WCChlrBase-mNE-HVAC-Proto | Nrs-w04-v07 | California (Title 24) | Sunnyvale Area (CZ04) | San Jose | 119982 | 198.84 | 4.2109 | 0 | 0 | 0 | 0 | 436.688 | 92.4627 | 0 | 783.852 | 0 | 489.755 | 2005.81 | 0 | 0 | 0 | 6379.41 | 0 | 1755.57 | 0 | 0 | 0 | 90.7431 | 0 | 0 | 8225.73 | 150.095 | 4.3726 | 0 | 0 | 0 | 0 | 49.8504 | 31.2404 | 0 | 139.732 | 0 | 78.1512 | 453.442 | 0 | 0 | 0 | 4280.94 | 0 | 98.4427 | 0 | 0 | 0 | 1.7598 | 0 | 0 | 4381.15 | 3065.15 | 360 | - | - | - | - | 0 | 0 | 3240 | 0 | 0 | 0 | 0 | 0 | 0 | 0 | 0 | 3240 | Nrs | 07
07/27/18 @ 03:20 | Nrs-w05-v07-WCChlrBase-mNE-HVAC-Proto.pd2 | Nrs-w05-v07-WCChlrBase-mNE-HVAC-Proto | Nrs-w05-v07 | California (Title 24) | Santa Maria Area (CZ05) | Santa Maria AP | 119982 | 106.243 | 1.8429 | 0 | 0 | 0 | 0 | 436.688 | 57.9477 | 0 | 783.852 | 0 | 489.755 | 1876.33 | 0 | 0 | 0 | 7198.36 | 0 | 1840.56 | 0 | 0 | 0 | 90.7431 | 0 | 0 | 9129.67 | 88.8021 | 1.9913 | 0 | 0 | 0 | 0 | 49.8504 | 20.6356 | 0 | 139.732 | 0 | 78.1512 | 379.163 | 0 | 0 | 0 | 3207.73 | 0 | 115.835 | 0 | 0 | 0 | 1.7598 | 0 | 0 | 3325.33 | 2007.03 | 295.333 | - | - | - | - | 0 | 0 | 2658 | 0 | 0 | 0 | 0 | 0 | 0 | 0 | 0 | 2658 | Nrs | 07
07/27/18 @ 03:21 | Nrs-w06-v07-WCChlrBase-mNE-HVAC-Proto.pd2 | Nrs-w06-v07-WCChlrBase-mNE-HVAC-Proto | Nrs-w06-v07 | California (Title 24) | Los Angeles Area (CZ06) | Torrance | 119982 | 215.822 | 4.9588 | 0 | 0 | 0 | 0 | 436.688 | 96.1601 | 0 | 783.852 | 0 | 489.755 | 2027.23 | 0 | 0 | 0 | 4651.67 | 0 | 1704.04 | 0 | 0 | 0 | 90.7431 | 0 | 0 | 6446.45 | 143.447 | 3.5964 | 0 | 0 | 0 | 0 | 49.8504 | 29.3261 | 0 | 139.732 | 0 | 78.1512 | 444.103 | 0 | 0 | 0 | 3468.56 | 0 | 96.1464 | 0 | 0 | 0 | 1.7598 | 0 | 0 | 3566.47 | 2929.9 | 349.667 | - | - | - | - | 0 | 0 | 3147 | 0 | 0 | 0 | 0 | 0 | 0 | 0 | 0 | 3147 | Nrs | 07
07/27/18 @ 03:21 | Nrs-w07-v07-WCChlrBase-mNE-HVAC-Proto.pd2 | Nrs-w07-v07-WCChlrBase-mNE-HVAC-Proto | Nrs-w07-v07 | California (Title 24) | San Diego Area (CZ07) | San Diego AP | 119982 | 194.999 | 4.3671 | 0 | 0 | 0 | 0 | 436.688 | 85.2873 | 0 | 783.852 | 0 | 489.755 | 1994.95 | 0 | 0 | 0 | 3326.45 | 0 | 1686.14 | 0 | 0 | 0 | 90.7431 | 0 | 0 | 5103.34 | 112.959 | 3.3446 | 0 | 0 | 0 | 0 | 49.8504 | 25.2733 | 0 | 139.732 | 0 | 78.1512 | 409.31 | 0 | 0 | 0 | 2185.46 | 0 | 103.879 | 0 | 0 | 0 | 1.7598 | 0 | 0 | 2291.09 | 2472.36 | 344.556 | - | - | - | - | 0 | 0 | 3101 | 0 | 0 | 0 | 0 | 0 | 0 | 0 | 0 | 3101 | Nrs | 07
07/27/18 @ 03:21 | Nrs-w08-v07-WCChlrBase-mNE-HVAC-Proto.pd2 | Nrs-w08-v07-WCChlrBase-mNE-HVAC-Proto | Nrs-w08-v07 | California (Title 24) | El Toro Area (CZ08) | Fullerton | 119982 | 257.501 | 6.1065 | 0 | 0 | 0 | 0 | 436.688 | 107.408 | 0 | 783.852 | 0 | 489.755 | 2081.31 | 0 | 0 | 0 | 4011.46 | 0 | 1658.76 | 0 | 0 | 0 | 90.7431 | 0 | 0 | 5760.96 | 152.246 | 6.2306 | 0 | 0 | 0 | 0 | 49.8504 | 33.3884 | 0 | 139.732 | 0 | 78.1512 | 459.599 | 0 | 0 | 0 | 2643.66 | 0 | 243.891 | 0 | 0 | 0 | 10.6293 | 0 | 0 | 2898.18 | 3249.92 | 389.333 | - | - | - | - | 0 | 0 | 3504 | 0 | 0 | 0 | 0 | 0 | 0 | 0 | 0 | 3504 | Nrs | 07
07/27/18 @ 03:21 | Nrs-w09-v07-WCChlrBase-mNE-HVAC-Proto.pd2 | Nrs-w09-v07-WCChlrBase-mNE-HVAC-Proto | Nrs-w09-v07 | California (Title 24) | Pasadena Area (CZ09) | Burbank AP | 119982 | 313.159 | 7.7802 | 0 | 0 | 0 | 0 | 436.688 | 138.347 | 0 | 783.852 | 0 | 489.755 | 2169.58 | 0 | 0 | 0 | 4202.78 | 0 | 1656.86 | 0 | 0 | 0 | 90.7431 | 0 | 0 | 5950.38 | 225.018 | 14.8008 | 0 | 0 | 0 | 0 | 49.8504 | 44.5827 | 0 | 139.732 | 0 | 78.1512 | 552.135 | 0 | 0 | 0 | 2583.61 | 0 | 244.201 | 0 | 0 | 0 | 10.6293 | 0 | 0 | 2838.44 | 4364.74 | 439 | - | - | - | - | 0 | 0 | 3951 | 0 | 0 | 0 | 0 | 0 | 0 | 0 | 0 | 3951 | Nrs | 07
07/27/18 @ 03:21 | Nrs-w10-v07-WCChlrBase-mNE-HVAC-Proto.pd2 | Nrs-w10-v07-WCChlrBase-mNE-HVAC-Proto | Nrs-w10-v07 | California (Title 24) | San Bernardino Area (CZ10) | Riverside FS 3 | 119982 | 303.045 | 7.3255 | 0 | 0 | 0 | 0 | 436.688 | 122.413 | 0 | 783.852 | 0 | 489.755 | 2143.08 | 0 | 0 | 0 | 4504.02 | 0 | 1649.12 | 0 | 0 | 0 | 90.7431 | 0 | 0 | 6243.88 | 196.87 | 8.6483 | 0 | 0 | 0 | 0 | 49.8504 | 37.0116 | 0 | 139.732 | 0 | 78.1512 | 510.263 | 0 | 0 | 0 | 2903.12 | 0 | 233.025 | 0 | 0 | 0 | 10.6293 | 0 | 0 | 3146.78 | 3784.67 | 431.556 | - | - | - | - | 0 | 0 | 3884 | 0 | 0 | 0 | 0 | 0 | 0 | 0 | 0 | 3884 | Nrs | 07
07/27/18 @ 03:21 | Nrs-w11-v07-WCChlrBase-mNE-HVAC-Proto.pd2 | Nrs-w11-v07-WCChlrBase-mNE-HVAC-Proto | Nrs-w11-v07 | California (Title 24) | Red Bluff Area (CZ11) | Red Bluff AP | 119982 | 303.923 | 7.6466 | 0 | 0 | 0 | 0 | 436.688 | 122.633 | 0 | 783.852 | 0 | 489.755 | 2144.5 | 0 | 0 | 0 | 5770.52 | 0 | 1670.89 | 0 | 0 | 0 | 90.7431 | 0 | 0 | 7532.16 | 203.494 | 15.675 | 0 | 0 | 0 | 0 | 49.8504 | 41.2665 | 0 | 139.732 | 0 | 78.1512 | 528.169 | 0 | 0 | 0 | 3156.74 | 0 | 114.851 | 0 | 0 | 0 | 1.7598 | 0 | 0 | 3273.35 | 4088.83 | 375.444 | - | - | - | - | 0 | 0 | 3379 | 0 | 0 | 0 | 0 | 0 | 0 | 0 | 0 | 3379 | Nrs | 07
07/27/18 @ 03:22 | Nrs-w12-v07-WCChlrBase-mNE-HVAC-Proto.pd2 | Nrs-w12-v07-WCChlrBase-mNE-HVAC-Proto | Nrs-w12-v07 | California (Title 24) | Sacramento Area (CZ12) | Sacramento AP | 119982 | 250.675 | 5.9814 | 0 | 0 | 0 | 0 | 436.688 | 109.118 | 0 | 783.852 | 0 | 489.755 | 2076.07 | 0 | 0 | 0 | 5972.74 | 0 | 1724.03 | 0 | 0 | 0 | 90.7431 | 0 | 0 | 7787.52 | 202.802 | 8.8926 | 0 | 0 | 0 | 0 | 49.8504 | 37.7912 | 0 | 139.732 | 0 | 78.1512 | 517.22 | 0 | 0 | 0 | 2984.38 | 0 | 267.747 | 0 | 0 | 0 | 10.6293 | 0 | 0 | 3262.76 | 3876.41 | 386.111 | - | - | - | - | 0 | 0 | 3475 | 0 | 0 | 0 | 0 | 0 | 0 | 0 | 0 | 3475 | Nrs | 07
07/27/18 @ 03:22 | Nrs-w13-v07-WCChlrBase-mNE-HVAC-Proto.pd2 | Nrs-w13-v07-WCChlrBase-mNE-HVAC-Proto | Nrs-w13-v07 | California (Title 24) | Fresno Area (CZ13) | Fresno AP | 119982 | 324.749 | 8.451 | 0 | 0 | 0 | 0 | 436.688 | 128.425 | 0 | 783.852 | 0 | 489.755 | 2171.92 | 0 | 0 | 0 | 5224.89 | 0 | 1650.41 | 0 | 0 | 0 | 90.7431 | 0 | 0 | 6966.05 | 212.307 | 10.7138 | 0 | 0 | 0 | 0 | 49.8504 | 40.2959 | 0 | 139.732 | 0 | 78.1512 | 531.051 | 0 | 0 | 0 | 2924.16 | 0 | 113.247 | 0 | 0 | 0 | 1.7598 | 0 | 0 | 3039.16 | 4079.07 | 398.667 | - | - | - | - | 0 | 0 | 3588 | 0 | 0 | 0 | 0 | 0 | 0 | 0 | 0 | 3588 | Nrs | 07
07/27/18 @ 03:22 | Nrs-w14-v07-WCChlrBase-mNE-HVAC-Proto.pd2 | Nrs-w14-v07-WCChlrBase-mNE-HVAC-Proto | Nrs-w14-v07 | California (Title 24) | China Lake Area (CZ14) | Palmdale AP | 119982 | 330.641 | 7.4224 | 0 | 0 | 0 | 0 | 436.688 | 147.352 | 0 | 783.852 | 0 | 489.755 | 2195.71 | 0 | 0 | 0 | 6276.16 | 0 | 1683.26 | 0 | 0 | 0 | 90.7431 | 0 | 0 | 8050.17 | 250.606 | 22.3067 | 0 | 0 | 0 | 0 | 49.8504 | 48.1421 | 0 | 126.225 | 0 | 78.1512 | 575.281 | 0 | 0 | 0 | 3792.56 | 0 | 100.386 | 0 | 0 | 0 | 1.7598 | 0 | 0 | 3894.7 | 4770.71 | 422 | - | - | - | - | 0 | 0 | 3798 | 0 | 0 | 0 | 0 | 0 | 0 | 0 | 0 | 3798 | Nrs | 07
07/27/18 @ 03:22 | Nrs-w15-v07-WCChlrBase-mNE-HVAC-Proto.pd2 | Nrs-w15-v07-WCChlrBase-mNE-HVAC-Proto | Nrs-w15-v07 | California (Title 24) | Blythe Area (CZ15) | Palm Springs | 119982 | 584.762 | 17.7478 | 0 | 0 | 0 | 0 | 436.768 | 201.98 | 0 | 783.852 | 0 | 489.755 | 2514.86 | 0 | 0 | 0 | 2121.73 | 0 | 1388.62 | 0 | 0 | 0 | 90.7431 | 0 | 0 | 3601.1 | 281.421 | 24.4611 | 0 | 0 | 0 | 0 | 49.8594 | 53.1056 | 0 | 139.732 | 0 | 78.1512 | 626.731 | 0 | 0 | 0 | 2182.51 | 0 | 208.74 | 0 | 0 | 0 | 10.6293 | 0 | 0 | 2401.88 | 5282.57 | 430.111 | - | - | - | - | 0 | 0 | 3871 | 0 | 0 | 0 | 0 | 0 | 0 | 0 | 0 | 3871 | Nrs | 07
07/27/18 @ 03:22 | Nrs-w16-v07-WCChlrBase-mNE-HVAC-Proto.pd2 | Nrs-w16-v07-WCChlrBase-mNE-HVAC-Proto | Nrs-w16-v07 | California (Title 24) | Mount Shasta Area (CZ16) | Blue Canyon AP | 119982 | 134.981 | 2.2527 | 0 | 0 | 0 | 0 | 436.688 | 64.4716 | 0 | 783.852 | 0 | 489.755 | 1912 | 0 | 0 | 0 | 9535.53 | 0 | 1934.78 | 0 | 0 | 0 | 90.7431 | 0 | 0 | 11561.1 | 106.279 | 2.6061 | 0 | 0 | 0 | 0 | 49.8504 | 23.073 | 0 | 139.732 | 0 | 78.1512 | 399.692 | 0 | 0 | 0 | 3696.79 | 0 | 302.276 | 0 | 0 | 0 | 10.6293 | 0 | 0 | 4009.7 | 2234.62 | 348.667 | - | - | - | - | 0 | 0 | 3138 | 0 | 0 | 0 | 0 | 0 | 0 | 0 | 0 | 3138 | Nrs | 07
07/27/18 @ 03:23 | Nrs-w01-v11-WCChlrBase-mNE-HVAC-Proto.pd2 | Nrs-w01-v11-WCChlrBase-mNE-HVAC-Proto | Nrs-w01-v11 | California (Title 24) | Arcata Area (CZ01) | Arcata | 119982 | 49.2258 | 0.48202 | 0 | 0 | 0 | 0 | 436.688 | 40.605 | 0 | 783.852 | 0 | 450.749 | 1761.6 | 0 | 0 | 0 | 8938.91 | 0 | 1943.23 | 0 | 0 | 0 | 90.7431 | 0 | 0 | 10972.9 | 72.186 | 1.693 | 0 | 0 | 0 | 0 | 49.8504 | 16.1431 | 0 | 139.732 | 0 | 71.3046 | 350.909 | 0 | 0 | 0 | 3066.81 | 0 | 279.179 | 0 | 0 | 0 | 10.6293 | 0 | 0 | 3356.62 | 1521.67 | 257.444 | - | - | - | - | 0 | 0 | 2317 | 0 | 0 | 0 | 0 | 0 | 0 | 0 | 0 | 2317 | Nrs | 11
07/27/18 @ 03:23 | Nrs-w02-v11-WCChlrBase-mNE-HVAC-Proto.pd2 | Nrs-w02-v11-WCChlrBase-mNE-HVAC-Proto | Nrs-w02-v11 | California (Title 24) | Santa Rosa Area (CZ02) | Santa Rosa | 119982 | 174.03 | 3.658 | 0 | 0 | 0 | 0 | 436.688 | 83.5503 | 0 | 783.852 | 0 | 450.749 | 1932.53 | 0 | 0 | 0 | 6916.81 | 0 | 1806.94 | 0 | 0 | 0 | 90.7431 | 0 | 0 | 8814.49 | 169.836 | 7.7684 | 0 | 0 | 0 | 0 | 49.8504 | 34.2414 | 0 | 139.732 | 0 | 71.3046 | 472.733 | 0 | 0 | 0 | 3018.68 | 0 | 274.1 | 0 | 0 | 0 | 10.6293 | 0 | 0 | 3303.41 | 3384.62 | 316.333 | - | - | - | - | 0 | 0 | 2847 | 0 | 0 | 0 | 0 | 0 | 0 | 0 | 0 | 2847 | Nrs | 11
07/27/18 @ 03:23 | Nrs-w03-v11-WCChlrBase-mNE-HVAC-Proto.pd2 | Nrs-w03-v11-WCChlrBase-mNE-HVAC-Proto | Nrs-w03-v11 | California (Title 24) | Oakland Area (CZ03) | Oakland AP | 119982 | 105.27 | 1.7756 | 0 | 0 | 0 | 0 | 436.688 | 59.1964 | 0 | 783.852 | 0 | 450.749 | 1837.53 | 0 | 0 | 0 | 6329.3 | 0 | 1812.43 | 0 | 0 | 0 | 90.7431 | 0 | 0 | 8232.47 | 103.683 | 2.7433 | 0 | 0 | 0 | 0 | 49.8504 | 22.5252 | 0 | 139.732 | 0 | 71.3046 | 389.839 | 0 | 0 | 0 | 2852.78 | 0 | 324.017 | 0 | 0 | 0 | 14.1138 | 0 | 0 | 3190.91 | 2172.61 | 281.111 | - | - | - | - | 0 | 0 | 2530 | 0 | 0 | 0 | 0 | 0 | 0 | 0 | 0 | 2530 | Nrs | 11
07/27/18 @ 03:23 | Nrs-w04-v11-WCChlrBase-mNE-HVAC-Proto.pd2 | Nrs-w04-v11-WCChlrBase-mNE-HVAC-Proto | Nrs-w04-v11 | California (Title 24) | Sunnyvale Area (CZ04) | San Jose | 119982 | 192.696 | 4.1092 | 0 | 0 | 0 | 0 | 436.688 | 89.4326 | 0 | 783.852 | 0 | 450.749 | 1957.53 | 0 | 0 | 0 | 6173.71 | 0 | 1755.49 | 0 | 0 | 0 | 90.7431 | 0 | 0 | 8019.94 | 146.843 | 4.2554 | 0 | 0 | 0 | 0 | 49.8504 | 30.5905 | 0 | 139.732 | 0 | 71.3046 | 442.576 | 0 | 0 | 0 | 4185.53 | 0 | 98.4077 | 0 | 0 | 0 | 1.7598 | 0 | 0 | 4285.7 | 3000.88 | 350.444 | - | - | - | - | 0 | 0 | 3154 | 0 | 0 | 0 | 0 | 0 | 0 | 0 | 0 | 3154 | Nrs | 11
07/27/18 @ 03:23 | Nrs-w05-v11-WCChlrBase-mNE-HVAC-Proto.pd2 | Nrs-w05-v11-WCChlrBase-mNE-HVAC-Proto | Nrs-w05-v11 | California (Title 24) | Santa Maria Area (CZ05) | Santa Maria AP | 119982 | 100.411 | 1.7564 | 0 | 0 | 0 | 0 | 436.688 | 55.2709 | 0 | 783.852 | 0 | 450.749 | 1828.73 | 0 | 0 | 0 | 7237.35 | 0 | 1840.56 | 0 | 0 | 0 | 90.7431 | 0 | 0 | 9168.66 | 87.7359 | 1.9669 | 0 | 0 | 0 | 0 | 49.8504 | 20.3999 | 0 | 139.732 | 0 | 71.3046 | 370.99 | 0 | 0 | 0 | 3216.96 | 0 | 115.834 | 0 | 0 | 0 | 1.7598 | 0 | 0 | 3334.55 | 1983.8 | 287.333 | - | - | - | - | 0 | 0 | 2586 | 0 | 0 | 0 | 0 | 0 | 0 | 0 | 0 | 2586 | Nrs | 11
07/27/18 @ 03:23 | Nrs-w06-v11-WCChlrBase-mNE-HVAC-Proto.pd2 | Nrs-w06-v11-WCChlrBase-mNE-HVAC-Proto | Nrs-w06-v11 | California (Title 24) | Los Angeles Area (CZ06) | Torrance | 119982 | 208.826 | 4.8227 | 0 | 0 | 0 | 0 | 436.688 | 93.6156 | 0 | 783.852 | 0 | 450.749 | 1978.55 | 0 | 0 | 0 | 4663.54 | 0 | 1704.03 | 0 | 0 | 0 | 90.7431 | 0 | 0 | 6458.31 | 142.194 | 3.5645 | 0 | 0 | 0 | 0 | 49.8504 | 29.0764 | 0 | 139.732 | 0 | 71.3046 | 435.722 | 0 | 0 | 0 | 3472.62 | 0 | 96.1404 | 0 | 0 | 0 | 1.7598 | 0 | 0 | 3570.52 | 2904.19 | 341.222 | - | - | - | - | 0 | 0 | 3071 | 0 | 0 | 0 | 0 | 0 | 0 | 0 | 0 | 3071 | Nrs | 11
07/27/18 @ 03:24 | Nrs-w07-v11-WCChlrBase-mNE-HVAC-Proto.pd2 | Nrs-w07-v11-WCChlrBase-mNE-HVAC-Proto | Nrs-w07-v11 | California (Title 24) | San Diego Area (CZ07) | San Diego AP | 119982 | 187.984 | 4.2136 | 0 | 0 | 0 | 0 | 436.688 | 82.9322 | 0 | 783.852 | 0 | 450.749 | 1946.42 | 0 | 0 | 0 | 3305.72 | 0 | 1686.11 | 0 | 0 | 0 | 90.7431 | 0 | 0 | 5082.57 | 110.948 | 3.2888 | 0 | 0 | 0 | 0 | 49.8504 | 24.8667 | 0 | 139.732 | 0 | 71.3046 | 399.99 | 0 | 0 | 0 | 2173.36 | 0 | 103.859 | 0 | 0 | 0 | 1.7598 | 0 | 0 | 2278.97 | 2434.36 | 333.556 | - | - | - | - | 0 | 0 | 3002 | 0 | 0 | 0 | 0 | 0 | 0 | 0 | 0 | 3002 | Nrs | 11
07/27/18 @ 03:24 | Nrs-w08-v11-WCChlrBase-mNE-HVAC-Proto.pd2 | Nrs-w08-v11-WCChlrBase-mNE-HVAC-Proto | Nrs-w08-v11 | California (Title 24) | El Toro Area (CZ08) | Fullerton | 119982 | 249.604 | 5.9511 | 0 | 0 | 0 | 0 | 436.688 | 104.423 | 0 | 783.852 | 0 | 450.749 | 2031.26 | 0 | 0 | 0 | 3986.56 | 0 | 1658.73 | 0 | 0 | 0 | 90.7431 | 0 | 0 | 5736.03 | 149.961 | 6.1146 | 0 | 0 | 0 | 0 | 49.8504 | 32.884 | 0 | 139.732 | 0 | 71.3046 | 449.847 | 0 | 0 | 0 | 2626.82 | 0 | 243.868 | 0 | 0 | 0 | 10.6293 | 0 | 0 | 2881.32 | 3207.2 | 380.111 | - | - | - | - | 0 | 0 | 3421 | 0 | 0 | 0 | 0 | 0 | 0 | 0 | 0 | 3421 | Nrs | 11
07/27/18 @ 03:24 | Nrs-w09-v11-WCChlrBase-mNE-HVAC-Proto.pd2 | Nrs-w09-v11-WCChlrBase-mNE-HVAC-Proto | Nrs-w09-v11 | California (Title 24) | Pasadena Area (CZ09) | Burbank AP | 119982 | 304.831 | 7.5927 | 0 | 0 | 0 | 0 | 436.688 | 135.162 | 0 | 783.852 | 0 | 450.749 | 2118.87 | 0 | 0 | 0 | 4022.41 | 0 | 1656.79 | 0 | 0 | 0 | 90.7431 | 0 | 0 | 5769.94 | 219.188 | 14.3837 | 0 | 0 | 0 | 0 | 49.8504 | 43.2832 | 0 | 139.732 | 0 | 71.3046 | 537.742 | 0 | 0 | 0 | 2481.28 | 0 | 244.147 | 0 | 0 | 0 | 10.6293 | 0 | 0 | 2736.05 | 4253.96 | 423.111 | - | - | - | - | 0 | 0 | 3808 | 0 | 0 | 0 | 0 | 0 | 0 | 0 | 0 | 3808 | Nrs | 11
07/27/18 @ 03:24 | Nrs-w10-v11-WCChlrBase-mNE-HVAC-Proto.pd2 | Nrs-w10-v11-WCChlrBase-mNE-HVAC-Proto | Nrs-w10-v11 | California (Title 24) | San Bernardino Area (CZ10) | Riverside FS 3 | 119982 | 293.972 | 7.1419 | 0 | 0 | 0 | 0 | 436.688 | 118.647 | 0 | 783.852 | 0 | 450.749 | 2091.05 | 0 | 0 | 0 | 4347.57 | 0 | 1649.1 | 0 | 0 | 0 | 90.7431 | 0 | 0 | 6087.41 | 192.639 | 8.4458 | 0 | 0 | 0 | 0 | 49.8504 | 36.2478 | 0 | 139.732 | 0 | 71.3046 | 498.22 | 0 | 0 | 0 | 2830.3 | 0 | 232.994 | 0 | 0 | 0 | 10.6293 | 0 | 0 | 3073.92 | 3705.66 | 420.667 | - | - | - | - | 0 | 0 | 3786 | 0 | 0 | 0 | 0 | 0 | 0 | 0 | 0 | 3786 | Nrs | 11
07/27/18 @ 03:24 | Nrs-w11-v11-WCChlrBase-mNE-HVAC-Proto.pd2 | Nrs-w11-v11-WCChlrBase-mNE-HVAC-Proto | Nrs-w11-v11 | California (Title 24) | Red Bluff Area (CZ11) | Red Bluff AP | 119982 | 295.826 | 7.4961 | 0 | 0 | 0 | 0 | 436.688 | 119.069 | 0 | 783.852 | 0 | 450.749 | 2093.68 | 0 | 0 | 0 | 5612.22 | 0 | 1670.84 | 0 | 0 | 0 | 90.7431 | 0 | 0 | 7373.8 | 199.694 | 15.3431 | 0 | 0 | 0 | 0 | 49.8504 | 40.4997 | 0 | 139.732 | 0 | 71.3046 | 516.424 | 0 | 0 | 0 | 3089.5 | 0 | 114.82 | 0 | 0 | 0 | 1.7598 | 0 | 0 | 3206.08 | 4011.25 | 365.778 | - | - | - | - | 0 | 0 | 3292 | 0 | 0 | 0 | 0 | 0 | 0 | 0 | 0 | 3292 | Nrs | 11
07/27/18 @ 03:25 | Nrs-w12-v11-WCChlrBase-mNE-HVAC-Proto.pd2 | Nrs-w12-v11-WCChlrBase-mNE-HVAC-Proto | Nrs-w12-v11 | California (Title 24) | Sacramento Area (CZ12) | Sacramento AP | 119982 | 242.906 | 5.8462 | 0 | 0 | 0 | 0 | 436.688 | 105.237 | 0 | 783.852 | 0 | 450.749 | 2025.28 | 0 | 0 | 0 | 5815.91 | 0 | 1723.96 | 0 | 0 | 0 | 90.7431 | 0 | 0 | 7630.62 | 198.202 | 8.6742 | 0 | 0 | 0 | 0 | 49.8504 | 37.0061 | 0 | 139.732 | 0 | 71.3046 | 504.769 | 0 | 0 | 0 | 2916.63 | 0 | 267.716 | 0 | 0 | 0 | 10.6293 | 0 | 0 | 3194.98 | 3793.57 | 376.111 | - | - | - | - | 0 | 0 | 3385 | 0 | 0 | 0 | 0 | 0 | 0 | 0 | 0 | 3385 | Nrs | 11
07/27/18 @ 03:25 | Nrs-w13-v11-WCChlrBase-mNE-HVAC-Proto.pd2 | Nrs-w13-v11-WCChlrBase-mNE-HVAC-Proto | Nrs-w13-v11 | California (Title 24) | Fresno Area (CZ13) | Fresno AP | 119982 | 314.996 | 8.2622 | 0 | 0 | 0 | 0 | 436.688 | 123.633 | 0 | 783.852 | 0 | 450.749 | 2118.18 | 0 | 0 | 0 | 5087.97 | 0 | 1650.38 | 0 | 0 | 0 | 90.7431 | 0 | 0 | 6829.09 | 207.764 | 10.4638 | 0 | 0 | 0 | 0 | 49.8504 | 39.4035 | 0 | 139.732 | 0 | 71.3046 | 518.519 | 0 | 0 | 0 | 2861.81 | 0 | 113.218 | 0 | 0 | 0 | 1.7598 | 0 | 0 | 2976.79 | 3993.03 | 388.222 | - | - | - | - | 0 | 0 | 3494 | 0 | 0 | 0 | 0 | 0 | 0 | 0 | 0 | 3494 | Nrs | 11
07/27/18 @ 03:25 | Nrs-w14-v11-WCChlrBase-mNE-HVAC-Proto.pd2 | Nrs-w14-v11-WCChlrBase-mNE-HVAC-Proto | Nrs-w14-v11 | California (Title 24) | China Lake Area (CZ14) | Palmdale AP | 119982 | 322.663 | 7.2107 | 0 | 0 | 0 | 0 | 436.688 | 143.601 | 0 | 783.852 | 0 | 450.749 | 2144.76 | 0 | 0 | 0 | 6109.87 | 0 | 1683.21 | 0 | 0 | 0 | 90.7431 | 0 | 0 | 7883.83 | 246.805 | 21.2402 | 0 | 0 | 0 | 0 | 49.8504 | 47.7227 | 0 | 126.225 | 0 | 71.3046 | 563.148 | 0 | 0 | 0 | 3697.91 | 0 | 115.72 | 0 | 0 | 0 | 1.7598 | 0 | 0 | 3815.39 | 4701.43 | 411.667 | - | - | - | - | 0 | 0 | 3705 | 0 | 0 | 0 | 0 | 0 | 0 | 0 | 0 | 3705 | Nrs | 11
07/27/18 @ 03:25 | Nrs-w15-v11-WCChlrBase-mNE-HVAC-Proto.pd2 | Nrs-w15-v11-WCChlrBase-mNE-HVAC-Proto | Nrs-w15-v11 | California (Title 24) | Blythe Area (CZ15) | Palm Springs | 119982 | 569.615 | 17.3096 | 0 | 0 | 0 | 0 | 436.688 | 197.092 | 0 | 783.852 | 0 | 450.749 | 2455.31 | 0 | 0 | 0 | 2017.25 | 0 | 1388.65 | 0 | 0 | 0 | 90.7431 | 0 | 0 | 3496.64 | 273.379 | 23.8868 | 0 | 0 | 0 | 0 | 49.8504 | 51.877 | 0 | 139.732 | 0 | 71.3046 | 610.03 | 0 | 0 | 0 | 2089.67 | 0 | 208.708 | 0 | 0 | 0 | 10.6293 | 0 | 0 | 2309 | 5152.32 | 417.778 | - | - | - | - | 0 | 0 | 3760 | 0 | 0 | 0 | 0 | 0 | 0 | 0 | 0 | 3760 | Nrs | 11
07/27/18 @ 03:25 | Nrs-w16-v11-WCChlrBase-mNE-HVAC-Proto.pd2 | Nrs-w16-v11-WCChlrBase-mNE-HVAC-Proto | Nrs-w16-v11 | California (Title 24) | Mount Shasta Area (CZ16) | Blue Canyon AP | 119982 | 130.973 | 2.1974 | 0 | 0 | 0 | 0 | 436.688 | 62.392 | 0 | 783.852 | 0 | 450.749 | 1866.85 | 0 | 0 | 0 | 9288.68 | 0 | 1934.66 | 0 | 0 | 0 | 90.7431 | 0 | 0 | 11314.1 | 103.42 | 2.5342 | 0 | 0 | 0 | 0 | 49.8504 | 22.4523 | 0 | 139.732 | 0 | 71.3046 | 389.294 | 0 | 0 | 0 | 3604.6 | 0 | 302.237 | 0 | 0 | 0 | 10.6293 | 0 | 0 | 3917.46 | 2174.77 | 338.778 | - | - | - | - | 0 | 0 | 3049 | 0 | 0 | 0 | 0 | 0 | 0 | 0 | 0 | 3049 | Nrs | 11
07/27/18 @ 03:25 | Nrs-w01-v14-WCChlrBase-mNE-HVAC-Proto.pd2 | Nrs-w01-v14-WCChlrBase-mNE-HVAC-Proto | Nrs-w01-v14 | California (Title 24) | Arcata Area (CZ01) | Arcata | 119982 | 35.0142 | 0.29816 | 0 | 0 | 0 | 0 | 434.232 | 33.209 | 0 | 783.852 | 0 | 450.749 | 1737.35 | 0 | 0 | 0 | 9397.71 | 0 | 1943.27 | 0 | 0 | 0 | 90.7431 | 0 | 0 | 11431.7 | 63.9 | 1.4887 | 0 | 0 | 0 | 0 | 49.5694 | 13.7918 | 0 | 139.732 | 0 | 71.3046 | 339.787 | 0 | 0 | 0 | 3096.83 | 0 | 279.179 | 0 | 0 | 0 | 10.6293 | 0 | 0 | 3386.64 | 1345.36 | 252.333 | - | - | - | - | 0 | 0 | 2271 | 0 | 0 | 0 | 0 | 0 | 0 | 0 | 0 | 2271 | Nrs | 14
07/27/18 @ 03:26 | Nrs-w02-v14-WCChlrBase-mNE-HVAC-Proto.pd2 | Nrs-w02-v14-WCChlrBase-mNE-HVAC-Proto | Nrs-w02-v14 | California (Title 24) | Santa Rosa Area (CZ02) | Santa Rosa | 119982 | 154.411 | 3.2882 | 0 | 0 | 0 | 0 | 434.232 | 74.943 | 0 | 783.852 | 0 | 450.749 | 1901.47 | 0 | 0 | 0 | 7132.35 | 0 | 1806.96 | 0 | 0 | 0 | 90.7431 | 0 | 0 | 9030.05 | 161.112 | 7.356 | 0 | 0 | 0 | 0 | 49.5694 | 32.2604 | 0 | 139.732 | 0 | 71.3046 | 461.334 | 0 | 0 | 0 | 3024.16 | 0 | 274.097 | 0 | 0 | 0 | 10.6293 | 0 | 0 | 3308.89 | 3227.79 | 309.222 | - | - | - | - | 0 | 0 | 2783 | 0 | 0 | 0 | 0 | 0 | 0 | 0 | 0 | 2783 | Nrs | 14
07/27/18 @ 03:26 | Nrs-w03-v14-WCChlrBase-mNE-HVAC-Proto.pd2 | Nrs-w03-v14-WCChlrBase-mNE-HVAC-Proto | Nrs-w03-v14 | California (Title 24) | Oakland Area (CZ03) | Oakland AP | 119982 | 90.3386 | 1.4741 | 0 | 0 | 0 | 0 | 434.232 | 52.9738 | 0 | 783.852 | 0 | 450.749 | 1813.61 | 0 | 0 | 0 | 6209.53 | 0 | 1812.44 | 0 | 0 | 0 | 90.7431 | 0 | 0 | 8112.71 | 94.7404 | 2.499 | 0 | 0 | 0 | 0 | 49.5694 | 20.449 | 0 | 139.732 | 0 | 71.3046 | 378.294 | 0 | 0 | 0 | 2741.36 | 0 | 324.014 | 0 | 0 | 0 | 14.1138 | 0 | 0 | 3079.48 | 1979.05 | 274.556 | - | - | - | - | 0 | 0 | 2471 | 0 | 0 | 0 | 0 | 0 | 0 | 0 | 0 | 2471 | Nrs | 14
07/27/18 @ 03:26 | Nrs-w04-v14-WCChlrBase-mNE-HVAC-Proto.pd2 | Nrs-w04-v14-WCChlrBase-mNE-HVAC-Proto | Nrs-w04-v14 | California (Title 24) | Sunnyvale Area (CZ04) | San Jose | 119982 | 171.186 | 3.6422 | 0 | 0 | 0 | 0 | 434.232 | 80.9448 | 0 | 783.852 | 0 | 450.749 | 1924.6 | 0 | 0 | 0 | 6046.75 | 0 | 1755.5 | 0 | 0 | 0 | 90.7431 | 0 | 0 | 7893 | 135.595 | 3.9401 | 0 | 0 | 0 | 0 | 49.5694 | 28.4321 | 0 | 139.732 | 0 | 71.3046 | 428.573 | 0 | 0 | 0 | 4032.9 | 0 | 98.4082 | 0 | 0 | 0 | 1.7598 | 0 | 0 | 4133.07 | 2785.44 | 340.333 | - | - | - | - | 0 | 0 | 3063 | 0 | 0 | 0 | 0 | 0 | 0 | 0 | 0 | 3063 | Nrs | 14
07/27/18 @ 03:26 | Nrs-w05-v14-WCChlrBase-mNE-HVAC-Proto.pd2 | Nrs-w05-v14-WCChlrBase-mNE-HVAC-Proto | Nrs-w05-v14 | California (Title 24) | Santa Maria Area (CZ05) | Santa Maria AP | 119982 | 86.0349 | 1.4368 | 0 | 0 | 0 | 0 | 434.232 | 49.1821 | 0 | 783.852 | 0 | 450.749 | 1805.48 | 0 | 0 | 0 | 7142.77 | 0 | 1840.58 | 0 | 0 | 0 | 90.7431 | 0 | 0 | 9074.09 | 79.6267 | 1.7906 | 0 | 0 | 0 | 0 | 49.5694 | 18.2905 | 0 | 139.732 | 0 | 71.3046 | 360.314 | 0 | 0 | 0 | 3127.34 | 0 | 115.834 | 0 | 0 | 0 | 1.7598 | 0 | 0 | 3244.93 | 1831.51 | 280.778 | - | - | - | - | 0 | 0 | 2527 | 0 | 0 | 0 | 0 | 0 | 0 | 0 | 0 | 2527 | Nrs | 14
07/27/18 @ 03:26 | Nrs-w06-v14-WCChlrBase-mNE-HVAC-Proto.pd2 | Nrs-w06-v14-WCChlrBase-mNE-HVAC-Proto | Nrs-w06-v14 | California (Title 24) | Los Angeles Area (CZ06) | Torrance | 119982 | 190.589 | 4.3629 | 0 | 0 | 0 | 0 | 434.232 | 86.9594 | 0 | 783.852 | 0 | 450.749 | 1950.74 | 0 | 0 | 0 | 4576.13 | 0 | 1704.04 | 0 | 0 | 0 | 90.7431 | 0 | 0 | 6370.91 | 132.711 | 3.3384 | 0 | 0 | 0 | 0 | 49.5694 | 27.3331 | 0 | 139.732 | 0 | 71.3046 | 423.989 | 0 | 0 | 0 | 3371.69 | 0 | 96.1406 | 0 | 0 | 0 | 1.7598 | 0 | 0 | 3469.59 | 2724.68 | 332.111 | - | - | - | - | 0 | 0 | 2989 | 0 | 0 | 0 | 0 | 0 | 0 | 0 | 0 | 2989 | Nrs | 14
07/27/18 @ 03:27 | Nrs-w07-v14-WCChlrBase-mNE-HVAC-Proto.pd2 | Nrs-w07-v14-WCChlrBase-mNE-HVAC-Proto | Nrs-w07-v14 | California (Title 24) | San Diego Area (CZ07) | San Diego AP | 119982 | 169.926 | 3.7737 | 0 | 0 | 0 | 0 | 434.232 | 76.0844 | 0 | 783.852 | 0 | 450.749 | 1918.61 | 0 | 0 | 0 | 3280.35 | 0 | 1686.12 | 0 | 0 | 0 | 90.7431 | 0 | 0 | 5057.21 | 102.645 | 2.7307 | 0 | 0 | 0 | 0 | 49.5694 | 22.9799 | 0 | 139.732 | 0 | 71.3046 | 388.962 | 0 | 0 | 0 | 2120.31 | 0 | 103.86 | 0 | 0 | 0 | 1.7598 | 0 | 0 | 2225.93 | 2248.73 | 324.222 | - | - | - | - | 0 | 0 | 2918 | 0 | 0 | 0 | 0 | 0 | 0 | 0 | 0 | 2918 | Nrs | 14
07/27/18 @ 03:27 | Nrs-w08-v14-WCChlrBase-mNE-HVAC-Proto.pd2 | Nrs-w08-v14-WCChlrBase-mNE-HVAC-Proto | Nrs-w08-v14 | California (Title 24) | El Toro Area (CZ08) | Fullerton | 119982 | 229.093 | 5.4344 | 0 | 0 | 0 | 0 | 434.232 | 95.7403 | 0 | 783.852 | 0 | 450.749 | 1999.09 | 0 | 0 | 0 | 3917.67 | 0 | 1658.74 | 0 | 0 | 0 | 90.7431 | 0 | 0 | 5667.16 | 139.807 | 5.6398 | 0 | 0 | 0 | 0 | 49.5694 | 30.4801 | 0 | 139.732 | 0 | 71.3046 | 436.533 | 0 | 0 | 0 | 2550.26 | 0 | 243.869 | 0 | 0 | 0 | 10.6293 | 0 | 0 | 2804.76 | 3007.04 | 366 | - | - | - | - | 0 | 0 | 3294 | 0 | 0 | 0 | 0 | 0 | 0 | 0 | 0 | 3294 | Nrs | 14
07/27/18 @ 03:27 | Nrs-w09-v14-WCChlrBase-mNE-HVAC-Proto.pd2 | Nrs-w09-v14-WCChlrBase-mNE-HVAC-Proto | Nrs-w09-v14 | California (Title 24) | Pasadena Area (CZ09) | Burbank AP | 119982 | 280.599 | 6.9931 | 0 | 0 | 0 | 0 | 434.232 | 124.309 | 0 | 783.852 | 0 | 450.749 | 2080.73 | 0 | 0 | 0 | 3943.07 | 0 | 1656.8 | 0 | 0 | 0 | 90.7431 | 0 | 0 | 5690.61 | 207.492 | 13.5479 | 0 | 0 | 0 | 0 | 49.5694 | 40.1628 | 0 | 139.732 | 0 | 71.3046 | 521.809 | 0 | 0 | 0 | 2401.31 | 0 | 244.147 | 0 | 0 | 0 | 10.6293 | 0 | 0 | 2656.09 | 4029.63 | 406.556 | - | - | - | - | 0 | 0 | 3659 | 0 | 0 | 0 | 0 | 0 | 0 | 0 | 0 | 3659 | Nrs | 14
07/27/18 @ 03:27 | Nrs-w10-v14-WCChlrBase-mNE-HVAC-Proto.pd2 | Nrs-w10-v14-WCChlrBase-mNE-HVAC-Proto | Nrs-w10-v14 | California (Title 24) | San Bernardino Area (CZ10) | Riverside FS 3 | 119982 | 270.702 | 6.6006 | 0 | 0 | 0 | 0 | 434.232 | 109.909 | 0 | 783.852 | 0 | 450.749 | 2056.04 | 0 | 0 | 0 | 4522.59 | 0 | 1649.1 | 0 | 0 | 0 | 90.7431 | 0 | 0 | 6262.43 | 184.365 | 8.0958 | 0 | 0 | 0 | 0 | 49.5694 | 34.6124 | 0 | 139.732 | 0 | 71.3046 | 487.68 | 0 | 0 | 0 | 2859.22 | 0 | 232.992 | 0 | 0 | 0 | 10.6293 | 0 | 0 | 3102.84 | 3565.45 | 411.889 | - | - | - | - | 0 | 0 | 3707 | 0 | 0 | 0 | 0 | 0 | 0 | 0 | 0 | 3707 | Nrs | 14
07/27/18 @ 03:27 | Nrs-w11-v14-WCChlrBase-mNE-HVAC-Proto.pd2 | Nrs-w11-v14-WCChlrBase-mNE-HVAC-Proto | Nrs-w11-v14 | California (Title 24) | Red Bluff Area (CZ11) | Red Bluff AP | 119982 | 272.998 | 7.0261 | 0 | 0 | 0 | 0 | 434.232 | 109.144 | 0 | 783.852 | 0 | 450.749 | 2057.99 | 0 | 0 | 0 | 5782.79 | 0 | 1670.85 | 0 | 0 | 0 | 90.7431 | 0 | 0 | 7544.38 | 192.042 | 14.6729 | 0 | 0 | 0 | 0 | 49.5694 | 38.2572 | 0 | 139.732 | 0 | 71.3046 | 505.578 | 0 | 0 | 0 | 3101.26 | 0 | 114.82 | 0 | 0 | 0 | 1.7598 | 0 | 0 | 3217.84 | 3857.67 | 358.444 | - | - | - | - | 0 | 0 | 3226 | 0 | 0 | 0 | 0 | 0 | 0 | 0 | 0 | 3226 | Nrs | 14
07/27/18 @ 03:28 | Nrs-w12-v14-WCChlrBase-mNE-HVAC-Proto.pd2 | Nrs-w12-v14-WCChlrBase-mNE-HVAC-Proto | Nrs-w12-v14 | California (Title 24) | Sacramento Area (CZ12) | Sacramento AP | 119982 | 219.948 | 5.3796 | 0 | 0 | 0 | 0 | 434.232 | 94.932 | 0 | 783.852 | 0 | 450.749 | 1989.09 | 0 | 0 | 0 | 5981.83 | 0 | 1723.98 | 0 | 0 | 0 | 90.7431 | 0 | 0 | 7796.56 | 190.086 | 8.3309 | 0 | 0 | 0 | 0 | 49.5694 | 35.3094 | 0 | 139.732 | 0 | 71.3046 | 494.333 | 0 | 0 | 0 | 2922.21 | 0 | 267.713 | 0 | 0 | 0 | 10.6293 | 0 | 0 | 3200.55 | 3658.14 | 364.778 | - | - | - | - | 0 | 0 | 3283 | 0 | 0 | 0 | 0 | 0 | 0 | 0 | 0 | 3283 | Nrs | 14
07/27/18 @ 03:28 | Nrs-w13-v14-WCChlrBase-mNE-HVAC-Proto.pd2 | Nrs-w13-v14-WCChlrBase-mNE-HVAC-Proto | Nrs-w13-v14 | California (Title 24) | Fresno Area (CZ13) | Fresno AP | 119982 | 292.212 | 7.7724 | 0 | 0 | 0 | 0 | 434.232 | 113.726 | 0 | 783.852 | 0 | 450.749 | 2082.54 | 0 | 0 | 0 | 5240.28 | 0 | 1650.39 | 0 | 0 | 0 | 90.7431 | 0 | 0 | 6981.42 | 200.658 | 10.0973 | 0 | 0 | 0 | 0 | 49.5694 | 37.4696 | 0 | 139.732 | 0 | 71.3046 | 508.831 | 0 | 0 | 0 | 2869.81 | 0 | 113.214 | 0 | 0 | 0 | 1.7598 | 0 | 0 | 2984.79 | 3855.23 | 380.222 | - | - | - | - | 0 | 0 | 3422 | 0 | 0 | 0 | 0 | 0 | 0 | 0 | 0 | 3422 | Nrs | 14
07/27/18 @ 03:28 | Nrs-w14-v14-WCChlrBase-mNE-HVAC-Proto.pd2 | Nrs-w14-v14-WCChlrBase-mNE-HVAC-Proto | Nrs-w14-v14 | California (Title 24) | China Lake Area (CZ14) | Palmdale AP | 119982 | 296.258 | 6.7613 | 0 | 0 | 0 | 0 | 434.232 | 130.411 | 0 | 783.852 | 0 | 450.749 | 2102.26 | 0 | 0 | 0 | 6319.06 | 0 | 1683.23 | 0 | 0 | 0 | 90.7431 | 0 | 0 | 8093.03 | 234.407 | 20.4514 | 0 | 0 | 0 | 0 | 49.5694 | 46.3458 | 0 | 126.225 | 0 | 71.3046 | 548.303 | 0 | 0 | 0 | 3736.51 | 0 | 100.348 | 0 | 0 | 0 | 1.7598 | 0 | 0 | 3838.62 | 4525.82 | 403.556 | - | - | - | - | 0 | 0 | 3632 | 0 | 0 | 0 | 0 | 0 | 0 | 0 | 0 | 3632 | Nrs | 14
07/27/18 @ 03:28 | Nrs-w15-v14-WCChlrBase-mNE-HVAC-Proto.pd2 | Nrs-w15-v14-WCChlrBase-mNE-HVAC-Proto | Nrs-w15-v14 | California (Title 24) | Blythe Area (CZ15) | Palm Springs | 119982 | 554.057 | 16.771 | 0 | 0 | 0 | 0 | 434.232 | 190.05 | 0 | 783.852 | 0 | 450.749 | 2429.7 | 0 | 0 | 0 | 2097.01 | 0 | 1388.67 | 0 | 0 | 0 | 90.7431 | 0 | 0 | 3576.42 | 270.593 | 22.8666 | 0 | 0 | 0 | 0 | 49.5694 | 51.4267 | 0 | 139.732 | 0 | 71.3046 | 605.492 | 0 | 0 | 0 | 2119.61 | 0 | 208.709 | 0 | 0 | 0 | 10.6293 | 0 | 0 | 2338.95 | 5062.44 | 416.444 | - | - | - | - | 0 | 0 | 3748 | 0 | 0 | 0 | 0 | 0 | 0 | 0 | 0 | 3748 | Nrs | 14
07/27/18 @ 03:28 | Nrs-w16-v14-WCChlrBase-mNE-HVAC-Proto.pd2 | Nrs-w16-v14-WCChlrBase-mNE-HVAC-Proto | Nrs-w16-v14 | California (Title 24) | Mount Shasta Area (CZ16) | Blue Canyon AP | 119982 | 105.165 | 1.835 | 0 | 0 | 0 | 0 | 434.232 | 51.5437 | 0 | 783.852 | 0 | 450.749 | 1827.37 | 0 | 0 | 0 | 9687.55 | 0 | 1934.68 | 0 | 0 | 0 | 90.7431 | 0 | 0 | 11713 | 94.7054 | 2.3148 | 0 | 0 | 0 | 0 | 49.5694 | 20.4397 | 0 | 139.732 | 0 | 71.3046 | 378.066 | 0 | 0 | 0 | 3812.15 | 0 | 119.274 | 0 | 0 | 0 | 1.7598 | 0 | 0 | 3933.19 | 1990.34 | 328.333 | - | - | - | - | 0 | 0 | 2955 | 0 | 0 | 0 | 0 | 0 | 0 | 0 | 0 | 2955 | Nrs | 14
07/27/18 @ 03:28 | OfL-w01-v96-WCChlrBase-mNE-HVAC-Proto.pd2 | OfL-w01-v96-WCChlrBase-mNE-HVAC-Proto | OfL-w01-v96 | California (Title 24) | Arcata Area (CZ01) | Arcata | 174960 | 36.3907 | 1.6962 | 0 | 0 | 0 | 0 | 189.245 | 32.2265 | 0 | 976.92 | 0 | 603.299 | 1839.78 | 0 | 0 | 0 | 1498.49 | 0 | 352.992 | 0 | 0 | 0 | 0 | 0 | 0 | 1851.48 | 165.885 | 10.0207 | 0 | 0 | 0 | 0 | 75.8589 | 44.4678 | 0 | 195.159 | 0 | 161.463 | 652.855 | 0 | 0 | 0 | 3042.14 | 0 | 45.1633 | 0 | 0 | 0 | 0 | 0 | 0 | 3087.3 | 3404.95 | 452.556 | - | - | - | - | 0 | 0 | 4073 | 0 | 0 | 0 | 0 | 0 | 0 | 0 | 0 | 4073 | OfL | 96
07/27/18 @ 03:29 | OfL-w02-v96-WCChlrBase-mNE-HVAC-Proto.pd2 | OfL-w02-v96-WCChlrBase-mNE-HVAC-Proto | OfL-w02-v96 | California (Title 24) | Santa Rosa Area (CZ02) | Santa Rosa | 174960 | 230.641 | 15.7227 | 0 | 0 | 0 | 0 | 239.587 | 97.3094 | 0 | 976.92 | 0 | 603.299 | 2163.48 | 0 | 0 | 0 | 1882.12 | 0 | 329.127 | 0 | 0 | 0 | 0 | 0 | 0 | 2211.25 | 284.914 | 21.7558 | 0 | 0 | 0 | 0 | 87.6041 | 60.9554 | 0 | 195.159 | 0 | 161.463 | 811.851 | 0 | 0 | 0 | 3716.02 | 0 | 14.1189 | 0 | 0 | 0 | 0 | 0 | 0 | 3730.14 | 5341.36 | 621.556 | - | - | - | - | 0 | 0 | 5594 | 0 | 0 | 0 | 0 | 0 | 0 | 0 | 0 | 5594 | OfL | 96
07/27/18 @ 03:29 | OfL-w03-v96-WCChlrBase-mNE-HVAC-Proto.pd2 | OfL-w03-v96-WCChlrBase-mNE-HVAC-Proto | OfL-w03-v96 | California (Title 24) | Oakland Area (CZ03) | Oakland AP | 174960 | 153.437 | 9.1514 | 0 | 0 | 0 | 0 | 221.531 | 74.1938 | 0 | 976.92 | 0 | 603.299 | 2038.54 | 0 | 0 | 0 | 1565.97 | 0 | 330.023 | 0 | 0 | 0 | 0 | 0 | 0 | 1895.99 | 205.351 | 13.5041 | 0 | 0 | 0 | 0 | 85.6381 | 50.8479 | 0 | 195.159 | 0 | 161.463 | 711.964 | 0 | 0 | 0 | 3174.55 | 0 | 42.6388 | 0 | 0 | 0 | 0 | 0 | 0 | 3217.19 | 4134.05 | 339.778 | - | - | - | - | 0 | 0 | 3058 | 0 | 0 | 0 | 0 | 0 | 0 | 0 | 0 | 3058 | OfL | 96
07/27/18 @ 03:29 | OfL-w04-v96-WCChlrBase-mNE-HVAC-Proto.pd2 | OfL-w04-v96-WCChlrBase-mNE-HVAC-Proto | OfL-w04-v96 | California (Title 24) | Sunnyvale Area (CZ04) | San Jose | 174960 | 254.436 | 16.5208 | 0 | 0 | 0 | 0 | 243.894 | 104.533 | 0 | 976.92 | 0 | 603.299 | 2199.61 | 0 | 0 | 0 | 1482.78 | 0 | 320.035 | 0 | 0 | 0 | 0 | 0 | 0 | 1802.81 | 236.463 | 16.2926 | 0 | 0 | 0 | 0 | 96.1841 | 55.4412 | 0 | 206.46 | 0 | 149.457 | 760.298 | 0 | 0 | 0 | 3235.4 | 0 | 42.0049 | 0 | 0 | 0 | 0 | 0 | 0 | 3277.41 | 4683.9 | 439.333 | - | - | - | - | 0 | 0 | 3954 | 0 | 0 | 0 | 0 | 0 | 0 | 0 | 0 | 3954 | OfL | 96
07/27/18 @ 03:29 | OfL-w05-v96-WCChlrBase-mNE-HVAC-Proto.pd2 | OfL-w05-v96-WCChlrBase-mNE-HVAC-Proto | OfL-w05-v96 | California (Title 24) | Santa Maria Area (CZ05) | Santa Maria AP | 174960 | 165.974 | 9.8597 | 0 | 0 | 0 | 0 | 226.711 | 78.3123 | 0 | 976.92 | 0 | 603.299 | 2061.08 | 0 | 0 | 0 | 1600.37 | 0 | 334.988 | 0 | 0 | 0 | 0 | 0 | 0 | 1935.36 | 180.581 | 11.4274 | 0 | 0 | 0 | 0 | 74.8805 | 48.2031 | 0 | 195.159 | 0 | 161.463 | 671.714 | 0 | 0 | 0 | 3157.79 | 0 | 43.0138 | 0 | 0 | 0 | 0 | 0 | 0 | 3200.8 | 3691.75 | 493.889 | - | - | - | - | 0 | 0 | 4445 | 0 | 0 | 0 | 0 | 0 | 0 | 0 | 0 | 4445 | OfL | 96
07/27/18 @ 03:29 | OfL-w06-v96-WCChlrBase-mNE-HVAC-Proto.pd2 | OfL-w06-v96-WCChlrBase-mNE-HVAC-Proto | OfL-w06-v96 | California (Title 24) | Los Angeles Area (CZ06) | Torrance | 174960 | 311.084 | 21.3908 | 0 | 0 | 0 | 0 | 240.391 | 116.973 | 0 | 976.92 | 0 | 603.299 | 2270.06 | 0 | 0 | 0 | 968.444 | 0 | 310.847 | 0 | 0 | 0 | 0 | 0 | 0 | 1279.29 | 230.762 | 16.4482 | 0 | 0 | 0 | 0 | 88.206 | 55.0918 | 0 | 206.46 | 0 | 161.823 | 758.792 | 0 | 0 | 0 | 2782.87 | 0 | 40.2294 | 0 | 0 | 0 | 0 | 0 | 0 | 2823.1 | 4592.76 | 599 | - | - | - | - | 0 | 0 | 5391 | 0 | 0 | 0 | 0 | 0 | 0 | 0 | 0 | 5391 | OfL | 96
07/27/18 @ 03:29 | OfL-w07-v96-WCChlrBase-mNE-HVAC-Proto.pd2 | OfL-w07-v96-WCChlrBase-mNE-HVAC-Proto | OfL-w07-v96 | California (Title 24) | San Diego Area (CZ07) | San Diego AP | 174960 | 282.352 | 18.6746 | 0 | 0 | 0 | 0 | 241.141 | 112.195 | 0 | 976.92 | 0 | 603.299 | 2234.59 | 0 | 0 | 0 | 807.846 | 0 | 307.634 | 0 | 0 | 0 | 0 | 0 | 0 | 1115.48 | 215.042 | 14.5094 | 0 | 0 | 0 | 0 | 86.4157 | 52.9202 | 0 | 195.159 | 0 | 161.463 | 725.51 | 0 | 0 | 0 | 2405.3 | 0 | 39.5222 | 0 | 0 | 0 | 0 | 0 | 0 | 2444.82 | 4338.66 | 691.889 | - | - | - | - | 0 | 0 | 6227 | 0 | 0 | 0 | 0 | 0 | 0 | 0 | 0 | 6227 | OfL | 96
07/27/18 @ 03:29 | OfL-w08-v96-WCChlrBase-mNE-HVAC-Proto.pd2 | OfL-w08-v96-WCChlrBase-mNE-HVAC-Proto | OfL-w08-v96 | California (Title 24) | El Toro Area (CZ08) | Fullerton | 174960 | 340.17 | 24.0977 | 0 | 0 | 0 | 0 | 244.092 | 123.338 | 0 | 976.92 | 0 | 603.299 | 2311.92 | 0 | 0 | 0 | 965.932 | 0 | 302.877 | 0 | 0 | 0 | 0 | 0 | 0 | 1268.81 | 250.804 | 17.7123 | 0 | 0 | 0 | 0 | 97.1205 | 56.8057 | 0 | 195.159 | 0 | 161.463 | 779.065 | 0 | 0 | 0 | 2696.48 | 0 | 39.3349 | 0 | 0 | 0 | 0 | 0 | 0 | 2735.81 | 4958.88 | 741.111 | - | - | - | - | 0 | 0 | 6670 | 0 | 0 | 0 | 0 | 0 | 0 | 0 | 0 | 6670 | OfL | 96
07/27/18 @ 03:30 | OfL-w09-v96-WCChlrBase-mNE-HVAC-Proto.pd2 | OfL-w09-v96-WCChlrBase-mNE-HVAC-Proto | OfL-w09-v96 | California (Title 24) | Pasadena Area (CZ09) | Burbank AP | 174960 | 354.57 | 26.2674 | 0 | 0 | 0 | 0 | 253.4 | 132.851 | 0 | 976.92 | 0 | 603.299 | 2347.31 | 0 | 0 | 0 | 1222.52 | 0 | 302.57 | 0 | 0 | 0 | 0 | 0 | 0 | 1525.09 | 315.798 | 24.4692 | 0 | 0 | 0 | 0 | 102.43 | 65.3966 | 0 | 195.159 | 0 | 161.463 | 864.716 | 0 | 0 | 0 | 3461.89 | 0 | 39.6718 | 0 | 0 | 0 | 0 | 0 | 0 | 3501.56 | 5891.03 | 680.111 | - | - | - | - | 0 | 0 | 6121 | 0 | 0 | 0 | 0 | 0 | 0 | 0 | 0 | 6121 | OfL | 96
07/27/18 @ 03:30 | OfL-w10-v96-WCChlrBase-mNE-HVAC-Proto.pd2 | OfL-w10-v96-WCChlrBase-mNE-HVAC-Proto | OfL-w10-v96 | California (Title 24) | San Bernardino Area (CZ10) | Riverside FS 3 | 174960 | 363.143 | 25.9976 | 0 | 0 | 0 | 0 | 257.213 | 132.904 | 0 | 976.92 | 0 | 603.299 | 2359.48 | 0 | 0 | 0 | 1234.86 | 0 | 301.243 | 0 | 0 | 0 | 0 | 0 | 0 | 1536.1 | 288.674 | 20.9721 | 0 | 0 | 0 | 0 | 106.166 | 62.1391 | 0 | 206.46 | 0 | 149.457 | 833.868 | 0 | 0 | 0 | 3235.2 | 0 | 39.8131 | 0 | 0 | 0 | 0 | 0 | 0 | 3275.02 | 5536.56 | 773.778 | - | - | - | - | 0 | 0 | 6964 | 0 | 0 | 0 | 0 | 0 | 0 | 0 | 0 | 6964 | OfL | 96
07/27/18 @ 03:30 | OfL-w11-v96-WCChlrBase-mNE-HVAC-Proto.pd2 | OfL-w11-v96-WCChlrBase-mNE-HVAC-Proto | OfL-w11-v96 | California (Title 24) | Red Bluff Area (CZ11) | Red Bluff AP | 174960 | 304.726 | 22.219 | 0 | 0 | 0 | 0 | 244.704 | 114.275 | 0 | 976.92 | 0 | 603.299 | 2266.15 | 0 | 0 | 0 | 1719.56 | 0 | 305.144 | 0 | 0 | 0 | 0 | 0 | 0 | 2024.7 | 302.255 | 24.237 | 0 | 0 | 0 | 0 | 90.9085 | 61.2853 | 0 | 206.46 | 0 | 149.457 | 834.604 | 0 | 0 | 0 | 3601.7 | 0 | 39.255 | 0 | 0 | 0 | 0 | 0 | 0 | 3640.95 | 5618.04 | 478.444 | - | - | - | - | 0 | 0 | 4306 | 0 | 0 | 0 | 0 | 0 | 0 | 0 | 0 | 4306 | OfL | 96
07/27/18 @ 03:30 | OfL-w12-v96-WCChlrBase-mNE-HVAC-Proto.pd2 | OfL-w12-v96-WCChlrBase-mNE-HVAC-Proto | OfL-w12-v96 | California (Title 24) | Sacramento Area (CZ12) | Sacramento AP | 174960 | 261.642 | 18.9776 | 0 | 0 | 0 | 0 | 226.078 | 100.642 | 0 | 976.92 | 0 | 603.299 | 2187.56 | 0 | 0 | 0 | 1668.44 | 0 | 314.488 | 0 | 0 | 0 | 0 | 0 | 0 | 1982.93 | 272.272 | 19.5352 | 0 | 0 | 0 | 0 | 95.0727 | 57.3352 | 0 | 206.46 | 0 | 149.457 | 800.133 | 0 | 0 | 0 | 3590.02 | 0 | 13.2424 | 0 | 0 | 0 | 0 | 0 | 0 | 3603.27 | 5156.04 | 710.667 | - | - | - | - | 0 | 0 | 6396 | 0 | 0 | 0 | 0 | 0 | 0 | 0 | 0 | 6396 | OfL | 96
07/27/18 @ 03:30 | OfL-w13-v96-WCChlrBase-mNE-HVAC-Proto.pd2 | OfL-w13-v96-WCChlrBase-mNE-HVAC-Proto | OfL-w13-v96 | California (Title 24) | Fresno Area (CZ13) | Fresno AP | 174960 | 309.756 | 22.6079 | 0 | 0 | 0 | 0 | 239.185 | 111.091 | 0 | 976.92 | 0 | 603.299 | 2262.86 | 0 | 0 | 0 | 1438.75 | 0 | 301.493 | 0 | 0 | 0 | 0 | 0 | 0 | 1740.25 | 274.885 | 19.7918 | 0 | 0 | 0 | 0 | 94.4695 | 58.7724 | 0 | 206.46 | 0 | 149.457 | 803.836 | 0 | 0 | 0 | 3271.16 | 0 | 38.7386 | 0 | 0 | 0 | 0 | 0 | 0 | 3309.9 | 5223.86 | 475.222 | - | - | - | - | 0 | 0 | 4277 | 0 | 0 | 0 | 0 | 0 | 0 | 0 | 0 | 4277 | OfL | 96
07/27/18 @ 03:30 | OfL-w14-v96-WCChlrBase-mNE-HVAC-Proto.pd2 | OfL-w14-v96-WCChlrBase-mNE-HVAC-Proto | OfL-w14-v96 | California (Title 24) | China Lake Area (CZ14) | Palmdale AP | 174960 | 310.945 | 21.7559 | 0 | 0 | 0 | 0 | 241.769 | 119.512 | 0 | 976.92 | 0 | 603.299 | 2274.2 | 0 | 0 | 0 | 1110.02 | 0 | 307.253 | 0 | 0 | 0 | 0 | 0 | 0 | 1417.27 | 330.852 | 28.6622 | 0 | 0 | 0 | 0 | 90.432 | 67.8379 | 0 | 195.159 | 0 | 161.463 | 874.407 | 0 | 0 | 0 | 3155.55 | 0 | 12.966 | 0 | 0 | 0 | 0 | 0 | 0 | 3168.51 | 6139.45 | 632.222 | - | - | - | - | 0 | 0 | 5690 | 0 | 0 | 0 | 0 | 0 | 0 | 0 | 0 | 5690 | OfL | 96
07/27/18 @ 03:30 | OfL-w15-v96-WCChlrBase-mNE-HVAC-Proto.pd2 | OfL-w15-v96-WCChlrBase-mNE-HVAC-Proto | OfL-w15-v96 | California (Title 24) | Blythe Area (CZ15) | Palm Springs | 174960 | 509.07 | 39.5209 | 0 | 0 | 0 | 0 | 280.065 | 165.991 | 0 | 976.92 | 0 | 603.299 | 2574.87 | 0 | 0 | 0 | 549.273 | 0 | 255.266 | 0 | 0 | 0 | 0 | 0 | 0 | 804.539 | 316.139 | 27.328 | 0 | 0 | 0 | 0 | 88.7106 | 64.525 | 0 | 206.46 | 0 | 149.457 | 852.62 | 0 | 0 | 0 | 2383.9 | 0 | 35.3953 | 0 | 0 | 0 | 0 | 0 | 0 | 2419.3 | 5855.91 | 655 | - | - | - | - | 0 | 0 | 5895 | 0 | 0 | 0 | 0 | 0 | 0 | 0 | 0 | 5895 | OfL | 96
07/27/18 @ 03:31 | OfL-w16-v96-WCChlrBase-mNE-HVAC-Proto.pd2 | OfL-w16-v96-WCChlrBase-mNE-HVAC-Proto | OfL-w16-v96 | California (Title 24) | Mount Shasta Area (CZ16) | Blue Canyon AP | 174960 | 142.503 | 7.7764 | 0 | 0 | 0 | 0 | 233.797 | 63.7648 | 0 | 976.92 | 0 | 603.299 | 2028.07 | 0 | 0 | 0 | 1952.34 | 0 | 351.6 | 0 | 0 | 0 | 0 | 0 | 0 | 2303.94 | 183.788 | 11.1843 | 0 | 0 | 0 | 0 | 80.5596 | 47.3804 | 0 | 206.46 | 0 | 149.457 | 678.83 | 0 | 0 | 0 | 4157.95 | 0 | 15.4205 | 0 | 0 | 0 | 0 | 0 | 0 | 4173.37 | 3761.15 | 550.111 | - | - | - | - | 0 | 0 | 4951 | 0 | 0 | 0 | 0 | 0 | 0 | 0 | 0 | 4951 | OfL | 96
07/27/18 @ 03:31 | OfL-w01-v03-WCChlrBase-mNE-HVAC-Proto.pd2 | OfL-w01-v03-WCChlrBase-mNE-HVAC-Proto | OfL-w01-v03 | California (Title 24) | Arcata Area (CZ01) | Arcata | 174960 | 34.4701 | 0.58842 | 0 | 0 | 0 | 0 | 134.943 | 29.2036 | 0 | 930.534 | 0 | 601.408 | 1731.15 | 0 | 0 | 0 | 1148.42 | 0 | 336.569 | 0 | 0 | 0 | 0 | 0 | 0 | 1484.99 | 151.906 | 3.735 | 0 | 0 | 0 | 0 | 61.4635 | 40.9968 | 0 | 185.893 | 0 | 160.957 | 604.951 | 0 | 0 | 0 | 2982.27 | 0 | 13.3832 | 0 | 0 | 0 | 0 | 0 | 0 | 2995.65 | 3146.19 | 427 | - | - | - | - | 0 | 0 | 3843 | 0 | 0 | 0 | 0 | 0 | 0 | 0 | 0 | 3843 | OfL | 03
07/27/18 @ 03:31 | OfL-w02-v03-WCChlrBase-mNE-HVAC-Proto.pd2 | OfL-w02-v03-WCChlrBase-mNE-HVAC-Proto | OfL-w02-v03 | California (Title 24) | Santa Rosa Area (CZ02) | Santa Rosa | 174960 | 192.134 | 4.9148 | 0 | 0 | 0 | 0 | 153.002 | 77.7634 | 0 | 930.534 | 0 | 601.408 | 1959.76 | 0 | 0 | 0 | 961.934 | 0 | 313.247 | 0 | 0 | 0 | 0 | 0 | 0 | 1275.18 | 257.2 | 14.1954 | 0 | 0 | 0 | 0 | 64.2093 | 53.1796 | 0 | 185.893 | 0 | 160.957 | 735.635 | 0 | 0 | 0 | 3343.5 | 0 | 12.7438 | 0 | 0 | 0 | 0 | 0 | 0 | 3356.24 | 4819.34 | 559.778 | - | - | - | - | 0 | 0 | 5038 | 0 | 0 | 0 | 0 | 0 | 0 | 0 | 0 | 5038 | OfL | 03
07/27/18 @ 03:31 | OfL-w03-v03-WCChlrBase-mNE-HVAC-Proto.pd2 | OfL-w03-v03-WCChlrBase-mNE-HVAC-Proto | OfL-w03-v03 | California (Title 24) | Oakland Area (CZ03) | Oakland AP | 174960 | 135.525 | 3.0452 | 0 | 0 | 0 | 0 | 155.533 | 66.2366 | 0 | 930.534 | 0 | 601.408 | 1892.28 | 0 | 0 | 0 | 1226.29 | 0 | 314.203 | 0 | 0 | 0 | 0 | 0 | 0 | 1540.5 | 192.023 | 5.1791 | 0 | 0 | 0 | 0 | 65.3208 | 46.4492 | 0 | 185.893 | 0 | 160.957 | 655.822 | 0 | 0 | 0 | 3135.37 | 0 | 40.5561 | 0 | 0 | 0 | 0 | 0 | 0 | 3175.92 | 3843.07 | 301.444 | - | - | - | - | 0 | 0 | 2713 | 0 | 0 | 0 | 0 | 0 | 0 | 0 | 0 | 2713 | OfL | 03
07/27/18 @ 03:31 | OfL-w04-v03-WCChlrBase-mNE-HVAC-Proto.pd2 | OfL-w04-v03-WCChlrBase-mNE-HVAC-Proto | OfL-w04-v03 | California (Title 24) | Sunnyvale Area (CZ04) | San Jose | 174960 | 229.274 | 5.7758 | 0 | 0 | 0 | 0 | 169.831 | 93.1738 | 0 | 930.534 | 0 | 601.408 | 2030 | 0 | 0 | 0 | 1148.99 | 0 | 304.474 | 0 | 0 | 0 | 0 | 0 | 0 | 1453.47 | 218.212 | 6.3585 | 0 | 0 | 0 | 0 | 70.8109 | 50.9913 | 0 | 185.893 | 0 | 160.957 | 693.223 | 0 | 0 | 0 | 3030.63 | 0 | 39.9411 | 0 | 0 | 0 | 0 | 0 | 0 | 3070.57 | 4320.84 | 385.222 | - | - | - | - | 0 | 0 | 3467 | 0 | 0 | 0 | 0 | 0 | 0 | 0 | 0 | 3467 | OfL | 03
07/27/18 @ 03:31 | OfL-w05-v03-WCChlrBase-mNE-HVAC-Proto.pd2 | OfL-w05-v03-WCChlrBase-mNE-HVAC-Proto | OfL-w05-v03 | California (Title 24) | Santa Maria Area (CZ05) | Santa Maria AP | 174960 | 144.808 | 3.2991 | 0 | 0 | 0 | 0 | 159.113 | 69.0521 | 0 | 930.534 | 0 | 601.408 | 1908.22 | 0 | 0 | 0 | 1321.85 | 0 | 319.017 | 0 | 0 | 0 | 0 | 0 | 0 | 1640.86 | 161.729 | 3.3771 | 0 | 0 | 0 | 0 | 63.5272 | 43.6622 | 0 | 185.893 | 0 | 160.957 | 619.146 | 0 | 0 | 0 | 3166.31 | 0 | 40.9436 | 0 | 0 | 0 | 0 | 0 | 0 | 3207.25 | 3371.02 | 446.889 | - | - | - | - | 0 | 0 | 4022 | 0 | 0 | 0 | 0 | 0 | 0 | 0 | 0 | 4022 | OfL | 03
07/27/18 @ 03:31 | OfL-w06-v03-WCChlrBase-mNE-HVAC-Proto.pd2 | OfL-w06-v03-WCChlrBase-mNE-HVAC-Proto | OfL-w06-v03 | California (Title 24) | Los Angeles Area (CZ06) | Torrance | 174960 | 279.868 | 7.4885 | 0 | 0 | 0 | 0 | 168.273 | 103.762 | 0 | 930.534 | 0 | 601.408 | 2091.34 | 0 | 0 | 0 | 726.06 | 0 | 295.595 | 0 | 0 | 0 | 0 | 0 | 0 | 1021.65 | 215.467 | 7.2796 | 0 | 0 | 0 | 0 | 64.1957 | 51.0643 | 0 | 196.657 | 0 | 161.316 | 695.981 | 0 | 0 | 0 | 2233.43 | 0 | 38.2845 | 0 | 0 | 0 | 0 | 0 | 0 | 2271.71 | 4280.19 | 543.111 | - | - | - | - | 0 | 0 | 4888 | 0 | 0 | 0 | 0 | 0 | 0 | 0 | 0 | 4888 | OfL | 03
07/27/18 @ 03:32 | OfL-w07-v03-WCChlrBase-mNE-HVAC-Proto.pd2 | OfL-w07-v03-WCChlrBase-mNE-HVAC-Proto | OfL-w07-v03 | California (Title 24) | San Diego Area (CZ07) | San Diego AP | 174960 | 254.296 | 6.5371 | 0 | 0 | 0 | 0 | 168.504 | 100.235 | 0 | 930.534 | 0 | 601.408 | 2061.52 | 0 | 0 | 0 | 672.496 | 0 | 292.506 | 0 | 0 | 0 | 0 | 0 | 0 | 965.002 | 199.9 | 5.52 | 0 | 0 | 0 | 0 | 61.9317 | 49.0536 | 0 | 185.893 | 0 | 160.957 | 663.256 | 0 | 0 | 0 | 2014.57 | 0 | 37.6321 | 0 | 0 | 0 | 0 | 0 | 0 | 2052.2 | 4017.78 | 635.333 | - | - | - | - | 0 | 0 | 5718 | 0 | 0 | 0 | 0 | 0 | 0 | 0 | 0 | 5718 | OfL | 03
07/27/18 @ 03:32 | OfL-w08-v03-WCChlrBase-mNE-HVAC-Proto.pd2 | OfL-w08-v03-WCChlrBase-mNE-HVAC-Proto | OfL-w08-v03 | California (Title 24) | El Toro Area (CZ08) | Fullerton | 174960 | 306.528 | 8.3697 | 0 | 0 | 0 | 0 | 172.059 | 110.85 | 0 | 930.534 | 0 | 601.408 | 2129.75 | 0 | 0 | 0 | 768.883 | 0 | 287.839 | 0 | 0 | 0 | 0 | 0 | 0 | 1056.72 | 232.93 | 9.5107 | 0 | 0 | 0 | 0 | 72.0016 | 52.4749 | 0 | 185.893 | 0 | 160.957 | 713.767 | 0 | 0 | 0 | 2667.11 | 0 | 37.4215 | 0 | 0 | 0 | 0 | 0 | 0 | 2704.53 | 4580.47 | 681.444 | - | - | - | - | 0 | 0 | 6133 | 0 | 0 | 0 | 0 | 0 | 0 | 0 | 0 | 6133 | OfL | 03
07/27/18 @ 03:32 | OfL-w09-v03-WCChlrBase-mNE-HVAC-Proto.pd2 | OfL-w09-v03-WCChlrBase-mNE-HVAC-Proto | OfL-w09-v03 | California (Title 24) | Pasadena Area (CZ09) | Burbank AP | 174960 | 322.344 | 9.2946 | 0 | 0 | 0 | 0 | 177.684 | 119.438 | 0 | 930.534 | 0 | 601.408 | 2160.71 | 0 | 0 | 0 | 901.168 | 0 | 287.518 | 0 | 0 | 0 | 0 | 0 | 0 | 1188.69 | 292.641 | 18.8089 | 0 | 0 | 0 | 0 | 74.156 | 60.5881 | 0 | 185.893 | 0 | 160.957 | 793.044 | 0 | 0 | 0 | 2814.92 | 0 | 37.6935 | 0 | 0 | 0 | 0 | 0 | 0 | 2852.62 | 5464.97 | 616.556 | - | - | - | - | 0 | 0 | 5549 | 0 | 0 | 0 | 0 | 0 | 0 | 0 | 0 | 5549 | OfL | 03
07/27/18 @ 03:32 | OfL-w10-v03-WCChlrBase-mNE-HVAC-Proto.pd2 | OfL-w10-v03-WCChlrBase-mNE-HVAC-Proto | OfL-w10-v03 | California (Title 24) | San Bernardino Area (CZ10) | Riverside FS 3 | 174960 | 305.968 | 8.3503 | 0 | 0 | 0 | 0 | 165.455 | 107.09 | 0 | 930.534 | 0 | 601.408 | 2118.81 | 0 | 0 | 0 | 600.654 | 0 | 286.177 | 0 | 0 | 0 | 0 | 0 | 0 | 886.831 | 247.939 | 11.0412 | 0 | 0 | 0 | 0 | 68.4632 | 53.0261 | 0 | 196.657 | 0 | 148.989 | 726.116 | 0 | 0 | 0 | 2813.45 | 0 | 37.8172 | 0 | 0 | 0 | 0 | 0 | 0 | 2851.27 | 4725.4 | 680.444 | - | - | - | - | 0 | 0 | 6124 | 0 | 0 | 0 | 0 | 0 | 0 | 0 | 0 | 6124 | OfL | 03
07/27/18 @ 03:32 | OfL-w11-v03-WCChlrBase-mNE-HVAC-Proto.pd2 | OfL-w11-v03-WCChlrBase-mNE-HVAC-Proto | OfL-w11-v03 | California (Title 24) | Red Bluff Area (CZ11) | Red Bluff AP | 174960 | 277.846 | 7.7031 | 0 | 0 | 0 | 0 | 169.941 | 99.9157 | 0 | 930.534 | 0 | 601.408 | 2087.35 | 0 | 0 | 0 | 896.631 | 0 | 289.927 | 0 | 0 | 0 | 0 | 0 | 0 | 1186.56 | 276.623 | 20.0134 | 0 | 0 | 0 | 0 | 62.0383 | 55.9773 | 0 | 196.657 | 0 | 148.989 | 760.298 | 0 | 0 | 0 | 3193.02 | 0 | 12.415 | 0 | 0 | 0 | 0 | 0 | 0 | 3205.43 | 5148.51 | 418.778 | - | - | - | - | 0 | 0 | 3769 | 0 | 0 | 0 | 0 | 0 | 0 | 0 | 0 | 3769 | OfL | 03
07/27/18 @ 03:32 | OfL-w12-v03-WCChlrBase-mNE-HVAC-Proto.pd2 | OfL-w12-v03-WCChlrBase-mNE-HVAC-Proto | OfL-w12-v03 | California (Title 24) | Sacramento Area (CZ12) | Sacramento AP | 174960 | 239.024 | 6.5698 | 0 | 0 | 0 | 0 | 160.066 | 87.7386 | 0 | 930.534 | 0 | 601.408 | 2025.34 | 0 | 0 | 0 | 899.521 | 0 | 299.03 | 0 | 0 | 0 | 0 | 0 | 0 | 1198.55 | 245.692 | 10.9663 | 0 | 0 | 0 | 0 | 65.9846 | 51.3178 | 0 | 196.657 | 0 | 148.989 | 719.607 | 0 | 0 | 0 | 3450.37 | 0 | 12.4742 | 0 | 0 | 0 | 0 | 0 | 0 | 3462.84 | 4632.41 | 650 | - | - | - | - | 0 | 0 | 5850 | 0 | 0 | 0 | 0 | 0 | 0 | 0 | 0 | 5850 | OfL | 03
07/27/18 @ 03:32 | OfL-w13-v03-WCChlrBase-mNE-HVAC-Proto.pd2 | OfL-w13-v03-WCChlrBase-mNE-HVAC-Proto | OfL-w13-v03 | California (Title 24) | Fresno Area (CZ13) | Fresno AP | 174960 | 279.887 | 7.9062 | 0 | 0 | 0 | 0 | 167.024 | 98.1767 | 0 | 930.534 | 0 | 601.408 | 2084.94 | 0 | 0 | 0 | 797.278 | 0 | 286.417 | 0 | 0 | 0 | 0 | 0 | 0 | 1083.7 | 250.537 | 11.2661 | 0 | 0 | 0 | 0 | 67.3657 | 53.747 | 0 | 196.657 | 0 | 148.989 | 728.562 | 0 | 0 | 0 | 3368.67 | 0 | 39.3181 | 0 | 0 | 0 | 0 | 0 | 0 | 3407.99 | 4760.15 | 418.444 | - | - | - | - | 0 | 0 | 3766 | 0 | 0 | 0 | 0 | 0 | 0 | 0 | 0 | 3766 | OfL | 03
07/27/18 @ 03:33 | OfL-w14-v03-WCChlrBase-mNE-HVAC-Proto.pd2 | OfL-w14-v03-WCChlrBase-mNE-HVAC-Proto | OfL-w14-v03 | California (Title 24) | China Lake Area (CZ14) | Palmdale AP | 174960 | 290.985 | 7.6206 | 0 | 0 | 0 | 0 | 170.894 | 110.735 | 0 | 930.534 | 0 | 601.408 | 2112.18 | 0 | 0 | 0 | 812.186 | 0 | 292.056 | 0 | 0 | 0 | 0 | 0 | 0 | 1104.24 | 316.779 | 26.5947 | 0 | 0 | 0 | 0 | 66.6622 | 64.564 | 0 | 185.893 | 0 | 160.957 | 821.45 | 0 | 0 | 0 | 2963.7 | 0 | 40.1369 | 0 | 0 | 0 | 0 | 0 | 0 | 3003.84 | 5850.94 | 572.889 | - | - | - | - | 0 | 0 | 5156 | 0 | 0 | 0 | 0 | 0 | 0 | 0 | 0 | 5156 | OfL | 03
07/27/18 @ 03:33 | OfL-w15-v03-WCChlrBase-mNE-HVAC-Proto.pd2 | OfL-w15-v03-WCChlrBase-mNE-HVAC-Proto | OfL-w15-v03 | California (Title 24) | Blythe Area (CZ15) | Palm Springs | 174960 | 471.681 | 14.8874 | 0 | 0 | 0 | 0 | 198.679 | 151.348 | 0 | 930.534 | 0 | 601.408 | 2368.54 | 0 | 0 | 0 | 371.903 | 0 | 241.534 | 0 | 0 | 0 | 0 | 0 | 0 | 613.437 | 307.278 | 19.7812 | 0 | 0 | 0 | 0 | 74.8138 | 61.3069 | 0 | 185.893 | 0 | 154.866 | 803.938 | 0 | 0 | 0 | 1848.24 | 0 | 33.5933 | 0 | 0 | 0 | 0 | 0 | 0 | 1881.83 | 5606.33 | 588.889 | - | - | - | - | 0 | 0 | 5300 | 0 | 0 | 0 | 0 | 0 | 0 | 0 | 0 | 5300 | OfL | 03
07/27/18 @ 03:33 | OfL-w16-v03-WCChlrBase-mNE-HVAC-Proto.pd2 | OfL-w16-v03-WCChlrBase-mNE-HVAC-Proto | OfL-w16-v03 | California (Title 24) | Mount Shasta Area (CZ16) | Blue Canyon AP | 174960 | 136.93 | 2.8522 | 0 | 0 | 0 | 0 | 159.267 | 59.7659 | 0 | 930.534 | 0 | 601.408 | 1890.76 | 0 | 0 | 0 | 1531.69 | 0 | 335.173 | 0 | 0 | 0 | 0 | 0 | 0 | 1866.86 | 170.536 | 3.5462 | 0 | 0 | 0 | 0 | 71.0573 | 44.5762 | 0 | 185.893 | 0 | 154.866 | 630.474 | 0 | 0 | 0 | 3808.05 | 0 | 14.029 | 0 | 0 | 0 | 0 | 0 | 0 | 3822.08 | 3490.56 | 510.333 | - | - | - | - | 0 | 0 | 4593 | 0 | 0 | 0 | 0 | 0 | 0 | 0 | 0 | 4593 | OfL | 03
07/27/18 @ 03:33 | OfL-w01-v07-WCChlrBase-mNE-HVAC-Proto.pd2 | OfL-w01-v07-WCChlrBase-mNE-HVAC-Proto | OfL-w01-v07 | California (Title 24) | Arcata Area (CZ01) | Arcata | 174960 | 30.8892 | 0.53431 | 0 | 0 | 0 | 0 | 128.924 | 16.5145 | 0 | 883.692 | 0 | 532.352 | 1592.9 | 0 | 0 | 0 | 1197.89 | 0 | 336.59 | 0 | 0 | 0 | 0 | 0 | 0 | 1534.48 | 145.528 | 3.563 | 0 | 0 | 0 | 0 | 58.9676 | 36.7335 | 0 | 176.534 | 0 | 142.475 | 563.801 | 0 | 0 | 0 | 3109.92 | 0 | 13.3876 | 0 | 0 | 0 | 0 | 0 | 0 | 3123.31 | 3027.77 | 389.222 | - | - | - | - | 0 | 0 | 3503 | 0 | 0 | 0 | 0 | 0 | 0 | 0 | 0 | 3503 | OfL | 07
07/27/18 @ 03:33 | OfL-w02-v07-WCChlrBase-mNE-HVAC-Proto.pd2 | OfL-w02-v07-WCChlrBase-mNE-HVAC-Proto | OfL-w02-v07 | California (Title 24) | Santa Rosa Area (CZ02) | Santa Rosa | 174960 | 182.649 | 4.698 | 0 | 0 | 0 | 0 | 146.658 | 65.2818 | 0 | 883.692 | 0 | 532.352 | 1815.33 | 0 | 0 | 0 | 999.102 | 0 | 313.266 | 0 | 0 | 0 | 0 | 0 | 0 | 1312.37 | 250.745 | 14.0719 | 0 | 0 | 0 | 0 | 62.6798 | 50.3001 | 0 | 176.534 | 0 | 142.475 | 696.806 | 0 | 0 | 0 | 3492.52 | 0 | 12.7485 | 0 | 0 | 0 | 0 | 0 | 0 | 3505.27 | 4691.1 | 522.889 | - | - | - | - | 0 | 0 | 4706 | 0 | 0 | 0 | 0 | 0 | 0 | 0 | 0 | 4706 | OfL | 07
07/27/18 @ 03:33 | OfL-w03-v07-WCChlrBase-mNE-HVAC-Proto.pd2 | OfL-w03-v07-WCChlrBase-mNE-HVAC-Proto | OfL-w03-v07 | California (Title 24) | Oakland Area (CZ03) | Oakland AP | 174960 | 127.157 | 2.8699 | 0 | 0 | 0 | 0 | 149.459 | 49.4261 | 0 | 883.692 | 0 | 532.352 | 1744.95 | 0 | 0 | 0 | 1255.31 | 0 | 314.222 | 0 | 0 | 0 | 0 | 0 | 0 | 1569.53 | 185.837 | 4.9864 | 0 | 0 | 0 | 0 | 63.2645 | 43.9653 | 0 | 176.534 | 0 | 142.475 | 617.063 | 0 | 0 | 0 | 3259.06 | 0 | 40.5594 | 0 | 0 | 0 | 0 | 0 | 0 | 3299.62 | 3723.83 | 280.556 | - | - | - | - | 0 | 0 | 2525 | 0 | 0 | 0 | 0 | 0 | 0 | 0 | 0 | 2525 | OfL | 07
07/27/18 @ 03:33 | OfL-w04-v07-WCChlrBase-mNE-HVAC-Proto.pd2 | OfL-w04-v07-WCChlrBase-mNE-HVAC-Proto | OfL-w04-v07 | California (Title 24) | Sunnyvale Area (CZ04) | San Jose | 174960 | 218.368 | 5.5156 | 0 | 0 | 0 | 0 | 163.658 | 75.9891 | 0 | 883.692 | 0 | 532.352 | 1879.57 | 0 | 0 | 0 | 1177.63 | 0 | 304.492 | 0 | 0 | 0 | 0 | 0 | 0 | 1482.12 | 212.154 | 6.1411 | 0 | 0 | 0 | 0 | 67.9126 | 48.7496 | 0 | 176.534 | 0 | 142.475 | 653.966 | 0 | 0 | 0 | 3182.09 | 0 | 39.9446 | 0 | 0 | 0 | 0 | 0 | 0 | 3222.03 | 4208.04 | 363 | - | - | - | - | 0 | 0 | 3267 | 0 | 0 | 0 | 0 | 0 | 0 | 0 | 0 | 3267 | OfL | 07
07/27/18 @ 03:34 | OfL-w05-v07-WCChlrBase-mNE-HVAC-Proto.pd2 | OfL-w05-v07-WCChlrBase-mNE-HVAC-Proto | OfL-w05-v07 | California (Title 24) | Santa Maria Area (CZ05) | Santa Maria AP | 174960 | 135.416 | 3.0942 | 0 | 0 | 0 | 0 | 152.794 | 49.524 | 0 | 883.692 | 0 | 532.352 | 1756.87 | 0 | 0 | 0 | 1331.15 | 0 | 319.037 | 0 | 0 | 0 | 0 | 0 | 0 | 1650.19 | 154.697 | 3.7386 | 0 | 0 | 0 | 0 | 61.0524 | 39.5767 | 0 | 176.534 | 0 | 142.475 | 578.074 | 0 | 0 | 0 | 3268.15 | 0 | 40.9484 | 0 | 0 | 0 | 0 | 0 | 0 | 3309.1 | 3252.05 | 415.111 | - | - | - | - | 0 | 0 | 3736 | 0 | 0 | 0 | 0 | 0 | 0 | 0 | 0 | 3736 | OfL | 07
07/27/18 @ 03:34 | OfL-w06-v07-WCChlrBase-mNE-HVAC-Proto.pd2 | OfL-w06-v07-WCChlrBase-mNE-HVAC-Proto | OfL-w06-v07 | California (Title 24) | Los Angeles Area (CZ06) | Torrance | 174960 | 265.228 | 7.1168 | 0 | 0 | 0 | 0 | 162.187 | 86.6345 | 0 | 883.692 | 0 | 532.352 | 1937.21 | 0 | 0 | 0 | 728.202 | 0 | 295.612 | 0 | 0 | 0 | 0 | 0 | 0 | 1023.81 | 208.974 | 7.0138 | 0 | 0 | 0 | 0 | 61.3657 | 48.818 | 0 | 186.756 | 0 | 142.793 | 655.721 | 0 | 0 | 0 | 2244.79 | 0 | 38.2879 | 0 | 0 | 0 | 0 | 0 | 0 | 2283.08 | 4160.54 | 511.333 | - | - | - | - | 0 | 0 | 4602 | 0 | 0 | 0 | 0 | 0 | 0 | 0 | 0 | 4602 | OfL | 07
07/27/18 @ 03:34 | OfL-w07-v07-WCChlrBase-mNE-HVAC-Proto.pd2 | OfL-w07-v07-WCChlrBase-mNE-HVAC-Proto | OfL-w07-v07 | California (Title 24) | San Diego Area (CZ07) | San Diego AP | 174960 | 240.467 | 6.1851 | 0 | 0 | 0 | 0 | 162.611 | 82.3501 | 0 | 883.692 | 0 | 532.352 | 1907.65 | 0 | 0 | 0 | 652.915 | 0 | 292.522 | 0 | 0 | 0 | 0 | 0 | 0 | 945.438 | 194.127 | 5.327 | 0 | 0 | 0 | 0 | 59.3026 | 46.8428 | 0 | 176.534 | 0 | 142.475 | 624.608 | 0 | 0 | 0 | 1660.47 | 0 | 37.6336 | 0 | 0 | 0 | 0 | 0 | 0 | 1698.1 | 3906.62 | 597.444 | - | - | - | - | 0 | 0 | 5377 | 0 | 0 | 0 | 0 | 0 | 0 | 0 | 0 | 5377 | OfL | 07
07/27/18 @ 03:34 | OfL-w08-v07-WCChlrBase-mNE-HVAC-Proto.pd2 | OfL-w08-v07-WCChlrBase-mNE-HVAC-Proto | OfL-w08-v07 | California (Title 24) | El Toro Area (CZ08) | Fullerton | 174960 | 292.559 | 7.9922 | 0 | 0 | 0 | 0 | 166.056 | 94.6193 | 0 | 883.692 | 0 | 532.352 | 1977.27 | 0 | 0 | 0 | 770.155 | 0 | 287.855 | 0 | 0 | 0 | 0 | 0 | 0 | 1058.01 | 226.477 | 9.1614 | 0 | 0 | 0 | 0 | 70.6842 | 49.5723 | 0 | 176.534 | 0 | 142.475 | 674.904 | 0 | 0 | 0 | 2464.81 | 0 | 37.4261 | 0 | 0 | 0 | 0 | 0 | 0 | 2502.24 | 4463.46 | 643.111 | - | - | - | - | 0 | 0 | 5788 | 0 | 0 | 0 | 0 | 0 | 0 | 0 | 0 | 5788 | OfL | 07
07/27/18 @ 03:34 | OfL-w09-v07-WCChlrBase-mNE-HVAC-Proto.pd2 | OfL-w09-v07-WCChlrBase-mNE-HVAC-Proto | OfL-w09-v07 | California (Title 24) | Pasadena Area (CZ09) | Burbank AP | 174960 | 308.824 | 8.9422 | 0 | 0 | 0 | 0 | 171.409 | 103.446 | 0 | 883.692 | 0 | 532.352 | 2008.66 | 0 | 0 | 0 | 905.847 | 0 | 287.534 | 0 | 0 | 0 | 0 | 0 | 0 | 1193.38 | 286.225 | 17.9573 | 0 | 0 | 0 | 0 | 71.4181 | 58.2422 | 0 | 176.534 | 0 | 142.475 | 752.852 | 0 | 0 | 0 | 2908.32 | 0 | 37.6989 | 0 | 0 | 0 | 0 | 0 | 0 | 2946.01 | 5351.33 | 585 | - | - | - | - | 0 | 0 | 5265 | 0 | 0 | 0 | 0 | 0 | 0 | 0 | 0 | 5265 | OfL | 07
07/27/18 @ 03:34 | OfL-w10-v07-WCChlrBase-mNE-HVAC-Proto.pd2 | OfL-w10-v07-WCChlrBase-mNE-HVAC-Proto | OfL-w10-v07 | California (Title 24) | San Bernardino Area (CZ10) | Riverside FS 3 | 174960 | 292.173 | 7.9983 | 0 | 0 | 0 | 0 | 158.822 | 94.0025 | 0 | 883.692 | 0 | 532.352 | 1969.04 | 0 | 0 | 0 | 611.667 | 0 | 286.192 | 0 | 0 | 0 | 0 | 0 | 0 | 897.859 | 241.816 | 10.6224 | 0 | 0 | 0 | 0 | 65.7896 | 50.7539 | 0 | 186.756 | 0 | 131.881 | 687.62 | 0 | 0 | 0 | 2713.31 | 0 | 37.8227 | 0 | 0 | 0 | 0 | 0 | 0 | 2751.13 | 4612.53 | 641.667 | - | - | - | - | 0 | 0 | 5775 | 0 | 0 | 0 | 0 | 0 | 0 | 0 | 0 | 5775 | OfL | 07
07/27/18 @ 03:35 | OfL-w11-v07-WCChlrBase-mNE-HVAC-Proto.pd2 | OfL-w11-v07-WCChlrBase-mNE-HVAC-Proto | OfL-w11-v07 | California (Title 24) | Red Bluff Area (CZ11) | Red Bluff AP | 174960 | 267.012 | 7.4214 | 0 | 0 | 0 | 0 | 163.219 | 87.6811 | 0 | 883.692 | 0 | 532.352 | 1941.37 | 0 | 0 | 0 | 920.944 | 0 | 289.945 | 0 | 0 | 0 | 0 | 0 | 0 | 1210.89 | 269.636 | 19.3357 | 0 | 0 | 0 | 0 | 59.4547 | 54.4652 | 0 | 186.756 | 0 | 131.881 | 721.529 | 0 | 0 | 0 | 3219.14 | 0 | 12.4179 | 0 | 0 | 0 | 0 | 0 | 0 | 3231.56 | 5036.57 | 398.556 | - | - | - | - | 0 | 0 | 3587 | 0 | 0 | 0 | 0 | 0 | 0 | 0 | 0 | 3587 | OfL | 07
07/27/18 @ 03:35 | OfL-w12-v07-WCChlrBase-mNE-HVAC-Proto.pd2 | OfL-w12-v07-WCChlrBase-mNE-HVAC-Proto | OfL-w12-v07 | California (Title 24) | Sacramento Area (CZ12) | Sacramento AP | 174960 | 228.839 | 6.3157 | 0 | 0 | 0 | 0 | 153.746 | 75.5247 | 0 | 883.692 | 0 | 532.352 | 1880.46 | 0 | 0 | 0 | 943.643 | 0 | 299.048 | 0 | 0 | 0 | 0 | 0 | 0 | 1242.69 | 239.548 | 10.5491 | 0 | 0 | 0 | 0 | 63.3134 | 49.1549 | 0 | 186.756 | 0 | 131.881 | 681.203 | 0 | 0 | 0 | 3584.14 | 0 | 12.4786 | 0 | 0 | 0 | 0 | 0 | 0 | 3596.62 | 4520.72 | 612.444 | - | - | - | - | 0 | 0 | 5512 | 0 | 0 | 0 | 0 | 0 | 0 | 0 | 0 | 5512 | OfL | 07
07/27/18 @ 03:35 | OfL-w13-v07-WCChlrBase-mNE-HVAC-Proto.pd2 | OfL-w13-v07-WCChlrBase-mNE-HVAC-Proto | OfL-w13-v07 | California (Title 24) | Fresno Area (CZ13) | Fresno AP | 174960 | 268.884 | 7.6199 | 0 | 0 | 0 | 0 | 160.4 | 85.847 | 0 | 883.692 | 0 | 532.352 | 1938.79 | 0 | 0 | 0 | 822.717 | 0 | 286.435 | 0 | 0 | 0 | 0 | 0 | 0 | 1109.15 | 244.323 | 10.8537 | 0 | 0 | 0 | 0 | 64.6515 | 51.5179 | 0 | 186.756 | 0 | 131.881 | 689.984 | 0 | 0 | 0 | 3268.13 | 0 | 39.3211 | 0 | 0 | 0 | 0 | 0 | 0 | 3307.45 | 4646.86 | 396.667 | - | - | - | - | 0 | 0 | 3570 | 0 | 0 | 0 | 0 | 0 | 0 | 0 | 0 | 3570 | OfL | 07
07/27/18 @ 03:35 | OfL-w14-v07-WCChlrBase-mNE-HVAC-Proto.pd2 | OfL-w14-v07-WCChlrBase-mNE-HVAC-Proto | OfL-w14-v07 | California (Title 24) | China Lake Area (CZ14) | Palmdale AP | 174960 | 279.742 | 7.3468 | 0 | 0 | 0 | 0 | 164.104 | 97.6248 | 0 | 883.692 | 0 | 532.352 | 1964.86 | 0 | 0 | 0 | 827.807 | 0 | 292.073 | 0 | 0 | 0 | 0 | 0 | 0 | 1119.88 | 309.244 | 25.9239 | 0 | 0 | 0 | 0 | 64.038 | 62.9159 | 0 | 176.534 | 0 | 142.475 | 781.131 | 0 | 0 | 0 | 2847.15 | 0 | 40.1423 | 0 | 0 | 0 | 0 | 0 | 0 | 2887.29 | 5733.43 | 547.222 | - | - | - | - | 0 | 0 | 4925 | 0 | 0 | 0 | 0 | 0 | 0 | 0 | 0 | 4925 | OfL | 07
07/27/18 @ 03:35 | OfL-w15-v07-WCChlrBase-mNE-HVAC-Proto.pd2 | OfL-w15-v07-WCChlrBase-mNE-HVAC-Proto | OfL-w15-v07 | California (Title 24) | Blythe Area (CZ15) | Palm Springs | 174960 | 455.555 | 14.4535 | 0 | 0 | 0 | 0 | 191.71 | 139.484 | 0 | 883.692 | 0 | 532.352 | 2217.24 | 0 | 0 | 0 | 358.472 | 0 | 241.547 | 0 | 0 | 0 | 0 | 0 | 0 | 600.019 | 298.66 | 19.013 | 0 | 0 | 0 | 0 | 70.9949 | 59.0482 | 0 | 176.534 | 0 | 137.083 | 761.333 | 0 | 0 | 0 | 1895.43 | 0 | 28.5498 | 0 | 0 | 0 | 0 | 0 | 0 | 1923.98 | 5456.58 | 558 | - | - | - | - | 0 | 0 | 5022 | 0 | 0 | 0 | 0 | 0 | 0 | 0 | 0 | 5022 | OfL | 07
07/27/18 @ 03:35 | OfL-w16-v07-WCChlrBase-mNE-HVAC-Proto.pd2 | OfL-w16-v07-WCChlrBase-mNE-HVAC-Proto | OfL-w16-v07 | California (Title 24) | Mount Shasta Area (CZ16) | Blue Canyon AP | 174960 | 130.328 | 2.7175 | 0 | 0 | 0 | 0 | 152.643 | 45.6399 | 0 | 883.692 | 0 | 532.352 | 1747.37 | 0 | 0 | 0 | 1619.91 | 0 | 335.195 | 0 | 0 | 0 | 0 | 0 | 0 | 1955.1 | 161.943 | 3.3853 | 0 | 0 | 0 | 0 | 67.1069 | 41.0314 | 0 | 176.534 | 0 | 137.083 | 587.083 | 0 | 0 | 0 | 4047.5 | 0 | 45.0815 | 0 | 0 | 0 | 0 | 0 | 0 | 4092.59 | 3372.09 | 479 | - | - | - | - | 0 | 0 | 4311 | 0 | 0 | 0 | 0 | 0 | 0 | 0 | 0 | 4311 | OfL | 07
07/27/18 @ 03:35 | OfL-w01-v11-WCChlrBase-mNE-HVAC-Proto.pd2 | OfL-w01-v11-WCChlrBase-mNE-HVAC-Proto | OfL-w01-v11 | California (Title 24) | Arcata Area (CZ01) | Arcata | 174960 | 30.786 | 0.53463 | 0 | 0 | 0 | 0 | 128.437 | 16.2287 | 0 | 883.692 | 0 | 511.067 | 1570.74 | 0 | 0 | 0 | 1110.57 | 0 | 336.58 | 0 | 0 | 0 | 0 | 0 | 0 | 1447.15 | 144.195 | 3.5293 | 0 | 0 | 0 | 0 | 58.332 | 36.3729 | 0 | 176.534 | 0 | 136.779 | 555.742 | 0 | 0 | 0 | 3161.38 | 0 | 43.0044 | 0 | 0 | 0 | 0 | 0 | 0 | 3204.38 | 3000.95 | 383.333 | - | - | - | - | 0 | 0 | 3450 | 0 | 0 | 0 | 0 | 0 | 0 | 0 | 0 | 3450 | OfL | 11
07/27/18 @ 03:36 | OfL-w02-v11-WCChlrBase-mNE-HVAC-Proto.pd2 | OfL-w02-v11-WCChlrBase-mNE-HVAC-Proto | OfL-w02-v11 | California (Title 24) | Santa Rosa Area (CZ02) | Santa Rosa | 174960 | 180.402 | 4.6217 | 0 | 0 | 0 | 0 | 145.355 | 64.327 | 0 | 883.692 | 0 | 511.067 | 1789.46 | 0 | 0 | 0 | 784.462 | 0 | 313.243 | 0 | 0 | 0 | 0 | 0 | 0 | 1097.71 | 245.671 | 13.8772 | 0 | 0 | 0 | 0 | 61.6578 | 49.8598 | 0 | 176.534 | 0 | 136.779 | 684.378 | 0 | 0 | 0 | 2950.7 | 0 | 12.7352 | 0 | 0 | 0 | 0 | 0 | 0 | 2963.44 | 4615.69 | 514.667 | - | - | - | - | 0 | 0 | 4632 | 0 | 0 | 0 | 0 | 0 | 0 | 0 | 0 | 4632 | OfL | 11
07/27/18 @ 03:36 | OfL-w03-v11-WCChlrBase-mNE-HVAC-Proto.pd2 | OfL-w03-v11-WCChlrBase-mNE-HVAC-Proto | OfL-w03-v11 | California (Title 24) | Oakland Area (CZ03) | Oakland AP | 174960 | 127.101 | 2.867 | 0 | 0 | 0 | 0 | 149.281 | 48.9243 | 0 | 883.692 | 0 | 511.067 | 1722.93 | 0 | 0 | 0 | 1062.94 | 0 | 314.199 | 0 | 0 | 0 | 0 | 0 | 0 | 1377.14 | 182.674 | 4.911 | 0 | 0 | 0 | 0 | 61.7883 | 43.9174 | 0 | 176.534 | 0 | 136.779 | 606.603 | 0 | 0 | 0 | 3092.35 | 0 | 12.6458 | 0 | 0 | 0 | 0 | 0 | 0 | 3104.99 | 3667.35 | 277.111 | - | - | - | - | 0 | 0 | 2494 | 0 | 0 | 0 | 0 | 0 | 0 | 0 | 0 | 2494 | OfL | 11
07/27/18 @ 03:36 | OfL-w04-v11-WCChlrBase-mNE-HVAC-Proto.pd2 | OfL-w04-v11-WCChlrBase-mNE-HVAC-Proto | OfL-w04-v11 | California (Title 24) | Sunnyvale Area (CZ04) | San Jose | 174960 | 215.964 | 5.4476 | 0 | 0 | 0 | 0 | 161.917 | 74.9136 | 0 | 883.692 | 0 | 511.067 | 1852.99 | 0 | 0 | 0 | 1006.12 | 0 | 304.471 | 0 | 0 | 0 | 0 | 0 | 0 | 1310.59 | 207.266 | 6.0238 | 0 | 0 | 0 | 0 | 66.0553 | 48.2696 | 0 | 176.534 | 0 | 136.779 | 640.928 | 0 | 0 | 0 | 3119.07 | 0 | 12.4608 | 0 | 0 | 0 | 0 | 0 | 0 | 3131.53 | 4117.83 | 357.111 | - | - | - | - | 0 | 0 | 3214 | 0 | 0 | 0 | 0 | 0 | 0 | 0 | 0 | 3214 | OfL | 11
07/27/18 @ 03:36 | OfL-w05-v11-WCChlrBase-mNE-HVAC-Proto.pd2 | OfL-w05-v11-WCChlrBase-mNE-HVAC-Proto | OfL-w05-v11 | California (Title 24) | Santa Maria Area (CZ05) | Santa Maria AP | 174960 | 135.969 | 3.1003 | 0 | 0 | 0 | 0 | 152.292 | 49.2766 | 0 | 883.692 | 0 | 511.067 | 1735.39 | 0 | 0 | 0 | 1151.85 | 0 | 319.013 | 0 | 0 | 0 | 0 | 0 | 0 | 1470.86 | 153.135 | 3.1928 | 0 | 0 | 0 | 0 | 59.5175 | 39.1628 | 0 | 176.534 | 0 | 136.779 | 568.32 | 0 | 0 | 0 | 3048.69 | 0 | 40.9386 | 0 | 0 | 0 | 0 | 0 | 0 | 3089.63 | 3218.16 | 409.222 | - | - | - | - | 0 | 0 | 3683 | 0 | 0 | 0 | 0 | 0 | 0 | 0 | 0 | 3683 | OfL | 11
07/27/18 @ 03:36 | OfL-w06-v11-WCChlrBase-mNE-HVAC-Proto.pd2 | OfL-w06-v11-WCChlrBase-mNE-HVAC-Proto | OfL-w06-v11 | California (Title 24) | Los Angeles Area (CZ06) | Torrance | 174960 | 263.626 | 7.0627 | 0 | 0 | 0 | 0 | 160.971 | 85.9698 | 0 | 883.692 | 0 | 511.067 | 1912.38 | 0 | 0 | 0 | 670.504 | 0 | 295.605 | 0 | 0 | 0 | 0 | 0 | 0 | 966.109 | 206.041 | 6.916 | 0 | 0 | 0 | 0 | 60.165 | 48.2482 | 0 | 186.756 | 0 | 137.084 | 645.211 | 0 | 0 | 0 | 2084.06 | 0 | 38.284 | 0 | 0 | 0 | 0 | 0 | 0 | 2122.34 | 4102.71 | 504 | - | - | - | - | 0 | 0 | 4536 | 0 | 0 | 0 | 0 | 0 | 0 | 0 | 0 | 4536 | OfL | 11
07/27/18 @ 03:36 | OfL-w07-v11-WCChlrBase-mNE-HVAC-Proto.pd2 | OfL-w07-v11-WCChlrBase-mNE-HVAC-Proto | OfL-w07-v11 | California (Title 24) | San Diego Area (CZ07) | San Diego AP | 174960 | 238.656 | 6.1352 | 0 | 0 | 0 | 0 | 161.526 | 81.5469 | 0 | 883.692 | 0 | 511.067 | 1882.62 | 0 | 0 | 0 | 601.603 | 0 | 292.516 | 0 | 0 | 0 | 0 | 0 | 0 | 894.12 | 191.619 | 5.2613 | 0 | 0 | 0 | 0 | 58.3821 | 46.2657 | 0 | 176.534 | 0 | 136.779 | 614.841 | 0 | 0 | 0 | 1491.66 | 0 | 37.6296 | 0 | 0 | 0 | 0 | 0 | 0 | 1529.29 | 3859.06 | 588.667 | - | - | - | - | 0 | 0 | 5298 | 0 | 0 | 0 | 0 | 0 | 0 | 0 | 0 | 5298 | OfL | 11
07/27/18 @ 03:36 | OfL-w08-v11-WCChlrBase-mNE-HVAC-Proto.pd2 | OfL-w08-v11-WCChlrBase-mNE-HVAC-Proto | OfL-w08-v11 | California (Title 24) | El Toro Area (CZ08) | Fullerton | 174960 | 288.974 | 7.88 | 0 | 0 | 0 | 0 | 163.971 | 93.1043 | 0 | 883.692 | 0 | 511.067 | 1948.68 | 0 | 0 | 0 | 633.534 | 0 | 287.84 | 0 | 0 | 0 | 0 | 0 | 0 | 921.373 | 220.93 | 8.93 | 0 | 0 | 0 | 0 | 69.2574 | 48.5085 | 0 | 176.534 | 0 | 136.779 | 660.939 | 0 | 0 | 0 | 1921.88 | 0 | 37.4124 | 0 | 0 | 0 | 0 | 0 | 0 | 1959.29 | 4361.22 | 630.667 | - | - | - | - | 0 | 0 | 5676 | 0 | 0 | 0 | 0 | 0 | 0 | 0 | 0 | 5676 | OfL | 11
07/27/18 @ 03:37 | OfL-w09-v11-WCChlrBase-mNE-HVAC-Proto.pd2 | OfL-w09-v11-WCChlrBase-mNE-HVAC-Proto | OfL-w09-v11 | California (Title 24) | Pasadena Area (CZ09) | Burbank AP | 174960 | 303.442 | 8.7786 | 0 | 0 | 0 | 0 | 168.867 | 101.871 | 0 | 883.692 | 0 | 511.067 | 1977.71 | 0 | 0 | 0 | 785.052 | 0 | 287.518 | 0 | 0 | 0 | 0 | 0 | 0 | 1072.57 | 277.796 | 17.3607 | 0 | 0 | 0 | 0 | 68.691 | 57.5465 | 0 | 176.534 | 0 | 136.779 | 734.706 | 0 | 0 | 0 | 2584.56 | 0 | 37.6871 | 0 | 0 | 0 | 0 | 0 | 0 | 2622.25 | 5220.2 | 571.778 | - | - | - | - | 0 | 0 | 5146 | 0 | 0 | 0 | 0 | 0 | 0 | 0 | 0 | 5146 | OfL | 11
07/27/18 @ 03:37 | OfL-w10-v11-WCChlrBase-mNE-HVAC-Proto.pd2 | OfL-w10-v11-WCChlrBase-mNE-HVAC-Proto | OfL-w10-v11 | California (Title 24) | San Bernardino Area (CZ10) | Riverside FS 3 | 174960 | 287.425 | 7.8433 | 0 | 0 | 0 | 0 | 156.613 | 92.4227 | 0 | 883.692 | 0 | 511.067 | 1939.06 | 0 | 0 | 0 | 453.321 | 0 | 286.177 | 0 | 0 | 0 | 0 | 0 | 0 | 739.498 | 234.625 | 10.3584 | 0 | 0 | 0 | 0 | 63.1357 | 49.9627 | 0 | 186.756 | 0 | 126.608 | 671.447 | 0 | 0 | 0 | 1954.52 | 0 | 37.8039 | 0 | 0 | 0 | 0 | 0 | 0 | 1992.32 | 4490.34 | 628.222 | - | - | - | - | 0 | 0 | 5654 | 0 | 0 | 0 | 0 | 0 | 0 | 0 | 0 | 5654 | OfL | 11
07/27/18 @ 03:37 | OfL-w11-v11-WCChlrBase-mNE-HVAC-Proto.pd2 | OfL-w11-v11-WCChlrBase-mNE-HVAC-Proto | OfL-w11-v11 | California (Title 24) | Red Bluff Area (CZ11) | Red Bluff AP | 174960 | 260.728 | 7.2356 | 0 | 0 | 0 | 0 | 160.682 | 86.0456 | 0 | 883.692 | 0 | 511.067 | 1909.44 | 0 | 0 | 0 | 731.87 | 0 | 289.926 | 0 | 0 | 0 | 0 | 0 | 0 | 1021.8 | 263.232 | 18.9182 | 0 | 0 | 0 | 0 | 57.2391 | 53.9355 | 0 | 186.756 | 0 | 126.608 | 706.689 | 0 | 0 | 0 | 2713.24 | 0 | 12.4058 | 0 | 0 | 0 | 0 | 0 | 0 | 2725.65 | 4922.16 | 390.556 | - | - | - | - | 0 | 0 | 3515 | 0 | 0 | 0 | 0 | 0 | 0 | 0 | 0 | 3515 | OfL | 11
07/27/18 @ 03:37 | OfL-w12-v11-WCChlrBase-mNE-HVAC-Proto.pd2 | OfL-w12-v11-WCChlrBase-mNE-HVAC-Proto | OfL-w12-v11 | California (Title 24) | Sacramento Area (CZ12) | Sacramento AP | 174960 | 224.288 | 6.164 | 0 | 0 | 0 | 0 | 151.508 | 74.0006 | 0 | 883.692 | 0 | 511.067 | 1850.71 | 0 | 0 | 0 | 772.21 | 0 | 299.027 | 0 | 0 | 0 | 0 | 0 | 0 | 1071.24 | 231.795 | 10.2575 | 0 | 0 | 0 | 0 | 60.4688 | 48.1831 | 0 | 186.756 | 0 | 126.608 | 664.069 | 0 | 0 | 0 | 3498.06 | 0 | 39.9622 | 0 | 0 | 0 | 0 | 0 | 0 | 3538.02 | 4388.3 | 599.111 | - | - | - | - | 0 | 0 | 5392 | 0 | 0 | 0 | 0 | 0 | 0 | 0 | 0 | 5392 | OfL | 11
07/27/18 @ 03:37 | OfL-w13-v11-WCChlrBase-mNE-HVAC-Proto.pd2 | OfL-w13-v11-WCChlrBase-mNE-HVAC-Proto | OfL-w13-v11 | California (Title 24) | Fresno Area (CZ13) | Fresno AP | 174960 | 261.728 | 7.3955 | 0 | 0 | 0 | 0 | 157.595 | 83.8368 | 0 | 883.692 | 0 | 511.067 | 1905.31 | 0 | 0 | 0 | 688.791 | 0 | 286.417 | 0 | 0 | 0 | 0 | 0 | 0 | 975.208 | 237.579 | 10.5976 | 0 | 0 | 0 | 0 | 62.2368 | 50.6948 | 0 | 186.756 | 0 | 126.608 | 674.473 | 0 | 0 | 0 | 3223.33 | 0 | 39.3082 | 0 | 0 | 0 | 0 | 0 | 0 | 3262.64 | 4530.18 | 387.444 | - | - | - | - | 0 | 0 | 3487 | 0 | 0 | 0 | 0 | 0 | 0 | 0 | 0 | 3487 | OfL | 11
07/27/18 @ 03:37 | OfL-w14-v11-WCChlrBase-mNE-HVAC-Proto.pd2 | OfL-w14-v11-WCChlrBase-mNE-HVAC-Proto | OfL-w14-v11 | California (Title 24) | China Lake Area (CZ14) | Palmdale AP | 174960 | 273.51 | 7.1684 | 0 | 0 | 0 | 0 | 161.556 | 95.5619 | 0 | 883.692 | 0 | 511.067 | 1932.55 | 0 | 0 | 0 | 646.634 | 0 | 292.054 | 0 | 0 | 0 | 0 | 0 | 0 | 938.688 | 303.185 | 25.4505 | 0 | 0 | 0 | 0 | 62.5939 | 61.9084 | 0 | 176.534 | 0 | 136.779 | 766.45 | 0 | 0 | 0 | 2514.14 | 0 | 34.7871 | 0 | 0 | 0 | 0 | 0 | 0 | 2548.93 | 5627.71 | 529.667 | - | - | - | - | 0 | 0 | 4767 | 0 | 0 | 0 | 0 | 0 | 0 | 0 | 0 | 4767 | OfL | 11
07/27/18 @ 03:37 | OfL-w15-v11-WCChlrBase-mNE-HVAC-Proto.pd2 | OfL-w15-v11-WCChlrBase-mNE-HVAC-Proto | OfL-w15-v11 | California (Title 24) | Blythe Area (CZ15) | Palm Springs | 174960 | 441.583 | 13.9658 | 0 | 0 | 0 | 0 | 186.789 | 135.664 | 0 | 883.692 | 0 | 511.067 | 2172.76 | 0 | 0 | 0 | 275.654 | 0 | 241.541 | 0 | 0 | 0 | 0 | 0 | 0 | 517.195 | 291.426 | 18.5787 | 0 | 0 | 0 | 0 | 68.5183 | 57.9527 | 0 | 176.534 | 0 | 131.602 | 744.611 | 0 | 0 | 0 | 1534.56 | 0 | 33.5853 | 0 | 0 | 0 | 0 | 0 | 0 | 1568.14 | 5331.01 | 543.889 | - | - | - | - | 0 | 0 | 4895 | 0 | 0 | 0 | 0 | 0 | 0 | 0 | 0 | 4895 | OfL | 11
07/27/18 @ 03:38 | OfL-w16-v11-WCChlrBase-mNE-HVAC-Proto.pd2 | OfL-w16-v11-WCChlrBase-mNE-HVAC-Proto | OfL-w16-v11 | California (Title 24) | Mount Shasta Area (CZ16) | Blue Canyon AP | 174960 | 128.498 | 2.6785 | 0 | 0 | 0 | 0 | 151.71 | 44.4747 | 0 | 883.692 | 0 | 511.067 | 1722.11 | 0 | 0 | 0 | 1345.41 | 0 | 335.164 | 0 | 0 | 0 | 0 | 0 | 0 | 1680.57 | 158.856 | 3.3218 | 0 | 0 | 0 | 0 | 65.9489 | 40.2821 | 0 | 176.534 | 0 | 131.602 | 576.545 | 0 | 0 | 0 | 3848.72 | 0 | 45.079 | 0 | 0 | 0 | 0 | 0 | 0 | 3893.8 | 3310.07 | 469.556 | - | - | - | - | 0 | 0 | 4226 | 0 | 0 | 0 | 0 | 0 | 0 | 0 | 0 | 4226 | OfL | 11
07/27/18 @ 03:38 | OfL-w01-v14-WCChlrBase-mNE-HVAC-Proto.pd2 | OfL-w01-v14-WCChlrBase-mNE-HVAC-Proto | OfL-w01-v14 | California (Title 24) | Arcata Area (CZ01) | Arcata | 174960 | 21.7796 | 0.37202 | 0 | 0 | 0 | 0 | 93.1824 | 12.1893 | 0 | 883.692 | 0 | 500.422 | 1511.64 | 0 | 0 | 0 | 941.083 | 0 | 336.596 | 0 | 0 | 0 | 0 | 0 | 0 | 1277.68 | 119.802 | 2.9022 | 0 | 0 | 0 | 0 | 43.607 | 29.7802 | 0 | 176.534 | 0 | 133.93 | 506.555 | 0 | 0 | 0 | 3081.34 | 0 | 13.3906 | 0 | 0 | 0 | 0 | 0 | 0 | 3094.73 | 2455.57 | 366.778 | - | - | - | - | 0 | 0 | 3301 | 0 | 0 | 0 | 0 | 0 | 0 | 0 | 0 | 3301 | OfL | 14
07/27/18 @ 03:38 | OfL-w02-v14-WCChlrBase-mNE-HVAC-Proto.pd2 | OfL-w02-v14-WCChlrBase-mNE-HVAC-Proto | OfL-w02-v14 | California (Title 24) | Santa Rosa Area (CZ02) | Santa Rosa | 174960 | 138.834 | 3.5835 | 0 | 0 | 0 | 0 | 109.492 | 47.971 | 0 | 883.692 | 0 | 500.422 | 1683.99 | 0 | 0 | 0 | 602.505 | 0 | 313.227 | 0 | 0 | 0 | 0 | 0 | 0 | 915.732 | 219.58 | 12.1067 | 0 | 0 | 0 | 0 | 49.2112 | 44.0987 | 0 | 176.534 | 0 | 133.93 | 635.461 | 0 | 0 | 0 | 3070.6 | 0 | 40.8906 | 0 | 0 | 0 | 0 | 0 | 0 | 3111.49 | 4130.71 | 485.222 | - | - | - | - | 0 | 0 | 4367 | 0 | 0 | 0 | 0 | 0 | 0 | 0 | 0 | 4367 | OfL | 14
07/27/18 @ 03:38 | OfL-w03-v14-WCChlrBase-mNE-HVAC-Proto.pd2 | OfL-w03-v14-WCChlrBase-mNE-HVAC-Proto | OfL-w03-v14 | California (Title 24) | Oakland Area (CZ03) | Oakland AP | 174960 | 93.553 | 2.1098 | 0 | 0 | 0 | 0 | 105.809 | 34.7243 | 0 | 883.692 | 0 | 500.422 | 1620.31 | 0 | 0 | 0 | 431.278 | 0 | 314.144 | 0 | 0 | 0 | 0 | 0 | 0 | 745.422 | 150.153 | 3.9891 | 0 | 0 | 0 | 0 | 47.7258 | 34.4482 | 0 | 176.534 | 0 | 133.93 | 546.78 | 0 | 0 | 0 | 2733.83 | 0 | 40.5242 | 0 | 0 | 0 | 0 | 0 | 0 | 2774.35 | 2987.9 | 238.222 | - | - | - | - | 0 | 0 | 2144 | 0 | 0 | 0 | 0 | 0 | 0 | 0 | 0 | 2144 | OfL | 14
07/27/18 @ 03:38 | OfL-w04-v14-WCChlrBase-mNE-HVAC-Proto.pd2 | OfL-w04-v14-WCChlrBase-mNE-HVAC-Proto | OfL-w04-v14 | California (Title 24) | Sunnyvale Area (CZ04) | San Jose | 174960 | 156.892 | 3.8861 | 0 | 0 | 0 | 0 | 113.417 | 52.2383 | 0 | 883.692 | 0 | 500.422 | 1710.55 | 0 | 0 | 0 | 415.99 | 0 | 304.407 | 0 | 0 | 0 | 0 | 0 | 0 | 720.397 | 174.999 | 5.0371 | 0 | 0 | 0 | 0 | 51.2175 | 38.099 | 0 | 186.756 | 0 | 123.972 | 580.081 | 0 | 0 | 0 | 2772.14 | 0 | 39.9095 | 0 | 0 | 0 | 0 | 0 | 0 | 2812.05 | 3431.28 | 311.333 | - | - | - | - | 0 | 0 | 2802 | 0 | 0 | 0 | 0 | 0 | 0 | 0 | 0 | 2802 | OfL | 14
07/27/18 @ 03:38 | OfL-w05-v14-WCChlrBase-mNE-HVAC-Proto.pd2 | OfL-w05-v14-WCChlrBase-mNE-HVAC-Proto | OfL-w05-v14 | California (Title 24) | Santa Maria Area (CZ05) | Santa Maria AP | 174960 | 98.7332 | 2.2546 | 0 | 0 | 0 | 0 | 106.44 | 34.6247 | 0 | 883.692 | 0 | 500.422 | 1626.16 | 0 | 0 | 0 | 442.276 | 0 | 318.96 | 0 | 0 | 0 | 0 | 0 | 0 | 761.236 | 133.068 | 3.3885 | 0 | 0 | 0 | 0 | 40.8389 | 32.5732 | 0 | 176.534 | 0 | 133.93 | 520.333 | 0 | 0 | 0 | 2188.53 | 0 | 40.9287 | 0 | 0 | 0 | 0 | 0 | 0 | 2229.46 | 2700.58 | 379 | - | - | - | - | 0 | 0 | 3411 | 0 | 0 | 0 | 0 | 0 | 0 | 0 | 0 | 3411 | OfL | 14
07/27/18 @ 03:38 | OfL-w06-v14-WCChlrBase-mNE-HVAC-Proto.pd2 | OfL-w06-v14-WCChlrBase-mNE-HVAC-Proto | OfL-w06-v14 | California (Title 24) | Los Angeles Area (CZ06) | Torrance | 174960 | 204.853 | 5.4531 | 0 | 0 | 0 | 0 | 115.602 | 63.838 | 0 | 883.692 | 0 | 500.422 | 1773.86 | 0 | 0 | 0 | 241.025 | 0 | 295.556 | 0 | 0 | 0 | 0 | 0 | 0 | 536.581 | 182.663 | 6.1468 | 0 | 0 | 0 | 0 | 51.1745 | 38.9584 | 0 | 186.756 | 0 | 134.229 | 599.929 | 0 | 0 | 0 | 1795.73 | 0 | 38.2718 | 0 | 0 | 0 | 0 | 0 | 0 | 1834 | 3582.53 | 461.222 | - | - | - | - | 0 | 0 | 4151 | 0 | 0 | 0 | 0 | 0 | 0 | 0 | 0 | 4151 | OfL | 14
07/27/18 @ 03:39 | OfL-w07-v14-WCChlrBase-mNE-HVAC-Proto.pd2 | OfL-w07-v14-WCChlrBase-mNE-HVAC-Proto | OfL-w07-v14 | California (Title 24) | San Diego Area (CZ07) | San Diego AP | 174960 | 185.262 | 4.6859 | 0 | 0 | 0 | 0 | 115.261 | 60.3087 | 0 | 883.692 | 0 | 500.422 | 1749.63 | 0 | 0 | 0 | 151.776 | 0 | 292.469 | 0 | 0 | 0 | 0 | 0 | 0 | 444.245 | 160.044 | 4.5986 | 0 | 0 | 0 | 0 | 43.3783 | 36.7093 | 0 | 186.756 | 0 | 134.229 | 565.715 | 0 | 0 | 0 | 1380.07 | 0 | 37.6197 | 0 | 0 | 0 | 0 | 0 | 0 | 1417.69 | 3253.23 | 535.667 | - | - | - | - | 0 | 0 | 4821 | 0 | 0 | 0 | 0 | 0 | 0 | 0 | 0 | 4821 | OfL | 14
07/27/18 @ 03:39 | OfL-w08-v14-WCChlrBase-mNE-HVAC-Proto.pd2 | OfL-w08-v14-WCChlrBase-mNE-HVAC-Proto | OfL-w08-v14 | California (Title 24) | El Toro Area (CZ08) | Fullerton | 174960 | 224.332 | 6.0114 | 0 | 0 | 0 | 0 | 117.835 | 68.0347 | 0 | 883.692 | 0 | 500.422 | 1800.33 | 0 | 0 | 0 | 193.932 | 0 | 287.79 | 0 | 0 | 0 | 0 | 0 | 0 | 481.722 | 192.613 | 8.5939 | 0 | 0 | 0 | 0 | 48.2021 | 39.0415 | 0 | 176.534 | 0 | 133.93 | 598.914 | 0 | 0 | 0 | 1446.4 | 0 | 37.4175 | 0 | 0 | 0 | 0 | 0 | 0 | 1483.82 | 3703.47 | 572.333 | - | - | - | - | 0 | 0 | 5151 | 0 | 0 | 0 | 0 | 0 | 0 | 0 | 0 | 5151 | OfL | 14
07/27/18 @ 03:39 | OfL-w09-v14-WCChlrBase-mNE-HVAC-Proto.pd2 | OfL-w09-v14-WCChlrBase-mNE-HVAC-Proto | OfL-w09-v14 | California (Title 24) | Pasadena Area (CZ09) | Burbank AP | 174960 | 236.258 | 6.7242 | 0 | 0 | 0 | 0 | 120.389 | 77.21 | 0 | 883.692 | 0 | 500.422 | 1824.69 | 0 | 0 | 0 | 267.756 | 0 | 287.465 | 0 | 0 | 0 | 0 | 0 | 0 | 555.221 | 246.48 | 19.1834 | 0 | 0 | 0 | 0 | 47.6388 | 54.5916 | 0 | 176.534 | 0 | 133.93 | 678.358 | 0 | 0 | 0 | 1970.86 | 0 | 37.69 | 0 | 0 | 0 | 0 | 0 | 0 | 2008.55 | 4623.49 | 522.556 | - | - | - | - | 0 | 0 | 4703 | 0 | 0 | 0 | 0 | 0 | 0 | 0 | 0 | 4703 | OfL | 14
07/27/18 @ 03:39 | OfL-w10-v14-WCChlrBase-mNE-HVAC-Proto.pd2 | OfL-w10-v14-WCChlrBase-mNE-HVAC-Proto | OfL-w10-v14 | California (Title 24) | San Bernardino Area (CZ10) | Riverside FS 3 | 174960 | 234.588 | 6.341 | 0 | 0 | 0 | 0 | 120.98 | 72.7177 | 0 | 883.692 | 0 | 500.422 | 1818.74 | 0 | 0 | 0 | 304.207 | 0 | 286.157 | 0 | 0 | 0 | 0 | 0 | 0 | 590.365 | 214.191 | 9.1983 | 0 | 0 | 0 | 0 | 54.6515 | 43.8091 | 0 | 186.756 | 0 | 123.972 | 632.578 | 0 | 0 | 0 | 2253.01 | 0 | 37.8262 | 0 | 0 | 0 | 0 | 0 | 0 | 2290.84 | 4059.65 | 595.333 | - | - | - | - | 0 | 0 | 5358 | 0 | 0 | 0 | 0 | 0 | 0 | 0 | 0 | 5358 | OfL | 14
07/27/18 @ 03:39 | OfL-w11-v14-WCChlrBase-mNE-HVAC-Proto.pd2 | OfL-w11-v14-WCChlrBase-mNE-HVAC-Proto | OfL-w11-v14 | California (Title 24) | Red Bluff Area (CZ11) | Red Bluff AP | 174960 | 211.912 | 5.9017 | 0 | 0 | 0 | 0 | 123.461 | 67.3436 | 0 | 883.692 | 0 | 500.422 | 1792.73 | 0 | 0 | 0 | 560.27 | 0 | 289.908 | 0 | 0 | 0 | 0 | 0 | 0 | 850.178 | 241.554 | 16.7441 | 0 | 0 | 0 | 0 | 49.8135 | 49.4179 | 0 | 186.756 | 0 | 123.972 | 668.258 | 0 | 0 | 0 | 2803.29 | 0 | 12.4138 | 0 | 0 | 0 | 0 | 0 | 0 | 2815.7 | 4523.65 | 356.778 | - | - | - | - | 0 | 0 | 3211 | 0 | 0 | 0 | 0 | 0 | 0 | 0 | 0 | 3211 | OfL | 14
07/27/18 @ 03:39 | OfL-w12-v14-WCChlrBase-mNE-HVAC-Proto.pd2 | OfL-w12-v14-WCChlrBase-mNE-HVAC-Proto | OfL-w12-v14 | California (Title 24) | Sacramento Area (CZ12) | Sacramento AP | 174960 | 178.216 | 4.9519 | 0 | 0 | 0 | 0 | 116.039 | 57.0615 | 0 | 883.692 | 0 | 500.422 | 1740.38 | 0 | 0 | 0 | 569.833 | 0 | 299.008 | 0 | 0 | 0 | 0 | 0 | 0 | 868.841 | 213.291 | 9.0273 | 0 | 0 | 0 | 0 | 53.0934 | 42.6452 | 0 | 186.756 | 0 | 123.972 | 628.785 | 0 | 0 | 0 | 3320.11 | 0 | 39.9627 | 0 | 0 | 0 | 0 | 0 | 0 | 3360.08 | 4008.82 | 560 | - | - | - | - | 0 | 0 | 5040 | 0 | 0 | 0 | 0 | 0 | 0 | 0 | 0 | 5040 | OfL | 14
07/27/18 @ 03:39 | OfL-w13-v14-WCChlrBase-mNE-HVAC-Proto.pd2 | OfL-w13-v14-WCChlrBase-mNE-HVAC-Proto | OfL-w13-v14 | California (Title 24) | Fresno Area (CZ13) | Fresno AP | 174960 | 216.862 | 6.0657 | 0 | 0 | 0 | 0 | 123.483 | 65.9017 | 0 | 883.692 | 0 | 500.422 | 1796.42 | 0 | 0 | 0 | 518.921 | 0 | 286.403 | 0 | 0 | 0 | 0 | 0 | 0 | 805.324 | 217.322 | 9.5046 | 0 | 0 | 0 | 0 | 54.0293 | 43.6002 | 0 | 186.756 | 0 | 123.972 | 635.184 | 0 | 0 | 0 | 2969.96 | 0 | 39.3078 | 0 | 0 | 0 | 0 | 0 | 0 | 3009.27 | 4082.11 | 358.667 | - | - | - | - | 0 | 0 | 3228 | 0 | 0 | 0 | 0 | 0 | 0 | 0 | 0 | 3228 | OfL | 14
07/27/18 @ 03:39 | OfL-w14-v14-WCChlrBase-mNE-HVAC-Proto.pd2 | OfL-w14-v14-WCChlrBase-mNE-HVAC-Proto | OfL-w14-v14 | California (Title 24) | China Lake Area (CZ14) | Palmdale AP | 174960 | 227.126 | 5.9226 | 0 | 0 | 0 | 0 | 124.766 | 75.2038 | 0 | 883.692 | 0 | 500.422 | 1817.13 | 0 | 0 | 0 | 539.667 | 0 | 292.036 | 0 | 0 | 0 | 0 | 0 | 0 | 831.703 | 279.937 | 23.7863 | 0 | 0 | 0 | 0 | 52.9583 | 57.3306 | 0 | 176.534 | 0 | 133.93 | 724.476 | 0 | 0 | 0 | 2674.89 | 0 | 40.1278 | 0 | 0 | 0 | 0 | 0 | 0 | 2715.01 | 5174.38 | 506.889 | - | - | - | - | 0 | 0 | 4562 | 0 | 0 | 0 | 0 | 0 | 0 | 0 | 0 | 4562 | OfL | 14
07/27/18 @ 03:40 | OfL-w15-v14-WCChlrBase-mNE-HVAC-Proto.pd2 | OfL-w15-v14-WCChlrBase-mNE-HVAC-Proto | OfL-w15-v14 | California (Title 24) | Blythe Area (CZ15) | Palm Springs | 174960 | 381.361 | 11.9051 | 0 | 0 | 0 | 0 | 149.436 | 113.978 | 0 | 883.692 | 0 | 500.422 | 2040.79 | 0 | 0 | 0 | 134.402 | 0 | 241.514 | 0 | 0 | 0 | 0 | 0 | 0 | 375.916 | 283.229 | 17.297 | 0 | 0 | 0 | 0 | 72.8421 | 57.5756 | 0 | 176.534 | 0 | 128.861 | 736.339 | 0 | 0 | 0 | 1934.9 | 0 | 33.6108 | 0 | 0 | 0 | 0 | 0 | 0 | 1968.51 | 5235.23 | 512 | - | - | - | - | 0 | 0 | 4608 | 0 | 0 | 0 | 0 | 0 | 0 | 0 | 0 | 4608 | OfL | 14
07/27/18 @ 03:40 | OfL-w16-v14-WCChlrBase-mNE-HVAC-Proto.pd2 | OfL-w16-v14-WCChlrBase-mNE-HVAC-Proto | OfL-w16-v14 | California (Title 24) | Mount Shasta Area (CZ16) | Blue Canyon AP | 174960 | 97.7256 | 2.0353 | 0 | 0 | 0 | 0 | 107.989 | 33.5369 | 0 | 883.692 | 0 | 500.422 | 1625.4 | 0 | 0 | 0 | 1266.8 | 0 | 335.168 | 0 | 0 | 0 | 0 | 0 | 0 | 1601.96 | 129.046 | 2.7016 | 0 | 0 | 0 | 0 | 72.3169 | 34.4126 | 0 | 176.534 | 0 | 128.861 | 543.872 | 0 | 0 | 0 | 3875.86 | 0 | 45.0819 | 0 | 0 | 0 | 0 | 0 | 0 | 3920.94 | 2848.25 | 430.889 | - | - | - | - | 0 | 0 | 3878 | 0 | 0 | 0 | 0 | 0 | 0 | 0 | 0 | 3878 | OfL | 14
07/27/18 @ 03:40 | OfS-w01-v96-WCChlrBase-mNE-HVAC-Proto.pd2 | OfS-w01-v96-WCChlrBase-mNE-HVAC-Proto | OfS-w01-v96 | California (Title 24) | Arcata Area (CZ01) | Arcata | 10002.3 | 1.7738 | 0.083452 | 0 | 0 | 0 | 0 | 9.8308 | 1.6442 | 0 | 55.4934 | 0 | 37.5323 | 106.358 | 0 | 0 | 0 | 125.099 | 0 | 26.0408 | 0 | 0 | 0 | 0 | 0 | 0 | 151.14 | 9.3673 | 0.56864 | 0 | 0 | 0 | 0 | 4.3883 | 2.8105 | 0 | 13.3807 | 0 | 9.7204 | 40.2358 | 0 | 0 | 0 | 390.396 | 0 | 3.56 | 0 | 0 | 0 | 0 | 0 | 0 | 393.956 | 193.104 | 28.2222 | - | - | - | - | 0 | 0 | 254 | 0 | 0 | 0 | 0 | 0 | 0 | 0 | 0 | 254 | OfS | 96
07/27/18 @ 03:40 | OfS-w02-v96-WCChlrBase-mNE-HVAC-Proto.pd2 | OfS-w02-v96-WCChlrBase-mNE-HVAC-Proto | OfS-w02-v96 | California (Title 24) | Santa Rosa Area (CZ02) | Santa Rosa | 10002.3 | 12.3233 | 0.806 | 0 | 0 | 0 | 0 | 13.4013 | 5.441 | 0 | 55.4934 | 0 | 37.5323 | 124.997 | 0 | 0 | 0 | 143.517 | 0 | 24.6516 | 0 | 0 | 0 | 0 | 0 | 0 | 168.169 | 16.5427 | 1.225 | 0 | 0 | 0 | 0 | 6.8979 | 4.2387 | 0 | 13.3807 | 0 | 9.7204 | 52.0054 | 0 | 0 | 0 | 458.508 | 0 | 3.4501 | 0 | 0 | 0 | 0 | 0 | 0 | 461.958 | 330.997 | 40.4444 | - | - | - | - | 0 | 0 | 364 | 0 | 0 | 0 | 0 | 0 | 0 | 0 | 0 | 364 | OfS | 96
07/27/18 @ 03:40 | OfS-w03-v96-WCChlrBase-mNE-HVAC-Proto.pd2 | OfS-w03-v96-WCChlrBase-mNE-HVAC-Proto | OfS-w03-v96 | California (Title 24) | Oakland Area (CZ03) | Oakland AP | 10002.3 | 8.1992 | 0.48453 | 0 | 0 | 0 | 0 | 12.0929 | 4.1254 | 0 | 55.4934 | 0 | 37.5323 | 117.928 | 0 | 0 | 0 | 119.701 | 0 | 24.7298 | 0 | 0 | 0 | 0 | 0 | 0 | 144.431 | 12.2741 | 0.73956 | 0 | 0 | 0 | 0 | 6.0871 | 3.4948 | 0 | 13.3807 | 0 | 10.1803 | 46.1566 | 0 | 0 | 0 | 439.216 | 0 | 3.4235 | 0 | 0 | 0 | 0 | 0 | 0 | 442.639 | 257.833 | 19.4444 | - | - | - | - | 0 | 0 | 175 | 0 | 0 | 0 | 0 | 0 | 0 | 0 | 0 | 175 | OfS | 96
07/27/18 @ 03:40 | OfS-w04-v96-WCChlrBase-mNE-HVAC-Proto.pd2 | OfS-w04-v96-WCChlrBase-mNE-HVAC-Proto | OfS-w04-v96 | California (Title 24) | Sunnyvale Area (CZ04) | San Jose | 10002.3 | 14.1961 | 0.89288 | 0 | 0 | 0 | 0 | 13.6905 | 6.0247 | 0 | 55.4934 | 0 | 37.5323 | 127.83 | 0 | 0 | 0 | 108.396 | 0 | 24.1086 | 0 | 0 | 0 | 0 | 0 | 0 | 132.505 | 15.2747 | 0.97316 | 0 | 0 | 0 | 0 | 7.5557 | 4.0168 | 0 | 13.3807 | 0 | 9.7204 | 50.9214 | 0 | 0 | 0 | 450.727 | 0 | 1.746 | 0 | 0 | 0 | 0 | 0 | 0 | 452.473 | 310.21 | 26.2222 | - | - | - | - | 0 | 0 | 236 | 0 | 0 | 0 | 0 | 0 | 0 | 0 | 0 | 236 | OfS | 96
07/27/18 @ 03:40 | OfS-w05-v96-WCChlrBase-mNE-HVAC-Proto.pd2 | OfS-w05-v96-WCChlrBase-mNE-HVAC-Proto | OfS-w05-v96 | California (Title 24) | Santa Maria Area (CZ05) | Santa Maria AP | 10002.3 | 8.7501 | 0.51981 | 0 | 0 | 0 | 0 | 12.0803 | 4.307 | 0 | 55.4934 | 0 | 37.5323 | 118.683 | 0 | 0 | 0 | 110.266 | 0 | 25.0035 | 0 | 0 | 0 | 0 | 0 | 0 | 135.27 | 10.821 | 0.55309 | 0 | 0 | 0 | 0 | 5.7303 | 3.2809 | 0 | 13.3807 | 0 | 10.1803 | 43.9463 | 0 | 0 | 0 | 419.658 | 0 | 3.5481 | 0 | 0 | 0 | 0 | 0 | 0 | 423.206 | 228.797 | 32.3333 | - | - | - | - | 0 | 0 | 291 | 0 | 0 | 0 | 0 | 0 | 0 | 0 | 0 | 291 | OfS | 96
07/27/18 @ 03:41 | OfS-w06-v96-WCChlrBase-mNE-HVAC-Proto.pd2 | OfS-w06-v96-WCChlrBase-mNE-HVAC-Proto | OfS-w06-v96 | California (Title 24) | Los Angeles Area (CZ06) | Torrance | 10002.3 | 17.9107 | 1.2374 | 0 | 0 | 0 | 0 | 13.6682 | 7.0332 | 0 | 55.4934 | 0 | 37.5323 | 132.875 | 0 | 0 | 0 | 60.5822 | 0 | 23.5536 | 0 | 0 | 0 | 0 | 0 | 0 | 84.1358 | 15.5133 | 1.113 | 0 | 0 | 0 | 0 | 6.6665 | 4.0405 | 0 | 14.1634 | 0 | 10.2381 | 51.7347 | 0 | 0 | 0 | 361.157 | 0 | 3.1237 | 0 | 0 | 0 | 0 | 0 | 0 | 364.28 | 311.465 | 39.5556 | - | - | - | - | 0 | 0 | 356 | 0 | 0 | 0 | 0 | 0 | 0 | 0 | 0 | 356 | OfS | 96
07/27/18 @ 03:41 | OfS-w07-v96-WCChlrBase-mNE-HVAC-Proto.pd2 | OfS-w07-v96-WCChlrBase-mNE-HVAC-Proto | OfS-w07-v96 | California (Title 24) | San Diego Area (CZ07) | San Diego AP | 10002.3 | 16.1954 | 1.0508 | 0 | 0 | 0 | 0 | 13.5862 | 6.5524 | 0 | 55.4934 | 0 | 37.5323 | 130.411 | 0 | 0 | 0 | 34.6433 | 0 | 23.3199 | 0 | 0 | 0 | 0 | 0 | 0 | 57.9632 | 13.3227 | 0.89251 | 0 | 0 | 0 | 0 | 5.6756 | 3.7542 | 0 | 14.1634 | 0 | 10.2381 | 48.0465 | 0 | 0 | 0 | 273.006 | 0 | 3.2368 | 0 | 0 | 0 | 0 | 0 | 0 | 276.243 | 281.296 | 45.1111 | - | - | - | - | 0 | 0 | 406 | 0 | 0 | 0 | 0 | 0 | 0 | 0 | 0 | 406 | OfS | 96
07/27/18 @ 03:41 | OfS-w08-v96-WCChlrBase-mNE-HVAC-Proto.pd2 | OfS-w08-v96-WCChlrBase-mNE-HVAC-Proto | OfS-w08-v96 | California (Title 24) | El Toro Area (CZ08) | Fullerton | 10002.3 | 20.2482 | 1.4137 | 0 | 0 | 0 | 0 | 14.2276 | 7.6844 | 0 | 55.4934 | 0 | 37.5323 | 136.6 | 0 | 0 | 0 | 59.4034 | 0 | 23.081 | 0 | 0 | 0 | 0 | 0 | 0 | 82.4844 | 17.1323 | 1.2028 | 0 | 0 | 0 | 0 | 7.2261 | 4.2298 | 0 | 13.3807 | 0 | 10.1803 | 53.3521 | 0 | 0 | 0 | 388.435 | 0 | 3.2974 | 0 | 0 | 0 | 0 | 0 | 0 | 391.732 | 336.45 | 49.4444 | - | - | - | - | 0 | 0 | 445 | 0 | 0 | 0 | 0 | 0 | 0 | 0 | 0 | 445 | OfS | 96
07/27/18 @ 03:41 | OfS-w09-v96-WCChlrBase-mNE-HVAC-Proto.pd2 | OfS-w09-v96-WCChlrBase-mNE-HVAC-Proto | OfS-w09-v96 | California (Title 24) | Pasadena Area (CZ09) | Burbank AP | 10002.3 | 20.9718 | 1.5252 | 0 | 0 | 0 | 0 | 14.977 | 8.1267 | 0 | 55.4934 | 0 | 37.5323 | 138.627 | 0 | 0 | 0 | 79.3486 | 0 | 23.0716 | 0 | 0 | 0 | 0 | 0 | 0 | 102.42 | 21.2894 | 1.6674 | 0 | 0 | 0 | 0 | 8.217 | 4.8835 | 0 | 13.3807 | 0 | 9.7204 | 59.1582 | 0 | 0 | 0 | 446.246 | 0 | 3.3418 | 0 | 0 | 0 | 0 | 0 | 0 | 449.587 | 401.368 | 46.7778 | - | - | - | - | 0 | 0 | 421 | 0 | 0 | 0 | 0 | 0 | 0 | 0 | 0 | 421 | OfS | 96
07/27/18 @ 03:41 | OfS-w10-v96-WCChlrBase-mNE-HVAC-Proto.pd2 | OfS-w10-v96-WCChlrBase-mNE-HVAC-Proto | OfS-w10-v96 | California (Title 24) | San Bernardino Area (CZ10) | Riverside FS 3 | 10002.3 | 21.4807 | 1.5048 | 0 | 0 | 0 | 0 | 15.3031 | 8.1462 | 0 | 55.4934 | 0 | 37.5323 | 139.461 | 0 | 0 | 0 | 81.0583 | 0 | 22.9963 | 0 | 0 | 0 | 0 | 0 | 0 | 104.055 | 19.227 | 1.3748 | 0 | 0 | 0 | 0 | 8.5142 | 4.6616 | 0 | 13.3807 | 0 | 9.7204 | 56.8786 | 0 | 0 | 0 | 415.709 | 0 | 3.1503 | 0 | 0 | 0 | 0 | 0 | 0 | 418.86 | 376.168 | 52.2222 | - | - | - | - | 0 | 0 | 470 | 0 | 0 | 0 | 0 | 0 | 0 | 0 | 0 | 470 | OfS | 96
07/27/18 @ 03:41 | OfS-w11-v96-WCChlrBase-mNE-HVAC-Proto.pd2 | OfS-w11-v96-WCChlrBase-mNE-HVAC-Proto | OfS-w11-v96 | California (Title 24) | Red Bluff Area (CZ11) | Red Bluff AP | 10002.3 | 18.2108 | 1.2358 | 0 | 0 | 0 | 0 | 15.0487 | 7.0528 | 0 | 55.4934 | 0 | 37.5323 | 134.574 | 0 | 0 | 0 | 157.525 | 0 | 23.2867 | 0 | 0 | 0 | 0 | 0 | 0 | 180.812 | 19.7334 | 1.6073 | 0 | 0 | 0 | 0 | 6.9681 | 4.5235 | 0 | 13.3807 | 0 | 9.7204 | 55.9333 | 0 | 0 | 0 | 454.928 | 0 | 3.4779 | 0 | 0 | 0 | 0 | 0 | 0 | 458.406 | 371.753 | 33.2222 | - | - | - | - | 0 | 0 | 299 | 0 | 0 | 0 | 0 | 0 | 0 | 0 | 0 | 299 | OfS | 96
07/27/18 @ 03:41 | OfS-w12-v96-WCChlrBase-mNE-HVAC-Proto.pd2 | OfS-w12-v96-WCChlrBase-mNE-HVAC-Proto | OfS-w12-v96 | California (Title 24) | Sacramento Area (CZ12) | Sacramento AP | 10002.3 | 14.9389 | 1.0592 | 0 | 0 | 0 | 0 | 13.3079 | 6.1223 | 0 | 55.4934 | 0 | 37.5323 | 128.454 | 0 | 0 | 0 | 147.288 | 0 | 23.8389 | 0 | 0 | 0 | 0 | 0 | 0 | 171.127 | 18.0803 | 1.3595 | 0 | 0 | 0 | 0 | 6.9452 | 4.3165 | 0 | 13.3807 | 0 | 10.1803 | 54.2625 | 0 | 0 | 0 | 438.231 | 0 | 3.4087 | 0 | 0 | 0 | 0 | 0 | 0 | 441.64 | 350.257 | 47.1111 | - | - | - | - | 0 | 0 | 424 | 0 | 0 | 0 | 0 | 0 | 0 | 0 | 0 | 424 | OfS | 96
07/27/18 @ 03:42 | OfS-w13-v96-WCChlrBase-mNE-HVAC-Proto.pd2 | OfS-w13-v96-WCChlrBase-mNE-HVAC-Proto | OfS-w13-v96 | California (Title 24) | Fresno Area (CZ13) | Fresno AP | 10002.3 | 19.1018 | 1.3885 | 0 | 0 | 0 | 0 | 15.0101 | 7.1192 | 0 | 55.4934 | 0 | 37.5323 | 135.645 | 0 | 0 | 0 | 136.173 | 0 | 23.0654 | 0 | 0 | 0 | 0 | 0 | 0 | 159.238 | 18.704 | 1.4232 | 0 | 0 | 0 | 0 | 7.8501 | 4.6276 | 0 | 13.3807 | 0 | 9.7204 | 55.706 | 0 | 0 | 0 | 442.94 | 0 | 3.3702 | 0 | 0 | 0 | 0 | 0 | 0 | 446.31 | 361.438 | 31.8889 | - | - | - | - | 0 | 0 | 287 | 0 | 0 | 0 | 0 | 0 | 0 | 0 | 0 | 287 | OfS | 96
07/27/18 @ 03:42 | OfS-w14-v96-WCChlrBase-mNE-HVAC-Proto.pd2 | OfS-w14-v96-WCChlrBase-mNE-HVAC-Proto | OfS-w14-v96 | California (Title 24) | China Lake Area (CZ14) | Palmdale AP | 10002.3 | 18.6272 | 1.2555 | 0 | 0 | 0 | 0 | 14.7228 | 6.854 | 0 | 55.4934 | 0 | 37.5323 | 134.485 | 0 | 0 | 0 | 87.6511 | 0 | 23.322 | 0 | 0 | 0 | 0 | 0 | 0 | 110.973 | 21.7682 | 1.9082 | 0 | 0 | 0 | 0 | 7.1772 | 4.6827 | 0 | 13.3807 | 0 | 10.1803 | 59.0972 | 0 | 0 | 0 | 415.69 | 0 | 3.0455 | 0 | 0 | 0 | 0 | 0 | 0 | 418.735 | 400.26 | 43.7778 | - | - | - | - | 0 | 0 | 394 | 0 | 0 | 0 | 0 | 0 | 0 | 0 | 0 | 394 | OfS | 96
07/27/18 @ 03:42 | OfS-w15-v96-WCChlrBase-mNE-HVAC-Proto.pd2 | OfS-w15-v96-WCChlrBase-mNE-HVAC-Proto | OfS-w15-v96 | California (Title 24) | Blythe Area (CZ15) | Palm Springs | 10002.3 | 33.4521 | 2.6458 | 0 | 0 | 0 | 0 | 18.7606 | 10.9024 | 0 | 55.4934 | 0 | 37.5323 | 158.787 | 0 | 0 | 0 | 23.7511 | 0 | 20.2736 | 0 | 0 | 0 | 0 | 0 | 0 | 44.0247 | 22.7307 | 1.9226 | 0 | 0 | 0 | 0 | 9.3896 | 5.3849 | 0 | 13.3807 | 0 | 9.3705 | 62.1791 | 0 | 0 | 0 | 354.833 | 0 | 3.0336 | 0 | 0 | 0 | 0 | 0 | 0 | 357.867 | 463.974 | 45.5556 | - | - | - | - | 0 | 0 | 410 | 0 | 0 | 0 | 0 | 0 | 0 | 0 | 0 | 410 | OfS | 96
07/27/18 @ 03:42 | OfS-w16-v96-WCChlrBase-mNE-HVAC-Proto.pd2 | OfS-w16-v96-WCChlrBase-mNE-HVAC-Proto | OfS-w16-v96 | California (Title 24) | Mount Shasta Area (CZ16) | Blue Canyon AP | 10002.3 | 8.4488 | 0.46991 | 0 | 0 | 0 | 0 | 13.1333 | 3.7785 | 0 | 55.4934 | 0 | 37.5323 | 118.856 | 0 | 0 | 0 | 171.076 | 0 | 25.8974 | 0 | 0 | 0 | 0 | 0 | 0 | 196.973 | 12.8371 | 0.6617 | 0 | 0 | 0 | 0 | 8.5349 | 3.691 | 0 | 13.3807 | 0 | 9.3705 | 48.476 | 0 | 0 | 0 | 431.041 | 0 | 1.7438 | 0 | 0 | 0 | 0 | 0 | 0 | 432.785 | 264.853 | 36.5556 | - | - | - | - | 0 | 0 | 329 | 0 | 0 | 0 | 0 | 0 | 0 | 0 | 0 | 329 | OfS | 96
07/27/18 @ 03:42 | OfS-w01-v03-WCChlrBase-mNE-HVAC-Proto.pd2 | OfS-w01-v03-WCChlrBase-mNE-HVAC-Proto | OfS-w01-v03 | California (Title 24) | Arcata Area (CZ01) | Arcata | 10002.3 | 1.5561 | 0.028479 | 0 | 0 | 0 | 0 | 7.0183 | 1.2468 | 0 | 52.8537 | 0 | 37.4244 | 100.128 | 0 | 0 | 0 | 69.8496 | 0 | 23.4883 | 0 | 0 | 0 | 0 | 0 | 0 | 93.338 | 8.9564 | 0.22057 | 0 | 0 | 0 | 0 | 3.686 | 2.6604 | 0 | 12.7442 | 0 | 9.6924 | 37.96 | 0 | 0 | 0 | 342.074 | 0 | 1.4966 | 0 | 0 | 0 | 0 | 0 | 0 | 343.57 | 185.515 | 26.4444 | - | - | - | - | 0 | 0 | 238 | 0 | 0 | 0 | 0 | 0 | 0 | 0 | 0 | 238 | OfS | 03
07/27/18 @ 03:42 | OfS-w02-v03-WCChlrBase-mNE-HVAC-Proto.pd2 | OfS-w02-v03-WCChlrBase-mNE-HVAC-Proto | OfS-w02-v03 | California (Title 24) | Santa Rosa Area (CZ02) | Santa Rosa | 10002.3 | 10.3386 | 0.2657 | 0 | 0 | 0 | 0 | 8.5754 | 4.0324 | 0 | 52.8537 | 0 | 37.4244 | 113.491 | 0 | 0 | 0 | 52.9309 | 0 | 22.1422 | 0 | 0 | 0 | 0 | 0 | 0 | 75.0732 | 15.6999 | 0.87698 | 0 | 0 | 0 | 0 | 4.1688 | 3.6712 | 0 | 12.7442 | 0 | 9.6924 | 46.8536 | 0 | 0 | 0 | 399.466 | 0 | 1.4604 | 0 | 0 | 0 | 0 | 0 | 0 | 400.927 | 296.53 | 36.2222 | - | - | - | - | 0 | 0 | 326 | 0 | 0 | 0 | 0 | 0 | 0 | 0 | 0 | 326 | OfS | 03
07/27/18 @ 03:42 | OfS-w03-v03-WCChlrBase-mNE-HVAC-Proto.pd2 | OfS-w03-v03-WCChlrBase-mNE-HVAC-Proto | OfS-w03-v03 | California (Title 24) | Oakland Area (CZ03) | Oakland AP | 10002.3 | 7.1084 | 0.16407 | 0 | 0 | 0 | 0 | 8.4523 | 3.3343 | 0 | 52.8537 | 0 | 37.4244 | 109.337 | 0 | 0 | 0 | 66.7956 | 0 | 22.2436 | 0 | 0 | 0 | 0 | 0 | 0 | 89.0392 | 12.0678 | 0.32875 | 0 | 0 | 0 | 0 | 4.4322 | 3.2875 | 0 | 12.7442 | 0 | 9.6924 | 42.5528 | 0 | 0 | 0 | 386.156 | 0 | 1.4608 | 0 | 0 | 0 | 0 | 0 | 0 | 387.617 | 244.042 | 17.7778 | - | - | - | - | 0 | 0 | 160 | 0 | 0 | 0 | 0 | 0 | 0 | 0 | 0 | 160 | OfS | 03
07/27/18 @ 03:42 | OfS-w04-v03-WCChlrBase-mNE-HVAC-Proto.pd2 | OfS-w04-v03-WCChlrBase-mNE-HVAC-Proto | OfS-w04-v03 | California (Title 24) | Sunnyvale Area (CZ04) | San Jose | 10002.3 | 12.8866 | 0.32343 | 0 | 0 | 0 | 0 | 9.5457 | 5.1237 | 0 | 52.8537 | 0 | 37.4244 | 118.158 | 0 | 0 | 0 | 62.9442 | 0 | 21.6714 | 0 | 0 | 0 | 0 | 0 | 0 | 84.6156 | 14.0383 | 0.36557 | 0 | 0 | 0 | 0 | 5.5478 | 3.6643 | 0 | 12.7442 | 0 | 9.6924 | 46.0526 | 0 | 0 | 0 | 396.985 | 0 | 1.4533 | 0 | 0 | 0 | 0 | 0 | 0 | 398.438 | 283.048 | 24.6667 | - | - | - | - | 0 | 0 | 222 | 0 | 0 | 0 | 0 | 0 | 0 | 0 | 0 | 222 | OfS | 03
07/27/18 @ 03:43 | OfS-w05-v03-WCChlrBase-mNE-HVAC-Proto.pd2 | OfS-w05-v03-WCChlrBase-mNE-HVAC-Proto | OfS-w05-v03 | California (Title 24) | Santa Maria Area (CZ05) | Santa Maria AP | 10002.3 | 7.502 | 0.1727 | 0 | 0 | 0 | 0 | 8.5232 | 3.4694 | 0 | 52.8537 | 0 | 37.4244 | 109.946 | 0 | 0 | 0 | 60.2425 | 0 | 22.5054 | 0 | 0 | 0 | 0 | 0 | 0 | 82.7479 | 10.9026 | 0.22833 | 0 | 0 | 0 | 0 | 4.5318 | 3.1705 | 0 | 12.7442 | 0 | 10.151 | 41.7284 | 0 | 0 | 0 | 400.106 | 0 | 3.2154 | 0 | 0 | 0 | 0 | 0 | 0 | 403.322 | 227.767 | 29.7778 | - | - | - | - | 0 | 0 | 268 | 0 | 0 | 0 | 0 | 0 | 0 | 0 | 0 | 268 | OfS | 03
07/27/18 @ 03:43 | OfS-w06-v03-WCChlrBase-mNE-HVAC-Proto.pd2 | OfS-w06-v03-WCChlrBase-mNE-HVAC-Proto | OfS-w06-v03 | California (Title 24) | Los Angeles Area (CZ06) | Torrance | 10002.3 | 16.0455 | 0.43212 | 0 | 0 | 0 | 0 | 9.6645 | 5.9467 | 0 | 52.8537 | 0 | 37.4244 | 122.367 | 0 | 0 | 0 | 29.5894 | 0 | 21.1522 | 0 | 0 | 0 | 0 | 0 | 0 | 50.7416 | 14.4991 | 0.49916 | 0 | 0 | 0 | 0 | 4.914 | 3.7386 | 0 | 13.4897 | 0 | 10.2086 | 47.3492 | 0 | 0 | 0 | 263.131 | 0 | 2.8597 | 0 | 0 | 0 | 0 | 0 | 0 | 265.991 | 289.715 | 36.2222 | - | - | - | - | 0 | 0 | 326 | 0 | 0 | 0 | 0 | 0 | 0 | 0 | 0 | 326 | OfS | 03
07/27/18 @ 03:43 | OfS-w07-v03-WCChlrBase-mNE-HVAC-Proto.pd2 | OfS-w07-v03-WCChlrBase-mNE-HVAC-Proto | OfS-w07-v03 | California (Title 24) | San Diego Area (CZ07) | San Diego AP | 10002.3 | 14.6088 | 0.37222 | 0 | 0 | 0 | 0 | 9.6048 | 5.6345 | 0 | 52.8537 | 0 | 37.4244 | 120.499 | 0 | 0 | 0 | 13.52 | 0 | 20.9489 | 0 | 0 | 0 | 0 | 0 | 0 | 34.4689 | 13.082 | 0.32626 | 0 | 0 | 0 | 0 | 3.8067 | 3.4716 | 0 | 13.4897 | 0 | 10.2086 | 44.3848 | 0 | 0 | 0 | 169.856 | 0 | 2.9137 | 0 | 0 | 0 | 0 | 0 | 0 | 172.77 | 265.607 | 41.4444 | - | - | - | - | 0 | 0 | 373 | 0 | 0 | 0 | 0 | 0 | 0 | 0 | 0 | 373 | OfS | 03
07/27/18 @ 03:43 | OfS-w08-v03-WCChlrBase-mNE-HVAC-Proto.pd2 | OfS-w08-v03-WCChlrBase-mNE-HVAC-Proto | OfS-w08-v03 | California (Title 24) | El Toro Area (CZ08) | Fullerton | 10002.3 | 18.3002 | 0.49568 | 0 | 0 | 0 | 0 | 10.0513 | 6.623 | 0 | 52.8537 | 0 | 37.4244 | 125.748 | 0 | 0 | 0 | 31.7664 | 0 | 20.7108 | 0 | 0 | 0 | 0 | 0 | 0 | 52.4772 | 15.6226 | 0.53615 | 0 | 0 | 0 | 0 | 5.2793 | 3.91 | 0 | 12.7442 | 0 | 10.151 | 48.2433 | 0 | 0 | 0 | 354.868 | 0 | 2.9598 | 0 | 0 | 0 | 0 | 0 | 0 | 357.828 | 310.385 | 45.2222 | - | - | - | - | 0 | 0 | 407 | 0 | 0 | 0 | 0 | 0 | 0 | 0 | 0 | 407 | OfS | 03
07/27/18 @ 03:43 | OfS-w09-v03-WCChlrBase-mNE-HVAC-Proto.pd2 | OfS-w09-v03-WCChlrBase-mNE-HVAC-Proto | OfS-w09-v03 | California (Title 24) | Pasadena Area (CZ09) | Burbank AP | 10002.3 | 19.0537 | 0.54815 | 0 | 0 | 0 | 0 | 10.503 | 7.0228 | 0 | 52.8537 | 0 | 37.4244 | 127.406 | 0 | 0 | 0 | 40.23 | 0 | 20.6929 | 0 | 0 | 0 | 0 | 0 | 0 | 60.9229 | 19.429 | 1.2653 | 0 | 0 | 0 | 0 | 5.9523 | 4.4598 | 0 | 12.7442 | 0 | 9.6924 | 53.5432 | 0 | 0 | 0 | 397.534 | 0 | 3.0081 | 0 | 0 | 0 | 0 | 0 | 0 | 400.543 | 365.736 | 42.1111 | - | - | - | - | 0 | 0 | 379 | 0 | 0 | 0 | 0 | 0 | 0 | 0 | 0 | 379 | OfS | 03
07/27/18 @ 03:43 | OfS-w10-v03-WCChlrBase-mNE-HVAC-Proto.pd2 | OfS-w10-v03-WCChlrBase-mNE-HVAC-Proto | OfS-w10-v03 | California (Title 24) | San Bernardino Area (CZ10) | Riverside FS 3 | 10002.3 | 18.2993 | 0.49714 | 0 | 0 | 0 | 0 | 9.9655 | 6.3174 | 0 | 52.8537 | 0 | 37.4244 | 125.358 | 0 | 0 | 0 | 22.2382 | 0 | 20.5917 | 0 | 0 | 0 | 0 | 0 | 0 | 42.83 | 16.4897 | 0.74644 | 0 | 0 | 0 | 0 | 5.2553 | 3.8944 | 0 | 12.7442 | 0 | 10.151 | 49.281 | 0 | 0 | 0 | 417.011 | 0 | 3.0085 | 0 | 0 | 0 | 0 | 0 | 0 | 420.02 | 317.447 | 45.1111 | - | - | - | - | 0 | 0 | 406 | 0 | 0 | 0 | 0 | 0 | 0 | 0 | 0 | 406 | OfS | 03
07/27/18 @ 03:43 | OfS-w11-v03-WCChlrBase-mNE-HVAC-Proto.pd2 | OfS-w11-v03-WCChlrBase-mNE-HVAC-Proto | OfS-w11-v03 | California (Title 24) | Red Bluff Area (CZ11) | Red Bluff AP | 10002.3 | 16.8656 | 0.46164 | 0 | 0 | 0 | 0 | 10.5087 | 5.8603 | 0 | 52.8537 | 0 | 37.4244 | 123.975 | 0 | 0 | 0 | 55.9598 | 0 | 20.8198 | 0 | 0 | 0 | 0 | 0 | 0 | 76.7796 | 18.197 | 1.2196 | 0 | 0 | 0 | 0 | 4.8534 | 4.1573 | 0 | 12.7442 | 0 | 9.6924 | 50.864 | 0 | 0 | 0 | 357.019 | 0 | 3.0993 | 0 | 0 | 0 | 0 | 0 | 0 | 360.119 | 336.625 | 27.8889 | - | - | - | - | 0 | 0 | 251 | 0 | 0 | 0 | 0 | 0 | 0 | 0 | 0 | 251 | OfS | 03
07/27/18 @ 03:44 | OfS-w12-v03-WCChlrBase-mNE-HVAC-Proto.pd2 | OfS-w12-v03-WCChlrBase-mNE-HVAC-Proto | OfS-w12-v03 | California (Title 24) | Sacramento Area (CZ12) | Sacramento AP | 10002.3 | 14.05 | 0.38326 | 0 | 0 | 0 | 0 | 9.4595 | 5.0198 | 0 | 52.8537 | 0 | 37.4244 | 119.191 | 0 | 0 | 0 | 55.1161 | 0 | 21.3412 | 0 | 0 | 0 | 0 | 0 | 0 | 76.4574 | 16.2996 | 0.84237 | 0 | 0 | 0 | 0 | 4.8688 | 3.7507 | 0 | 12.7442 | 0 | 10.151 | 48.6567 | 0 | 0 | 0 | 394.684 | 0 | 1.4458 | 0 | 0 | 0 | 0 | 0 | 0 | 396.13 | 310.286 | 42.6667 | - | - | - | - | 0 | 0 | 384 | 0 | 0 | 0 | 0 | 0 | 0 | 0 | 0 | 384 | OfS | 03
07/27/18 @ 03:44 | OfS-w13-v03-WCChlrBase-mNE-HVAC-Proto.pd2 | OfS-w13-v03-WCChlrBase-mNE-HVAC-Proto | OfS-w13-v03 | California (Title 24) | Fresno Area (CZ13) | Fresno AP | 10002.3 | 17.5822 | 0.5087 | 0 | 0 | 0 | 0 | 10.5529 | 6.0919 | 0 | 52.8537 | 0 | 37.4244 | 125.014 | 0 | 0 | 0 | 52.4323 | 0 | 20.628 | 0 | 0 | 0 | 0 | 0 | 0 | 73.0604 | 18.5181 | 0.45365 | 0 | 0 | 0 | 0 | 6.2753 | 4.3884 | 0 | 12.7442 | 0 | 9.3436 | 51.7232 | 0 | 0 | 0 | 401.271 | 0 | 3.1246 | 0 | 0 | 0 | 0 | 0 | 0 | 404.396 | 358.098 | 27.5556 | - | - | - | - | 0 | 0 | 248 | 0 | 0 | 0 | 0 | 0 | 0 | 0 | 0 | 248 | OfS | 03
07/27/18 @ 03:44 | OfS-w14-v03-WCChlrBase-mNE-HVAC-Proto.pd2 | OfS-w14-v03-WCChlrBase-mNE-HVAC-Proto | OfS-w14-v03 | California (Title 24) | China Lake Area (CZ14) | Palmdale AP | 10002.3 | 17.5235 | 0.46091 | 0 | 0 | 0 | 0 | 10.5709 | 6.0753 | 0 | 52.8537 | 0 | 37.4244 | 124.909 | 0 | 0 | 0 | 46.8729 | 0 | 20.9292 | 0 | 0 | 0 | 0 | 0 | 0 | 67.8021 | 20.7653 | 1.7582 | 0 | 0 | 0 | 0 | 5.3139 | 4.3869 | 0 | 12.7442 | 0 | 10.151 | 55.1196 | 0 | 0 | 0 | 433.602 | 0 | 3.1535 | 0 | 0 | 0 | 0 | 0 | 0 | 436.755 | 378.208 | 39.8889 | - | - | - | - | 0 | 0 | 359 | 0 | 0 | 0 | 0 | 0 | 0 | 0 | 0 | 359 | OfS | 03
07/27/18 @ 03:44 | OfS-w15-v03-WCChlrBase-mNE-HVAC-Proto.pd2 | OfS-w15-v03-WCChlrBase-mNE-HVAC-Proto | OfS-w15-v03 | California (Title 24) | Blythe Area (CZ15) | Palm Springs | 10002.3 | 31.3855 | 0.96714 | 0 | 0 | 0 | 0 | 13.7696 | 9.9449 | 0 | 52.8537 | 0 | 37.4244 | 146.345 | 0 | 0 | 0 | 7.7115 | 0 | 18.0598 | 0 | 0 | 0 | 0 | 0 | 0 | 25.7714 | 22.695 | 1.307 | 0 | 0 | 0 | 0 | 7.3193 | 5.0891 | 0 | 12.7442 | 0 | 9.3436 | 58.4981 | 0 | 0 | 0 | 226.042 | 0 | 2.698 | 0 | 0 | 0 | 0 | 0 | 0 | 228.74 | 461.124 | 40.8889 | - | - | - | - | 0 | 0 | 368 | 0 | 0 | 0 | 0 | 0 | 0 | 0 | 0 | 368 | OfS | 03
07/27/18 @ 03:44 | OfS-w16-v03-WCChlrBase-mNE-HVAC-Proto.pd2 | OfS-w16-v03-WCChlrBase-mNE-HVAC-Proto | OfS-w16-v03 | California (Title 24) | Mount Shasta Area (CZ16) | Blue Canyon AP | 10002.3 | 8.4806 | 0.18112 | 0 | 0 | 0 | 0 | 9.1006 | 3.5796 | 0 | 52.8537 | 0 | 37.4244 | 111.62 | 0 | 0 | 0 | 112.573 | 0 | 23.3757 | 0 | 0 | 0 | 0 | 0 | 0 | 135.949 | 13.4186 | 0.28202 | 0 | 0 | 0 | 0 | 6.7456 | 3.6927 | 0 | 12.7442 | 0 | 9.3436 | 46.2266 | 0 | 0 | 0 | 426.916 | 0 | 1.5562 | 0 | 0 | 0 | 0 | 0 | 0 | 428.473 | 269.009 | 34.2222 | - | - | - | - | 0 | 0 | 308 | 0 | 0 | 0 | 0 | 0 | 0 | 0 | 0 | 308 | OfS | 03
07/27/18 @ 03:44 | OfS-w01-v07-WCChlrBase-mNE-HVAC-Proto.pd2 | OfS-w01-v07-WCChlrBase-mNE-HVAC-Proto | OfS-w01-v07 | California (Title 24) | Arcata Area (CZ01) | Arcata | 10002.3 | 1.3771 | 0.025364 | 0 | 0 | 0 | 0 | 6.6824 | 0.84557 | 0 | 50.648 | 0 | 31.594 | 91.1724 | 0 | 0 | 0 | 80.5313 | 0 | 23.5109 | 0 | 0 | 0 | 0 | 0 | 0 | 104.042 | 8.4875 | 0.2084 | 0 | 0 | 0 | 0 | 3.532 | 2.3333 | 0 | 12.2123 | 0 | 8.1824 | 34.956 | 0 | 0 | 0 | 363.653 | 0 | 3.3352 | 0 | 0 | 0 | 0 | 0 | 0 | 366.988 | 176.865 | 24 | - | - | - | - | 0 | 0 | 216 | 0 | 0 | 0 | 0 | 0 | 0 | 0 | 0 | 216 | OfS | 07
07/27/18 @ 03:44 | OfS-w02-v07-WCChlrBase-mNE-HVAC-Proto.pd2 | OfS-w02-v07-WCChlrBase-mNE-HVAC-Proto | OfS-w02-v07 | California (Title 24) | Santa Rosa Area (CZ02) | Santa Rosa | 10002.3 | 9.8458 | 0.25357 | 0 | 0 | 0 | 0 | 8.2125 | 3.655 | 0 | 50.648 | 0 | 31.594 | 104.209 | 0 | 0 | 0 | 60.3567 | 0 | 22.1613 | 0 | 0 | 0 | 0 | 0 | 0 | 82.518 | 15.2953 | 0.87113 | 0 | 0 | 0 | 0 | 3.9952 | 3.554 | 0 | 12.2123 | 0 | 8.1824 | 44.1103 | 0 | 0 | 0 | 410.743 | 0 | 1.4634 | 0 | 0 | 0 | 0 | 0 | 0 | 412.206 | 288.418 | 33.6667 | - | - | - | - | 0 | 0 | 303 | 0 | 0 | 0 | 0 | 0 | 0 | 0 | 0 | 303 | OfS | 07
07/27/18 @ 03:45 | OfS-w03-v07-WCChlrBase-mNE-HVAC-Proto.pd2 | OfS-w03-v07-WCChlrBase-mNE-HVAC-Proto | OfS-w03-v07 | California (Title 24) | Oakland Area (CZ03) | Oakland AP | 10002.3 | 6.6675 | 0.15353 | 0 | 0 | 0 | 0 | 8.1197 | 2.7625 | 0 | 50.648 | 0 | 31.594 | 99.945 | 0 | 0 | 0 | 74.5763 | 0 | 22.2625 | 0 | 0 | 0 | 0 | 0 | 0 | 96.8389 | 11.6045 | 0.31521 | 0 | 0 | 0 | 0 | 4.3305 | 3.1088 | 0 | 12.2123 | 0 | 8.1824 | 39.7538 | 0 | 0 | 0 | 394.581 | 0 | 1.4632 | 0 | 0 | 0 | 0 | 0 | 0 | 396.044 | 235.946 | 16.3333 | - | - | - | - | 0 | 0 | 147 | 0 | 0 | 0 | 0 | 0 | 0 | 0 | 0 | 147 | OfS | 07
07/27/18 @ 03:45 | OfS-w04-v07-WCChlrBase-mNE-HVAC-Proto.pd2 | OfS-w04-v07-WCChlrBase-mNE-HVAC-Proto | OfS-w04-v07 | California (Title 24) | Sunnyvale Area (CZ04) | San Jose | 10002.3 | 12.281 | 0.30882 | 0 | 0 | 0 | 0 | 9.1954 | 4.5405 | 0 | 50.648 | 0 | 31.594 | 108.568 | 0 | 0 | 0 | 70.3551 | 0 | 21.689 | 0 | 0 | 0 | 0 | 0 | 0 | 92.0441 | 13.6397 | 0.35338 | 0 | 0 | 0 | 0 | 5.3391 | 3.5652 | 0 | 12.2123 | 0 | 8.1824 | 43.2922 | 0 | 0 | 0 | 405.921 | 0 | 1.4557 | 0 | 0 | 0 | 0 | 0 | 0 | 407.376 | 275.817 | 22.8889 | - | - | - | - | 0 | 0 | 206 | 0 | 0 | 0 | 0 | 0 | 0 | 0 | 0 | 206 | OfS | 07
07/27/18 @ 03:45 | OfS-w05-v07-WCChlrBase-mNE-HVAC-Proto.pd2 | OfS-w05-v07-WCChlrBase-mNE-HVAC-Proto | OfS-w05-v07 | California (Title 24) | Santa Maria Area (CZ05) | Santa Maria AP | 10002.3 | 7.0473 | 0.16166 | 0 | 0 | 0 | 0 | 8.1645 | 2.8493 | 0 | 50.648 | 0 | 31.594 | 100.465 | 0 | 0 | 0 | 67.8161 | 0 | 22.5249 | 0 | 0 | 0 | 0 | 0 | 0 | 90.341 | 10.5032 | 0.21938 | 0 | 0 | 0 | 0 | 4.3304 | 2.9028 | 0 | 12.2123 | 0 | 8.5696 | 38.7378 | 0 | 0 | 0 | 401.917 | 0 | 3.2174 | 0 | 0 | 0 | 0 | 0 | 0 | 405.134 | 220.173 | 27.5556 | - | - | - | - | 0 | 0 | 248 | 0 | 0 | 0 | 0 | 0 | 0 | 0 | 0 | 248 | OfS | 07
07/27/18 @ 03:45 | OfS-w06-v07-WCChlrBase-mNE-HVAC-Proto.pd2 | OfS-w06-v07-WCChlrBase-mNE-HVAC-Proto | OfS-w06-v07 | California (Title 24) | Los Angeles Area (CZ06) | Torrance | 10002.3 | 15.2617 | 0.41073 | 0 | 0 | 0 | 0 | 9.2801 | 5.3851 | 0 | 50.648 | 0 | 31.594 | 112.58 | 0 | 0 | 0 | 33.2599 | 0 | 21.1685 | 0 | 0 | 0 | 0 | 0 | 0 | 54.4284 | 14.0787 | 0.48202 | 0 | 0 | 0 | 0 | 4.7074 | 3.6379 | 0 | 12.9267 | 0 | 8.6182 | 44.4509 | 0 | 0 | 0 | 266.575 | 0 | 2.863 | 0 | 0 | 0 | 0 | 0 | 0 | 269.438 | 281.846 | 34.2222 | - | - | - | - | 0 | 0 | 308 | 0 | 0 | 0 | 0 | 0 | 0 | 0 | 0 | 308 | OfS | 07
07/27/18 @ 03:45 | OfS-w07-v07-WCChlrBase-mNE-HVAC-Proto.pd2 | OfS-w07-v07-WCChlrBase-mNE-HVAC-Proto | OfS-w07-v07 | California (Title 24) | San Diego Area (CZ07) | San Diego AP | 10002.3 | 13.8026 | 0.35167 | 0 | 0 | 0 | 0 | 9.2131 | 5.0014 | 0 | 50.648 | 0 | 31.594 | 110.611 | 0 | 0 | 0 | 15.9828 | 0 | 20.9646 | 0 | 0 | 0 | 0 | 0 | 0 | 36.9474 | 12.5415 | 0.31329 | 0 | 0 | 0 | 0 | 3.6261 | 3.3393 | 0 | 12.9267 | 0 | 8.6182 | 41.3651 | 0 | 0 | 0 | 161.24 | 0 | 2.9173 | 0 | 0 | 0 | 0 | 0 | 0 | 164.157 | 255.227 | 38.7778 | - | - | - | - | 0 | 0 | 349 | 0 | 0 | 0 | 0 | 0 | 0 | 0 | 0 | 349 | OfS | 07
07/27/18 @ 03:45 | OfS-w08-v07-WCChlrBase-mNE-HVAC-Proto.pd2 | OfS-w08-v07-WCChlrBase-mNE-HVAC-Proto | OfS-w08-v07 | California (Title 24) | El Toro Area (CZ08) | Fullerton | 10002.3 | 17.4909 | 0.47425 | 0 | 0 | 0 | 0 | 9.6729 | 6.0812 | 0 | 50.648 | 0 | 31.594 | 115.961 | 0 | 0 | 0 | 36.0501 | 0 | 20.727 | 0 | 0 | 0 | 0 | 0 | 0 | 56.7771 | 15.2006 | 0.51607 | 0 | 0 | 0 | 0 | 5.0752 | 3.795 | 0 | 12.2123 | 0 | 8.5696 | 45.3688 | 0 | 0 | 0 | 360.473 | 0 | 2.9633 | 0 | 0 | 0 | 0 | 0 | 0 | 363.437 | 302.526 | 42.4444 | - | - | - | - | 0 | 0 | 382 | 0 | 0 | 0 | 0 | 0 | 0 | 0 | 0 | 382 | OfS | 07
07/27/18 @ 03:45 | OfS-w09-v07-WCChlrBase-mNE-HVAC-Proto.pd2 | OfS-w09-v07-WCChlrBase-mNE-HVAC-Proto | OfS-w09-v07 | California (Title 24) | Pasadena Area (CZ09) | Burbank AP | 10002.3 | 18.298 | 0.52862 | 0 | 0 | 0 | 0 | 10.1136 | 6.479 | 0 | 50.648 | 0 | 31.594 | 117.661 | 0 | 0 | 0 | 44.9236 | 0 | 20.7089 | 0 | 0 | 0 | 0 | 0 | 0 | 65.6325 | 18.9944 | 1.2089 | 0 | 0 | 0 | 0 | 5.7431 | 4.3082 | 0 | 12.2123 | 0 | 8.1824 | 50.6494 | 0 | 0 | 0 | 398.95 | 0 | 3.0099 | 0 | 0 | 0 | 0 | 0 | 0 | 401.959 | 357.977 | 39.7778 | - | - | - | - | 0 | 0 | 358 | 0 | 0 | 0 | 0 | 0 | 0 | 0 | 0 | 358 | OfS | 07
07/27/18 @ 03:45 | OfS-w10-v07-WCChlrBase-mNE-HVAC-Proto.pd2 | OfS-w10-v07-WCChlrBase-mNE-HVAC-Proto | OfS-w10-v07 | California (Title 24) | San Bernardino Area (CZ10) | Riverside FS 3 | 10002.3 | 17.5292 | 0.47667 | 0 | 0 | 0 | 0 | 9.5255 | 5.8911 | 0 | 50.648 | 0 | 31.594 | 115.664 | 0 | 0 | 0 | 26.152 | 0 | 20.6084 | 0 | 0 | 0 | 0 | 0 | 0 | 46.7605 | 16.0719 | 0.71895 | 0 | 0 | 0 | 0 | 5.0536 | 3.7507 | 0 | 12.2123 | 0 | 8.5696 | 46.3772 | 0 | 0 | 0 | 431.708 | 0 | 3.0126 | 0 | 0 | 0 | 0 | 0 | 0 | 434.721 | 309.646 | 42.3333 | - | - | - | - | 0 | 0 | 381 | 0 | 0 | 0 | 0 | 0 | 0 | 0 | 0 | 381 | OfS | 07
07/27/18 @ 03:46 | OfS-w11-v07-WCChlrBase-mNE-HVAC-Proto.pd2 | OfS-w11-v07-WCChlrBase-mNE-HVAC-Proto | OfS-w11-v07 | California (Title 24) | Red Bluff Area (CZ11) | Red Bluff AP | 10002.3 | 16.2129 | 0.44504 | 0 | 0 | 0 | 0 | 10.0902 | 5.4127 | 0 | 50.648 | 0 | 31.594 | 114.403 | 0 | 0 | 0 | 63.1504 | 0 | 20.8373 | 0 | 0 | 0 | 0 | 0 | 0 | 83.9877 | 17.7054 | 1.2539 | 0 | 0 | 0 | 0 | 4.6465 | 4.0131 | 0 | 12.2123 | 0 | 8.1824 | 48.0136 | 0 | 0 | 0 | 369.658 | 0 | 3.1032 | 0 | 0 | 0 | 0 | 0 | 0 | 372.761 | 328.652 | 27.5556 | - | - | - | - | 0 | 0 | 248 | 0 | 0 | 0 | 0 | 0 | 0 | 0 | 0 | 248 | OfS | 07
07/27/18 @ 03:46 | OfS-w12-v07-WCChlrBase-mNE-HVAC-Proto.pd2 | OfS-w12-v07-WCChlrBase-mNE-HVAC-Proto | OfS-w12-v07 | California (Title 24) | Sacramento Area (CZ12) | Sacramento AP | 10002.3 | 13.4614 | 0.368 | 0 | 0 | 0 | 0 | 9.0686 | 4.6369 | 0 | 50.648 | 0 | 31.594 | 109.777 | 0 | 0 | 0 | 62.7384 | 0 | 21.3593 | 0 | 0 | 0 | 0 | 0 | 0 | 84.0978 | 15.8497 | 0.80952 | 0 | 0 | 0 | 0 | 4.6508 | 3.6439 | 0 | 12.2123 | 0 | 8.5696 | 45.7359 | 0 | 0 | 0 | 404.957 | 0 | 1.4481 | 0 | 0 | 0 | 0 | 0 | 0 | 406.405 | 302.563 | 40 | - | - | - | - | 0 | 0 | 360 | 0 | 0 | 0 | 0 | 0 | 0 | 0 | 0 | 360 | OfS | 07
07/27/18 @ 03:46 | OfS-w13-v07-WCChlrBase-mNE-HVAC-Proto.pd2 | OfS-w13-v07-WCChlrBase-mNE-HVAC-Proto | OfS-w13-v07 | California (Title 24) | Fresno Area (CZ13) | Fresno AP | 10002.3 | 16.9394 | 0.4918 | 0 | 0 | 0 | 0 | 10.1285 | 5.6966 | 0 | 50.648 | 0 | 31.594 | 115.498 | 0 | 0 | 0 | 59.3718 | 0 | 20.6456 | 0 | 0 | 0 | 0 | 0 | 0 | 80.0173 | 17.9733 | 0.4409 | 0 | 0 | 0 | 0 | 6.0505 | 4.2723 | 0 | 12.2123 | 0 | 7.8879 | 48.8373 | 0 | 0 | 0 | 376.453 | 0 | 3.1216 | 0 | 0 | 0 | 0 | 0 | 0 | 379.575 | 347.482 | 26.7778 | - | - | - | - | 0 | 0 | 241 | 0 | 0 | 0 | 0 | 0 | 0 | 0 | 0 | 241 | OfS | 07
07/27/18 @ 03:46 | OfS-w14-v07-WCChlrBase-mNE-HVAC-Proto.pd2 | OfS-w14-v07-WCChlrBase-mNE-HVAC-Proto | OfS-w14-v07 | California (Title 24) | China Lake Area (CZ14) | Palmdale AP | 10002.3 | 16.8464 | 0.44486 | 0 | 0 | 0 | 0 | 10.1296 | 5.7166 | 0 | 50.648 | 0 | 31.594 | 115.379 | 0 | 0 | 0 | 52.5057 | 0 | 20.9464 | 0 | 0 | 0 | 0 | 0 | 0 | 73.4521 | 20.2499 | 1.7148 | 0 | 0 | 0 | 0 | 5.0971 | 4.2939 | 0 | 12.2123 | 0 | 8.5696 | 52.1377 | 0 | 0 | 0 | 451.066 | 0 | 3.1575 | 0 | 0 | 0 | 0 | 0 | 0 | 454.223 | 370.041 | 37.5556 | - | - | - | - | 0 | 0 | 338 | 0 | 0 | 0 | 0 | 0 | 0 | 0 | 0 | 338 | OfS | 07
07/27/18 @ 03:46 | OfS-w15-v07-WCChlrBase-mNE-HVAC-Proto.pd2 | OfS-w15-v07-WCChlrBase-mNE-HVAC-Proto | OfS-w15-v07 | California (Title 24) | Blythe Area (CZ15) | Palm Springs | 10002.3 | 30.4772 | 0.9402 | 0 | 0 | 0 | 0 | 13.2515 | 9.7965 | 0 | 50.648 | 0 | 31.594 | 136.707 | 0 | 0 | 0 | 9.1706 | 0 | 18.0727 | 0 | 0 | 0 | 0 | 0 | 0 | 27.2432 | 22.1758 | 0.97952 | 0 | 0 | 0 | 0 | 7.9423 | 5.0445 | 0 | 12.2123 | 0 | 7.8879 | 56.2424 | 0 | 0 | 0 | 222.059 | 0 | 2.702 | 0 | 0 | 0 | 0 | 0 | 0 | 224.761 | 458.392 | 38.6667 | - | - | - | - | 0 | 0 | 348 | 0 | 0 | 0 | 0 | 0 | 0 | 0 | 0 | 348 | OfS | 07
07/27/18 @ 03:46 | OfS-w16-v07-WCChlrBase-mNE-HVAC-Proto.pd2 | OfS-w16-v07-WCChlrBase-mNE-HVAC-Proto | OfS-w16-v07 | California (Title 24) | Mount Shasta Area (CZ16) | Blue Canyon AP | 10002.3 | 8.1027 | 0.17288 | 0 | 0 | 0 | 0 | 8.7225 | 3.1317 | 0 | 50.648 | 0 | 31.594 | 102.372 | 0 | 0 | 0 | 122.678 | 0 | 23.3953 | 0 | 0 | 0 | 0 | 0 | 0 | 146.073 | 12.9385 | 0.27218 | 0 | 0 | 0 | 0 | 6.4808 | 3.5924 | 0 | 12.2123 | 0 | 7.8879 | 43.3841 | 0 | 0 | 0 | 415.556 | 0 | 1.5586 | 0 | 0 | 0 | 0 | 0 | 0 | 417.114 | 259.969 | 32 | - | - | - | - | 0 | 0 | 288 | 0 | 0 | 0 | 0 | 0 | 0 | 0 | 0 | 288 | OfS | 07
07/27/18 @ 03:46 | OfS-w01-v11-WCChlrBase-mNE-HVAC-Proto.pd2 | OfS-w01-v11-WCChlrBase-mNE-HVAC-Proto | OfS-w01-v11 | California (Title 24) | Arcata Area (CZ01) | Arcata | 10002.3 | 1.3764 | 0.025374 | 0 | 0 | 0 | 0 | 6.6834 | 0.84416 | 0 | 50.648 | 0 | 31.594 | 91.1712 | 0 | 0 | 0 | 80.3727 | 0 | 23.5108 | 0 | 0 | 0 | 0 | 0 | 0 | 103.884 | 8.4852 | 0.20835 | 0 | 0 | 0 | 0 | 3.5319 | 2.3327 | 0 | 12.2123 | 0 | 8.1824 | 34.953 | 0 | 0 | 0 | 363.548 | 0 | 3.3352 | 0 | 0 | 0 | 0 | 0 | 0 | 366.883 | 176.826 | 24 | - | - | - | - | 0 | 0 | 216 | 0 | 0 | 0 | 0 | 0 | 0 | 0 | 0 | 216 | OfS | 11
07/27/18 @ 03:47 | OfS-w02-v11-WCChlrBase-mNE-HVAC-Proto.pd2 | OfS-w02-v11-WCChlrBase-mNE-HVAC-Proto | OfS-w02-v11 | California (Title 24) | Santa Rosa Area (CZ02) | Santa Rosa | 10002.3 | 9.83 | 0.25342 | 0 | 0 | 0 | 0 | 8.2426 | 3.6216 | 0 | 50.648 | 0 | 31.594 | 104.19 | 0 | 0 | 0 | 51.1686 | 0 | 22.1486 | 0 | 0 | 0 | 0 | 0 | 0 | 73.3172 | 15.1396 | 0.86424 | 0 | 0 | 0 | 0 | 3.9652 | 3.5377 | 0 | 12.2123 | 0 | 8.1824 | 43.9015 | 0 | 0 | 0 | 388.184 | 0 | 1.4599 | 0 | 0 | 0 | 0 | 0 | 0 | 389.643 | 285.846 | 33.5556 | - | - | - | - | 0 | 0 | 302 | 0 | 0 | 0 | 0 | 0 | 0 | 0 | 0 | 302 | OfS | 11
07/27/18 @ 03:47 | OfS-w03-v11-WCChlrBase-mNE-HVAC-Proto.pd2 | OfS-w03-v11-WCChlrBase-mNE-HVAC-Proto | OfS-w03-v11 | California (Title 24) | Oakland Area (CZ03) | Oakland AP | 10002.3 | 6.6543 | 0.15351 | 0 | 0 | 0 | 0 | 8.127 | 2.7406 | 0 | 50.648 | 0 | 31.594 | 99.9173 | 0 | 0 | 0 | 71.8895 | 0 | 22.2612 | 0 | 0 | 0 | 0 | 0 | 0 | 94.1507 | 11.5048 | 0.31311 | 0 | 0 | 0 | 0 | 4.3302 | 3.0887 | 0 | 12.2123 | 0 | 8.1824 | 39.6315 | 0 | 0 | 0 | 388.071 | 0 | 1.4632 | 0 | 0 | 0 | 0 | 0 | 0 | 389.535 | 234.39 | 16.2222 | - | - | - | - | 0 | 0 | 146 | 0 | 0 | 0 | 0 | 0 | 0 | 0 | 0 | 146 | OfS | 11
07/27/18 @ 03:47 | OfS-w04-v11-WCChlrBase-mNE-HVAC-Proto.pd2 | OfS-w04-v11-WCChlrBase-mNE-HVAC-Proto | OfS-w04-v11 | California (Title 24) | Sunnyvale Area (CZ04) | San Jose | 10002.3 | 12.2972 | 0.30894 | 0 | 0 | 0 | 0 | 9.225 | 4.517 | 0 | 50.648 | 0 | 31.594 | 108.59 | 0 | 0 | 0 | 61.3198 | 0 | 21.6749 | 0 | 0 | 0 | 0 | 0 | 0 | 82.9947 | 13.3877 | 0.34851 | 0 | 0 | 0 | 0 | 5.2632 | 3.5507 | 0 | 12.2123 | 0 | 8.1824 | 42.9448 | 0 | 0 | 0 | 388.631 | 0 | 1.4527 | 0 | 0 | 0 | 0 | 0 | 0 | 390.084 | 272.418 | 22.7778 | - | - | - | - | 0 | 0 | 205 | 0 | 0 | 0 | 0 | 0 | 0 | 0 | 0 | 205 | OfS | 11
07/27/18 @ 03:47 | OfS-w05-v11-WCChlrBase-mNE-HVAC-Proto.pd2 | OfS-w05-v11-WCChlrBase-mNE-HVAC-Proto | OfS-w05-v11 | California (Title 24) | Santa Maria Area (CZ05) | Santa Maria AP | 10002.3 | 7.0463 | 0.16165 | 0 | 0 | 0 | 0 | 8.1653 | 2.8469 | 0 | 50.648 | 0 | 31.594 | 100.462 | 0 | 0 | 0 | 67.5499 | 0 | 22.5248 | 0 | 0 | 0 | 0 | 0 | 0 | 90.0748 | 10.4989 | 0.2193 | 0 | 0 | 0 | 0 | 4.33 | 2.9018 | 0 | 12.2123 | 0 | 8.5696 | 38.732 | 0 | 0 | 0 | 400.976 | 0 | 3.2174 | 0 | 0 | 0 | 0 | 0 | 0 | 404.193 | 220.101 | 27.5556 | - | - | - | - | 0 | 0 | 248 | 0 | 0 | 0 | 0 | 0 | 0 | 0 | 0 | 248 | OfS | 11
07/27/18 @ 03:47 | OfS-w06-v11-WCChlrBase-mNE-HVAC-Proto.pd2 | OfS-w06-v11-WCChlrBase-mNE-HVAC-Proto | OfS-w06-v11 | California (Title 24) | Los Angeles Area (CZ06) | Torrance | 10002.3 | 15.2483 | 0.41041 | 0 | 0 | 0 | 0 | 9.2818 | 5.3792 | 0 | 50.648 | 0 | 31.594 | 112.562 | 0 | 0 | 0 | 32.9181 | 0 | 21.1683 | 0 | 0 | 0 | 0 | 0 | 0 | 54.0864 | 14.0462 | 0.48097 | 0 | 0 | 0 | 0 | 4.7012 | 3.6364 | 0 | 12.9267 | 0 | 8.6182 | 44.4096 | 0 | 0 | 0 | 265.354 | 0 | 2.8628 | 0 | 0 | 0 | 0 | 0 | 0 | 268.217 | 281.278 | 34.2222 | - | - | - | - | 0 | 0 | 308 | 0 | 0 | 0 | 0 | 0 | 0 | 0 | 0 | 308 | OfS | 11
07/27/18 @ 03:47 | OfS-w07-v11-WCChlrBase-mNE-HVAC-Proto.pd2 | OfS-w07-v11-WCChlrBase-mNE-HVAC-Proto | OfS-w07-v11 | California (Title 24) | San Diego Area (CZ07) | San Diego AP | 10002.3 | 13.7823 | 0.35135 | 0 | 0 | 0 | 0 | 9.2211 | 4.9856 | 0 | 50.648 | 0 | 31.594 | 110.582 | 0 | 0 | 0 | 14.5944 | 0 | 20.9637 | 0 | 0 | 0 | 0 | 0 | 0 | 35.5581 | 12.542 | 0.31258 | 0 | 0 | 0 | 0 | 3.63 | 3.3259 | 0 | 12.9267 | 0 | 8.6182 | 41.3555 | 0 | 0 | 0 | 154.395 | 0 | 2.8728 | 0 | 0 | 0 | 0 | 0 | 0 | 157.268 | 255.412 | 38.6667 | - | - | - | - | 0 | 0 | 348 | 0 | 0 | 0 | 0 | 0 | 0 | 0 | 0 | 348 | OfS | 11
07/27/18 @ 03:47 | OfS-w08-v11-WCChlrBase-mNE-HVAC-Proto.pd2 | OfS-w08-v11-WCChlrBase-mNE-HVAC-Proto | OfS-w08-v11 | California (Title 24) | El Toro Area (CZ08) | Fullerton | 10002.3 | 17.4018 | 0.47208 | 0 | 0 | 0 | 0 | 9.6738 | 6.0492 | 0 | 50.648 | 0 | 31.594 | 115.839 | 0 | 0 | 0 | 34.433 | 0 | 20.726 | 0 | 0 | 0 | 0 | 0 | 0 | 55.159 | 15.0449 | 0.51063 | 0 | 0 | 0 | 0 | 5.0449 | 3.7894 | 0 | 12.2123 | 0 | 8.5696 | 45.1717 | 0 | 0 | 0 | 353.402 | 0 | 2.9619 | 0 | 0 | 0 | 0 | 0 | 0 | 356.364 | 300.22 | 42.3333 | - | - | - | - | 0 | 0 | 381 | 0 | 0 | 0 | 0 | 0 | 0 | 0 | 0 | 381 | OfS | 11
07/27/18 @ 03:47 | OfS-w09-v11-WCChlrBase-mNE-HVAC-Proto.pd2 | OfS-w09-v11-WCChlrBase-mNE-HVAC-Proto | OfS-w09-v11 | California (Title 24) | Pasadena Area (CZ09) | Burbank AP | 10002.3 | 18.1526 | 0.52378 | 0 | 0 | 0 | 0 | 10.1289 | 6.3848 | 0 | 50.648 | 0 | 31.594 | 117.432 | 0 | 0 | 0 | 35.768 | 0 | 20.6969 | 0 | 0 | 0 | 0 | 0 | 0 | 56.465 | 18.5241 | 1.1853 | 0 | 0 | 0 | 0 | 5.6224 | 4.2601 | 0 | 12.2123 | 0 | 8.1824 | 49.9865 | 0 | 0 | 0 | 388.265 | 0 | 3.0053 | 0 | 0 | 0 | 0 | 0 | 0 | 391.27 | 350.579 | 39.3333 | - | - | - | - | 0 | 0 | 354 | 0 | 0 | 0 | 0 | 0 | 0 | 0 | 0 | 354 | OfS | 11
07/27/18 @ 03:48 | OfS-w10-v11-WCChlrBase-mNE-HVAC-Proto.pd2 | OfS-w10-v11-WCChlrBase-mNE-HVAC-Proto | OfS-w10-v11 | California (Title 24) | San Bernardino Area (CZ10) | Riverside FS 3 | 10002.3 | 17.4189 | 0.47339 | 0 | 0 | 0 | 0 | 9.5533 | 5.8172 | 0 | 50.648 | 0 | 31.594 | 115.505 | 0 | 0 | 0 | 19.8506 | 0 | 20.5988 | 0 | 0 | 0 | 0 | 0 | 0 | 40.4494 | 15.8488 | 0.71186 | 0 | 0 | 0 | 0 | 5.0228 | 3.7172 | 0 | 12.2123 | 0 | 8.5696 | 46.0826 | 0 | 0 | 0 | 399.054 | 0 | 3.0042 | 0 | 0 | 0 | 0 | 0 | 0 | 402.058 | 306.279 | 42 | - | - | - | - | 0 | 0 | 378 | 0 | 0 | 0 | 0 | 0 | 0 | 0 | 0 | 378 | OfS | 11
07/27/18 @ 03:48 | OfS-w11-v11-WCChlrBase-mNE-HVAC-Proto.pd2 | OfS-w11-v11-WCChlrBase-mNE-HVAC-Proto | OfS-w11-v11 | California (Title 24) | Red Bluff Area (CZ11) | Red Bluff AP | 10002.3 | 16.0939 | 0.44346 | 0 | 0 | 0 | 0 | 10.0759 | 5.3768 | 0 | 50.648 | 0 | 31.594 | 114.232 | 0 | 0 | 0 | 53.2819 | 0 | 20.8272 | 0 | 0 | 0 | 0 | 0 | 0 | 74.1091 | 16.7932 | 0.41768 | 0 | 0 | 0 | 0 | 6.9343 | 4.0613 | 0 | 12.2123 | 0 | 7.8879 | 48.3068 | 0 | 0 | 0 | 328.178 | 0 | 3.0938 | 0 | 0 | 0 | 0 | 0 | 0 | 331.272 | 325.875 | 26.4444 | - | - | - | - | 0 | 0 | 238 | 0 | 0 | 0 | 0 | 0 | 0 | 0 | 0 | 238 | OfS | 11
07/27/18 @ 03:48 | OfS-w12-v11-WCChlrBase-mNE-HVAC-Proto.pd2 | OfS-w12-v11-WCChlrBase-mNE-HVAC-Proto | OfS-w12-v11 | California (Title 24) | Sacramento Area (CZ12) | Sacramento AP | 10002.3 | 13.3634 | 0.36461 | 0 | 0 | 0 | 0 | 9.0836 | 4.5686 | 0 | 50.648 | 0 | 31.594 | 109.622 | 0 | 0 | 0 | 53.5143 | 0 | 21.3485 | 0 | 0 | 0 | 0 | 0 | 0 | 74.8628 | 15.4871 | 0.79472 | 0 | 0 | 0 | 0 | 4.5542 | 3.5967 | 0 | 12.2123 | 0 | 8.5696 | 45.2147 | 0 | 0 | 0 | 384.506 | 0 | 1.4456 | 0 | 0 | 0 | 0 | 0 | 0 | 385.952 | 296.202 | 39.6667 | - | - | - | - | 0 | 0 | 357 | 0 | 0 | 0 | 0 | 0 | 0 | 0 | 0 | 357 | OfS | 11
07/27/18 @ 03:48 | OfS-w13-v11-WCChlrBase-mNE-HVAC-Proto.pd2 | OfS-w13-v11-WCChlrBase-mNE-HVAC-Proto | OfS-w13-v11 | California (Title 24) | Fresno Area (CZ13) | Fresno AP | 10002.3 | 16.7987 | 0.4908 | 0 | 0 | 0 | 0 | 10.098 | 5.7075 | 0 | 50.648 | 0 | 31.594 | 115.337 | 0 | 0 | 0 | 51.2313 | 0 | 20.6368 | 0 | 0 | 0 | 0 | 0 | 0 | 71.8681 | 17.9473 | 0.4458 | 0 | 0 | 0 | 0 | 6.0433 | 4.3409 | 0 | 12.2123 | 0 | 7.8879 | 48.8776 | 0 | 0 | 0 | 358.499 | 0 | 3.1168 | 0 | 0 | 0 | 0 | 0 | 0 | 361.616 | 357.466 | 27.1111 | - | - | - | - | 0 | 0 | 244 | 0 | 0 | 0 | 0 | 0 | 0 | 0 | 0 | 244 | OfS | 11
07/27/18 @ 03:48 | OfS-w14-v11-WCChlrBase-mNE-HVAC-Proto.pd2 | OfS-w14-v11-WCChlrBase-mNE-HVAC-Proto | OfS-w14-v11 | California (Title 24) | China Lake Area (CZ14) | Palmdale AP | 10002.3 | 16.6977 | 0.44061 | 0 | 0 | 0 | 0 | 10.1381 | 5.6505 | 0 | 50.648 | 0 | 31.594 | 115.169 | 0 | 0 | 0 | 43.217 | 0 | 20.9353 | 0 | 0 | 0 | 0 | 0 | 0 | 64.1524 | 19.983 | 1.6918 | 0 | 0 | 0 | 0 | 5.0095 | 4.2261 | 0 | 12.2123 | 0 | 8.5696 | 51.6924 | 0 | 0 | 0 | 418.852 | 0 | 3.1494 | 0 | 0 | 0 | 0 | 0 | 0 | 422.001 | 365.025 | 37.1111 | - | - | - | - | 0 | 0 | 334 | 0 | 0 | 0 | 0 | 0 | 0 | 0 | 0 | 334 | OfS | 11
07/27/18 @ 03:48 | OfS-w15-v11-WCChlrBase-mNE-HVAC-Proto.pd2 | OfS-w15-v11-WCChlrBase-mNE-HVAC-Proto | OfS-w15-v11 | California (Title 24) | Blythe Area (CZ15) | Palm Springs | 10002.3 | 29.8513 | 0.9208 | 0 | 0 | 0 | 0 | 13.125 | 9.6217 | 0 | 50.648 | 0 | 31.594 | 135.761 | 0 | 0 | 0 | 4.9869 | 0 | 18.0659 | 0 | 0 | 0 | 0 | 0 | 0 | 23.0528 | 22.1057 | 1.1257 | 0 | 0 | 0 | 0 | 7.5476 | 5.0002 | 0 | 12.2123 | 0 | 7.8879 | 55.8794 | 0 | 0 | 0 | 161.249 | 0 | 2.6885 | 0 | 0 | 0 | 0 | 0 | 0 | 163.938 | 455.158 | 38.1111 | - | - | - | - | 0 | 0 | 343 | 0 | 0 | 0 | 0 | 0 | 0 | 0 | 0 | 343 | OfS | 11
07/27/18 @ 03:48 | OfS-w16-v11-WCChlrBase-mNE-HVAC-Proto.pd2 | OfS-w16-v11-WCChlrBase-mNE-HVAC-Proto | OfS-w16-v11 | California (Title 24) | Mount Shasta Area (CZ16) | Blue Canyon AP | 10002.3 | 8.1264 | 0.1737 | 0 | 0 | 0 | 0 | 8.7541 | 3.1225 | 0 | 50.648 | 0 | 31.594 | 102.419 | 0 | 0 | 0 | 108.212 | 0 | 23.3789 | 0 | 0 | 0 | 0 | 0 | 0 | 131.591 | 12.9737 | 0.27334 | 0 | 0 | 0 | 0 | 6.5217 | 3.6141 | 0 | 12.2123 | 0 | 7.8879 | 43.4831 | 0 | 0 | 0 | 413.169 | 0 | 3.4407 | 0 | 0 | 0 | 0 | 0 | 0 | 416.61 | 260.249 | 31.7778 | - | - | - | - | 0 | 0 | 286 | 0 | 0 | 0 | 0 | 0 | 0 | 0 | 0 | 286 | OfS | 11
07/27/18 @ 03:49 | OfS-w01-v14-WCChlrBase-mNE-HVAC-Proto.pd2 | OfS-w01-v14-WCChlrBase-mNE-HVAC-Proto | OfS-w01-v14 | California (Title 24) | Arcata Area (CZ01) | Arcata | 10002.3 | 0.80612 | 0.013755 | 0 | 0 | 0 | 0 | 4.4327 | 0.61289 | 0 | 50.648 | 0 | 31.594 | 88.1074 | 0 | 0 | 0 | 84.9355 | 0 | 23.5886 | 0 | 0 | 0 | 0 | 0 | 0 | 108.524 | 6.3964 | 0.15654 | 0 | 0 | 0 | 0 | 2.4342 | 1.7203 | 0 | 12.2123 | 0 | 8.1824 | 31.1022 | 0 | 0 | 0 | 294.322 | 0 | 3.2253 | 0 | 0 | 0 | 0 | 0 | 0 | 297.547 | 132.46 | 22.5556 | - | - | - | - | 0 | 0 | 203 | 0 | 0 | 0 | 0 | 0 | 0 | 0 | 0 | 203 | OfS | 14
07/27/18 @ 03:49 | OfS-w02-v14-WCChlrBase-mNE-HVAC-Proto.pd2 | OfS-w02-v14-WCChlrBase-mNE-HVAC-Proto | OfS-w02-v14 | California (Title 24) | Santa Rosa Area (CZ02) | Santa Rosa | 10002.3 | 7.4077 | 0.19271 | 0 | 0 | 0 | 0 | 5.9906 | 2.7904 | 0 | 50.648 | 0 | 31.594 | 98.6233 | 0 | 0 | 0 | 50.2747 | 0 | 22.2112 | 0 | 0 | 0 | 0 | 0 | 0 | 72.4859 | 12.8842 | 0.7053 | 0 | 0 | 0 | 0 | 2.9572 | 2.8348 | 0 | 12.2123 | 0 | 8.1824 | 39.7762 | 0 | 0 | 0 | 336.619 | 0 | 3.0969 | 0 | 0 | 0 | 0 | 0 | 0 | 339.716 | 241.052 | 30.7778 | - | - | - | - | 0 | 0 | 277 | 0 | 0 | 0 | 0 | 0 | 0 | 0 | 0 | 277 | OfS | 14
07/27/18 @ 03:49 | OfS-w03-v14-WCChlrBase-mNE-HVAC-Proto.pd2 | OfS-w03-v14-WCChlrBase-mNE-HVAC-Proto | OfS-w03-v14 | California (Title 24) | Oakland Area (CZ03) | Oakland AP | 10002.3 | 4.5583 | 0.10365 | 0 | 0 | 0 | 0 | 5.4911 | 1.8621 | 0 | 50.648 | 0 | 31.594 | 94.2572 | 0 | 0 | 0 | 39.8988 | 0 | 22.2768 | 0 | 0 | 0 | 0 | 0 | 0 | 62.1755 | 8.465 | 0.22133 | 0 | 0 | 0 | 0 | 2.7566 | 2.224 | 0 | 12.2123 | 0 | 8.5696 | 34.4487 | 0 | 0 | 0 | 309.728 | 0 | 3.0733 | 0 | 0 | 0 | 0 | 0 | 0 | 312.802 | 173.946 | 14.8889 | - | - | - | - | 0 | 0 | 134 | 0 | 0 | 0 | 0 | 0 | 0 | 0 | 0 | 134 | OfS | 14
07/27/18 @ 03:49 | OfS-w04-v14-WCChlrBase-mNE-HVAC-Proto.pd2 | OfS-w04-v14-WCChlrBase-mNE-HVAC-Proto | OfS-w04-v14 | California (Title 24) | Sunnyvale Area (CZ04) | San Jose | 10002.3 | 8.5961 | 0.21349 | 0 | 0 | 0 | 0 | 6.2895 | 3.0773 | 0 | 50.648 | 0 | 31.594 | 100.418 | 0 | 0 | 0 | 31.9376 | 0 | 21.6977 | 0 | 0 | 0 | 0 | 0 | 0 | 53.6354 | 10.25 | 0.29346 | 0 | 0 | 0 | 0 | 3.138 | 2.5214 | 0 | 12.2123 | 0 | 8.5696 | 36.9847 | 0 | 0 | 0 | 310.632 | 0 | 3.1566 | 0 | 0 | 0 | 0 | 0 | 0 | 313.789 | 206.42 | 19 | - | - | - | - | 0 | 0 | 171 | 0 | 0 | 0 | 0 | 0 | 0 | 0 | 0 | 171 | OfS | 14
07/27/18 @ 03:49 | OfS-w05-v14-WCChlrBase-mNE-HVAC-Proto.pd2 | OfS-w05-v14-WCChlrBase-mNE-HVAC-Proto | OfS-w05-v14 | California (Title 24) | Santa Maria Area (CZ05) | Santa Maria AP | 10002.3 | 4.732 | 0.10621 | 0 | 0 | 0 | 0 | 5.3773 | 1.9086 | 0 | 50.648 | 0 | 31.594 | 94.3659 | 0 | 0 | 0 | 41.11 | 0 | 22.5483 | 0 | 0 | 0 | 0 | 0 | 0 | 63.6583 | 7.5291 | 0.19439 | 0 | 0 | 0 | 0 | 2.439 | 2.0141 | 0 | 12.2123 | 0 | 8.5696 | 32.9585 | 0 | 0 | 0 | 297.939 | 0 | 3.0873 | 0 | 0 | 0 | 0 | 0 | 0 | 301.026 | 155.547 | 24.4444 | - | - | - | - | 0 | 0 | 220 | 0 | 0 | 0 | 0 | 0 | 0 | 0 | 0 | 220 | OfS | 14
07/27/18 @ 03:49 | OfS-w06-v14-WCChlrBase-mNE-HVAC-Proto.pd2 | OfS-w06-v14-WCChlrBase-mNE-HVAC-Proto | OfS-w06-v14 | California (Title 24) | Los Angeles Area (CZ06) | Torrance | 10002.3 | 11.2285 | 0.29932 | 0 | 0 | 0 | 0 | 6.4718 | 3.9098 | 0 | 50.648 | 0 | 31.594 | 104.151 | 0 | 0 | 0 | 19.4243 | 0 | 21.1991 | 0 | 0 | 0 | 0 | 0 | 0 | 40.6234 | 11.2242 | 0.38331 | 0 | 0 | 0 | 0 | 3.4648 | 2.6513 | 0 | 12.9267 | 0 | 8.6182 | 39.2686 | 0 | 0 | 0 | 278.847 | 0 | 3.0092 | 0 | 0 | 0 | 0 | 0 | 0 | 281.857 | 221.782 | 30.2222 | - | - | - | - | 0 | 0 | 272 | 0 | 0 | 0 | 0 | 0 | 0 | 0 | 0 | 272 | OfS | 14
07/27/18 @ 03:49 | OfS-w07-v14-WCChlrBase-mNE-HVAC-Proto.pd2 | OfS-w07-v14-WCChlrBase-mNE-HVAC-Proto | OfS-w07-v14 | California (Title 24) | San Diego Area (CZ07) | San Diego AP | 10002.3 | 10.0483 | 0.25347 | 0 | 0 | 0 | 0 | 6.4492 | 3.5928 | 0 | 50.648 | 0 | 31.594 | 102.586 | 0 | 0 | 0 | 7.343 | 0 | 21.0037 | 0 | 0 | 0 | 0 | 0 | 0 | 28.3467 | 9.4298 | 0.25977 | 0 | 0 | 0 | 0 | 2.9487 | 2.4523 | 0 | 12.9267 | 0 | 8.6182 | 36.6354 | 0 | 0 | 0 | 236.623 | 0 | 2.9523 | 0 | 0 | 0 | 0 | 0 | 0 | 239.575 | 198.281 | 34.2222 | - | - | - | - | 0 | 0 | 308 | 0 | 0 | 0 | 0 | 0 | 0 | 0 | 0 | 308 | OfS | 14
07/27/18 @ 03:49 | OfS-w08-v14-WCChlrBase-mNE-HVAC-Proto.pd2 | OfS-w08-v14-WCChlrBase-mNE-HVAC-Proto | OfS-w08-v14 | California (Title 24) | El Toro Area (CZ08) | Fullerton | 10002.3 | 13.0066 | 0.346 | 0 | 0 | 0 | 0 | 6.7759 | 4.4448 | 0 | 50.648 | 0 | 31.594 | 106.815 | 0 | 0 | 0 | 18.6037 | 0 | 20.7603 | 0 | 0 | 0 | 0 | 0 | 0 | 39.3641 | 12.1747 | 0.39122 | 0 | 0 | 0 | 0 | 3.5806 | 2.7794 | 0 | 12.2123 | 0 | 8.5696 | 39.7078 | 0 | 0 | 0 | 332.743 | 0 | 2.9774 | 0 | 0 | 0 | 0 | 0 | 0 | 335.721 | 236.771 | 37.3333 | - | - | - | - | 0 | 0 | 336 | 0 | 0 | 0 | 0 | 0 | 0 | 0 | 0 | 336 | OfS | 14
07/27/18 @ 03:50 | OfS-w09-v14-WCChlrBase-mNE-HVAC-Proto.pd2 | OfS-w09-v14-WCChlrBase-mNE-HVAC-Proto | OfS-w09-v14 | California (Title 24) | Pasadena Area (CZ09) | Burbank AP | 10002.3 | 13.4333 | 0.38588 | 0 | 0 | 0 | 0 | 7.0565 | 4.6636 | 0 | 50.648 | 0 | 31.594 | 107.781 | 0 | 0 | 0 | 16.9954 | 0 | 20.7294 | 0 | 0 | 0 | 0 | 0 | 0 | 37.7248 | 15.0165 | 0.924 | 0 | 0 | 0 | 0 | 3.8394 | 3.2737 | 0 | 12.2123 | 0 | 8.5696 | 43.8356 | 0 | 0 | 0 | 349.799 | 0 | 3.0107 | 0 | 0 | 0 | 0 | 0 | 0 | 352.81 | 279.303 | 34.2222 | - | - | - | - | 0 | 0 | 308 | 0 | 0 | 0 | 0 | 0 | 0 | 0 | 0 | 308 | OfS | 14
07/27/18 @ 03:50 | OfS-w10-v14-WCChlrBase-mNE-HVAC-Proto.pd2 | OfS-w10-v14-WCChlrBase-mNE-HVAC-Proto | OfS-w10-v14 | California (Title 24) | San Bernardino Area (CZ10) | Riverside FS 3 | 10002.3 | 13.6 | 0.37148 | 0 | 0 | 0 | 0 | 7.1347 | 4.6028 | 0 | 50.648 | 0 | 31.594 | 107.951 | 0 | 0 | 0 | 19.705 | 0 | 20.6599 | 0 | 0 | 0 | 0 | 0 | 0 | 40.3649 | 13.8662 | 0.60523 | 0 | 0 | 0 | 0 | 4.0898 | 3.0635 | 0 | 12.2123 | 0 | 8.5696 | 42.4067 | 0 | 0 | 0 | 336.979 | 0 | 3.0247 | 0 | 0 | 0 | 0 | 0 | 0 | 340.004 | 263.42 | 38.5556 | - | - | - | - | 0 | 0 | 347 | 0 | 0 | 0 | 0 | 0 | 0 | 0 | 0 | 347 | OfS | 14
07/27/18 @ 03:50 | OfS-w11-v14-WCChlrBase-mNE-HVAC-Proto.pd2 | OfS-w11-v14-WCChlrBase-mNE-HVAC-Proto | OfS-w11-v14 | California (Title 24) | Red Bluff Area (CZ11) | Red Bluff AP | 10002.3 | 12.5763 | 0.34487 | 0 | 0 | 0 | 0 | 7.5125 | 4.2262 | 0 | 50.648 | 0 | 31.594 | 106.902 | 0 | 0 | 0 | 53.2879 | 0 | 20.8859 | 0 | 0 | 0 | 0 | 0 | 0 | 74.1738 | 14.4104 | 0.35821 | 0 | 0 | 0 | 0 | 6.545 | 3.3584 | 0 | 12.2123 | 0 | 7.8879 | 44.7722 | 0 | 0 | 0 | 385.507 | 0 | 3.1285 | 0 | 0 | 0 | 0 | 0 | 0 | 388.636 | 278.879 | 21 | - | - | - | - | 0 | 0 | 189 | 0 | 0 | 0 | 0 | 0 | 0 | 0 | 0 | 189 | OfS | 14
07/27/18 @ 03:50 | OfS-w12-v14-WCChlrBase-mNE-HVAC-Proto.pd2 | OfS-w12-v14-WCChlrBase-mNE-HVAC-Proto | OfS-w12-v14 | California (Title 24) | Sacramento Area (CZ12) | Sacramento AP | 10002.3 | 10.239 | 0.28023 | 0 | 0 | 0 | 0 | 6.7088 | 3.5377 | 0 | 50.648 | 0 | 31.594 | 103.008 | 0 | 0 | 0 | 50.0689 | 0 | 21.4078 | 0 | 0 | 0 | 0 | 0 | 0 | 71.4767 | 13.4251 | 0.67886 | 0 | 0 | 0 | 0 | 3.6156 | 2.9669 | 0 | 12.2123 | 0 | 8.5696 | 41.4684 | 0 | 0 | 0 | 340.465 | 0 | 1.4441 | 0 | 0 | 0 | 0 | 0 | 0 | 341.909 | 252.681 | 36.3333 | - | - | - | - | 0 | 0 | 327 | 0 | 0 | 0 | 0 | 0 | 0 | 0 | 0 | 327 | OfS | 14
07/27/18 @ 03:50 | OfS-w13-v14-WCChlrBase-mNE-HVAC-Proto.pd2 | OfS-w13-v14-WCChlrBase-mNE-HVAC-Proto | OfS-w13-v14 | California (Title 24) | Fresno Area (CZ13) | Fresno AP | 10002.3 | 13.3367 | 0.38787 | 0 | 0 | 0 | 0 | 7.6416 | 4.4542 | 0 | 50.648 | 0 | 31.594 | 108.062 | 0 | 0 | 0 | 46.5569 | 0 | 20.6881 | 0 | 0 | 0 | 0 | 0 | 0 | 67.2451 | 14.8686 | 0.36113 | 0 | 0 | 0 | 0 | 6.9759 | 3.626 | 0 | 12.2123 | 0 | 7.8879 | 45.9318 | 0 | 0 | 0 | 326.372 | 0 | 2.9954 | 0 | 0 | 0 | 0 | 0 | 0 | 329.367 | 311.736 | 21.2222 | - | - | - | - | 0 | 0 | 191 | 0 | 0 | 0 | 0 | 0 | 0 | 0 | 0 | 191 | OfS | 14
07/27/18 @ 03:50 | OfS-w14-v14-WCChlrBase-mNE-HVAC-Proto.pd2 | OfS-w14-v14-WCChlrBase-mNE-HVAC-Proto | OfS-w14-v14 | California (Title 24) | China Lake Area (CZ14) | Palmdale AP | 10002.3 | 13.191 | 0.346 | 0 | 0 | 0 | 0 | 7.6049 | 4.4365 | 0 | 50.648 | 0 | 31.594 | 107.82 | 0 | 0 | 0 | 47.4274 | 0 | 20.9973 | 0 | 0 | 0 | 0 | 0 | 0 | 68.4247 | 17.4328 | 1.474 | 0 | 0 | 0 | 0 | 4.0194 | 3.8946 | 0 | 12.2123 | 0 | 8.5696 | 47.6027 | 0 | 0 | 0 | 380.966 | 0 | 3.1668 | 0 | 0 | 0 | 0 | 0 | 0 | 384.133 | 320.668 | 34.1111 | - | - | - | - | 0 | 0 | 307 | 0 | 0 | 0 | 0 | 0 | 0 | 0 | 0 | 307 | OfS | 14
07/27/18 @ 03:50 | OfS-w15-v14-WCChlrBase-mNE-HVAC-Proto.pd2 | OfS-w15-v14-WCChlrBase-mNE-HVAC-Proto | OfS-w15-v14 | California (Title 24) | Blythe Area (CZ15) | Palm Springs | 10002.3 | 24.6507 | 0.75429 | 0 | 0 | 0 | 0 | 10.4574 | 7.9623 | 0 | 50.648 | 0 | 31.594 | 126.066 | 0 | 0 | 0 | 5.2033 | 0 | 18.1144 | 0 | 0 | 0 | 0 | 0 | 0 | 23.3177 | 20.469 | 0.9237 | 0 | 0 | 0 | 0 | 8.9864 | 4.4521 | 0 | 12.2123 | 0 | 7.8879 | 54.9314 | 0 | 0 | 0 | 280.524 | 0 | 2.727 | 0 | 0 | 0 | 0 | 0 | 0 | 283.251 | 402.425 | 35.1111 | - | - | - | - | 0 | 0 | 316 | 0 | 0 | 0 | 0 | 0 | 0 | 0 | 0 | 316 | OfS | 14
07/27/18 @ 03:51 | OfS-w16-v14-WCChlrBase-mNE-HVAC-Proto.pd2 | OfS-w16-v14-WCChlrBase-mNE-HVAC-Proto | OfS-w16-v14 | California (Title 24) | Mount Shasta Area (CZ16) | Blue Canyon AP | 10002.3 | 5.602 | 0.11914 | 0 | 0 | 0 | 0 | 6.0091 | 2.2138 | 0 | 50.648 | 0 | 31.594 | 96.1859 | 0 | 0 | 0 | 122.5 | 0 | 23.4696 | 0 | 0 | 0 | 0 | 0 | 0 | 145.969 | 9.5 | 0.2014 | 0 | 0 | 0 | 0 | 4.7916 | 2.6406 | 0 | 12.2123 | 0 | 7.8879 | 37.2339 | 0 | 0 | 0 | 307.883 | 0 | 3.4124 | 0 | 0 | 0 | 0 | 0 | 0 | 311.296 | 189.364 | 28.1111 | - | - | - | - | 0 | 0 | 253 | 0 | 0 | 0 | 0 | 0 | 0 | 0 | 0 | 253 | OfS | 14
07/27/18 @ 03:51 | Rt3-w01-v96-WCChlrBase-mNE-HVAC-Proto.pd2 | Rt3-w01-v96-WCChlrBase-mNE-HVAC-Proto | Rt3-w01-v96 | California (Title 24) | Arcata Area (CZ01) | Arcata | 120000 | 29.2857 | 0.78481 | 0 | 0 | 0 | 0 | 95.5032 | 27.3692 | 0 | 294.526 | 0 | 602.213 | 1049.68 | 0 | 0 | 0 | 1077.07 | 0 | 98.6627 | 0 | 0 | 0 | 0 | 0 | 0 | 1175.73 | 65.0119 | 3.8788 | 0 | 0 | 0 | 0 | 23.6163 | 18.0434 | 0 | 70.409 | 0 | 132.902 | 313.862 | 0 | 0 | 0 | 2274.05 | 0 | 2.8981 | 0 | 0 | 0 | 0 | 0 | 0 | 2276.95 | 1314.74 | 235.222 | - | - | - | - | 0 | 0 | 2117 | 0 | 0 | 0 | 0 | 0 | 0 | 0 | 0 | 2117 | Rt3 | 96
07/27/18 @ 03:51 | Rt3-w02-v96-WCChlrBase-mNE-HVAC-Proto.pd2 | Rt3-w02-v96-WCChlrBase-mNE-HVAC-Proto | Rt3-w02-v96 | California (Title 24) | Santa Rosa Area (CZ02) | Santa Rosa | 120000 | 154.68 | 9.5231 | 0 | 0 | 0 | 0 | 117.461 | 67.1271 | 0 | 294.526 | 0 | 602.213 | 1245.53 | 0 | 0 | 0 | 786.781 | 0 | 92.3637 | 0 | 0 | 0 | 0 | 0 | 0 | 879.145 | 154.902 | 11.447 | 0 | 0 | 0 | 0 | 38.0182 | 35.5216 | 0 | 70.409 | 0 | 132.902 | 443.2 | 0 | 0 | 0 | 2565.85 | 0 | 2.9876 | 0 | 0 | 0 | 0 | 0 | 0 | 2568.83 | 2983.19 | 318.667 | - | - | - | - | 0 | 0 | 2868 | 0 | 0 | 0 | 0 | 0 | 0 | 0 | 0 | 2868 | Rt3 | 96
07/27/18 @ 03:51 | Rt3-w03-v96-WCChlrBase-mNE-HVAC-Proto.pd2 | Rt3-w03-v96-WCChlrBase-mNE-HVAC-Proto | Rt3-w03-v96 | California (Title 24) | Oakland Area (CZ03) | Oakland AP | 120000 | 93.6443 | 4.8181 | 0 | 0 | 0 | 0 | 109.105 | 48.7293 | 0 | 294.526 | 0 | 602.213 | 1153.04 | 0 | 0 | 0 | 544.311 | 0 | 92.611 | 0 | 0 | 0 | 0 | 0 | 0 | 636.922 | 98.2127 | 5.9419 | 0 | 0 | 0 | 0 | 36.0992 | 24.1991 | 0 | 70.409 | 0 | 132.902 | 367.764 | 0 | 0 | 0 | 2203.5 | 0 | 4.3695 | 0 | 0 | 0 | 0 | 0 | 0 | 2207.87 | 2024.59 | 280.333 | - | - | - | - | 0 | 0 | 2523 | 0 | 0 | 0 | 0 | 0 | 0 | 0 | 0 | 2523 | Rt3 | 96
07/27/18 @ 03:51 | Rt3-w04-v96-WCChlrBase-mNE-HVAC-Proto.pd2 | Rt3-w04-v96-WCChlrBase-mNE-HVAC-Proto | Rt3-w04-v96 | California (Title 24) | Sunnyvale Area (CZ04) | San Jose | 120000 | 168.923 | 10.2225 | 0 | 0 | 0 | 0 | 121.77 | 67.2331 | 0 | 294.526 | 0 | 602.213 | 1264.89 | 0 | 0 | 0 | 485.337 | 0 | 89.9865 | 0 | 0 | 0 | 0 | 0 | 0 | 575.323 | 133.224 | 9.0598 | 0 | 0 | 0 | 0 | 39.6673 | 28.7078 | 0 | 70.409 | 0 | 132.902 | 413.97 | 0 | 0 | 0 | 2099.63 | 0 | 4.3155 | 0 | 0 | 0 | 0 | 0 | 0 | 2103.95 | 2613.56 | 357.444 | - | - | - | - | 0 | 0 | 3217 | 0 | 0 | 0 | 0 | 0 | 0 | 0 | 0 | 3217 | Rt3 | 96
07/27/18 @ 03:51 | Rt3-w05-v96-WCChlrBase-mNE-HVAC-Proto.pd2 | Rt3-w05-v96-WCChlrBase-mNE-HVAC-Proto | Rt3-w05-v96 | California (Title 24) | Santa Maria Area (CZ05) | Santa Maria AP | 120000 | 88.4619 | 4.488 | 0 | 0 | 0 | 0 | 107.756 | 44.9755 | 0 | 294.526 | 0 | 602.213 | 1142.42 | 0 | 0 | 0 | 424.211 | 0 | 93.8739 | 0 | 0 | 0 | 0 | 0 | 0 | 518.086 | 89.049 | 5.4218 | 0 | 0 | 0 | 0 | 28.0949 | 21.4323 | 0 | 70.409 | 0 | 132.902 | 347.309 | 0 | 0 | 0 | 1720.5 | 0 | 2.7805 | 0 | 0 | 0 | 0 | 0 | 0 | 1723.28 | 1772.91 | 296 | - | - | - | - | 0 | 0 | 2664 | 0 | 0 | 0 | 0 | 0 | 0 | 0 | 0 | 2664 | Rt3 | 96
07/27/18 @ 03:51 | Rt3-w06-v96-WCChlrBase-mNE-HVAC-Proto.pd2 | Rt3-w06-v96-WCChlrBase-mNE-HVAC-Proto | Rt3-w06-v96 | California (Title 24) | Los Angeles Area (CZ06) | Torrance | 120000 | 194.857 | 13.0785 | 0 | 0 | 0 | 0 | 126.169 | 72.8328 | 0 | 294.526 | 0 | 602.213 | 1303.68 | 0 | 0 | 0 | 153.385 | 0 | 87.5887 | 0 | 0 | 0 | 0 | 0 | 0 | 240.974 | 127.46 | 8.5129 | 0 | 0 | 0 | 0 | 42.7945 | 28.8139 | 0 | 70.409 | 0 | 132.902 | 410.893 | 0 | 0 | 0 | 1405.18 | 0 | 4.098 | 0 | 0 | 0 | 0 | 0 | 0 | 1409.28 | 2580.23 | 371.778 | - | - | - | - | 0 | 0 | 3346 | 0 | 0 | 0 | 0 | 0 | 0 | 0 | 0 | 3346 | Rt3 | 96
07/27/18 @ 03:52 | Rt3-w07-v96-WCChlrBase-mNE-HVAC-Proto.pd2 | Rt3-w07-v96-WCChlrBase-mNE-HVAC-Proto | Rt3-w07-v96 | California (Title 24) | San Diego Area (CZ07) | San Diego AP | 120000 | 177.886 | 11.5221 | 0 | 0 | 0 | 0 | 129.732 | 65.2184 | 0 | 294.526 | 0 | 602.213 | 1281.1 | 0 | 0 | 0 | 62.642 | 0 | 86.7502 | 0 | 0 | 0 | 0 | 0 | 0 | 149.392 | 119.565 | 8.3102 | 0 | 0 | 0 | 0 | 42.0935 | 25.8667 | 0 | 70.409 | 0 | 132.902 | 399.147 | 0 | 0 | 0 | 802.054 | 0 | 4.0916 | 0 | 0 | 0 | 0 | 0 | 0 | 806.146 | 2385.21 | 350.556 | - | - | - | - | 0 | 0 | 3155 | 0 | 0 | 0 | 0 | 0 | 0 | 0 | 0 | 3155 | Rt3 | 96
07/27/18 @ 03:52 | Rt3-w08-v96-WCChlrBase-mNE-HVAC-Proto.pd2 | Rt3-w08-v96-WCChlrBase-mNE-HVAC-Proto | Rt3-w08-v96 | California (Title 24) | El Toro Area (CZ08) | Fullerton | 120000 | 232.83 | 15.6652 | 0 | 0 | 0 | 0 | 132.283 | 79.8962 | 0 | 294.526 | 0 | 602.213 | 1357.42 | 0 | 0 | 0 | 138.873 | 0 | 85.5128 | 0 | 0 | 0 | 0 | 0 | 0 | 224.386 | 143.783 | 10.4083 | 0 | 0 | 0 | 0 | 39.7062 | 31.4339 | 0 | 70.409 | 0 | 132.902 | 428.643 | 0 | 0 | 0 | 1400.94 | 0 | 4.0228 | 0 | 0 | 0 | 0 | 0 | 0 | 1404.97 | 2809.32 | 402.333 | - | - | - | - | 0 | 0 | 3621 | 0 | 0 | 0 | 0 | 0 | 0 | 0 | 0 | 3621 | Rt3 | 96
07/27/18 @ 03:52 | Rt3-w09-v96-WCChlrBase-mNE-HVAC-Proto.pd2 | Rt3-w09-v96-WCChlrBase-mNE-HVAC-Proto | Rt3-w09-v96 | California (Title 24) | Pasadena Area (CZ09) | Burbank AP | 120000 | 256.914 | 17.9216 | 0 | 0 | 0 | 0 | 133.937 | 92.7502 | 0 | 294.526 | 0 | 602.213 | 1398.27 | 0 | 0 | 0 | 262.64 | 0 | 85.4421 | 0 | 0 | 0 | 0 | 0 | 0 | 348.082 | 185.416 | 15.0842 | 0 | 0 | 0 | 0 | 45.7464 | 41.8803 | 0 | 70.409 | 0 | 132.902 | 491.438 | 0 | 0 | 0 | 1795.43 | 0 | 4.1364 | 0 | 0 | 0 | 0 | 0 | 0 | 1799.56 | 3658.64 | 447.444 | - | - | - | - | 0 | 0 | 4027 | 0 | 0 | 0 | 0 | 0 | 0 | 0 | 0 | 4027 | Rt3 | 96
07/27/18 @ 03:52 | Rt3-w10-v96-WCChlrBase-mNE-HVAC-Proto.pd2 | Rt3-w10-v96-WCChlrBase-mNE-HVAC-Proto | Rt3-w10-v96 | California (Title 24) | San Bernardino Area (CZ10) | Riverside FS 3 | 120000 | 256.131 | 16.8809 | 0 | 0 | 0 | 0 | 134.923 | 86.9018 | 0 | 294.526 | 0 | 602.213 | 1391.58 | 0 | 0 | 0 | 298.386 | 0 | 85.0953 | 0 | 0 | 0 | 0 | 0 | 0 | 383.481 | 162.514 | 11.2941 | 0 | 0 | 0 | 0 | 49.5498 | 36.5687 | 0 | 70.409 | 0 | 132.902 | 463.238 | 0 | 0 | 0 | 1787.39 | 0 | 2.6127 | 0 | 0 | 0 | 0 | 0 | 0 | 1790.01 | 3124.39 | 432.667 | - | - | - | - | 0 | 0 | 3894 | 0 | 0 | 0 | 0 | 0 | 0 | 0 | 0 | 3894 | Rt3 | 96
07/27/18 @ 03:52 | Rt3-w11-v96-WCChlrBase-mNE-HVAC-Proto.pd2 | Rt3-w11-v96-WCChlrBase-mNE-HVAC-Proto | Rt3-w11-v96 | California (Title 24) | Red Bluff Area (CZ11) | Red Bluff AP | 120000 | 239.986 | 16.3687 | 0 | 0 | 0 | 0 | 139.806 | 85.8271 | 0 | 294.526 | 0 | 602.213 | 1378.73 | 0 | 0 | 0 | 1007.82 | 0 | 86.1541 | 0 | 0 | 0 | 0 | 0 | 0 | 1093.98 | 191.698 | 15.9516 | 0 | 0 | 0 | 0 | 45.9881 | 41.4469 | 0 | 70.409 | 0 | 132.902 | 498.396 | 0 | 0 | 0 | 2762.3 | 0 | 2.9478 | 0 | 0 | 0 | 0 | 0 | 0 | 2765.25 | 3695.62 | 405.778 | - | - | - | - | 0 | 0 | 3652 | 0 | 0 | 0 | 0 | 0 | 0 | 0 | 0 | 3652 | Rt3 | 96
07/27/18 @ 03:52 | Rt3-w12-v96-WCChlrBase-mNE-HVAC-Proto.pd2 | Rt3-w12-v96-WCChlrBase-mNE-HVAC-Proto | Rt3-w12-v96 | California (Title 24) | Sacramento Area (CZ12) | Sacramento AP | 120000 | 209.891 | 14.488 | 0 | 0 | 0 | 0 | 128.768 | 80.8617 | 0 | 294.526 | 0 | 602.213 | 1330.75 | 0 | 0 | 0 | 899.593 | 0 | 88.5804 | 0 | 0 | 0 | 0 | 0 | 0 | 988.172 | 175.878 | 12.8565 | 0 | 0 | 0 | 0 | 48.0764 | 39.6001 | 0 | 70.409 | 0 | 132.902 | 479.722 | 0 | 0 | 0 | 2821.72 | 0 | 2.8942 | 0 | 0 | 0 | 0 | 0 | 0 | 2824.62 | 3416.24 | 388.556 | - | - | - | - | 0 | 0 | 3497 | 0 | 0 | 0 | 0 | 0 | 0 | 0 | 0 | 3497 | Rt3 | 96
07/27/18 @ 03:52 | Rt3-w13-v96-WCChlrBase-mNE-HVAC-Proto.pd2 | Rt3-w13-v96-WCChlrBase-mNE-HVAC-Proto | Rt3-w13-v96 | California (Title 24) | Fresno Area (CZ13) | Fresno AP | 120000 | 252.356 | 17.7731 | 0 | 0 | 0 | 0 | 142.904 | 86.036 | 0 | 294.526 | 0 | 602.213 | 1395.81 | 0 | 0 | 0 | 872.805 | 0 | 85.2045 | 0 | 0 | 0 | 0 | 0 | 0 | 958.009 | 190.779 | 14.2018 | 0 | 0 | 0 | 0 | 55.5045 | 40.9947 | 0 | 70.409 | 0 | 132.902 | 504.791 | 0 | 0 | 0 | 2812.35 | 0 | 2.6643 | 0 | 0 | 0 | 0 | 0 | 0 | 2815.01 | 3647.01 | 410 | - | - | - | - | 0 | 0 | 3690 | 0 | 0 | 0 | 0 | 0 | 0 | 0 | 0 | 3690 | Rt3 | 96
07/27/18 @ 03:53 | Rt3-w14-v96-WCChlrBase-mNE-HVAC-Proto.pd2 | Rt3-w14-v96-WCChlrBase-mNE-HVAC-Proto | Rt3-w14-v96 | California (Title 24) | China Lake Area (CZ14) | Palmdale AP | 120000 | 242.44 | 15.9925 | 0 | 0 | 0 | 0 | 137.234 | 92.3668 | 0 | 294.526 | 0 | 602.213 | 1384.78 | 0 | 0 | 0 | 927.2 | 0 | 86.7127 | 0 | 0 | 0 | 0 | 0 | 0 | 1013.91 | 216.767 | 19.6283 | 0 | 0 | 0 | 0 | 39.3502 | 45.0627 | 0 | 70.409 | 0 | 132.902 | 524.12 | 0 | 0 | 0 | 2756.06 | 0 | 2.579 | 0 | 0 | 0 | 0 | 0 | 0 | 2758.63 | 4253.91 | 420.333 | - | - | - | - | 0 | 0 | 3783 | 0 | 0 | 0 | 0 | 0 | 0 | 0 | 0 | 3783 | Rt3 | 96
07/27/18 @ 03:53 | Rt3-w15-v96-WCChlrBase-mNE-HVAC-Proto.pd2 | Rt3-w15-v96-WCChlrBase-mNE-HVAC-Proto | Rt3-w15-v96 | California (Title 24) | Blythe Area (CZ15) | Palm Springs | 120000 | 427.835 | 32.3166 | 0 | 0 | 0 | 0 | 180.516 | 128.402 | 0 | 294.526 | 0 | 602.213 | 1665.81 | 0 | 0 | 0 | 132.922 | 0 | 73.1561 | 0 | 0 | 0 | 0 | 0 | 0 | 206.078 | 252.531 | 22.4625 | 0 | 0 | 0 | 0 | 68.3499 | 50.9715 | 0 | 70.409 | 0 | 124.734 | 589.458 | 0 | 0 | 0 | 1511.69 | 0 | 3.8075 | 0 | 0 | 0 | 0 | 0 | 0 | 1515.5 | 4824.74 | 454 | - | - | - | - | 0 | 0 | 4086 | 0 | 0 | 0 | 0 | 0 | 0 | 0 | 0 | 4086 | Rt3 | 96
07/27/18 @ 03:53 | Rt3-w16-v96-WCChlrBase-mNE-HVAC-Proto.pd2 | Rt3-w16-v96-WCChlrBase-mNE-HVAC-Proto | Rt3-w16-v96 | California (Title 24) | Mount Shasta Area (CZ16) | Blue Canyon AP | 120000 | 100.912 | 4.9683 | 0 | 0 | 0 | 0 | 125.919 | 51.0744 | 0 | 294.526 | 0 | 602.213 | 1179.62 | 0 | 0 | 0 | 2433.65 | 0 | 98.3159 | 0 | 0 | 0 | 0 | 0 | 0 | 2531.96 | 126.627 | 7.4988 | 0 | 0 | 0 | 0 | 49.6345 | 27.2266 | 0 | 70.409 | 0 | 124.734 | 406.13 | 0 | 0 | 0 | 3244.33 | 0 | 4.8068 | 0 | 0 | 0 | 0 | 0 | 0 | 3249.14 | 2480.09 | 334.556 | - | - | - | - | 0 | 0 | 3011 | 0 | 0 | 0 | 0 | 0 | 0 | 0 | 0 | 3011 | Rt3 | 96
07/27/18 @ 03:53 | Rt3-w01-v03-WCChlrBase-mNE-HVAC-Proto.pd2 | Rt3-w01-v03-WCChlrBase-mNE-HVAC-Proto | Rt3-w01-v03 | California (Title 24) | Arcata Area (CZ01) | Arcata | 120000 | 21.0117 | 0.20961 | 0 | 0 | 0 | 0 | 61.2943 | 21.2623 | 0 | 280.488 | 0 | 568.598 | 952.861 | 0 | 0 | 0 | 1129.68 | 0 | 93.8424 | 0 | 0 | 0 | 0 | 0 | 0 | 1223.53 | 53.8456 | 1.2381 | 0 | 0 | 0 | 0 | 23.5728 | 15.5045 | 0 | 67.0522 | 0 | 125.484 | 286.697 | 0 | 0 | 0 | 2257.63 | 0 | 2.5338 | 0 | 0 | 0 | 0 | 0 | 0 | 2260.16 | 1126.34 | 211.889 | - | - | - | - | 0 | 0 | 1907 | 0 | 0 | 0 | 0 | 0 | 0 | 0 | 0 | 1907 | Rt3 | 03
07/27/18 @ 03:53 | Rt3-w02-v03-WCChlrBase-mNE-HVAC-Proto.pd2 | Rt3-w02-v03-WCChlrBase-mNE-HVAC-Proto | Rt3-w02-v03 | California (Title 24) | Santa Rosa Area (CZ02) | Santa Rosa | 120000 | 131.104 | 3.1097 | 0 | 0 | 0 | 0 | 83.8148 | 55.4785 | 0 | 280.488 | 0 | 568.598 | 1122.59 | 0 | 0 | 0 | 767.186 | 0 | 87.7114 | 0 | 0 | 0 | 0 | 0 | 0 | 854.897 | 145.122 | 6.4115 | 0 | 0 | 0 | 0 | 29.8702 | 33.3835 | 0 | 67.0522 | 0 | 125.484 | 407.323 | 0 | 0 | 0 | 2497.84 | 0 | 2.6251 | 0 | 0 | 0 | 0 | 0 | 0 | 2500.47 | 2823.79 | 287.222 | - | - | - | - | 0 | 0 | 2585 | 0 | 0 | 0 | 0 | 0 | 0 | 0 | 0 | 2585 | Rt3 | 03
07/27/18 @ 03:53 | Rt3-w03-v03-WCChlrBase-mNE-HVAC-Proto.pd2 | Rt3-w03-v03-WCChlrBase-mNE-HVAC-Proto | Rt3-w03-v03 | California (Title 24) | Oakland Area (CZ03) | Oakland AP | 120000 | 74.3402 | 1.4479 | 0 | 0 | 0 | 0 | 75.5867 | 38.5147 | 0 | 280.488 | 0 | 568.598 | 1038.97 | 0 | 0 | 0 | 557.507 | 0 | 87.9582 | 0 | 0 | 0 | 0 | 0 | 0 | 645.465 | 89.6879 | 2.2179 | 0 | 0 | 0 | 0 | 28.9514 | 22.4189 | 0 | 67.0522 | 0 | 125.484 | 335.812 | 0 | 0 | 0 | 2244.86 | 0 | 3.9761 | 0 | 0 | 0 | 0 | 0 | 0 | 2248.84 | 1842.99 | 254.333 | - | - | - | - | 0 | 0 | 2289 | 0 | 0 | 0 | 0 | 0 | 0 | 0 | 0 | 2289 | Rt3 | 03
07/27/18 @ 03:53 | Rt3-w04-v03-WCChlrBase-mNE-HVAC-Proto.pd2 | Rt3-w04-v03-WCChlrBase-mNE-HVAC-Proto | Rt3-w04-v03 | California (Title 24) | Sunnyvale Area (CZ04) | San Jose | 120000 | 143.743 | 3.4242 | 0 | 0 | 0 | 0 | 88.1734 | 56.6183 | 0 | 280.488 | 0 | 568.598 | 1141.04 | 0 | 0 | 0 | 490.047 | 0 | 85.4048 | 0 | 0 | 0 | 0 | 0 | 0 | 575.452 | 123.813 | 3.5041 | 0 | 0 | 0 | 0 | 29.3852 | 28.8365 | 0 | 67.0522 | 0 | 125.484 | 378.075 | 0 | 0 | 0 | 2140.69 | 0 | 3.9251 | 0 | 0 | 0 | 0 | 0 | 0 | 2144.62 | 2451.64 | 323.556 | - | - | - | - | 0 | 0 | 2912 | 0 | 0 | 0 | 0 | 0 | 0 | 0 | 0 | 2912 | Rt3 | 03
07/27/18 @ 03:54 | Rt3-w05-v03-WCChlrBase-mNE-HVAC-Proto.pd2 | Rt3-w05-v03-WCChlrBase-mNE-HVAC-Proto | Rt3-w05-v03 | California (Title 24) | Santa Maria Area (CZ05) | Santa Maria AP | 120000 | 70.3802 | 1.3339 | 0 | 0 | 0 | 0 | 74.7076 | 36.6573 | 0 | 280.488 | 0 | 568.598 | 1032.16 | 0 | 0 | 0 | 426.597 | 0 | 89.1908 | 0 | 0 | 0 | 0 | 0 | 0 | 515.788 | 80.3901 | 2.0309 | 0 | 0 | 0 | 0 | 23.0477 | 19.4467 | 0 | 67.0522 | 0 | 125.484 | 317.451 | 0 | 0 | 0 | 1751.63 | 0 | 2.4292 | 0 | 0 | 0 | 0 | 0 | 0 | 1754.06 | 1601.38 | 268.222 | - | - | - | - | 0 | 0 | 2414 | 0 | 0 | 0 | 0 | 0 | 0 | 0 | 0 | 2414 | Rt3 | 03
07/27/18 @ 03:54 | Rt3-w06-v03-WCChlrBase-mNE-HVAC-Proto.pd2 | Rt3-w06-v03-WCChlrBase-mNE-HVAC-Proto | Rt3-w06-v03 | California (Title 24) | Los Angeles Area (CZ06) | Torrance | 120000 | 171.388 | 4.3304 | 0 | 0 | 0 | 0 | 92.1669 | 66.0252 | 0 | 280.488 | 0 | 568.598 | 1182.99 | 0 | 0 | 0 | 181.398 | 0 | 83.0802 | 0 | 0 | 0 | 0 | 0 | 0 | 264.478 | 122.929 | 3.3301 | 0 | 0 | 0 | 0 | 33.7354 | 27.2691 | 0 | 67.0522 | 0 | 125.484 | 379.8 | 0 | 0 | 0 | 1563.59 | 0 | 3.7168 | 0 | 0 | 0 | 0 | 0 | 0 | 1567.31 | 2447.43 | 345.778 | - | - | - | - | 0 | 0 | 3112 | 0 | 0 | 0 | 0 | 0 | 0 | 0 | 0 | 3112 | Rt3 | 03
07/27/18 @ 03:54 | Rt3-w07-v03-WCChlrBase-mNE-HVAC-Proto.pd2 | Rt3-w07-v03-WCChlrBase-mNE-HVAC-Proto | Rt3-w07-v03 | California (Title 24) | San Diego Area (CZ07) | San Diego AP | 120000 | 159.826 | 3.8716 | 0 | 0 | 0 | 0 | 93.2768 | 60.4258 | 0 | 280.488 | 0 | 568.598 | 1166.48 | 0 | 0 | 0 | 76.0453 | 0 | 82.2733 | 0 | 0 | 0 | 0 | 0 | 0 | 158.319 | 121.032 | 3.3874 | 0 | 0 | 0 | 0 | 30.5532 | 25.2741 | 0 | 67.0522 | 0 | 125.484 | 372.782 | 0 | 0 | 0 | 896.043 | 0 | 3.7163 | 0 | 0 | 0 | 0 | 0 | 0 | 899.759 | 2356.24 | 320.778 | - | - | - | - | 0 | 0 | 2887 | 0 | 0 | 0 | 0 | 0 | 0 | 0 | 0 | 2887 | Rt3 | 03
07/27/18 @ 03:54 | Rt3-w08-v03-WCChlrBase-mNE-HVAC-Proto.pd2 | Rt3-w08-v03-WCChlrBase-mNE-HVAC-Proto | Rt3-w08-v03 | California (Title 24) | El Toro Area (CZ08) | Fullerton | 120000 | 207.149 | 5.3253 | 0 | 0 | 0 | 0 | 98.5451 | 72.7739 | 0 | 280.488 | 0 | 568.598 | 1232.87 | 0 | 0 | 0 | 162.724 | 0 | 81.059 | 0 | 0 | 0 | 0 | 0 | 0 | 243.783 | 137.764 | 5.2511 | 0 | 0 | 0 | 0 | 31.3279 | 31.9199 | 0 | 67.0522 | 0 | 125.484 | 398.799 | 0 | 0 | 0 | 1561.99 | 0 | 3.6444 | 0 | 0 | 0 | 0 | 0 | 0 | 1565.63 | 2694.57 | 365.667 | - | - | - | - | 0 | 0 | 3291 | 0 | 0 | 0 | 0 | 0 | 0 | 0 | 0 | 3291 | Rt3 | 03
07/27/18 @ 03:54 | Rt3-w09-v03-WCChlrBase-mNE-HVAC-Proto.pd2 | Rt3-w09-v03-WCChlrBase-mNE-HVAC-Proto | Rt3-w09-v03 | California (Title 24) | Pasadena Area (CZ09) | Burbank AP | 120000 | 229.729 | 6.3091 | 0 | 0 | 0 | 0 | 99.4202 | 83.5829 | 0 | 280.488 | 0 | 568.598 | 1268.12 | 0 | 0 | 0 | 269.173 | 0 | 80.9856 | 0 | 0 | 0 | 0 | 0 | 0 | 350.159 | 181.448 | 14.8722 | 0 | 0 | 0 | 0 | 31.9994 | 40.3759 | 0 | 67.0522 | 0 | 125.484 | 461.232 | 0 | 0 | 0 | 1877.88 | 0 | 3.7511 | 0 | 0 | 0 | 0 | 0 | 0 | 1881.63 | 3579.93 | 409.778 | - | - | - | - | 0 | 0 | 3688 | 0 | 0 | 0 | 0 | 0 | 0 | 0 | 0 | 3688 | Rt3 | 03
07/27/18 @ 03:54 | Rt3-w10-v03-WCChlrBase-mNE-HVAC-Proto.pd2 | Rt3-w10-v03-WCChlrBase-mNE-HVAC-Proto | Rt3-w10-v03 | California (Title 24) | San Bernardino Area (CZ10) | Riverside FS 3 | 120000 | 223.922 | 5.8279 | 0 | 0 | 0 | 0 | 100.231 | 75.3793 | 0 | 280.488 | 0 | 568.598 | 1254.44 | 0 | 0 | 0 | 280.091 | 0 | 80.6447 | 0 | 0 | 0 | 0 | 0 | 0 | 360.735 | 149.385 | 4.6048 | 0 | 0 | 0 | 0 | 38.9778 | 34.6257 | 0 | 67.0522 | 0 | 125.484 | 420.129 | 0 | 0 | 0 | 1830.84 | 0 | 2.2647 | 0 | 0 | 0 | 0 | 0 | 0 | 1833.11 | 2930.97 | 393.333 | - | - | - | - | 0 | 0 | 3540 | 0 | 0 | 0 | 0 | 0 | 0 | 0 | 0 | 3540 | Rt3 | 03
07/27/18 @ 03:55 | Rt3-w11-v03-WCChlrBase-mNE-HVAC-Proto.pd2 | Rt3-w11-v03-WCChlrBase-mNE-HVAC-Proto | Rt3-w11-v03 | California (Title 24) | Red Bluff Area (CZ11) | Red Bluff AP | 120000 | 214.952 | 5.7798 | 0 | 0 | 0 | 0 | 100.916 | 74.8264 | 0 | 280.488 | 0 | 568.598 | 1245.56 | 0 | 0 | 0 | 988.578 | 0 | 81.6639 | 0 | 0 | 0 | 0 | 0 | 0 | 1070.24 | 181.48 | 13.0736 | 0 | 0 | 0 | 0 | 35.2275 | 39.3257 | 0 | 67.0522 | 0 | 125.484 | 461.643 | 0 | 0 | 0 | 2689.76 | 0 | 2.413 | 0 | 0 | 0 | 0 | 0 | 0 | 2692.17 | 3538.69 | 358.889 | - | - | - | - | 0 | 0 | 3230 | 0 | 0 | 0 | 0 | 0 | 0 | 0 | 0 | 3230 | Rt3 | 03
07/27/18 @ 03:55 | Rt3-w12-v03-WCChlrBase-mNE-HVAC-Proto.pd2 | Rt3-w12-v03-WCChlrBase-mNE-HVAC-Proto | Rt3-w12-v03 | California (Title 24) | Sacramento Area (CZ12) | Sacramento AP | 120000 | 182.154 | 4.8826 | 0 | 0 | 0 | 0 | 93.6659 | 67.1073 | 0 | 280.488 | 0 | 568.598 | 1196.89 | 0 | 0 | 0 | 888.423 | 0 | 84.0252 | 0 | 0 | 0 | 0 | 0 | 0 | 972.448 | 162.604 | 7.1516 | 0 | 0 | 0 | 0 | 38.0506 | 37.1436 | 0 | 67.0522 | 0 | 125.484 | 437.486 | 0 | 0 | 0 | 2736.85 | 0 | 2.5288 | 0 | 0 | 0 | 0 | 0 | 0 | 2739.38 | 3211.79 | 346.667 | - | - | - | - | 0 | 0 | 3120 | 0 | 0 | 0 | 0 | 0 | 0 | 0 | 0 | 3120 | Rt3 | 03
07/27/18 @ 03:55 | Rt3-w13-v03-WCChlrBase-mNE-HVAC-Proto.pd2 | Rt3-w13-v03-WCChlrBase-mNE-HVAC-Proto | Rt3-w13-v03 | California (Title 24) | Fresno Area (CZ13) | Fresno AP | 120000 | 223.591 | 6.1777 | 0 | 0 | 0 | 0 | 103.884 | 74.7797 | 0 | 280.488 | 0 | 568.598 | 1257.51 | 0 | 0 | 0 | 872.131 | 0 | 80.7456 | 0 | 0 | 0 | 0 | 0 | 0 | 952.877 | 177.347 | 8.6615 | 0 | 0 | 0 | 0 | 43.4745 | 38.7083 | 0 | 67.0522 | 0 | 125.484 | 460.728 | 0 | 0 | 0 | 2741.99 | 0 | 2.3066 | 0 | 0 | 0 | 0 | 0 | 0 | 2744.29 | 3436.68 | 370.333 | - | - | - | - | 0 | 0 | 3333 | 0 | 0 | 0 | 0 | 0 | 0 | 0 | 0 | 3333 | Rt3 | 03
07/27/18 @ 03:55 | Rt3-w14-v03-WCChlrBase-mNE-HVAC-Proto.pd2 | Rt3-w14-v03-WCChlrBase-mNE-HVAC-Proto | Rt3-w14-v03 | California (Title 24) | China Lake Area (CZ14) | Palmdale AP | 120000 | 220.906 | 5.6345 | 0 | 0 | 0 | 0 | 99.9335 | 82.6213 | 0 | 280.488 | 0 | 568.598 | 1258.18 | 0 | 0 | 0 | 940.757 | 0 | 82.2139 | 0 | 0 | 0 | 0 | 0 | 0 | 1022.97 | 212.96 | 18.7099 | 0 | 0 | 0 | 0 | 29.5814 | 43.584 | 0 | 67.0522 | 0 | 125.484 | 497.371 | 0 | 0 | 0 | 2697.13 | 0 | 2.4263 | 0 | 0 | 0 | 0 | 0 | 0 | 2699.56 | 4157.76 | 385.556 | - | - | - | - | 0 | 0 | 3470 | 0 | 0 | 0 | 0 | 0 | 0 | 0 | 0 | 3470 | Rt3 | 03
07/27/18 @ 03:55 | Rt3-w15-v03-WCChlrBase-mNE-HVAC-Proto.pd2 | Rt3-w15-v03-WCChlrBase-mNE-HVAC-Proto | Rt3-w15-v03 | California (Title 24) | Blythe Area (CZ15) | Palm Springs | 120000 | 394.392 | 12.2315 | 0 | 0 | 0 | 0 | 137.896 | 119.148 | 0 | 280.488 | 0 | 568.598 | 1512.75 | 0 | 0 | 0 | 127.76 | 0 | 69.0334 | 0 | 0 | 0 | 0 | 0 | 0 | 196.793 | 239.916 | 20.9434 | 0 | 0 | 0 | 0 | 53.9075 | 48.6175 | 0 | 67.0522 | 0 | 117.771 | 548.208 | 0 | 0 | 0 | 1730.35 | 0 | 3.4342 | 0 | 0 | 0 | 0 | 0 | 0 | 1733.78 | 4635.93 | 405.556 | - | - | - | - | 0 | 0 | 3650 | 0 | 0 | 0 | 0 | 0 | 0 | 0 | 0 | 3650 | Rt3 | 03
07/27/18 @ 03:55 | Rt3-w16-v03-WCChlrBase-mNE-HVAC-Proto.pd2 | Rt3-w16-v03-WCChlrBase-mNE-HVAC-Proto | Rt3-w16-v03 | California (Title 24) | Mount Shasta Area (CZ16) | Blue Canyon AP | 120000 | 90.6232 | 1.7254 | 0 | 0 | 0 | 0 | 86.7839 | 45.6795 | 0 | 280.488 | 0 | 568.598 | 1073.89 | 0 | 0 | 0 | 2545.9 | 0 | 93.4976 | 0 | 0 | 0 | 0 | 0 | 0 | 2639.4 | 115.507 | 2.7446 | 0 | 0 | 0 | 0 | 38.9598 | 25.1794 | 0 | 67.0522 | 0 | 117.771 | 367.215 | 0 | 0 | 0 | 3137.08 | 0 | 4.3836 | 0 | 0 | 0 | 0 | 0 | 0 | 3141.47 | 2265.3 | 309 | - | - | - | - | 0 | 0 | 2781 | 0 | 0 | 0 | 0 | 0 | 0 | 0 | 0 | 2781 | Rt3 | 03
07/27/18 @ 03:55 | Rt3-w01-v07-WCChlrBase-mNE-HVAC-Proto.pd2 | Rt3-w01-v07-WCChlrBase-mNE-HVAC-Proto | Rt3-w01-v07 | California (Title 24) | Arcata Area (CZ01) | Arcata | 120000 | 19.8382 | 0.20355 | 0 | 0 | 0 | 0 | 60.6217 | 14.7645 | 0 | 267.399 | 0 | 568.598 | 931.424 | 0 | 0 | 0 | 1140.91 | 0 | 93.8481 | 0 | 0 | 0 | 0 | 0 | 0 | 1234.76 | 52.7772 | 1.2096 | 0 | 0 | 0 | 0 | 23.3116 | 14.0664 | 0 | 63.9235 | 0 | 125.484 | 280.772 | 0 | 0 | 0 | 2269.31 | 0 | 2.5345 | 0 | 0 | 0 | 0 | 0 | 0 | 2271.84 | 1112.55 | 206.333 | - | - | - | - | 0 | 0 | 1857 | 0 | 0 | 0 | 0 | 0 | 0 | 0 | 0 | 1857 | Rt3 | 07
07/27/18 @ 03:56 | Rt3-w02-v07-WCChlrBase-mNE-HVAC-Proto.pd2 | Rt3-w02-v07-WCChlrBase-mNE-HVAC-Proto | Rt3-w02-v07 | California (Title 24) | Santa Rosa Area (CZ02) | Santa Rosa | 120000 | 130.11 | 3.082 | 0 | 0 | 0 | 0 | 82.9525 | 53.1791 | 0 | 267.399 | 0 | 568.598 | 1105.32 | 0 | 0 | 0 | 771.852 | 0 | 87.715 | 0 | 0 | 0 | 0 | 0 | 0 | 859.567 | 144.338 | 6.3841 | 0 | 0 | 0 | 0 | 29.6125 | 33.1161 | 0 | 63.9235 | 0 | 125.484 | 402.858 | 0 | 0 | 0 | 2494.46 | 0 | 2.6261 | 0 | 0 | 0 | 0 | 0 | 0 | 2497.08 | 2810.77 | 283.222 | - | - | - | - | 0 | 0 | 2549 | 0 | 0 | 0 | 0 | 0 | 0 | 0 | 0 | 2549 | Rt3 | 07
07/27/18 @ 03:56 | Rt3-w03-v07-WCChlrBase-mNE-HVAC-Proto.pd2 | Rt3-w03-v07-WCChlrBase-mNE-HVAC-Proto | Rt3-w03-v07 | California (Title 24) | Oakland Area (CZ03) | Oakland AP | 120000 | 72.8926 | 1.4217 | 0 | 0 | 0 | 0 | 74.6967 | 33.6736 | 0 | 267.399 | 0 | 568.598 | 1018.68 | 0 | 0 | 0 | 565.431 | 0 | 87.9616 | 0 | 0 | 0 | 0 | 0 | 0 | 653.393 | 88.6528 | 2.1875 | 0 | 0 | 0 | 0 | 28.6676 | 21.9859 | 0 | 63.9235 | 0 | 125.484 | 330.901 | 0 | 0 | 0 | 2277.27 | 0 | 3.9773 | 0 | 0 | 0 | 0 | 0 | 0 | 2281.25 | 1829.91 | 249.444 | - | - | - | - | 0 | 0 | 2245 | 0 | 0 | 0 | 0 | 0 | 0 | 0 | 0 | 2245 | Rt3 | 07
07/27/18 @ 03:56 | Rt3-w04-v07-WCChlrBase-mNE-HVAC-Proto.pd2 | Rt3-w04-v07-WCChlrBase-mNE-HVAC-Proto | Rt3-w04-v07 | California (Title 24) | Sunnyvale Area (CZ04) | San Jose | 120000 | 142.077 | 3.3877 | 0 | 0 | 0 | 0 | 87.226 | 53.5994 | 0 | 267.399 | 0 | 568.598 | 1122.28 | 0 | 0 | 0 | 493.996 | 0 | 85.4077 | 0 | 0 | 0 | 0 | 0 | 0 | 579.404 | 122.93 | 3.4612 | 0 | 0 | 0 | 0 | 29.1093 | 28.6343 | 0 | 63.9235 | 0 | 125.484 | 373.542 | 0 | 0 | 0 | 2164.18 | 0 | 3.9264 | 0 | 0 | 0 | 0 | 0 | 0 | 2168.11 | 2437.93 | 319 | - | - | - | - | 0 | 0 | 2871 | 0 | 0 | 0 | 0 | 0 | 0 | 0 | 0 | 2871 | Rt3 | 07
07/27/18 @ 03:56 | Rt3-w05-v07-WCChlrBase-mNE-HVAC-Proto.pd2 | Rt3-w05-v07-WCChlrBase-mNE-HVAC-Proto | Rt3-w05-v07 | California (Title 24) | Santa Maria Area (CZ05) | Santa Maria AP | 120000 | 68.8496 | 1.3086 | 0 | 0 | 0 | 0 | 73.7362 | 31.9192 | 0 | 267.399 | 0 | 568.598 | 1011.81 | 0 | 0 | 0 | 431.386 | 0 | 89.1939 | 0 | 0 | 0 | 0 | 0 | 0 | 520.58 | 79.4895 | 1.9997 | 0 | 0 | 0 | 0 | 22.8079 | 19.0179 | 0 | 63.9235 | 0 | 125.484 | 312.722 | 0 | 0 | 0 | 1770.09 | 0 | 2.4304 | 0 | 0 | 0 | 0 | 0 | 0 | 1772.52 | 1587.2 | 263.556 | - | - | - | - | 0 | 0 | 2372 | 0 | 0 | 0 | 0 | 0 | 0 | 0 | 0 | 2372 | Rt3 | 07
07/27/18 @ 03:56 | Rt3-w06-v07-WCChlrBase-mNE-HVAC-Proto.pd2 | Rt3-w06-v07-WCChlrBase-mNE-HVAC-Proto | Rt3-w06-v07 | California (Title 24) | Los Angeles Area (CZ06) | Torrance | 120000 | 169.214 | 4.2771 | 0 | 0 | 0 | 0 | 91.1255 | 62.7557 | 0 | 267.399 | 0 | 568.598 | 1163.37 | 0 | 0 | 0 | 182.554 | 0 | 83.0821 | 0 | 0 | 0 | 0 | 0 | 0 | 265.636 | 122.08 | 3.2888 | 0 | 0 | 0 | 0 | 33.4447 | 26.8276 | 0 | 63.9235 | 0 | 125.484 | 375.048 | 0 | 0 | 0 | 1567.05 | 0 | 3.7179 | 0 | 0 | 0 | 0 | 0 | 0 | 1570.77 | 2434.95 | 341 | - | - | - | - | 0 | 0 | 3069 | 0 | 0 | 0 | 0 | 0 | 0 | 0 | 0 | 3069 | Rt3 | 07
07/27/18 @ 03:56 | Rt3-w07-v07-WCChlrBase-mNE-HVAC-Proto.pd2 | Rt3-w07-v07-WCChlrBase-mNE-HVAC-Proto | Rt3-w07-v07 | California (Title 24) | San Diego Area (CZ07) | San Diego AP | 120000 | 157.958 | 3.8289 | 0 | 0 | 0 | 0 | 92.2516 | 59.2839 | 0 | 267.399 | 0 | 568.598 | 1149.32 | 0 | 0 | 0 | 74.6172 | 0 | 82.2747 | 0 | 0 | 0 | 0 | 0 | 0 | 156.892 | 120.201 | 3.346 | 0 | 0 | 0 | 0 | 30.2721 | 25.0136 | 0 | 63.9235 | 0 | 125.484 | 368.24 | 0 | 0 | 0 | 829.9 | 0 | 3.7168 | 0 | 0 | 0 | 0 | 0 | 0 | 833.617 | 2342.8 | 316.444 | - | - | - | - | 0 | 0 | 2848 | 0 | 0 | 0 | 0 | 0 | 0 | 0 | 0 | 2848 | Rt3 | 07
07/27/18 @ 03:56 | Rt3-w08-v07-WCChlrBase-mNE-HVAC-Proto.pd2 | Rt3-w08-v07-WCChlrBase-mNE-HVAC-Proto | Rt3-w08-v07 | California (Title 24) | El Toro Area (CZ08) | Fullerton | 120000 | 205.271 | 5.2731 | 0 | 0 | 0 | 0 | 97.5392 | 71.0591 | 0 | 267.399 | 0 | 568.598 | 1215.14 | 0 | 0 | 0 | 164.754 | 0 | 81.0607 | 0 | 0 | 0 | 0 | 0 | 0 | 245.815 | 136.851 | 5.2503 | 0 | 0 | 0 | 0 | 31.0634 | 31.6348 | 0 | 63.9235 | 0 | 125.484 | 394.207 | 0 | 0 | 0 | 1568.65 | 0 | 3.6453 | 0 | 0 | 0 | 0 | 0 | 0 | 1572.29 | 2680.87 | 361.111 | - | - | - | - | 0 | 0 | 3250 | 0 | 0 | 0 | 0 | 0 | 0 | 0 | 0 | 3250 | Rt3 | 07
07/27/18 @ 03:57 | Rt3-w09-v07-WCChlrBase-mNE-HVAC-Proto.pd2 | Rt3-w09-v07-WCChlrBase-mNE-HVAC-Proto | Rt3-w09-v07 | California (Title 24) | Pasadena Area (CZ09) | Burbank AP | 120000 | 228.346 | 6.2651 | 0 | 0 | 0 | 0 | 98.4281 | 83.7844 | 0 | 267.399 | 0 | 568.598 | 1252.82 | 0 | 0 | 0 | 272.623 | 0 | 80.9876 | 0 | 0 | 0 | 0 | 0 | 0 | 353.611 | 180.558 | 14.8108 | 0 | 0 | 0 | 0 | 31.7285 | 40.004 | 0 | 63.9235 | 0 | 125.484 | 456.509 | 0 | 0 | 0 | 1899.79 | 0 | 3.7523 | 0 | 0 | 0 | 0 | 0 | 0 | 1903.55 | 3566.13 | 405.333 | - | - | - | - | 0 | 0 | 3648 | 0 | 0 | 0 | 0 | 0 | 0 | 0 | 0 | 3648 | Rt3 | 07
07/27/18 @ 03:57 | Rt3-w10-v07-WCChlrBase-mNE-HVAC-Proto.pd2 | Rt3-w10-v07-WCChlrBase-mNE-HVAC-Proto | Rt3-w10-v07 | California (Title 24) | San Bernardino Area (CZ10) | Riverside FS 3 | 120000 | 222.416 | 5.7834 | 0 | 0 | 0 | 0 | 99.2502 | 74.0234 | 0 | 267.399 | 0 | 568.598 | 1237.47 | 0 | 0 | 0 | 282.733 | 0 | 80.6468 | 0 | 0 | 0 | 0 | 0 | 0 | 363.38 | 148.631 | 4.6007 | 0 | 0 | 0 | 0 | 38.6846 | 34.3666 | 0 | 63.9235 | 0 | 125.484 | 415.691 | 0 | 0 | 0 | 1837.43 | 0 | 3.6475 | 0 | 0 | 0 | 0 | 0 | 0 | 1841.08 | 2918.25 | 389 | - | - | - | - | 0 | 0 | 3501 | 0 | 0 | 0 | 0 | 0 | 0 | 0 | 0 | 3501 | Rt3 | 07
07/27/18 @ 03:57 | Rt3-w11-v07-WCChlrBase-mNE-HVAC-Proto.pd2 | Rt3-w11-v07-WCChlrBase-mNE-HVAC-Proto | Rt3-w11-v07 | California (Title 24) | Red Bluff Area (CZ11) | Red Bluff AP | 120000 | 213.67 | 5.7466 | 0 | 0 | 0 | 0 | 100.054 | 73.5333 | 0 | 267.399 | 0 | 568.598 | 1229 | 0 | 0 | 0 | 992.456 | 0 | 81.6674 | 0 | 0 | 0 | 0 | 0 | 0 | 1074.12 | 180.651 | 13.0259 | 0 | 0 | 0 | 0 | 34.9407 | 38.9969 | 0 | 63.9235 | 0 | 125.484 | 457.022 | 0 | 0 | 0 | 2701.27 | 0 | 2.4138 | 0 | 0 | 0 | 0 | 0 | 0 | 2703.68 | 3525.61 | 355.333 | - | - | - | - | 0 | 0 | 3198 | 0 | 0 | 0 | 0 | 0 | 0 | 0 | 0 | 3198 | Rt3 | 07
07/27/18 @ 03:57 | Rt3-w12-v07-WCChlrBase-mNE-HVAC-Proto.pd2 | Rt3-w12-v07-WCChlrBase-mNE-HVAC-Proto | Rt3-w12-v07 | California (Title 24) | Sacramento Area (CZ12) | Sacramento AP | 120000 | 180.899 | 4.8479 | 0 | 0 | 0 | 0 | 92.8249 | 65.1772 | 0 | 267.399 | 0 | 568.598 | 1179.74 | 0 | 0 | 0 | 893.703 | 0 | 84.0287 | 0 | 0 | 0 | 0 | 0 | 0 | 977.732 | 161.785 | 7.1243 | 0 | 0 | 0 | 0 | 37.7541 | 36.8126 | 0 | 63.9235 | 0 | 125.484 | 432.883 | 0 | 0 | 0 | 2756.82 | 0 | 2.5295 | 0 | 0 | 0 | 0 | 0 | 0 | 2759.35 | 3201.44 | 342.778 | - | - | - | - | 0 | 0 | 3085 | 0 | 0 | 0 | 0 | 0 | 0 | 0 | 0 | 3085 | Rt3 | 07
07/27/18 @ 03:57 | Rt3-w13-v07-WCChlrBase-mNE-HVAC-Proto.pd2 | Rt3-w13-v07-WCChlrBase-mNE-HVAC-Proto | Rt3-w13-v07 | California (Title 24) | Fresno Area (CZ13) | Fresno AP | 120000 | 222.463 | 6.1417 | 0 | 0 | 0 | 0 | 103.004 | 73.7462 | 0 | 267.399 | 0 | 568.598 | 1241.35 | 0 | 0 | 0 | 875.776 | 0 | 80.7489 | 0 | 0 | 0 | 0 | 0 | 0 | 956.525 | 176.459 | 8.6276 | 0 | 0 | 0 | 0 | 43.1762 | 38.3573 | 0 | 63.9235 | 0 | 125.484 | 456.028 | 0 | 0 | 0 | 2751.18 | 0 | 2.3073 | 0 | 0 | 0 | 0 | 0 | 0 | 2753.49 | 3423.85 | 366.556 | - | - | - | - | 0 | 0 | 3299 | 0 | 0 | 0 | 0 | 0 | 0 | 0 | 0 | 3299 | Rt3 | 07
07/27/18 @ 03:57 | Rt3-w14-v07-WCChlrBase-mNE-HVAC-Proto.pd2 | Rt3-w14-v07-WCChlrBase-mNE-HVAC-Proto | Rt3-w14-v07 | California (Title 24) | China Lake Area (CZ14) | Palmdale AP | 120000 | 220.428 | 5.607 | 0 | 0 | 0 | 0 | 99.0535 | 84.2086 | 0 | 267.399 | 0 | 568.598 | 1245.29 | 0 | 0 | 0 | 946.817 | 0 | 82.2174 | 0 | 0 | 0 | 0 | 0 | 0 | 1029.04 | 212.082 | 18.6203 | 0 | 0 | 0 | 0 | 29.3435 | 43.3358 | 0 | 63.9235 | 0 | 125.484 | 492.789 | 0 | 0 | 0 | 2708.99 | 0 | 2.4272 | 0 | 0 | 0 | 0 | 0 | 0 | 2711.41 | 4144.35 | 382 | - | - | - | - | 0 | 0 | 3438 | 0 | 0 | 0 | 0 | 0 | 0 | 0 | 0 | 3438 | Rt3 | 07
07/27/18 @ 03:57 | Rt3-w15-v07-WCChlrBase-mNE-HVAC-Proto.pd2 | Rt3-w15-v07-WCChlrBase-mNE-HVAC-Proto | Rt3-w15-v07 | California (Title 24) | Blythe Area (CZ15) | Palm Springs | 120000 | 393.08 | 12.1866 | 0 | 0 | 0 | 0 | 136.838 | 122.511 | 0 | 267.399 | 0 | 568.598 | 1500.61 | 0 | 0 | 0 | 130.141 | 0 | 69.0348 | 0 | 0 | 0 | 0 | 0 | 0 | 199.175 | 239.018 | 20.8471 | 0 | 0 | 0 | 0 | 53.5918 | 48.3767 | 0 | 63.9235 | 0 | 117.771 | 543.528 | 0 | 0 | 0 | 1796.29 | 0 | 3.4354 | 0 | 0 | 0 | 0 | 0 | 0 | 1799.72 | 4622.86 | 402 | - | - | - | - | 0 | 0 | 3618 | 0 | 0 | 0 | 0 | 0 | 0 | 0 | 0 | 3618 | Rt3 | 07
07/27/18 @ 03:58 | Rt3-w16-v07-WCChlrBase-mNE-HVAC-Proto.pd2 | Rt3-w16-v07-WCChlrBase-mNE-HVAC-Proto | Rt3-w16-v07 | California (Title 24) | Mount Shasta Area (CZ16) | Blue Canyon AP | 120000 | 89.4805 | 1.7066 | 0 | 0 | 0 | 0 | 86.1478 | 40.8759 | 0 | 267.399 | 0 | 568.598 | 1054.21 | 0 | 0 | 0 | 2557.66 | 0 | 93.5019 | 0 | 0 | 0 | 0 | 0 | 0 | 2651.16 | 114.686 | 2.7655 | 0 | 0 | 0 | 0 | 38.6297 | 24.817 | 0 | 63.9235 | 0 | 117.771 | 362.593 | 0 | 0 | 0 | 3119.02 | 0 | 4.3845 | 0 | 0 | 0 | 0 | 0 | 0 | 3123.4 | 2252.39 | 306.889 | - | - | - | - | 0 | 0 | 2762 | 0 | 0 | 0 | 0 | 0 | 0 | 0 | 0 | 2762 | Rt3 | 07
07/27/18 @ 03:58 | Rt3-w01-v11-WCChlrBase-mNE-HVAC-Proto.pd2 | Rt3-w01-v11-WCChlrBase-mNE-HVAC-Proto | Rt3-w01-v11 | California (Title 24) | Arcata Area (CZ01) | Arcata | 120000 | 20.2015 | 0.20959 | 0 | 0 | 0 | 0 | 60.2261 | 14.5145 | 0 | 267.399 | 0 | 563.419 | 925.971 | 0 | 0 | 0 | 957.413 | 0 | 93.8331 | 0 | 0 | 0 | 0 | 0 | 0 | 1051.25 | 52.6855 | 1.2055 | 0 | 0 | 0 | 0 | 23.2567 | 14.0023 | 0 | 63.9235 | 0 | 124.342 | 279.415 | 0 | 0 | 0 | 2133.13 | 0 | 2.7149 | 0 | 0 | 0 | 0 | 0 | 0 | 2135.84 | 1103.39 | 206.778 | - | - | - | - | 0 | 0 | 1861 | 0 | 0 | 0 | 0 | 0 | 0 | 0 | 0 | 1861 | Rt3 | 11
07/27/18 @ 03:58 | Rt3-w02-v11-WCChlrBase-mNE-HVAC-Proto.pd2 | Rt3-w02-v11-WCChlrBase-mNE-HVAC-Proto | Rt3-w02-v11 | California (Title 24) | Santa Rosa Area (CZ02) | Santa Rosa | 120000 | 128.915 | 3.0674 | 0 | 0 | 0 | 0 | 82.7744 | 52.1314 | 0 | 267.399 | 0 | 563.419 | 1097.71 | 0 | 0 | 0 | 754.629 | 0 | 87.7159 | 0 | 0 | 0 | 0 | 0 | 0 | 842.345 | 143.481 | 6.3395 | 0 | 0 | 0 | 0 | 29.3022 | 32.976 | 0 | 63.9235 | 0 | 124.342 | 400.364 | 0 | 0 | 0 | 2491.75 | 0 | 2.6262 | 0 | 0 | 0 | 0 | 0 | 0 | 2494.38 | 2794.49 | 281.333 | - | - | - | - | 0 | 0 | 2532 | 0 | 0 | 0 | 0 | 0 | 0 | 0 | 0 | 2532 | Rt3 | 11
07/27/18 @ 03:58 | Rt3-w03-v11-WCChlrBase-mNE-HVAC-Proto.pd2 | Rt3-w03-v11-WCChlrBase-mNE-HVAC-Proto | Rt3-w03-v11 | California (Title 24) | Oakland Area (CZ03) | Oakland AP | 120000 | 72.1972 | 1.4166 | 0 | 0 | 0 | 0 | 74.5597 | 33.0118 | 0 | 267.399 | 0 | 563.419 | 1012 | 0 | 0 | 0 | 542.476 | 0 | 87.9626 | 0 | 0 | 0 | 0 | 0 | 0 | 630.439 | 88.091 | 2.1746 | 0 | 0 | 0 | 0 | 28.429 | 21.8311 | 0 | 63.9235 | 0 | 124.342 | 328.791 | 0 | 0 | 0 | 2195.32 | 0 | 3.9775 | 0 | 0 | 0 | 0 | 0 | 0 | 2199.3 | 1819.67 | 247.889 | - | - | - | - | 0 | 0 | 2231 | 0 | 0 | 0 | 0 | 0 | 0 | 0 | 0 | 2231 | Rt3 | 11
07/27/18 @ 03:58 | Rt3-w04-v11-WCChlrBase-mNE-HVAC-Proto.pd2 | Rt3-w04-v11-WCChlrBase-mNE-HVAC-Proto | Rt3-w04-v11 | California (Title 24) | Sunnyvale Area (CZ04) | San Jose | 120000 | 140.911 | 3.371 | 0 | 0 | 0 | 0 | 87.0421 | 52.66 | 0 | 267.399 | 0 | 563.419 | 1114.8 | 0 | 0 | 0 | 472.167 | 0 | 85.4086 | 0 | 0 | 0 | 0 | 0 | 0 | 557.576 | 122.072 | 3.4367 | 0 | 0 | 0 | 0 | 28.8001 | 28.2931 | 0 | 63.9235 | 0 | 124.342 | 370.867 | 0 | 0 | 0 | 2084.26 | 0 | 3.9266 | 0 | 0 | 0 | 0 | 0 | 0 | 2088.19 | 2421.17 | 316.889 | - | - | - | - | 0 | 0 | 2852 | 0 | 0 | 0 | 0 | 0 | 0 | 0 | 0 | 2852 | Rt3 | 11
07/27/18 @ 03:58 | Rt3-w05-v11-WCChlrBase-mNE-HVAC-Proto.pd2 | Rt3-w05-v11-WCChlrBase-mNE-HVAC-Proto | Rt3-w05-v11 | California (Title 24) | Santa Maria Area (CZ05) | Santa Maria AP | 120000 | 68.4565 | 1.3016 | 0 | 0 | 0 | 0 | 73.4384 | 31.7248 | 0 | 267.399 | 0 | 563.419 | 1005.74 | 0 | 0 | 0 | 434.017 | 0 | 89.195 | 0 | 0 | 0 | 0 | 0 | 0 | 523.212 | 79.1926 | 1.9928 | 0 | 0 | 0 | 0 | 22.734 | 18.9614 | 0 | 63.9235 | 0 | 124.342 | 311.146 | 0 | 0 | 0 | 1770.04 | 0 | 2.4307 | 0 | 0 | 0 | 0 | 0 | 0 | 1772.47 | 1581.65 | 262.111 | - | - | - | - | 0 | 0 | 2359 | 0 | 0 | 0 | 0 | 0 | 0 | 0 | 0 | 2359 | Rt3 | 11
07/27/18 @ 03:59 | Rt3-w06-v11-WCChlrBase-mNE-HVAC-Proto.pd2 | Rt3-w06-v11-WCChlrBase-mNE-HVAC-Proto | Rt3-w06-v11 | California (Title 24) | Los Angeles Area (CZ06) | Torrance | 120000 | 168.507 | 4.2604 | 0 | 0 | 0 | 0 | 90.8084 | 62.4808 | 0 | 267.399 | 0 | 563.419 | 1156.88 | 0 | 0 | 0 | 180.475 | 0 | 83.0828 | 0 | 0 | 0 | 0 | 0 | 0 | 263.558 | 121.652 | 3.2787 | 0 | 0 | 0 | 0 | 33.2866 | 26.7828 | 0 | 63.9235 | 0 | 124.342 | 373.265 | 0 | 0 | 0 | 1564.38 | 0 | 3.7181 | 0 | 0 | 0 | 0 | 0 | 0 | 1568.1 | 2427.27 | 339.333 | - | - | - | - | 0 | 0 | 3054 | 0 | 0 | 0 | 0 | 0 | 0 | 0 | 0 | 3054 | Rt3 | 11
07/27/18 @ 03:59 | Rt3-w07-v11-WCChlrBase-mNE-HVAC-Proto.pd2 | Rt3-w07-v11-WCChlrBase-mNE-HVAC-Proto | Rt3-w07-v11 | California (Title 24) | San Diego Area (CZ07) | San Diego AP | 120000 | 157.092 | 3.8136 | 0 | 0 | 0 | 0 | 92.0658 | 58.6939 | 0 | 267.399 | 0 | 563.419 | 1142.48 | 0 | 0 | 0 | 67.6904 | 0 | 82.2754 | 0 | 0 | 0 | 0 | 0 | 0 | 149.966 | 119.549 | 3.3299 | 0 | 0 | 0 | 0 | 30.0422 | 24.9391 | 0 | 63.9235 | 0 | 124.342 | 366.126 | 0 | 0 | 0 | 803.408 | 0 | 2.2959 | 0 | 0 | 0 | 0 | 0 | 0 | 805.704 | 2331.77 | 314.444 | - | - | - | - | 0 | 0 | 2830 | 0 | 0 | 0 | 0 | 0 | 0 | 0 | 0 | 2830 | Rt3 | 11
07/27/18 @ 03:59 | Rt3-w08-v11-WCChlrBase-mNE-HVAC-Proto.pd2 | Rt3-w08-v11-WCChlrBase-mNE-HVAC-Proto | Rt3-w08-v11 | California (Title 24) | El Toro Area (CZ08) | Fullerton | 120000 | 203.606 | 5.2469 | 0 | 0 | 0 | 0 | 97.3047 | 70.0597 | 0 | 267.399 | 0 | 563.419 | 1207.04 | 0 | 0 | 0 | 152.283 | 0 | 81.0613 | 0 | 0 | 0 | 0 | 0 | 0 | 233.344 | 136.063 | 5.2134 | 0 | 0 | 0 | 0 | 30.7744 | 31.4973 | 0 | 63.9235 | 0 | 124.342 | 391.813 | 0 | 0 | 0 | 1541.98 | 0 | 3.6455 | 0 | 0 | 0 | 0 | 0 | 0 | 1545.63 | 2664.41 | 358.667 | - | - | - | - | 0 | 0 | 3228 | 0 | 0 | 0 | 0 | 0 | 0 | 0 | 0 | 3228 | Rt3 | 11
07/27/18 @ 03:59 | Rt3-w09-v11-WCChlrBase-mNE-HVAC-Proto.pd2 | Rt3-w09-v11-WCChlrBase-mNE-HVAC-Proto | Rt3-w09-v11 | California (Title 24) | Pasadena Area (CZ09) | Burbank AP | 120000 | 226.134 | 6.2284 | 0 | 0 | 0 | 0 | 98.261 | 81.8224 | 0 | 267.399 | 0 | 563.419 | 1243.26 | 0 | 0 | 0 | 242.277 | 0 | 80.9884 | 0 | 0 | 0 | 0 | 0 | 0 | 323.265 | 179.069 | 14.6884 | 0 | 0 | 0 | 0 | 31.2191 | 39.7804 | 0 | 63.9235 | 0 | 124.342 | 453.022 | 0 | 0 | 0 | 1801.36 | 0 | 3.7524 | 0 | 0 | 0 | 0 | 0 | 0 | 1805.11 | 3539.77 | 402.222 | - | - | - | - | 0 | 0 | 3620 | 0 | 0 | 0 | 0 | 0 | 0 | 0 | 0 | 3620 | Rt3 | 11
07/27/18 @ 03:59 | Rt3-w10-v11-WCChlrBase-mNE-HVAC-Proto.pd2 | Rt3-w10-v11-WCChlrBase-mNE-HVAC-Proto | Rt3-w10-v11 | California (Title 24) | San Bernardino Area (CZ10) | Riverside FS 3 | 120000 | 220.985 | 5.7563 | 0 | 0 | 0 | 0 | 99.0022 | 73.1162 | 0 | 267.399 | 0 | 563.419 | 1229.68 | 0 | 0 | 0 | 266.446 | 0 | 80.6476 | 0 | 0 | 0 | 0 | 0 | 0 | 347.093 | 147.609 | 4.5568 | 0 | 0 | 0 | 0 | 38.2313 | 34.2319 | 0 | 63.9235 | 0 | 124.342 | 412.895 | 0 | 0 | 0 | 1787.06 | 0 | 2.2661 | 0 | 0 | 0 | 0 | 0 | 0 | 1789.33 | 2901.36 | 386.556 | - | - | - | - | 0 | 0 | 3479 | 0 | 0 | 0 | 0 | 0 | 0 | 0 | 0 | 3479 | Rt3 | 11
07/27/18 @ 03:59 | Rt3-w11-v11-WCChlrBase-mNE-HVAC-Proto.pd2 | Rt3-w11-v11-WCChlrBase-mNE-HVAC-Proto | Rt3-w11-v11 | California (Title 24) | Red Bluff Area (CZ11) | Red Bluff AP | 120000 | 204.169 | 5.4783 | 0 | 0 | 0 | 0 | 96.363 | 69.8464 | 0 | 267.399 | 0 | 563.419 | 1206.68 | 0 | 0 | 0 | 574.151 | 0 | 81.6508 | 0 | 0 | 0 | 0 | 0 | 0 | 655.802 | 171.693 | 12.5333 | 0 | 0 | 0 | 0 | 32.0207 | 37.1661 | 0 | 63.9235 | 0 | 124.342 | 441.678 | 0 | 0 | 0 | 2113.69 | 0 | 2.5705 | 0 | 0 | 0 | 0 | 0 | 0 | 2116.26 | 3371.15 | 345.667 | - | - | - | - | 0 | 0 | 3111 | 0 | 0 | 0 | 0 | 0 | 0 | 0 | 0 | 3111 | Rt3 | 11
07/27/18 @ 03:59 | Rt3-w12-v11-WCChlrBase-mNE-HVAC-Proto.pd2 | Rt3-w12-v11-WCChlrBase-mNE-HVAC-Proto | Rt3-w12-v11 | California (Title 24) | Sacramento Area (CZ12) | Sacramento AP | 120000 | 177.908 | 4.7669 | 0 | 0 | 0 | 0 | 91.8936 | 63.1925 | 0 | 267.399 | 0 | 563.419 | 1168.58 | 0 | 0 | 0 | 753.16 | 0 | 84.0234 | 0 | 0 | 0 | 0 | 0 | 0 | 837.183 | 157.559 | 6.9611 | 0 | 0 | 0 | 0 | 36.1646 | 35.8974 | 0 | 63.9235 | 0 | 124.342 | 424.848 | 0 | 0 | 0 | 2602.88 | 0 | 2.5249 | 0 | 0 | 0 | 0 | 0 | 0 | 2605.41 | 3121.93 | 338.778 | - | - | - | - | 0 | 0 | 3049 | 0 | 0 | 0 | 0 | 0 | 0 | 0 | 0 | 3049 | Rt3 | 11
07/27/18 @ 04:00 | Rt3-w13-v11-WCChlrBase-mNE-HVAC-Proto.pd2 | Rt3-w13-v11-WCChlrBase-mNE-HVAC-Proto | Rt3-w13-v11 | California (Title 24) | Fresno Area (CZ13) | Fresno AP | 120000 | 213.504 | 5.8902 | 0 | 0 | 0 | 0 | 99.881 | 69.6576 | 0 | 267.399 | 0 | 563.419 | 1219.75 | 0 | 0 | 0 | 603.996 | 0 | 80.74 | 0 | 0 | 0 | 0 | 0 | 0 | 684.736 | 167.483 | 8.2488 | 0 | 0 | 0 | 0 | 39.4487 | 36.5139 | 0 | 63.9235 | 0 | 124.342 | 439.959 | 0 | 0 | 0 | 2346.27 | 0 | 2.2972 | 0 | 0 | 0 | 0 | 0 | 0 | 2348.57 | 3264.19 | 357.889 | - | - | - | - | 0 | 0 | 3221 | 0 | 0 | 0 | 0 | 0 | 0 | 0 | 0 | 3221 | Rt3 | 11
07/27/18 @ 04:00 | Rt3-w14-v11-WCChlrBase-mNE-HVAC-Proto.pd2 | Rt3-w14-v11-WCChlrBase-mNE-HVAC-Proto | Rt3-w14-v11 | California (Title 24) | China Lake Area (CZ14) | Palmdale AP | 120000 | 211.821 | 5.3861 | 0 | 0 | 0 | 0 | 95.681 | 79.3943 | 0 | 267.399 | 0 | 563.419 | 1223.1 | 0 | 0 | 0 | 560.18 | 0 | 82.1987 | 0 | 0 | 0 | 0 | 0 | 0 | 642.378 | 205.611 | 18.0452 | 0 | 0 | 0 | 0 | 28.5623 | 41.7636 | 0 | 63.9235 | 0 | 124.342 | 482.247 | 0 | 0 | 0 | 2514.39 | 0 | 2.2094 | 0 | 0 | 0 | 0 | 0 | 0 | 2516.6 | 4019.99 | 367 | - | - | - | - | 0 | 0 | 3303 | 0 | 0 | 0 | 0 | 0 | 0 | 0 | 0 | 3303 | Rt3 | 11
07/27/18 @ 04:00 | Rt3-w15-v11-WCChlrBase-mNE-HVAC-Proto.pd2 | Rt3-w15-v11-WCChlrBase-mNE-HVAC-Proto | Rt3-w15-v11 | California (Title 24) | Blythe Area (CZ15) | Palm Springs | 120000 | 371.917 | 11.488 | 0 | 0 | 0 | 0 | 128.243 | 118.683 | 0 | 267.399 | 0 | 563.419 | 1461.15 | 0 | 0 | 0 | 48.4546 | 0 | 69.0443 | 0 | 0 | 0 | 0 | 0 | 0 | 117.499 | 223.867 | 19.6747 | 0 | 0 | 0 | 0 | 47.2858 | 46.2049 | 0 | 63.9235 | 0 | 116.7 | 517.656 | 0 | 0 | 0 | 1090.02 | 0 | 3.4263 | 0 | 0 | 0 | 0 | 0 | 0 | 1093.44 | 4361.52 | 387.111 | - | - | - | - | 0 | 0 | 3484 | 0 | 0 | 0 | 0 | 0 | 0 | 0 | 0 | 3484 | Rt3 | 11
07/27/18 @ 04:00 | Rt3-w16-v11-WCChlrBase-mNE-HVAC-Proto.pd2 | Rt3-w16-v11-WCChlrBase-mNE-HVAC-Proto | Rt3-w16-v11 | California (Title 24) | Mount Shasta Area (CZ16) | Blue Canyon AP | 120000 | 83.6459 | 1.6254 | 0 | 0 | 0 | 0 | 81.5668 | 35.9305 | 0 | 267.399 | 0 | 563.419 | 1033.59 | 0 | 0 | 0 | 1643.54 | 0 | 93.4601 | 0 | 0 | 0 | 0 | 0 | 0 | 1737 | 103.347 | 2.4916 | 0 | 0 | 0 | 0 | 34.6386 | 24.0507 | 0 | 63.9235 | 0 | 116.7 | 345.152 | 0 | 0 | 0 | 2847.29 | 0 | 4.3551 | 0 | 0 | 0 | 0 | 0 | 0 | 2851.65 | 2066.82 | 298 | - | - | - | - | 0 | 0 | 2682 | 0 | 0 | 0 | 0 | 0 | 0 | 0 | 0 | 2682 | Rt3 | 11
07/27/18 @ 04:00 | Rt3-w01-v14-WCChlrBase-mNE-HVAC-Proto.pd2 | Rt3-w01-v14-WCChlrBase-mNE-HVAC-Proto | Rt3-w01-v14 | California (Title 24) | Arcata Area (CZ01) | Arcata | 120000 | 17.0471 | 0.17416 | 0 | 0 | 0 | 0 | 54.2842 | 12.6785 | 0 | 267.399 | 0 | 462.576 | 814.157 | 0 | 0 | 0 | 1130.08 | 0 | 93.872 | 0 | 0 | 0 | 0 | 0 | 0 | 1223.95 | 46.533 | 1.0703 | 0 | 0 | 0 | 0 | 20.7892 | 12.123 | 0 | 63.9235 | 0 | 102.086 | 246.525 | 0 | 0 | 0 | 2134 | 0 | 2.5333 | 0 | 0 | 0 | 0 | 0 | 0 | 2136.53 | 990.396 | 181.111 | - | - | - | - | 0 | 0 | 1630 | 0 | 0 | 0 | 0 | 0 | 0 | 0 | 0 | 1630 | Rt3 | 14
07/27/18 @ 04:00 | Rt3-w02-v14-WCChlrBase-mNE-HVAC-Proto.pd2 | Rt3-w02-v14-WCChlrBase-mNE-HVAC-Proto | Rt3-w02-v14 | California (Title 24) | Santa Rosa Area (CZ02) | Santa Rosa | 120000 | 120.189 | 2.8322 | 0 | 0 | 0 | 0 | 74.6631 | 50.407 | 0 | 267.399 | 0 | 462.576 | 978.064 | 0 | 0 | 0 | 836.671 | 0 | 87.742 | 0 | 0 | 0 | 0 | 0 | 0 | 924.413 | 137.246 | 6.1193 | 0 | 0 | 0 | 0 | 26.6464 | 31.4262 | 0 | 63.9235 | 0 | 102.086 | 367.447 | 0 | 0 | 0 | 2424.72 | 0 | 4.0113 | 0 | 0 | 0 | 0 | 0 | 0 | 2428.73 | 2685.11 | 251.222 | - | - | - | - | 0 | 0 | 2261 | 0 | 0 | 0 | 0 | 0 | 0 | 0 | 0 | 2261 | Rt3 | 14
07/27/18 @ 04:00 | Rt3-w03-v14-WCChlrBase-mNE-HVAC-Proto.pd2 | Rt3-w03-v14-WCChlrBase-mNE-HVAC-Proto | Rt3-w03-v14 | California (Title 24) | Oakland Area (CZ03) | Oakland AP | 120000 | 64.7662 | 1.2471 | 0 | 0 | 0 | 0 | 66.3544 | 30.0286 | 0 | 267.399 | 0 | 462.576 | 892.369 | 0 | 0 | 0 | 625.534 | 0 | 87.9884 | 0 | 0 | 0 | 0 | 0 | 0 | 713.522 | 82.1524 | 2.0303 | 0 | 0 | 0 | 0 | 25.2479 | 20.0994 | 0 | 63.9235 | 0 | 102.086 | 295.54 | 0 | 0 | 0 | 2235.47 | 0 | 3.9814 | 0 | 0 | 0 | 0 | 0 | 0 | 2239.45 | 1698.38 | 218.667 | - | - | - | - | 0 | 0 | 1968 | 0 | 0 | 0 | 0 | 0 | 0 | 0 | 0 | 1968 | Rt3 | 14
07/27/18 @ 04:01 | Rt3-w04-v14-WCChlrBase-mNE-HVAC-Proto.pd2 | Rt3-w04-v14-WCChlrBase-mNE-HVAC-Proto | Rt3-w04-v14 | California (Title 24) | Sunnyvale Area (CZ04) | San Jose | 120000 | 128.937 | 3.0558 | 0 | 0 | 0 | 0 | 77.9978 | 50.0946 | 0 | 267.399 | 0 | 462.576 | 990.058 | 0 | 0 | 0 | 534.874 | 0 | 85.4312 | 0 | 0 | 0 | 0 | 0 | 0 | 620.305 | 115.66 | 3.2704 | 0 | 0 | 0 | 0 | 25.6947 | 27.5464 | 0 | 63.9235 | 0 | 102.086 | 338.181 | 0 | 0 | 0 | 2133.35 | 0 | 3.931 | 0 | 0 | 0 | 0 | 0 | 0 | 2137.28 | 2303.31 | 285.556 | - | - | - | - | 0 | 0 | 2570 | 0 | 0 | 0 | 0 | 0 | 0 | 0 | 0 | 2570 | Rt3 | 14
07/27/18 @ 04:01 | Rt3-w05-v14-WCChlrBase-mNE-HVAC-Proto.pd2 | Rt3-w05-v14-WCChlrBase-mNE-HVAC-Proto | Rt3-w05-v14 | California (Title 24) | Santa Maria Area (CZ05) | Santa Maria AP | 120000 | 60.8519 | 1.128 | 0 | 0 | 0 | 0 | 64.8311 | 28.8112 | 0 | 267.399 | 0 | 462.576 | 885.595 | 0 | 0 | 0 | 516.45 | 0 | 89.221 | 0 | 0 | 0 | 0 | 0 | 0 | 605.671 | 72.0248 | 1.8243 | 0 | 0 | 0 | 0 | 20.5066 | 17.2083 | 0 | 63.9235 | 0 | 102.086 | 277.574 | 0 | 0 | 0 | 1830.57 | 0 | 2.4358 | 0 | 0 | 0 | 0 | 0 | 0 | 1833.01 | 1447.2 | 232 | - | - | - | - | 0 | 0 | 2088 | 0 | 0 | 0 | 0 | 0 | 0 | 0 | 0 | 2088 | Rt3 | 14
07/27/18 @ 04:01 | Rt3-w06-v14-WCChlrBase-mNE-HVAC-Proto.pd2 | Rt3-w06-v14-WCChlrBase-mNE-HVAC-Proto | Rt3-w06-v14 | California (Title 24) | Los Angeles Area (CZ06) | Torrance | 120000 | 154.656 | 3.8818 | 0 | 0 | 0 | 0 | 80.9018 | 59.5737 | 0 | 267.399 | 0 | 462.576 | 1028.99 | 0 | 0 | 0 | 218.256 | 0 | 83.1013 | 0 | 0 | 0 | 0 | 0 | 0 | 301.358 | 117.734 | 3.9227 | 0 | 0 | 0 | 0 | 26.0672 | 26.6627 | 0 | 63.9235 | 0 | 102.086 | 340.396 | 0 | 0 | 0 | 1631.82 | 0 | 3.7231 | 0 | 0 | 0 | 0 | 0 | 0 | 1635.55 | 2309.2 | 305.111 | - | - | - | - | 0 | 0 | 2746 | 0 | 0 | 0 | 0 | 0 | 0 | 0 | 0 | 2746 | Rt3 | 14
07/27/18 @ 04:01 | Rt3-w07-v14-WCChlrBase-mNE-HVAC-Proto.pd2 | Rt3-w07-v14-WCChlrBase-mNE-HVAC-Proto | Rt3-w07-v14 | California (Title 24) | San Diego Area (CZ07) | San Diego AP | 120000 | 143.562 | 3.4613 | 0 | 0 | 0 | 0 | 81.889 | 55.1143 | 0 | 267.399 | 0 | 462.576 | 1014 | 0 | 0 | 0 | 83.0311 | 0 | 82.2922 | 0 | 0 | 0 | 0 | 0 | 0 | 165.323 | 113.183 | 3.1574 | 0 | 0 | 0 | 0 | 26.9014 | 23.6473 | 0 | 63.9235 | 0 | 102.086 | 332.899 | 0 | 0 | 0 | 825.41 | 0 | 2.2999 | 0 | 0 | 0 | 0 | 0 | 0 | 827.71 | 2210.76 | 282.556 | - | - | - | - | 0 | 0 | 2543 | 0 | 0 | 0 | 0 | 0 | 0 | 0 | 0 | 2543 | Rt3 | 14
07/27/18 @ 04:01 | Rt3-w08-v14-WCChlrBase-mNE-HVAC-Proto.pd2 | Rt3-w08-v14-WCChlrBase-mNE-HVAC-Proto | Rt3-w08-v14 | California (Title 24) | El Toro Area (CZ08) | Fullerton | 120000 | 188.531 | 4.8363 | 0 | 0 | 0 | 0 | 87.3649 | 66.8007 | 0 | 267.399 | 0 | 462.576 | 1077.51 | 0 | 0 | 0 | 181.706 | 0 | 81.0782 | 0 | 0 | 0 | 0 | 0 | 0 | 262.784 | 129.335 | 4.9882 | 0 | 0 | 0 | 0 | 27.8687 | 30.1216 | 0 | 63.9235 | 0 | 102.086 | 358.324 | 0 | 0 | 0 | 1594.42 | 0 | 3.6501 | 0 | 0 | 0 | 0 | 0 | 0 | 1598.07 | 2546.2 | 326.333 | - | - | - | - | 0 | 0 | 2937 | 0 | 0 | 0 | 0 | 0 | 0 | 0 | 0 | 2937 | Rt3 | 14
07/27/18 @ 04:01 | Rt3-w09-v14-WCChlrBase-mNE-HVAC-Proto.pd2 | Rt3-w09-v14-WCChlrBase-mNE-HVAC-Proto | Rt3-w09-v14 | California (Title 24) | Pasadena Area (CZ09) | Burbank AP | 120000 | 211.988 | 5.8027 | 0 | 0 | 0 | 0 | 88.4337 | 78.7269 | 0 | 267.399 | 0 | 462.576 | 1114.92 | 0 | 0 | 0 | 284.628 | 0 | 81.0071 | 0 | 0 | 0 | 0 | 0 | 0 | 365.636 | 172.292 | 14.1659 | 0 | 0 | 0 | 0 | 28.1894 | 37.8079 | 0 | 63.9235 | 0 | 102.086 | 418.465 | 0 | 0 | 0 | 1847.11 | 0 | 3.7566 | 0 | 0 | 0 | 0 | 0 | 0 | 1850.87 | 3409.22 | 362.333 | - | - | - | - | 0 | 0 | 3261 | 0 | 0 | 0 | 0 | 0 | 0 | 0 | 0 | 3261 | Rt3 | 14
07/27/18 @ 04:01 | Rt3-w10-v14-WCChlrBase-mNE-HVAC-Proto.pd2 | Rt3-w10-v14-WCChlrBase-mNE-HVAC-Proto | Rt3-w10-v14 | California (Title 24) | San Bernardino Area (CZ10) | Riverside FS 3 | 120000 | 206.262 | 5.3653 | 0 | 0 | 0 | 0 | 89.6552 | 69.8052 | 0 | 267.399 | 0 | 462.576 | 1101.06 | 0 | 0 | 0 | 317.516 | 0 | 80.6676 | 0 | 0 | 0 | 0 | 0 | 0 | 398.184 | 141.395 | 4.3797 | 0 | 0 | 0 | 0 | 34.8986 | 32.8307 | 0 | 63.9235 | 0 | 102.086 | 379.514 | 0 | 0 | 0 | 1896.6 | 0 | 3.6534 | 0 | 0 | 0 | 0 | 0 | 0 | 1900.25 | 2791.51 | 354.222 | - | - | - | - | 0 | 0 | 3188 | 0 | 0 | 0 | 0 | 0 | 0 | 0 | 0 | 3188 | Rt3 | 14
07/27/18 @ 04:02 | Rt3-w11-v14-WCChlrBase-mNE-HVAC-Proto.pd2 | Rt3-w11-v14-WCChlrBase-mNE-HVAC-Proto | Rt3-w11-v14 | California (Title 24) | Red Bluff Area (CZ11) | Red Bluff AP | 120000 | 192.544 | 5.1647 | 0 | 0 | 0 | 0 | 87.2812 | 66.5875 | 0 | 267.399 | 0 | 462.576 | 1081.55 | 0 | 0 | 0 | 647.78 | 0 | 81.6741 | 0 | 0 | 0 | 0 | 0 | 0 | 729.454 | 164.963 | 12.1477 | 0 | 0 | 0 | 0 | 29.023 | 35.1955 | 0 | 63.9235 | 0 | 102.086 | 407.339 | 0 | 0 | 0 | 2182.07 | 0 | 2.5751 | 0 | 0 | 0 | 0 | 0 | 0 | 2184.64 | 3254.49 | 315.111 | - | - | - | - | 0 | 0 | 2836 | 0 | 0 | 0 | 0 | 0 | 0 | 0 | 0 | 2836 | Rt3 | 14
07/27/18 @ 04:02 | Rt3-w12-v14-WCChlrBase-mNE-HVAC-Proto.pd2 | Rt3-w12-v14-WCChlrBase-mNE-HVAC-Proto | Rt3-w12-v14 | California (Title 24) | Sacramento Area (CZ12) | Sacramento AP | 120000 | 166.408 | 4.4316 | 0 | 0 | 0 | 0 | 83.4888 | 60.8555 | 0 | 267.399 | 0 | 462.576 | 1045.16 | 0 | 0 | 0 | 833.793 | 0 | 84.0471 | 0 | 0 | 0 | 0 | 0 | 0 | 917.84 | 151.115 | 6.6303 | 0 | 0 | 0 | 0 | 32.9293 | 34.3033 | 0 | 63.9235 | 0 | 102.086 | 390.987 | 0 | 0 | 0 | 2574.26 | 0 | 2.5284 | 0 | 0 | 0 | 0 | 0 | 0 | 2576.79 | 3009.73 | 304.778 | - | - | - | - | 0 | 0 | 2743 | 0 | 0 | 0 | 0 | 0 | 0 | 0 | 0 | 2743 | Rt3 | 14
07/27/18 @ 04:02 | Rt3-w13-v14-WCChlrBase-mNE-HVAC-Proto.pd2 | Rt3-w13-v14-WCChlrBase-mNE-HVAC-Proto | Rt3-w13-v14 | California (Title 24) | Fresno Area (CZ13) | Fresno AP | 120000 | 201.763 | 5.5658 | 0 | 0 | 0 | 0 | 90.7723 | 66.5225 | 0 | 267.399 | 0 | 462.576 | 1094.6 | 0 | 0 | 0 | 674.328 | 0 | 80.7625 | 0 | 0 | 0 | 0 | 0 | 0 | 755.091 | 160.961 | 7.9972 | 0 | 0 | 0 | 0 | 36.067 | 34.5778 | 0 | 63.9235 | 0 | 102.086 | 405.613 | 0 | 0 | 0 | 2397.73 | 0 | 2.3007 | 0 | 0 | 0 | 0 | 0 | 0 | 2400.03 | 3150.06 | 327.222 | - | - | - | - | 0 | 0 | 2945 | 0 | 0 | 0 | 0 | 0 | 0 | 0 | 0 | 2945 | Rt3 | 14
07/27/18 @ 04:02 | Rt3-w14-v14-WCChlrBase-mNE-HVAC-Proto.pd2 | Rt3-w14-v14-WCChlrBase-mNE-HVAC-Proto | Rt3-w14-v14 | California (Title 24) | China Lake Area (CZ14) | Palmdale AP | 120000 | 201.366 | 5.0789 | 0 | 0 | 0 | 0 | 86.693 | 75.3807 | 0 | 267.399 | 0 | 462.576 | 1098.49 | 0 | 0 | 0 | 631.462 | 0 | 82.2219 | 0 | 0 | 0 | 0 | 0 | 0 | 713.684 | 198.968 | 17.4337 | 0 | 0 | 0 | 0 | 26.2194 | 38.8099 | 0 | 63.9235 | 0 | 102.086 | 447.44 | 0 | 0 | 0 | 2457.62 | 0 | 3.9476 | 0 | 0 | 0 | 0 | 0 | 0 | 2461.57 | 3896.06 | 336.222 | - | - | - | - | 0 | 0 | 3026 | 0 | 0 | 0 | 0 | 0 | 0 | 0 | 0 | 3026 | Rt3 | 14
07/27/18 @ 04:02 | Rt3-w15-v14-WCChlrBase-mNE-HVAC-Proto.pd2 | Rt3-w15-v14-WCChlrBase-mNE-HVAC-Proto | Rt3-w15-v14 | California (Title 24) | Blythe Area (CZ15) | Palm Springs | 120000 | 354.732 | 10.9584 | 0 | 0 | 0 | 0 | 116.471 | 113.818 | 0 | 267.399 | 0 | 462.576 | 1325.95 | 0 | 0 | 0 | 62.664 | 0 | 69.0593 | 0 | 0 | 0 | 0 | 0 | 0 | 131.723 | 217.53 | 19.1475 | 0 | 0 | 0 | 0 | 43.8077 | 44.1899 | 0 | 63.9235 | 0 | 95.8113 | 484.409 | 0 | 0 | 0 | 1278.38 | 0 | 3.4308 | 0 | 0 | 0 | 0 | 0 | 0 | 1281.81 | 4247.95 | 355.333 | - | - | - | - | 0 | 0 | 3198 | 0 | 0 | 0 | 0 | 0 | 0 | 0 | 0 | 3198 | Rt3 | 14
07/27/18 @ 04:02 | Rt3-w16-v14-WCChlrBase-mNE-HVAC-Proto.pd2 | Rt3-w16-v14-WCChlrBase-mNE-HVAC-Proto | Rt3-w16-v14 | California (Title 24) | Mount Shasta Area (CZ16) | Blue Canyon AP | 120000 | 77.2854 | 1.4765 | 0 | 0 | 0 | 0 | 73.8485 | 34.0189 | 0 | 267.399 | 0 | 462.576 | 916.602 | 0 | 0 | 0 | 1756.54 | 0 | 93.4883 | 0 | 0 | 0 | 0 | 0 | 0 | 1850.03 | 97.4242 | 2.3496 | 0 | 0 | 0 | 0 | 31.2049 | 22.2779 | 0 | 63.9235 | 0 | 95.8113 | 312.991 | 0 | 0 | 0 | 2699.01 | 0 | 4.3606 | 0 | 0 | 0 | 0 | 0 | 0 | 2703.37 | 1948.64 | 267.667 | - | - | - | - | 0 | 0 | 2409 | 0 | 0 | 0 | 0 | 0 | 0 | 0 | 0 | 2409 | Rt3 | 14
07/27/18 @ 04:03 | EUn-w01-v96-WCChlrBase-mNE-HVAC-Proto.pd2 | EUn-w01-v96-WCChlrBase-mNE-HVAC-Proto | EUn-w01-v96 | California (Title 24) | Arcata Area (CZ01) | Arcata | 999839 | 659.124 | 8.1253 | 0 | 0 | 0 | 0 | 1797.17 | 841.077 | 0 | 5075.05 | 0 | 3182.41 | 11563 | 0 | 0 | 0 | 14178.3 | 0 | 6889.3 | 0 | 0 | 0 | 100.114 | 0 | 0 | 21167.8 | 959.346 | 55.9184 | 0 | 0 | 0 | 0 | 461.416 | 214.008 | 0 | 1363.75 | 0 | 948.949 | 4003.39 | 0 | 0 | 0 | 13461.3 | 0 | 714.205 | 0 | 0 | 0 | 20.5145 | 0 | 0 | 14196.1 | 19109.1 | 2981.56 | - | - | - | - | 0 | 0 | 26834 | 0 | 0 | 0 | 0 | 0 | 0 | 0 | 0 | 26834 | EUn | 96
07/27/18 @ 04:03 | EUn-w02-v96-WCChlrBase-mNE-HVAC-Proto.pd2 | EUn-w02-v96-WCChlrBase-mNE-HVAC-Proto | EUn-w02-v96 | California (Title 24) | Santa Rosa Area (CZ02) | Santa Rosa | 999839 | 1809.95 | 87.0885 | 0 | 0 | 0 | 0 | 1945.51 | 1228.51 | 0 | 5075.05 | 0 | 3182.41 | 13328.5 | 0 | 0 | 0 | 10607.6 | 0 | 6383.72 | 0 | 0 | 0 | 100.114 | 0 | 0 | 17091.4 | 1751.97 | 134.451 | 0 | 0 | 0 | 0 | 500.702 | 356.638 | 0 | 1363.75 | 0 | 948.949 | 5056.46 | 0 | 0 | 0 | 15617 | 0 | 673.404 | 0 | 0 | 0 | 20.5145 | 0 | 0 | 16310.9 | 33486.3 | 2846.22 | - | - | - | - | 0 | 0 | 25616 | 0 | 0 | 0 | 0 | 0 | 0 | 0 | 0 | 25616 | EUn | 96
07/27/18 @ 04:03 | EUn-w03-v96-WCChlrBase-mNE-HVAC-Proto.pd2 | EUn-w03-v96-WCChlrBase-mNE-HVAC-Proto | EUn-w03-v96 | California (Title 24) | Oakland Area (CZ03) | Oakland AP | 999839 | 1268.8 | 48.5291 | 0 | 0 | 0 | 0 | 1905.46 | 980.131 | 0 | 5075.05 | 0 | 3182.41 | 12460.4 | 0 | 0 | 0 | 9342.01 | 0 | 6399.05 | 0 | 0 | 0 | 100.114 | 0 | 0 | 15841.2 | 1197.09 | 72.4303 | 0 | 0 | 0 | 0 | 510.072 | 252.854 | 0 | 1390.7 | 0 | 968.827 | 4391.97 | 0 | 0 | 0 | 13512.4 | 0 | 666.777 | 0 | 0 | 0 | 20.5145 | 0 | 0 | 14199.7 | 24056.1 | 1609.33 | - | - | - | - | 0 | 0 | 14484 | 0 | 0 | 0 | 0 | 0 | 0 | 0 | 0 | 14484 | EUn | 96
07/27/18 @ 04:04 | EUn-w04-v96-WCChlrBase-mNE-HVAC-Proto.pd2 | EUn-w04-v96-WCChlrBase-mNE-HVAC-Proto | EUn-w04-v96 | California (Title 24) | Sunnyvale Area (CZ04) | San Jose | 999839 | 1900.61 | 94.8115 | 0 | 0 | 0 | 0 | 1966.96 | 1149.33 | 0 | 5075.05 | 0 | 3182.41 | 13369.2 | 0 | 0 | 0 | 7760.19 | 0 | 6190.85 | 0 | 0 | 0 | 100.114 | 0 | 0 | 14051.2 | 1455.58 | 98.6383 | 0 | 0 | 0 | 0 | 542.477 | 294.865 | 0 | 1390.7 | 0 | 968.827 | 4751.09 | 0 | 0 | 0 | 12877.9 | 0 | 655.878 | 0 | 0 | 0 | 20.5145 | 0 | 0 | 13554.3 | 27967 | 1945.33 | - | - | - | - | 0 | 0 | 17508 | 0 | 0 | 0 | 0 | 0 | 0 | 0 | 0 | 17508 | EUn | 96
07/27/18 @ 04:04 | EUn-w05-v96-WCChlrBase-mNE-HVAC-Proto.pd2 | EUn-w05-v96-WCChlrBase-mNE-HVAC-Proto | EUn-w05-v96 | California (Title 24) | Santa Maria Area (CZ05) | Santa Maria AP | 999839 | 1248.37 | 48.3668 | 0 | 0 | 0 | 0 | 1916.59 | 938.161 | 0 | 5075.05 | 0 | 3182.41 | 12409 | 0 | 0 | 0 | 9272.52 | 0 | 6503.25 | 0 | 0 | 0 | 100.114 | 0 | 0 | 15875.9 | 1024.44 | 58.215 | 0 | 0 | 0 | 0 | 490.444 | 229.006 | 0 | 1390.7 | 0 | 968.827 | 4161.63 | 0 | 0 | 0 | 11676.7 | 0 | 673.904 | 0 | 0 | 0 | 20.5145 | 0 | 0 | 12371.1 | 20347.6 | 3230.78 | - | - | - | - | 0 | 0 | 29077 | 0 | 0 | 0 | 0 | 0 | 0 | 0 | 0 | 29077 | EUn | 96
07/27/18 @ 04:04 | EUn-w06-v96-WCChlrBase-mNE-HVAC-Proto.pd2 | EUn-w06-v96-WCChlrBase-mNE-HVAC-Proto | EUn-w06-v96 | California (Title 24) | Los Angeles Area (CZ06) | Torrance | 999839 | 2091.48 | 122.87 | 0 | 0 | 0 | 0 | 1975.57 | 1101.81 | 0 | 5075.05 | 0 | 3182.41 | 13549.2 | 0 | 0 | 0 | 5109.84 | 0 | 5990.79 | 0 | 0 | 0 | 100.114 | 0 | 0 | 11200.7 | 1309.78 | 89.8049 | 0 | 0 | 0 | 0 | 542.416 | 275.192 | 0 | 1390.7 | 0 | 968.827 | 4576.72 | 0 | 0 | 0 | 10320.4 | 0 | 590.967 | 0 | 0 | 0 | 20.5145 | 0 | 0 | 10931.9 | 26877.5 | 2629.56 | - | - | - | - | 0 | 0 | 23666 | 0 | 0 | 0 | 0 | 0 | 0 | 0 | 0 | 23666 | EUn | 96
07/27/18 @ 04:05 | EUn-w07-v96-WCChlrBase-mNE-HVAC-Proto.pd2 | EUn-w07-v96-WCChlrBase-mNE-HVAC-Proto | EUn-w07-v96 | California (Title 24) | San Diego Area (CZ07) | San Diego AP | 999839 | 1989.65 | 108.36 | 0 | 0 | 0 | 0 | 1963.67 | 1096.72 | 0 | 5075.05 | 0 | 3182.41 | 13415.9 | 0 | 0 | 0 | 3804.19 | 0 | 5920.58 | 0 | 0 | 0 | 100.114 | 0 | 0 | 9824.88 | 1314.63 | 85.4599 | 0 | 0 | 0 | 0 | 518.471 | 267.793 | 0 | 1390.7 | 0 | 968.827 | 4545.88 | 0 | 0 | 0 | 7653.93 | 0 | 615.846 | 0 | 0 | 0 | 20.5145 | 0 | 0 | 8290.29 | 25589.1 | 4232.33 | - | - | - | - | 0 | 0 | 38091 | 0 | 0 | 0 | 0 | 0 | 0 | 0 | 0 | 38091 | EUn | 96
07/27/18 @ 04:05 | EUn-w08-v96-WCChlrBase-mNE-HVAC-Proto.pd2 | EUn-w08-v96-WCChlrBase-mNE-HVAC-Proto | EUn-w08-v96 | California (Title 24) | El Toro Area (CZ08) | Fullerton | 999839 | 2413.26 | 142.456 | 0 | 0 | 0 | 0 | 1968.14 | 1228 | 0 | 5075.05 | 0 | 3182.41 | 14009.3 | 0 | 0 | 0 | 4589.52 | 0 | 5820.87 | 0 | 0 | 0 | 100.114 | 0 | 0 | 10510.5 | 1551.94 | 107.761 | 0 | 0 | 0 | 0 | 535.887 | 308.794 | 0 | 1390.7 | 0 | 968.827 | 4863.91 | 0 | 0 | 0 | 8797.33 | 0 | 572.944 | 0 | 0 | 0 | 20.5145 | 0 | 0 | 9390.79 | 29872.4 | 4630.11 | - | - | - | - | 0 | 0 | 41671 | 0 | 0 | 0 | 0 | 0 | 0 | 0 | 0 | 41671 | EUn | 96
07/27/18 @ 04:05 | EUn-w09-v96-WCChlrBase-mNE-HVAC-Proto.pd2 | EUn-w09-v96-WCChlrBase-mNE-HVAC-Proto | EUn-w09-v96 | California (Title 24) | Pasadena Area (CZ09) | Burbank AP | 999839 | 2667.77 | 157.398 | 0 | 0 | 0 | 0 | 2004.59 | 1459.87 | 0 | 5075.05 | 0 | 3182.41 | 14547.1 | 0 | 0 | 0 | 5751.18 | 0 | 5816.82 | 0 | 0 | 0 | 100.114 | 0 | 0 | 11668.1 | 1936.42 | 149.131 | 0 | 0 | 0 | 0 | 575.213 | 403.132 | 0 | 1390.7 | 0 | 968.827 | 5423.42 | 0 | 0 | 0 | 10180.7 | 0 | 616.527 | 0 | 0 | 0 | 20.5145 | 0 | 0 | 10817.8 | 36971.7 | 2843.56 | - | - | - | - | 0 | 0 | 25592 | 0 | 0 | 0 | 0 | 0 | 0 | 0 | 0 | 25592 | EUn | 96
07/27/18 @ 04:06 | EUn-w10-v96-WCChlrBase-mNE-HVAC-Proto.pd2 | EUn-w10-v96-WCChlrBase-mNE-HVAC-Proto | EUn-w10-v96 | California (Title 24) | San Bernardino Area (CZ10) | Riverside FS 3 | 999839 | 2687.44 | 154.626 | 0 | 0 | 0 | 0 | 2003.81 | 1397.04 | 0 | 5075.05 | 0 | 3182.41 | 14500.4 | 0 | 0 | 0 | 5790.67 | 0 | 5790.91 | 0 | 0 | 0 | 100.114 | 0 | 0 | 11681.7 | 1780.15 | 129.222 | 0 | 0 | 0 | 0 | 566.501 | 361.45 | 0 | 1390.7 | 0 | 968.827 | 5196.85 | 0 | 0 | 0 | 11496 | 0 | 618.938 | 0 | 0 | 0 | 20.5145 | 0 | 0 | 12135.4 | 33587 | 3762.22 | - | - | - | - | 0 | 0 | 33860 | 0 | 0 | 0 | 0 | 0 | 0 | 0 | 0 | 33860 | EUn | 96
07/27/18 @ 04:06 | EUn-w11-v96-WCChlrBase-mNE-HVAC-Proto.pd2 | EUn-w11-v96-WCChlrBase-mNE-HVAC-Proto | EUn-w11-v96 | California (Title 24) | Red Bluff Area (CZ11) | Red Bluff AP | 999839 | 2287.57 | 130.23 | 0 | 0 | 0 | 0 | 2017.35 | 1220.08 | 0 | 5075.05 | 0 | 3182.41 | 13912.7 | 0 | 0 | 0 | 10384.7 | 0 | 5888.64 | 0 | 0 | 0 | 100.114 | 0 | 0 | 16373.4 | 1517.62 | 102.265 | 0 | 0 | 0 | 0 | 576.563 | 317.204 | 0 | 1390.7 | 0 | 968.827 | 4873.18 | 0 | 0 | 0 | 20123.3 | 0 | 655.055 | 0 | 0 | 0 | 20.5145 | 0 | 0 | 20798.9 | 31649.8 | 2102.89 | - | - | - | - | 0 | 0 | 18926 | 0 | 0 | 0 | 0 | 0 | 0 | 0 | 0 | 18926 | EUn | 96
07/27/18 @ 04:06 | EUn-w12-v96-WCChlrBase-mNE-HVAC-Proto.pd2 | EUn-w12-v96-WCChlrBase-mNE-HVAC-Proto | EUn-w12-v96 | California (Title 24) | Sacramento Area (CZ12) | Sacramento AP | 999839 | 2015.14 | 111.627 | 0 | 0 | 0 | 0 | 1955.34 | 1137.75 | 0 | 5075.05 | 0 | 3182.41 | 13477.3 | 0 | 0 | 0 | 9442.13 | 0 | 6078.89 | 0 | 0 | 0 | 100.114 | 0 | 0 | 15621.1 | 1517.1 | 101.554 | 0 | 0 | 0 | 0 | 549.296 | 300.167 | 0 | 1390.7 | 0 | 968.827 | 4827.64 | 0 | 0 | 0 | 15082.5 | 0 | 656.641 | 0 | 0 | 0 | 20.5145 | 0 | 0 | 15759.7 | 28779.8 | 3298.89 | - | - | - | - | 0 | 0 | 29690 | 0 | 0 | 0 | 0 | 0 | 0 | 0 | 0 | 29690 | EUn | 96
07/27/18 @ 04:07 | EUn-w13-v96-WCChlrBase-mNE-HVAC-Proto.pd2 | EUn-w13-v96-WCChlrBase-mNE-HVAC-Proto | EUn-w13-v96 | California (Title 24) | Fresno Area (CZ13) | Fresno AP | 999839 | 2423.46 | 145.263 | 0 | 0 | 0 | 0 | 2008.9 | 1270.74 | 0 | 5075.05 | 0 | 3182.41 | 14105.8 | 0 | 0 | 0 | 9080.62 | 0 | 5810.46 | 0 | 0 | 0 | 100.114 | 0 | 0 | 14991.2 | 1730.92 | 125.364 | 0 | 0 | 0 | 0 | 549.934 | 352.433 | 0 | 1390.7 | 0 | 968.827 | 5118.18 | 0 | 0 | 0 | 18833 | 0 | 645.017 | 0 | 0 | 0 | 20.5145 | 0 | 0 | 19498.6 | 32652.7 | 850.333 | - | - | - | - | 0 | 0 | 7653 | 0 | 0 | 0 | 0 | 0 | 0 | 0 | 0 | 7653 | EUn | 96
07/27/18 @ 04:07 | EUn-w14-v96-WCChlrBase-mNE-HVAC-Proto.pd2 | EUn-w14-v96-WCChlrBase-mNE-HVAC-Proto | EUn-w14-v96 | California (Title 24) | China Lake Area (CZ14) | Palmdale AP | 999839 | 2512.1 | 128.369 | 0 | 0 | 0 | 0 | 2025.16 | 1471.61 | 0 | 5075.05 | 0 | 3182.41 | 14394.7 | 0 | 0 | 0 | 10905.7 | 0 | 5936.03 | 0 | 0 | 0 | 100.114 | 0 | 0 | 16941.8 | 2126.55 | 190.707 | 0 | 0 | 0 | 0 | 529.588 | 414.26 | 0 | 1355.95 | 0 | 948.949 | 5566 | 0 | 0 | 0 | 23125.3 | 0 | 660.468 | 0 | 0 | 0 | 20.5145 | 0 | 0 | 23806.3 | 40615.2 | 3044.78 | - | - | - | - | 0 | 0 | 27403 | 0 | 0 | 0 | 0 | 0 | 0 | 0 | 0 | 27403 | EUn | 96
07/27/18 @ 04:07 | EUn-w15-v96-WCChlrBase-mNE-HVAC-Proto.pd2 | EUn-w15-v96-WCChlrBase-mNE-HVAC-Proto | EUn-w15-v96 | California (Title 24) | Blythe Area (CZ15) | Palm Springs | 999839 | 3837.05 | 262.134 | 0 | 0 | 0 | 0 | 2108.07 | 1573.17 | 0 | 5075.05 | 0 | 3182.41 | 16037.9 | 0 | 0 | 0 | 2920.7 | 0 | 4820.97 | 0 | 0 | 0 | 100.114 | 0 | 0 | 7841.78 | 1923.28 | 147.841 | 0 | 0 | 0 | 0 | 566.291 | 394.844 | 0 | 1390.7 | 0 | 968.827 | 5391.78 | 0 | 0 | 0 | 8003.06 | 0 | 544.525 | 0 | 0 | 0 | 20.5145 | 0 | 0 | 8568.1 | 36399 | 3170.33 | - | - | - | - | 0 | 0 | 28533 | 0 | 0 | 0 | 0 | 0 | 0 | 0 | 0 | 28533 | EUn | 96
07/27/18 @ 04:08 | EUn-w16-v96-WCChlrBase-mNE-HVAC-Proto.pd2 | EUn-w16-v96-WCChlrBase-mNE-HVAC-Proto | EUn-w16-v96 | California (Title 24) | Mount Shasta Area (CZ16) | Blue Canyon AP | 999839 | 1041.8 | 36.8577 | 0 | 0 | 0 | 0 | 1950.52 | 798.907 | 0 | 5075.05 | 0 | 3182.41 | 12085.6 | 0 | 0 | 0 | 18983.9 | 0 | 6880.78 | 0 | 0 | 0 | 100.114 | 0 | 0 | 25964.8 | 891.725 | 44.4146 | 0 | 0 | 0 | 0 | 544.627 | 210.655 | 0 | 1390.7 | 0 | 968.827 | 4050.94 | 0 | 0 | 0 | 22544 | 0 | 761.029 | 0 | 0 | 0 | 20.5145 | 0 | 0 | 23325.5 | 18666.7 | 2003.89 | - | - | - | - | 0 | 0 | 18035 | 0 | 0 | 0 | 0 | 0 | 0 | 0 | 0 | 18035 | EUn | 96
07/27/18 @ 04:08 | EUn-w01-v03-WCChlrBase-mNE-HVAC-Proto.pd2 | EUn-w01-v03-WCChlrBase-mNE-HVAC-Proto | EUn-w01-v03 | California (Title 24) | Arcata Area (CZ01) | Arcata | 999839 | 516.575 | 2.5086 | 0 | 0 | 0 | 0 | 1426.5 | 696.366 | 0 | 4836.54 | 0 | 2779.29 | 10257.8 | 0 | 0 | 0 | 10931.8 | 0 | 6667.92 | 0 | 0 | 0 | 100.114 | 0 | 0 | 17699.8 | 824.443 | 19.8219 | 0 | 0 | 0 | 0 | 365.347 | 190.255 | 0 | 1299.69 | 0 | 829.186 | 3528.74 | 0 | 0 | 0 | 9702.39 | 0 | 249.828 | 0 | 0 | 0 | 13.984 | 0 | 0 | 9966.2 | 16594.7 | 2703.78 | - | - | - | - | 0 | 0 | 24334 | 0 | 0 | 0 | 0 | 0 | 0 | 0 | 0 | 24334 | EUn | 03
07/27/18 @ 04:08 | EUn-w02-v03-WCChlrBase-mNE-HVAC-Proto.pd2 | EUn-w02-v03-WCChlrBase-mNE-HVAC-Proto | EUn-w02-v03 | California (Title 24) | Santa Rosa Area (CZ02) | Santa Rosa | 999839 | 1485.92 | 26.0242 | 0 | 0 | 0 | 0 | 1499.1 | 1070.29 | 0 | 4836.54 | 0 | 2779.29 | 11697.2 | 0 | 0 | 0 | 8457.13 | 0 | 6171.87 | 0 | 0 | 0 | 100.114 | 0 | 0 | 14729.1 | 1547.58 | 85.6925 | 0 | 0 | 0 | 0 | 377.102 | 325.093 | 0 | 1299.69 | 0 | 829.186 | 4464.35 | 0 | 0 | 0 | 11688.3 | 0 | 650.009 | 0 | 0 | 0 | 20.5145 | 0 | 0 | 12358.9 | 30338.5 | 2471.11 | - | - | - | - | 0 | 0 | 22240 | 0 | 0 | 0 | 0 | 0 | 0 | 0 | 0 | 22240 | EUn | 03
07/27/18 @ 04:09 | EUn-w03-v03-WCChlrBase-mNE-HVAC-Proto.pd2 | EUn-w03-v03-WCChlrBase-mNE-HVAC-Proto | EUn-w03-v03 | California (Title 24) | Oakland Area (CZ03) | Oakland AP | 999839 | 1064.83 | 14.6631 | 0 | 0 | 0 | 0 | 1515.61 | 867.621 | 0 | 4836.54 | 0 | 2779.29 | 11078.6 | 0 | 0 | 0 | 8037.35 | 0 | 6187.02 | 0 | 0 | 0 | 100.114 | 0 | 0 | 14324.5 | 1092.72 | 28.4754 | 0 | 0 | 0 | 0 | 388.457 | 226.28 | 0 | 1299.69 | 0 | 829.186 | 3864.81 | 0 | 0 | 0 | 12972 | 0 | 643.659 | 0 | 0 | 0 | 20.5145 | 0 | 0 | 13636.2 | 21192.6 | 1410.67 | - | - | - | - | 0 | 0 | 12696 | 0 | 0 | 0 | 0 | 0 | 0 | 0 | 0 | 12696 | EUn | 03
07/27/18 @ 04:09 | EUn-w04-v03-WCChlrBase-mNE-HVAC-Proto.pd2 | EUn-w04-v03-WCChlrBase-mNE-HVAC-Proto | EUn-w04-v03 | California (Title 24) | Sunnyvale Area (CZ04) | San Jose | 999839 | 1595.57 | 30.1259 | 0 | 0 | 0 | 0 | 1569.01 | 989.304 | 0 | 4836.54 | 0 | 2779.29 | 11799.9 | 0 | 0 | 0 | 6650.77 | 0 | 5982.66 | 0 | 0 | 0 | 100.114 | 0 | 0 | 12733.5 | 1294.27 | 35.5641 | 0 | 0 | 0 | 0 | 426.459 | 260.99 | 0 | 1325.54 | 0 | 847.51 | 4190.33 | 0 | 0 | 0 | 11832.6 | 0 | 632.999 | 0 | 0 | 0 | 20.5145 | 0 | 0 | 12486.1 | 24799 | 1701.44 | - | - | - | - | 0 | 0 | 15313 | 0 | 0 | 0 | 0 | 0 | 0 | 0 | 0 | 15313 | EUn | 03
07/27/18 @ 04:09 | EUn-w05-v03-WCChlrBase-mNE-HVAC-Proto.pd2 | EUn-w05-v03-WCChlrBase-mNE-HVAC-Proto | EUn-w05-v03 | California (Title 24) | Santa Maria Area (CZ05) | Santa Maria AP | 999839 | 1022.47 | 14.8178 | 0 | 0 | 0 | 0 | 1518.97 | 797.886 | 0 | 4836.54 | 0 | 2779.29 | 10970 | 0 | 0 | 0 | 7990.82 | 0 | 6289.16 | 0 | 0 | 0 | 100.114 | 0 | 0 | 14380.1 | 869.139 | 20.569 | 0 | 0 | 0 | 0 | 385.793 | 200.404 | 0 | 1325.54 | 0 | 847.51 | 3648.96 | 0 | 0 | 0 | 10367.6 | 0 | 604.431 | 0 | 0 | 0 | 20.5145 | 0 | 0 | 10992.5 | 17778 | 2860 | - | - | - | - | 0 | 0 | 25740 | 0 | 0 | 0 | 0 | 0 | 0 | 0 | 0 | 25740 | EUn | 03
07/27/18 @ 04:10 | EUn-w06-v03-WCChlrBase-mNE-HVAC-Proto.pd2 | EUn-w06-v03-WCChlrBase-mNE-HVAC-Proto | EUn-w06-v03 | California (Title 24) | Los Angeles Area (CZ06) | Torrance | 999839 | 1909.6 | 41.0068 | 0 | 0 | 0 | 0 | 1605.07 | 1040.45 | 0 | 4836.54 | 0 | 2779.29 | 12212 | 0 | 0 | 0 | 4044.56 | 0 | 5786.47 | 0 | 0 | 0 | 100.114 | 0 | 0 | 9931.14 | 1238.55 | 34.1928 | 0 | 0 | 0 | 0 | 419.358 | 262.197 | 0 | 1325.54 | 0 | 847.51 | 4127.35 | 0 | 0 | 0 | 9497.59 | 0 | 570.054 | 0 | 0 | 0 | 20.5145 | 0 | 0 | 10088.2 | 25078.9 | 2347.89 | - | - | - | - | 0 | 0 | 21131 | 0 | 0 | 0 | 0 | 0 | 0 | 0 | 0 | 21131 | EUn | 03
07/27/18 @ 04:10 | EUn-w07-v03-WCChlrBase-mNE-HVAC-Proto.pd2 | EUn-w07-v03-WCChlrBase-mNE-HVAC-Proto | EUn-w07-v03 | California (Title 24) | San Diego Area (CZ07) | San Diego AP | 999839 | 1781.24 | 35.7097 | 0 | 0 | 0 | 0 | 1599.39 | 992.856 | 0 | 4836.54 | 0 | 2779.29 | 12025 | 0 | 0 | 0 | 3045.66 | 0 | 5717.47 | 0 | 0 | 0 | 100.114 | 0 | 0 | 8863.25 | 1211.19 | 32.4512 | 0 | 0 | 0 | 0 | 402.974 | 247.721 | 0 | 1325.54 | 0 | 847.51 | 4067.39 | 0 | 0 | 0 | 7546.69 | 0 | 593.903 | 0 | 0 | 0 | 20.5145 | 0 | 0 | 8161.11 | 23712.8 | 3740 | - | - | - | - | 0 | 0 | 33660 | 0 | 0 | 0 | 0 | 0 | 0 | 0 | 0 | 33660 | EUn | 03
07/27/18 @ 04:10 | EUn-w08-v03-WCChlrBase-mNE-HVAC-Proto.pd2 | EUn-w08-v03-WCChlrBase-mNE-HVAC-Proto | EUn-w08-v03 | California (Title 24) | El Toro Area (CZ08) | Fullerton | 999839 | 2163.5 | 47.0477 | 0 | 0 | 0 | 0 | 1616.27 | 1143.9 | 0 | 4836.54 | 0 | 2779.29 | 12586.6 | 0 | 0 | 0 | 3664.64 | 0 | 5619.72 | 0 | 0 | 0 | 100.114 | 0 | 0 | 9384.47 | 1448.27 | 55.1625 | 0 | 0 | 0 | 0 | 395.419 | 306.004 | 0 | 1325.54 | 0 | 847.51 | 4377.91 | 0 | 0 | 0 | 8834.52 | 0 | 535.33 | 0 | 0 | 0 | 20.5145 | 0 | 0 | 9390.37 | 27880.4 | 4154.56 | - | - | - | - | 0 | 0 | 37391 | 0 | 0 | 0 | 0 | 0 | 0 | 0 | 0 | 37391 | EUn | 03
07/27/18 @ 04:11 | EUn-w09-v03-WCChlrBase-mNE-HVAC-Proto.pd2 | EUn-w09-v03-WCChlrBase-mNE-HVAC-Proto | EUn-w09-v03 | California (Title 24) | Pasadena Area (CZ09) | Burbank AP | 999839 | 2389.15 | 52.5694 | 0 | 0 | 0 | 0 | 1634.01 | 1336.03 | 0 | 4836.54 | 0 | 2779.29 | 13027.6 | 0 | 0 | 0 | 4119.11 | 0 | 5615.64 | 0 | 0 | 0 | 100.114 | 0 | 0 | 9834.87 | 1741.97 | 95.5396 | 0 | 0 | 0 | 0 | 455.484 | 371.476 | 0 | 1325.54 | 0 | 847.51 | 4837.52 | 0 | 0 | 0 | 10250.5 | 0 | 608.078 | 0 | 0 | 0 | 20.5145 | 0 | 0 | 10879 | 34180.1 | 2432.89 | - | - | - | - | 0 | 0 | 21896 | 0 | 0 | 0 | 0 | 0 | 0 | 0 | 0 | 21896 | EUn | 03
07/27/18 @ 04:11 | EUn-w10-v03-WCChlrBase-mNE-HVAC-Proto.pd2 | EUn-w10-v03-WCChlrBase-mNE-HVAC-Proto | EUn-w10-v03 | California (Title 24) | San Bernardino Area (CZ10) | Riverside FS 3 | 999839 | 2157.5 | 46.6033 | 0 | 0 | 0 | 0 | 1573.07 | 1141.09 | 0 | 4836.54 | 0 | 2779.29 | 12534.1 | 0 | 0 | 0 | 4078.49 | 0 | 5590.12 | 0 | 0 | 0 | 100.114 | 0 | 0 | 9768.73 | 1494.1 | 64.3947 | 0 | 0 | 0 | 0 | 422.836 | 316.547 | 0 | 1325.54 | 0 | 847.51 | 4470.93 | 0 | 0 | 0 | 8436.53 | 0 | 1050.37 | 0 | 0 | 0 | 20.5145 | 0 | 0 | 9507.41 | 28945.3 | 3112.89 | - | - | - | - | 0 | 0 | 28016 | 0 | 0 | 0 | 0 | 0 | 0 | 0 | 0 | 28016 | EUn | 03
07/27/18 @ 04:11 | EUn-w11-v03-WCChlrBase-mNE-HVAC-Proto.pd2 | EUn-w11-v03-WCChlrBase-mNE-HVAC-Proto | EUn-w11-v03 | California (Title 24) | Red Bluff Area (CZ11) | Red Bluff AP | 999839 | 1983.11 | 42.8602 | 0 | 0 | 0 | 0 | 1571.81 | 1056.89 | 0 | 4836.54 | 0 | 2779.29 | 12270.5 | 0 | 0 | 0 | 7704.45 | 0 | 5686.12 | 0 | 0 | 0 | 100.114 | 0 | 0 | 13490.7 | 1361.16 | 37.8985 | 0 | 0 | 0 | 0 | 439.521 | 286.608 | 0 | 1325.54 | 0 | 847.51 | 4298.24 | 0 | 0 | 0 | 16298.5 | 0 | 631.947 | 0 | 0 | 0 | 20.5145 | 0 | 0 | 16950.9 | 28594 | 1828.56 | - | - | - | - | 0 | 0 | 16457 | 0 | 0 | 0 | 0 | 0 | 0 | 0 | 0 | 16457 | EUn | 03
07/27/18 @ 04:12 | EUn-w12-v03-WCChlrBase-mNE-HVAC-Proto.pd2 | EUn-w12-v03-WCChlrBase-mNE-HVAC-Proto | EUn-w12-v03 | California (Title 24) | Sacramento Area (CZ12) | Sacramento AP | 999839 | 1726.17 | 36.2278 | 0 | 0 | 0 | 0 | 1541.28 | 991.45 | 0 | 4836.54 | 0 | 2779.29 | 11911 | 0 | 0 | 0 | 7055.25 | 0 | 5872.76 | 0 | 0 | 0 | 100.114 | 0 | 0 | 13028.1 | 1343.68 | 40.2849 | 0 | 0 | 0 | 0 | 406.25 | 284.622 | 0 | 1325.54 | 0 | 847.51 | 4247.88 | 0 | 0 | 0 | 11385.3 | 0 | 633.627 | 0 | 0 | 0 | 20.5145 | 0 | 0 | 12039.4 | 25873.3 | 2874.56 | - | - | - | - | 0 | 0 | 25871 | 0 | 0 | 0 | 0 | 0 | 0 | 0 | 0 | 25871 | EUn | 03
07/27/18 @ 04:12 | EUn-w13-v03-WCChlrBase-mNE-HVAC-Proto.pd2 | EUn-w13-v03-WCChlrBase-mNE-HVAC-Proto | EUn-w13-v03 | California (Title 24) | Fresno Area (CZ13) | Fresno AP | 999839 | 2091.18 | 46.9737 | 0 | 0 | 0 | 0 | 1575.77 | 1110.54 | 0 | 4836.54 | 0 | 2779.29 | 12440.3 | 0 | 0 | 0 | 6779.67 | 0 | 5609.33 | 0 | 0 | 0 | 100.114 | 0 | 0 | 12489.1 | 1528.75 | 66.0359 | 0 | 0 | 0 | 0 | 423.692 | 321.99 | 0 | 1325.54 | 0 | 847.51 | 4513.52 | 0 | 0 | 0 | 13768 | 0 | 622.177 | 0 | 0 | 0 | 20.5145 | 0 | 0 | 14410.7 | 29519.6 | 659.444 | - | - | - | - | 0 | 0 | 5935 | 0 | 0 | 0 | 0 | 0 | 0 | 0 | 0 | 5935 | EUn | 03
07/27/18 @ 04:12 | EUn-w14-v03-WCChlrBase-mNE-HVAC-Proto.pd2 | EUn-w14-v03-WCChlrBase-mNE-HVAC-Proto | EUn-w14-v03 | California (Title 24) | China Lake Area (CZ14) | Palmdale AP | 999839 | 2210.21 | 42.0932 | 0 | 0 | 0 | 0 | 1579.65 | 1288.17 | 0 | 4836.54 | 0 | 2779.29 | 12736 | 0 | 0 | 0 | 8030.18 | 0 | 5732.48 | 0 | 0 | 0 | 100.114 | 0 | 0 | 13862.8 | 2000.94 | 172.562 | 0 | 0 | 0 | 0 | 401.451 | 377.698 | 0 | 1291.88 | 0 | 829.186 | 5073.72 | 0 | 0 | 0 | 17501 | 0 | 1230.22 | 0 | 0 | 0 | 20.5145 | 0 | 0 | 18751.8 | 38197.3 | 2653 | - | - | - | - | 0 | 0 | 23877 | 0 | 0 | 0 | 0 | 0 | 0 | 0 | 0 | 23877 | EUn | 03
07/27/18 @ 04:13 | EUn-w15-v03-WCChlrBase-mNE-HVAC-Proto.pd2 | EUn-w15-v03-WCChlrBase-mNE-HVAC-Proto | EUn-w15-v03 | California (Title 24) | Blythe Area (CZ15) | Palm Springs | 999839 | 3367.21 | 90.0276 | 0 | 0 | 0 | 0 | 1701.83 | 1380.17 | 0 | 4836.54 | 0 | 2779.29 | 14155.1 | 0 | 0 | 0 | 1944.02 | 0 | 4638.64 | 0 | 0 | 0 | 100.114 | 0 | 0 | 6682.77 | 1721.76 | 95.547 | 0 | 0 | 0 | 0 | 444.898 | 355.467 | 0 | 1325.54 | 0 | 847.51 | 4790.72 | 0 | 0 | 0 | 5330 | 0 | 1746.14 | 0 | 0 | 0 | 6.8382 | 0 | 0 | 7082.98 | 33384.2 | 2671.89 | - | - | - | - | 0 | 0 | 24047 | 0 | 0 | 0 | 0 | 0 | 0 | 0 | 0 | 24047 | EUn | 03
07/27/18 @ 04:13 | EUn-w16-v03-WCChlrBase-mNE-HVAC-Proto.pd2 | EUn-w16-v03-WCChlrBase-mNE-HVAC-Proto | EUn-w16-v03 | California (Title 24) | Mount Shasta Area (CZ16) | Blue Canyon AP | 999839 | 934.417 | 12.7458 | 0 | 0 | 0 | 0 | 1514.95 | 714.271 | 0 | 4836.54 | 0 | 2779.29 | 10792.2 | 0 | 0 | 0 | 14958.2 | 0 | 6659.55 | 0 | 0 | 0 | 100.114 | 0 | 0 | 21717.8 | 833.564 | 16.8493 | 0 | 0 | 0 | 0 | 431.744 | 193.163 | 0 | 1325.54 | 0 | 847.51 | 3648.37 | 0 | 0 | 0 | 16613 | 0 | 573.114 | 0 | 0 | 0 | 9.2828 | 0 | 0 | 17195.4 | 17195.5 | 1792.89 | - | - | - | - | 0 | 0 | 16136 | 0 | 0 | 0 | 0 | 0 | 0 | 0 | 0 | 16136 | EUn | 03
07/27/18 @ 04:13 | EUn-w01-v07-WCChlrBase-mNE-HVAC-Proto.pd2 | EUn-w01-v07-WCChlrBase-mNE-HVAC-Proto | EUn-w01-v07 | California (Title 24) | Arcata Area (CZ01) | Arcata | 999839 | 475.147 | 2.4148 | 0 | 0 | 0 | 0 | 1380.36 | 486.061 | 0 | 4637.29 | 0 | 2742.11 | 9723.37 | 0 | 0 | 0 | 11220.5 | 0 | 6668.14 | 0 | 0 | 0 | 100.114 | 0 | 0 | 17988.7 | 808.646 | 19.3419 | 0 | 0 | 0 | 0 | 357.217 | 182.955 | 0 | 1246.14 | 0 | 817.349 | 3431.65 | 0 | 0 | 0 | 10012.8 | 0 | 249.867 | 0 | 0 | 0 | 13.984 | 0 | 0 | 10276.7 | 16329.1 | 2614.22 | - | - | - | - | 0 | 0 | 23528 | 0 | 0 | 0 | 0 | 0 | 0 | 0 | 0 | 23528 | EUn | 07
07/27/18 @ 04:14 | EUn-w02-v07-WCChlrBase-mNE-HVAC-Proto.pd2 | EUn-w02-v07-WCChlrBase-mNE-HVAC-Proto | EUn-w02-v07 | California (Title 24) | Santa Rosa Area (CZ02) | Santa Rosa | 999839 | 1454.2 | 25.5566 | 0 | 0 | 0 | 0 | 1453.69 | 979.585 | 0 | 4637.29 | 0 | 2742.11 | 11292.4 | 0 | 0 | 0 | 8677.24 | 0 | 6172.03 | 0 | 0 | 0 | 100.114 | 0 | 0 | 14949.4 | 1533.9 | 84.9218 | 0 | 0 | 0 | 0 | 368.535 | 321.223 | 0 | 1246.14 | 0 | 817.349 | 4372.07 | 0 | 0 | 0 | 13448 | 0 | 650.107 | 0 | 0 | 0 | 20.5145 | 0 | 0 | 14118.6 | 30032.5 | 2406.44 | - | - | - | - | 0 | 0 | 21658 | 0 | 0 | 0 | 0 | 0 | 0 | 0 | 0 | 21658 | EUn | 07
07/27/18 @ 04:14 | EUn-w03-v07-WCChlrBase-mNE-HVAC-Proto.pd2 | EUn-w03-v07-WCChlrBase-mNE-HVAC-Proto | EUn-w03-v07 | California (Title 24) | Oakland Area (CZ03) | Oakland AP | 999839 | 1020.93 | 14.3047 | 0 | 0 | 0 | 0 | 1470.23 | 715.983 | 0 | 4637.29 | 0 | 2742.11 | 10600.8 | 0 | 0 | 0 | 8205.49 | 0 | 6187.17 | 0 | 0 | 0 | 100.114 | 0 | 0 | 14492.8 | 1077.23 | 27.8919 | 0 | 0 | 0 | 0 | 380.378 | 217.476 | 0 | 1246.14 | 0 | 817.349 | 3766.47 | 0 | 0 | 0 | 13514.7 | 0 | 643.745 | 0 | 0 | 0 | 20.5145 | 0 | 0 | 14179 | 20932.4 | 1355.89 | - | - | - | - | 0 | 0 | 12203 | 0 | 0 | 0 | 0 | 0 | 0 | 0 | 0 | 12203 | EUn | 07
07/27/18 @ 04:14 | EUn-w04-v07-WCChlrBase-mNE-HVAC-Proto.pd2 | EUn-w04-v07-WCChlrBase-mNE-HVAC-Proto | EUn-w04-v07 | California (Title 24) | Sunnyvale Area (CZ04) | San Jose | 999839 | 1553.16 | 29.5318 | 0 | 0 | 0 | 0 | 1523.95 | 876.162 | 0 | 4637.29 | 0 | 2742.11 | 11362.2 | 0 | 0 | 0 | 6762.3 | 0 | 5982.79 | 0 | 0 | 0 | 100.114 | 0 | 0 | 12845.2 | 1278.86 | 34.9531 | 0 | 0 | 0 | 0 | 417.68 | 255.141 | 0 | 1271.08 | 0 | 835.674 | 4093.39 | 0 | 0 | 0 | 13171.2 | 0 | 633.084 | 0 | 0 | 0 | 20.5145 | 0 | 0 | 13824.8 | 24521.1 | 1650.44 | - | - | - | - | 0 | 0 | 14854 | 0 | 0 | 0 | 0 | 0 | 0 | 0 | 0 | 14854 | EUn | 07
07/27/18 @ 04:15 | EUn-w05-v07-WCChlrBase-mNE-HVAC-Proto.pd2 | EUn-w05-v07-WCChlrBase-mNE-HVAC-Proto | EUn-w05-v07 | California (Title 24) | Santa Maria Area (CZ05) | Santa Maria AP | 999839 | 972.493 | 14.3783 | 0 | 0 | 0 | 0 | 1473.6 | 625.392 | 0 | 4637.29 | 0 | 2742.11 | 10465.2 | 0 | 0 | 0 | 8158.77 | 0 | 6289.32 | 0 | 0 | 0 | 100.114 | 0 | 0 | 14548.2 | 851.903 | 20.0131 | 0 | 0 | 0 | 0 | 377.09 | 190.777 | 0 | 1271.08 | 0 | 835.674 | 3546.54 | 0 | 0 | 0 | 11052.3 | 0 | 650.804 | 0 | 0 | 0 | 20.5145 | 0 | 0 | 11723.6 | 17480 | 2771.89 | - | - | - | - | 0 | 0 | 24947 | 0 | 0 | 0 | 0 | 0 | 0 | 0 | 0 | 24947 | EUn | 07
07/27/18 @ 04:15 | EUn-w06-v07-WCChlrBase-mNE-HVAC-Proto.pd2 | EUn-w06-v07-WCChlrBase-mNE-HVAC-Proto | EUn-w06-v07 | California (Title 24) | Los Angeles Area (CZ06) | Torrance | 999839 | 1865.04 | 40.1911 | 0 | 0 | 0 | 0 | 1559.68 | 953.611 | 0 | 4637.29 | 0 | 2742.11 | 11797.9 | 0 | 0 | 0 | 4059.89 | 0 | 5786.56 | 0 | 0 | 0 | 100.114 | 0 | 0 | 9946.56 | 1221.94 | 33.5375 | 0 | 0 | 0 | 0 | 410.818 | 256.023 | 0 | 1271.08 | 0 | 835.674 | 4029.08 | 0 | 0 | 0 | 9582.64 | 0 | 570.104 | 0 | 0 | 0 | 20.5145 | 0 | 0 | 10173.3 | 24806 | 2284 | - | - | - | - | 0 | 0 | 20556 | 0 | 0 | 0 | 0 | 0 | 0 | 0 | 0 | 20556 | EUn | 07
07/27/18 @ 04:15 | EUn-w07-v07-WCChlrBase-mNE-HVAC-Proto.pd2 | EUn-w07-v07-WCChlrBase-mNE-HVAC-Proto | EUn-w07-v07 | California (Title 24) | San Diego Area (CZ07) | San Diego AP | 999839 | 1742.5 | 35.0528 | 0 | 0 | 0 | 0 | 1555.08 | 922.485 | 0 | 4637.29 | 0 | 2742.11 | 11634.5 | 0 | 0 | 0 | 2887.4 | 0 | 5717.52 | 0 | 0 | 0 | 100.114 | 0 | 0 | 8705.03 | 1194.42 | 31.8267 | 0 | 0 | 0 | 0 | 394.534 | 243.336 | 0 | 1271.08 | 0 | 835.674 | 3970.88 | 0 | 0 | 0 | 7105.42 | 0 | 594.126 | 0 | 0 | 0 | 20.5145 | 0 | 0 | 7720.06 | 23437.2 | 3645.89 | - | - | - | - | 0 | 0 | 32813 | 0 | 0 | 0 | 0 | 0 | 0 | 0 | 0 | 32813 | EUn | 07
07/27/18 @ 04:16 | EUn-w08-v07-WCChlrBase-mNE-HVAC-Proto.pd2 | EUn-w08-v07-WCChlrBase-mNE-HVAC-Proto | EUn-w08-v07 | California (Title 24) | El Toro Area (CZ08) | Fullerton | 999839 | 2121.63 | 46.2604 | 0 | 0 | 0 | 0 | 1571.26 | 1076.06 | 0 | 4637.29 | 0 | 2742.11 | 12194.6 | 0 | 0 | 0 | 3635.18 | 0 | 5619.81 | 0 | 0 | 0 | 100.114 | 0 | 0 | 9355.1 | 1431.78 | 53.9743 | 0 | 0 | 0 | 0 | 387.598 | 302.237 | 0 | 1271.08 | 0 | 835.674 | 4282.34 | 0 | 0 | 0 | 8139.91 | 0 | 552.391 | 0 | 0 | 0 | 20.5145 | 0 | 0 | 8712.81 | 27620.4 | 4059.22 | - | - | - | - | 0 | 0 | 36533 | 0 | 0 | 0 | 0 | 0 | 0 | 0 | 0 | 36533 | EUn | 07
07/27/18 @ 04:16 | EUn-w09-v07-WCChlrBase-mNE-HVAC-Proto.pd2 | EUn-w09-v07-WCChlrBase-mNE-HVAC-Proto | EUn-w09-v07 | California (Title 24) | Pasadena Area (CZ09) | Burbank AP | 999839 | 2354.5 | 51.8137 | 0 | 0 | 0 | 0 | 1589.08 | 1288.98 | 0 | 4637.29 | 0 | 2742.11 | 12663.8 | 0 | 0 | 0 | 4153.57 | 0 | 5615.74 | 0 | 0 | 0 | 100.114 | 0 | 0 | 9869.43 | 1725.07 | 94.8197 | 0 | 0 | 0 | 0 | 446.848 | 367.582 | 0 | 1271.08 | 0 | 835.674 | 4741.07 | 0 | 0 | 0 | 9899.07 | 0 | 608.081 | 0 | 0 | 0 | 20.5145 | 0 | 0 | 10527.7 | 33909.4 | 2386.11 | - | - | - | - | 0 | 0 | 21475 | 0 | 0 | 0 | 0 | 0 | 0 | 0 | 0 | 21475 | EUn | 07
07/27/18 @ 04:16 | EUn-w10-v07-WCChlrBase-mNE-HVAC-Proto.pd2 | EUn-w10-v07-WCChlrBase-mNE-HVAC-Proto | EUn-w10-v07 | California (Title 24) | San Bernardino Area (CZ10) | Riverside FS 3 | 999839 | 2119.37 | 45.8588 | 0 | 0 | 0 | 0 | 1527.76 | 1080.41 | 0 | 4637.29 | 0 | 2742.11 | 12152.8 | 0 | 0 | 0 | 4128.96 | 0 | 5590.22 | 0 | 0 | 0 | 100.114 | 0 | 0 | 9819.3 | 1477.82 | 63.8491 | 0 | 0 | 0 | 0 | 414.354 | 312.662 | 0 | 1271.08 | 0 | 835.674 | 4375.45 | 0 | 0 | 0 | 8547.63 | 0 | 1050.41 | 0 | 0 | 0 | 20.5145 | 0 | 0 | 9618.55 | 28670.9 | 3044.33 | - | - | - | - | 0 | 0 | 27399 | 0 | 0 | 0 | 0 | 0 | 0 | 0 | 0 | 27399 | EUn | 07
07/27/18 @ 04:17 | EUn-w11-v07-WCChlrBase-mNE-HVAC-Proto.pd2 | EUn-w11-v07-WCChlrBase-mNE-HVAC-Proto | EUn-w11-v07 | California (Title 24) | Red Bluff Area (CZ11) | Red Bluff AP | 999839 | 1949.98 | 42.2505 | 0 | 0 | 0 | 0 | 1527.84 | 983.048 | 0 | 4637.29 | 0 | 2742.11 | 11882.5 | 0 | 0 | 0 | 7992.19 | 0 | 5686.25 | 0 | 0 | 0 | 100.114 | 0 | 0 | 13778.6 | 1347.32 | 37.4865 | 0 | 0 | 0 | 0 | 430.869 | 285.069 | 0 | 1271.08 | 0 | 835.674 | 4207.5 | 0 | 0 | 0 | 17248.2 | 0 | 632.04 | 0 | 0 | 0 | 20.5145 | 0 | 0 | 17900.7 | 28374.2 | 1784 | - | - | - | - | 0 | 0 | 16056 | 0 | 0 | 0 | 0 | 0 | 0 | 0 | 0 | 16056 | EUn | 07
07/27/18 @ 04:17 | EUn-w12-v07-WCChlrBase-mNE-HVAC-Proto.pd2 | EUn-w12-v07-WCChlrBase-mNE-HVAC-Proto | EUn-w12-v07 | California (Title 24) | Sacramento Area (CZ12) | Sacramento AP | 999839 | 1684.85 | 35.5928 | 0 | 0 | 0 | 0 | 1496.95 | 884.018 | 0 | 4637.29 | 0 | 2742.11 | 11480.8 | 0 | 0 | 0 | 7235.85 | 0 | 5872.91 | 0 | 0 | 0 | 100.114 | 0 | 0 | 13208.9 | 1326.5 | 43.8236 | 0 | 0 | 0 | 0 | 397.677 | 280.672 | 0 | 1271.08 | 0 | 835.674 | 4155.43 | 0 | 0 | 0 | 12949.7 | 0 | 633.731 | 0 | 0 | 0 | 20.5145 | 0 | 0 | 13603.9 | 25594.2 | 2805 | - | - | - | - | 0 | 0 | 25245 | 0 | 0 | 0 | 0 | 0 | 0 | 0 | 0 | 25245 | EUn | 07
07/27/18 @ 04:17 | EUn-w13-v07-WCChlrBase-mNE-HVAC-Proto.pd2 | EUn-w13-v07-WCChlrBase-mNE-HVAC-Proto | EUn-w13-v07 | California (Title 24) | Fresno Area (CZ13) | Fresno AP | 999839 | 2056.78 | 46.3116 | 0 | 0 | 0 | 0 | 1531.6 | 1034.36 | 0 | 4637.29 | 0 | 2742.11 | 12048.4 | 0 | 0 | 0 | 7005.35 | 0 | 5609.47 | 0 | 0 | 0 | 100.114 | 0 | 0 | 12714.9 | 1512.25 | 65.4956 | 0 | 0 | 0 | 0 | 415.131 | 318.217 | 0 | 1271.08 | 0 | 835.674 | 4417.85 | 0 | 0 | 0 | 15484 | 0 | 622.284 | 0 | 0 | 0 | 20.5145 | 0 | 0 | 16126.8 | 29243.6 | 650.222 | - | - | - | - | 0 | 0 | 5852 | 0 | 0 | 0 | 0 | 0 | 0 | 0 | 0 | 5852 | EUn | 07
07/27/18 @ 04:18 | EUn-w14-v07-WCChlrBase-mNE-HVAC-Proto.pd2 | EUn-w14-v07-WCChlrBase-mNE-HVAC-Proto | EUn-w14-v07 | California (Title 24) | China Lake Area (CZ14) | Palmdale AP | 999839 | 2187.21 | 41.639 | 0 | 0 | 0 | 0 | 1535.2 | 1277.5 | 0 | 4637.29 | 0 | 2742.11 | 12420.9 | 0 | 0 | 0 | 8320.88 | 0 | 5732.62 | 0 | 0 | 0 | 100.114 | 0 | 0 | 14153.6 | 1989.07 | 171.555 | 0 | 0 | 0 | 0 | 393.07 | 377.964 | 0 | 1238.34 | 0 | 817.349 | 4987.35 | 0 | 0 | 0 | 18172.8 | 0 | 1230.33 | 0 | 0 | 0 | 20.5145 | 0 | 0 | 19423.7 | 37922.8 | 2601 | - | - | - | - | 0 | 0 | 23409 | 0 | 0 | 0 | 0 | 0 | 0 | 0 | 0 | 23409 | EUn | 07
07/27/18 @ 04:18 | EUn-w15-v07-WCChlrBase-mNE-HVAC-Proto.pd2 | EUn-w15-v07-WCChlrBase-mNE-HVAC-Proto | EUn-w15-v07 | California (Title 24) | Blythe Area (CZ15) | Palm Springs | 999839 | 3327.28 | 88.9858 | 0 | 0 | 0 | 0 | 1656.63 | 1368.01 | 0 | 4637.29 | 0 | 2742.11 | 13820.3 | 0 | 0 | 0 | 1813.23 | 0 | 4638.68 | 0 | 0 | 0 | 100.114 | 0 | 0 | 6552.02 | 1704.83 | 94.8332 | 0 | 0 | 0 | 0 | 436.403 | 351.75 | 0 | 1271.08 | 0 | 835.674 | 4694.57 | 0 | 0 | 0 | 5437.96 | 0 | 840.968 | 0 | 0 | 0 | 20.5145 | 0 | 0 | 6299.45 | 33113.8 | 2615.33 | - | - | - | - | 0 | 0 | 23538 | 0 | 0 | 0 | 0 | 0 | 0 | 0 | 0 | 23538 | EUn | 07
07/27/18 @ 04:18 | EUn-w16-v07-WCChlrBase-mNE-HVAC-Proto.pd2 | EUn-w16-v07-WCChlrBase-mNE-HVAC-Proto | EUn-w16-v07 | California (Title 24) | Mount Shasta Area (CZ16) | Blue Canyon AP | 999839 | 899.13 | 12.4623 | 0 | 0 | 0 | 0 | 1471.07 | 549.59 | 0 | 4637.29 | 0 | 2742.11 | 10311.6 | 0 | 0 | 0 | 15340.7 | 0 | 6659.73 | 0 | 0 | 0 | 100.114 | 0 | 0 | 22100.5 | 819.951 | 16.4884 | 0 | 0 | 0 | 0 | 422.722 | 184.494 | 0 | 1271.08 | 0 | 835.674 | 3550.41 | 0 | 0 | 0 | 17181.8 | 0 | 736.074 | 0 | 0 | 0 | 20.5145 | 0 | 0 | 17938.4 | 16946.1 | 1735.67 | - | - | - | - | 0 | 0 | 15621 | 0 | 0 | 0 | 0 | 0 | 0 | 0 | 0 | 15621 | EUn | 07
07/27/18 @ 04:19 | EUn-w01-v11-WCChlrBase-mNE-HVAC-Proto.pd2 | EUn-w01-v11-WCChlrBase-mNE-HVAC-Proto | EUn-w01-v11 | California (Title 24) | Arcata Area (CZ01) | Arcata | 999839 | 469.223 | 2.3611 | 0 | 0 | 0 | 0 | 1367.21 | 476.185 | 0 | 4637.29 | 0 | 2558.97 | 9511.23 | 0 | 0 | 0 | 10927.5 | 0 | 6668.15 | 0 | 0 | 0 | 100.114 | 0 | 0 | 17695.8 | 796.987 | 19.0612 | 0 | 0 | 0 | 0 | 352.146 | 180.323 | 0 | 1246.14 | 0 | 758.831 | 3353.49 | 0 | 0 | 0 | 9469.69 | 0 | 686.5 | 0 | 0 | 0 | 20.5145 | 0 | 0 | 10176.7 | 16091.7 | 2547.89 | - | - | - | - | 0 | 0 | 22931 | 0 | 0 | 0 | 0 | 0 | 0 | 0 | 0 | 22931 | EUn | 11
07/27/18 @ 04:19 | EUn-w02-v11-WCChlrBase-mNE-HVAC-Proto.pd2 | EUn-w02-v11-WCChlrBase-mNE-HVAC-Proto | EUn-w02-v11 | California (Title 24) | Santa Rosa Area (CZ02) | Santa Rosa | 999839 | 1435.37 | 25.1366 | 0 | 0 | 0 | 0 | 1440.41 | 963.209 | 0 | 4637.29 | 0 | 2558.97 | 11060.4 | 0 | 0 | 0 | 7978.65 | 0 | 6172 | 0 | 0 | 0 | 100.114 | 0 | 0 | 14250.8 | 1513.39 | 83.9646 | 0 | 0 | 0 | 0 | 361.826 | 316.425 | 0 | 1246.14 | 0 | 758.831 | 4280.58 | 0 | 0 | 0 | 10992.4 | 0 | 650.054 | 0 | 0 | 0 | 20.5145 | 0 | 0 | 11663 | 29652.3 | 2355.67 | - | - | - | - | 0 | 0 | 21201 | 0 | 0 | 0 | 0 | 0 | 0 | 0 | 0 | 21201 | EUn | 11
07/27/18 @ 04:19 | EUn-w03-v11-WCChlrBase-mNE-HVAC-Proto.pd2 | EUn-w03-v11-WCChlrBase-mNE-HVAC-Proto | EUn-w03-v11 | California (Title 24) | Oakland Area (CZ03) | Oakland AP | 999839 | 1007.51 | 14.151 | 0 | 0 | 0 | 0 | 1460.42 | 699.202 | 0 | 4637.29 | 0 | 2558.97 | 10377.5 | 0 | 0 | 0 | 7558.72 | 0 | 6187.13 | 0 | 0 | 0 | 100.114 | 0 | 0 | 13846 | 1060.32 | 27.4357 | 0 | 0 | 0 | 0 | 373.712 | 213.697 | 0 | 1246.14 | 0 | 758.831 | 3680.14 | 0 | 0 | 0 | 12539.7 | 0 | 643.706 | 0 | 0 | 0 | 20.5145 | 0 | 0 | 13203.9 | 20590 | 1332 | - | - | - | - | 0 | 0 | 11988 | 0 | 0 | 0 | 0 | 0 | 0 | 0 | 0 | 11988 | EUn | 11
07/27/18 @ 04:20 | EUn-w04-v11-WCChlrBase-mNE-HVAC-Proto.pd2 | EUn-w04-v11-WCChlrBase-mNE-HVAC-Proto | EUn-w04-v11 | California (Title 24) | Sunnyvale Area (CZ04) | San Jose | 999839 | 1531.56 | 29.0689 | 0 | 0 | 0 | 0 | 1510.68 | 857.227 | 0 | 4637.29 | 0 | 2558.97 | 11124.8 | 0 | 0 | 0 | 6160.1 | 0 | 5982.77 | 0 | 0 | 0 | 100.114 | 0 | 0 | 12243 | 1258.15 | 34.3513 | 0 | 0 | 0 | 0 | 409.211 | 250.305 | 0 | 1271.08 | 0 | 774.72 | 3997.82 | 0 | 0 | 0 | 12020.6 | 0 | 633.051 | 0 | 0 | 0 | 20.5145 | 0 | 0 | 12674.2 | 24096.7 | 1619.11 | - | - | - | - | 0 | 0 | 14572 | 0 | 0 | 0 | 0 | 0 | 0 | 0 | 0 | 14572 | EUn | 11
07/27/18 @ 04:20 | EUn-w05-v11-WCChlrBase-mNE-HVAC-Proto.pd2 | EUn-w05-v11-WCChlrBase-mNE-HVAC-Proto | EUn-w05-v11 | California (Title 24) | Santa Maria Area (CZ05) | Santa Maria AP | 999839 | 960.128 | 14.21 | 0 | 0 | 0 | 0 | 1462.94 | 609.681 | 0 | 4637.29 | 0 | 2558.97 | 10243.2 | 0 | 0 | 0 | 7470.87 | 0 | 6289.3 | 0 | 0 | 0 | 100.114 | 0 | 0 | 13860.3 | 839.619 | 19.7143 | 0 | 0 | 0 | 0 | 371.938 | 187.636 | 0 | 1271.08 | 0 | 774.72 | 3464.71 | 0 | 0 | 0 | 9967.18 | 0 | 604.435 | 0 | 0 | 0 | 20.5145 | 0 | 0 | 10592.1 | 17246.8 | 2712.78 | - | - | - | - | 0 | 0 | 24415 | 0 | 0 | 0 | 0 | 0 | 0 | 0 | 0 | 24415 | EUn | 11
07/27/18 @ 04:20 | EUn-w06-v11-WCChlrBase-mNE-HVAC-Proto.pd2 | EUn-w06-v11-WCChlrBase-mNE-HVAC-Proto | EUn-w06-v11 | California (Title 24) | Los Angeles Area (CZ06) | Torrance | 999839 | 1838.52 | 39.538 | 0 | 0 | 0 | 0 | 1546.89 | 934.817 | 0 | 4637.29 | 0 | 2558.97 | 11556 | 0 | 0 | 0 | 3684.92 | 0 | 5786.59 | 0 | 0 | 0 | 100.114 | 0 | 0 | 9571.62 | 1203.46 | 33.0384 | 0 | 0 | 0 | 0 | 403.824 | 252.387 | 0 | 1271.08 | 0 | 774.72 | 3938.51 | 0 | 0 | 0 | 9293.05 | 0 | 570.102 | 0 | 0 | 0 | 20.5145 | 0 | 0 | 9883.66 | 24441.7 | 2239.11 | - | - | - | - | 0 | 0 | 20152 | 0 | 0 | 0 | 0 | 0 | 0 | 0 | 0 | 20152 | EUn | 11
07/27/18 @ 04:21 | EUn-w07-v11-WCChlrBase-mNE-HVAC-Proto.pd2 | EUn-w07-v11-WCChlrBase-mNE-HVAC-Proto | EUn-w07-v11 | California (Title 24) | San Diego Area (CZ07) | San Diego AP | 999839 | 1719.21 | 34.5035 | 0 | 0 | 0 | 0 | 1543.29 | 905.632 | 0 | 4637.29 | 0 | 2558.97 | 11398.9 | 0 | 0 | 0 | 2639.32 | 0 | 5717.54 | 0 | 0 | 0 | 100.114 | 0 | 0 | 8456.97 | 1175.2 | 31.3266 | 0 | 0 | 0 | 0 | 387.59 | 239.916 | 0 | 1271.08 | 0 | 774.72 | 3879.84 | 0 | 0 | 0 | 7718.49 | 0 | 602.67 | 0 | 0 | 0 | 20.5145 | 0 | 0 | 8341.67 | 23069 | 3559.22 | - | - | - | - | 0 | 0 | 32033 | 0 | 0 | 0 | 0 | 0 | 0 | 0 | 0 | 32033 | EUn | 11
07/27/18 @ 04:21 | EUn-w08-v11-WCChlrBase-mNE-HVAC-Proto.pd2 | EUn-w08-v11-WCChlrBase-mNE-HVAC-Proto | EUn-w08-v11 | California (Title 24) | El Toro Area (CZ08) | Fullerton | 999839 | 2090.21 | 45.4391 | 0 | 0 | 0 | 0 | 1558.76 | 1053.72 | 0 | 4637.29 | 0 | 2558.97 | 11944.4 | 0 | 0 | 0 | 3093.94 | 0 | 5619.83 | 0 | 0 | 0 | 100.114 | 0 | 0 | 8813.89 | 1405.26 | 53.1253 | 0 | 0 | 0 | 0 | 379.848 | 298.292 | 0 | 1271.08 | 0 | 774.72 | 4182.33 | 0 | 0 | 0 | 9057.78 | 0 | 552.411 | 0 | 0 | 0 | 20.5145 | 0 | 0 | 9630.71 | 27145.1 | 3962.67 | - | - | - | - | 0 | 0 | 35664 | 0 | 0 | 0 | 0 | 0 | 0 | 0 | 0 | 35664 | EUn | 11
07/27/18 @ 04:21 | EUn-w09-v11-WCChlrBase-mNE-HVAC-Proto.pd2 | EUn-w09-v11-WCChlrBase-mNE-HVAC-Proto | EUn-w09-v11 | California (Title 24) | Pasadena Area (CZ09) | Burbank AP | 999839 | 2318.2 | 50.8754 | 0 | 0 | 0 | 0 | 1574.33 | 1260.13 | 0 | 4637.29 | 0 | 2558.97 | 12399.8 | 0 | 0 | 0 | 3599.88 | 0 | 5615.73 | 0 | 0 | 0 | 100.114 | 0 | 0 | 9315.73 | 1722.76 | 109.843 | 0 | 0 | 0 | 0 | 425.348 | 361.738 | 0 | 1246.14 | 0 | 758.831 | 4624.66 | 0 | 0 | 0 | 9519.21 | 0 | 607.067 | 0 | 0 | 0 | 20.5145 | 0 | 0 | 10146.8 | 33298 | 2311.22 | - | - | - | - | 0 | 0 | 20801 | 0 | 0 | 0 | 0 | 0 | 0 | 0 | 0 | 20801 | EUn | 11
07/27/18 @ 04:22 | EUn-w10-v11-WCChlrBase-mNE-HVAC-Proto.pd2 | EUn-w10-v11-WCChlrBase-mNE-HVAC-Proto | EUn-w10-v11 | California (Title 24) | San Bernardino Area (CZ10) | Riverside FS 3 | 999839 | 2087.66 | 45.0562 | 0 | 0 | 0 | 0 | 1514.16 | 1060.98 | 0 | 4637.29 | 0 | 2558.97 | 11904.1 | 0 | 0 | 0 | 3751.69 | 0 | 5590.21 | 0 | 0 | 0 | 100.114 | 0 | 0 | 9442.01 | 1447.55 | 62.8121 | 0 | 0 | 0 | 0 | 403.278 | 307.565 | 0 | 1271.08 | 0 | 774.72 | 4267.01 | 0 | 0 | 0 | 9409.92 | 0 | 611.488 | 0 | 0 | 0 | 20.5145 | 0 | 0 | 10041.9 | 28116.8 | 2951.56 | - | - | - | - | 0 | 0 | 26564 | 0 | 0 | 0 | 0 | 0 | 0 | 0 | 0 | 26564 | EUn | 11
07/27/18 @ 04:22 | EUn-w11-v11-WCChlrBase-mNE-HVAC-Proto.pd2 | EUn-w11-v11-WCChlrBase-mNE-HVAC-Proto | EUn-w11-v11 | California (Title 24) | Red Bluff Area (CZ11) | Red Bluff AP | 999839 | 1919.22 | 41.3741 | 0 | 0 | 0 | 0 | 1508.08 | 969.039 | 0 | 4637.29 | 0 | 2558.97 | 11634 | 0 | 0 | 0 | 7102.63 | 0 | 5686.21 | 0 | 0 | 0 | 100.114 | 0 | 0 | 12889 | 1321.33 | 36.8188 | 0 | 0 | 0 | 0 | 419.371 | 280.276 | 0 | 1271.08 | 0 | 774.72 | 4103.6 | 0 | 0 | 0 | 15198.1 | 0 | 631.969 | 0 | 0 | 0 | 20.5145 | 0 | 0 | 15850.6 | 27894.6 | 1746.89 | - | - | - | - | 0 | 0 | 15722 | 0 | 0 | 0 | 0 | 0 | 0 | 0 | 0 | 15722 | EUn | 11
07/27/18 @ 04:22 | EUn-w12-v11-WCChlrBase-mNE-HVAC-Proto.pd2 | EUn-w12-v11-WCChlrBase-mNE-HVAC-Proto | EUn-w12-v11 | California (Title 24) | Sacramento Area (CZ12) | Sacramento AP | 999839 | 1657.02 | 34.9175 | 0 | 0 | 0 | 0 | 1479.16 | 862.369 | 0 | 4637.29 | 0 | 2558.97 | 11229.7 | 0 | 0 | 0 | 6566.27 | 0 | 5872.87 | 0 | 0 | 0 | 100.114 | 0 | 0 | 12539.3 | 1298.34 | 42.9842 | 0 | 0 | 0 | 0 | 387.992 | 275.949 | 0 | 1271.08 | 0 | 774.72 | 4051.07 | 0 | 0 | 0 | 10377.3 | 0 | 633.663 | 0 | 0 | 0 | 20.5145 | 0 | 0 | 11031.5 | 25094.9 | 2741.89 | - | - | - | - | 0 | 0 | 24677 | 0 | 0 | 0 | 0 | 0 | 0 | 0 | 0 | 24677 | EUn | 11
07/27/18 @ 04:23 | EUn-w13-v11-WCChlrBase-mNE-HVAC-Proto.pd2 | EUn-w13-v11-WCChlrBase-mNE-HVAC-Proto | EUn-w13-v11 | California (Title 24) | Fresno Area (CZ13) | Fresno AP | 999839 | 2015.75 | 45.3292 | 0 | 0 | 0 | 0 | 1510.73 | 1006.31 | 0 | 4637.29 | 0 | 2558.97 | 11774.4 | 0 | 0 | 0 | 6346.54 | 0 | 5609.42 | 0 | 0 | 0 | 100.114 | 0 | 0 | 12056.1 | 1482.72 | 64.424 | 0 | 0 | 0 | 0 | 404.598 | 312.548 | 0 | 1271.08 | 0 | 774.72 | 4310.09 | 0 | 0 | 0 | 12238.3 | 0 | 622.201 | 0 | 0 | 0 | 20.5145 | 0 | 0 | 12881 | 28728.5 | 617.778 | - | - | - | - | 0 | 0 | 5560 | 0 | 0 | 0 | 0 | 0 | 0 | 0 | 0 | 5560 | EUn | 11
07/27/18 @ 04:23 | EUn-w14-v11-WCChlrBase-mNE-HVAC-Proto.pd2 | EUn-w14-v11-WCChlrBase-mNE-HVAC-Proto | EUn-w14-v11 | California (Title 24) | China Lake Area (CZ14) | Palmdale AP | 999839 | 2159.42 | 40.8437 | 0 | 0 | 0 | 0 | 1515.95 | 1264.77 | 0 | 4637.29 | 0 | 2558.97 | 12177.2 | 0 | 0 | 0 | 7530.4 | 0 | 5732.57 | 0 | 0 | 0 | 100.114 | 0 | 0 | 13363.1 | 1960.71 | 169.207 | 0 | 0 | 0 | 0 | 383.14 | 372.366 | 0 | 1238.34 | 0 | 758.831 | 4882.59 | 0 | 0 | 0 | 17296.3 | 0 | 1144.46 | 0 | 0 | 0 | 20.5145 | 0 | 0 | 18461.3 | 37411.9 | 2544 | - | - | - | - | 0 | 0 | 22896 | 0 | 0 | 0 | 0 | 0 | 0 | 0 | 0 | 22896 | EUn | 11
07/27/18 @ 04:23 | EUn-w15-v11-WCChlrBase-mNE-HVAC-Proto.pd2 | EUn-w15-v11-WCChlrBase-mNE-HVAC-Proto | EUn-w15-v11 | California (Title 24) | Blythe Area (CZ15) | Palm Springs | 999839 | 3261.54 | 86.9248 | 0 | 0 | 0 | 0 | 1634.62 | 1341.83 | 0 | 4637.29 | 0 | 2558.97 | 13521.2 | 0 | 0 | 0 | 1615.44 | 0 | 4638.68 | 0 | 0 | 0 | 100.114 | 0 | 0 | 6354.23 | 1673.68 | 93.7923 | 0 | 0 | 0 | 0 | 424.257 | 345.542 | 0 | 1271.08 | 0 | 774.72 | 4583.08 | 0 | 0 | 0 | 8422.25 | 0 | 523.778 | 0 | 0 | 0 | 20.5145 | 0 | 0 | 8966.54 | 32519.5 | 2557.11 | - | - | - | - | 0 | 0 | 23014 | 0 | 0 | 0 | 0 | 0 | 0 | 0 | 0 | 23014 | EUn | 11
07/27/18 @ 04:24 | EUn-w16-v11-WCChlrBase-mNE-HVAC-Proto.pd2 | EUn-w16-v11-WCChlrBase-mNE-HVAC-Proto | EUn-w16-v11 | California (Title 24) | Mount Shasta Area (CZ16) | Blue Canyon AP | 999839 | 900.655 | 12.2548 | 0 | 0 | 0 | 0 | 1450.01 | 556.72 | 0 | 4637.29 | 0 | 2558.97 | 10115.9 | 0 | 0 | 0 | 13977.9 | 0 | 6659.67 | 0 | 0 | 0 | 100.114 | 0 | 0 | 20737.7 | 801.368 | 16.1115 | 0 | 0 | 0 | 0 | 413.641 | 180.246 | 0 | 1271.08 | 0 | 774.72 | 3457.17 | 0 | 0 | 0 | 17126.6 | 0 | 573.133 | 0 | 0 | 0 | 9.2828 | 0 | 0 | 17709 | 16564.6 | 1689.11 | - | - | - | - | 0 | 0 | 15202 | 0 | 0 | 0 | 0 | 0 | 0 | 0 | 0 | 15202 | EUn | 11
07/27/18 @ 04:24 | EUn-w01-v14-WCChlrBase-mNE-HVAC-Proto.pd2 | EUn-w01-v14-WCChlrBase-mNE-HVAC-Proto | EUn-w01-v14 | California (Title 24) | Arcata Area (CZ01) | Arcata | 999839 | 394.912 | 2.0974 | 0 | 0 | 0 | 0 | 1304.02 | 398.322 | 0 | 4637.29 | 0 | 2558.97 | 9295.6 | 0 | 0 | 0 | 11090.1 | 0 | 6668.27 | 0 | 0 | 0 | 100.114 | 0 | 0 | 17858.5 | 754.33 | 18.0106 | 0 | 0 | 0 | 0 | 331.277 | 168.712 | 0 | 1246.14 | 0 | 758.831 | 3277.3 | 0 | 0 | 0 | 9247.9 | 0 | 1333.42 | 0 | 0 | 0 | 20.5145 | 0 | 0 | 10601.8 | 15208.4 | 2532 | - | - | - | - | 0 | 0 | 22788 | 0 | 0 | 0 | 0 | 0 | 0 | 0 | 0 | 22788 | EUn | 14
07/27/18 @ 04:24 | EUn-w02-v14-WCChlrBase-mNE-HVAC-Proto.pd2 | EUn-w02-v14-WCChlrBase-mNE-HVAC-Proto | EUn-w02-v14 | California (Title 24) | Santa Rosa Area (CZ02) | Santa Rosa | 999839 | 1350.83 | 23.8871 | 0 | 0 | 0 | 0 | 1384.6 | 892.873 | 0 | 4637.29 | 0 | 2558.97 | 10848.4 | 0 | 0 | 0 | 8018.75 | 0 | 6172.04 | 0 | 0 | 0 | 100.114 | 0 | 0 | 14290.9 | 1471.6 | 82.1861 | 0 | 0 | 0 | 0 | 343.989 | 302.007 | 0 | 1246.14 | 0 | 758.831 | 4204.75 | 0 | 0 | 0 | 10946.1 | 0 | 650.049 | 0 | 0 | 0 | 20.5145 | 0 | 0 | 11616.6 | 28892.5 | 2311.33 | - | - | - | - | 0 | 0 | 20802 | 0 | 0 | 0 | 0 | 0 | 0 | 0 | 0 | 20802 | EUn | 14
07/27/18 @ 04:25 | EUn-w03-v14-WCChlrBase-mNE-HVAC-Proto.pd2 | EUn-w03-v14-WCChlrBase-mNE-HVAC-Proto | EUn-w03-v14 | California (Title 24) | Oakland Area (CZ03) | Oakland AP | 999839 | 893.245 | 12.8258 | 0 | 0 | 0 | 0 | 1384.8 | 605.138 | 0 | 4637.29 | 0 | 2558.97 | 10092.3 | 0 | 0 | 0 | 7046.39 | 0 | 6187.14 | 0 | 0 | 0 | 100.114 | 0 | 0 | 13333.6 | 986.865 | 25.5156 | 0 | 0 | 0 | 0 | 340.466 | 197.322 | 0 | 1246.14 | 0 | 758.831 | 3555.14 | 0 | 0 | 0 | 9823.47 | 0 | 643.611 | 0 | 0 | 0 | 20.5145 | 0 | 0 | 10487.6 | 19145 | 1288 | - | - | - | - | 0 | 0 | 11592 | 0 | 0 | 0 | 0 | 0 | 0 | 0 | 0 | 11592 | EUn | 14
07/27/18 @ 04:25 | EUn-w04-v14-WCChlrBase-mNE-HVAC-Proto.pd2 | EUn-w04-v14-WCChlrBase-mNE-HVAC-Proto | EUn-w04-v14 | California (Title 24) | Sunnyvale Area (CZ04) | San Jose | 999839 | 1359.38 | 25.7948 | 0 | 0 | 0 | 0 | 1420.77 | 759.761 | 0 | 4637.29 | 0 | 2558.97 | 10762 | 0 | 0 | 0 | 5646.87 | 0 | 5982.77 | 0 | 0 | 0 | 100.114 | 0 | 0 | 11729.8 | 1164.88 | 31.9611 | 0 | 0 | 0 | 0 | 370.831 | 235.914 | 0 | 1271.08 | 0 | 774.72 | 3849.39 | 0 | 0 | 0 | 9615.16 | 0 | 632.985 | 0 | 0 | 0 | 20.5145 | 0 | 0 | 10268.7 | 22413 | 1533.78 | - | - | - | - | 0 | 0 | 13804 | 0 | 0 | 0 | 0 | 0 | 0 | 0 | 0 | 13804 | EUn | 14
07/27/18 @ 04:25 | EUn-w05-v14-WCChlrBase-mNE-HVAC-Proto.pd2 | EUn-w05-v14-WCChlrBase-mNE-HVAC-Proto | EUn-w05-v14 | California (Title 24) | Santa Maria Area (CZ05) | Santa Maria AP | 999839 | 846.271 | 12.8314 | 0 | 0 | 0 | 0 | 1380.27 | 529.23 | 0 | 4637.29 | 0 | 2558.97 | 9964.86 | 0 | 0 | 0 | 7120.03 | 0 | 6289.28 | 0 | 0 | 0 | 100.114 | 0 | 0 | 13509.4 | 775.125 | 18.3306 | 0 | 0 | 0 | 0 | 344.71 | 174.518 | 0 | 1271.08 | 0 | 774.72 | 3358.49 | 0 | 0 | 0 | 8533.48 | 0 | 650.726 | 0 | 0 | 0 | 20.5145 | 0 | 0 | 9204.72 | 16125.1 | 2653.78 | - | - | - | - | 0 | 0 | 23884 | 0 | 0 | 0 | 0 | 0 | 0 | 0 | 0 | 23884 | EUn | 14
07/27/18 @ 04:26 | EUn-w06-v14-WCChlrBase-mNE-HVAC-Proto.pd2 | EUn-w06-v14-WCChlrBase-mNE-HVAC-Proto | EUn-w06-v14 | California (Title 24) | Los Angeles Area (CZ06) | Torrance | 999839 | 1622.14 | 35.2806 | 0 | 0 | 0 | 0 | 1441.76 | 822.854 | 0 | 4637.29 | 0 | 2558.97 | 11118.3 | 0 | 0 | 0 | 3647.27 | 0 | 5786.64 | 0 | 0 | 0 | 100.114 | 0 | 0 | 9534.02 | 1125.57 | 30.734 | 0 | 0 | 0 | 0 | 369.584 | 229.123 | 0 | 1271.08 | 0 | 774.72 | 3800.82 | 0 | 0 | 0 | 8381.54 | 0 | 570.1 | 0 | 0 | 0 | 20.5145 | 0 | 0 | 8972.15 | 22776.8 | 2126.11 | - | - | - | - | 0 | 0 | 19135 | 0 | 0 | 0 | 0 | 0 | 0 | 0 | 0 | 19135 | EUn | 14
07/27/18 @ 04:26 | EUn-w07-v14-WCChlrBase-mNE-HVAC-Proto.pd2 | EUn-w07-v14-WCChlrBase-mNE-HVAC-Proto | EUn-w07-v14 | California (Title 24) | San Diego Area (CZ07) | San Diego AP | 999839 | 1525.38 | 31.0392 | 0 | 0 | 0 | 0 | 1436.18 | 802.982 | 0 | 4637.29 | 0 | 2558.97 | 10991.8 | 0 | 0 | 0 | 2623.96 | 0 | 5717.6 | 0 | 0 | 0 | 100.114 | 0 | 0 | 8441.67 | 1112.02 | 29.5312 | 0 | 0 | 0 | 0 | 363.195 | 215.135 | 0 | 1271.08 | 0 | 774.72 | 3765.69 | 0 | 0 | 0 | 6206.5 | 0 | 594.072 | 0 | 0 | 0 | 20.5145 | 0 | 0 | 6821.09 | 21583 | 3430.44 | - | - | - | - | 0 | 0 | 30874 | 0 | 0 | 0 | 0 | 0 | 0 | 0 | 0 | 30874 | EUn | 14
07/27/18 @ 04:26 | EUn-w08-v14-WCChlrBase-mNE-HVAC-Proto.pd2 | EUn-w08-v14-WCChlrBase-mNE-HVAC-Proto | EUn-w08-v14 | California (Title 24) | El Toro Area (CZ08) | Fullerton | 999839 | 1870.39 | 40.5933 | 0 | 0 | 0 | 0 | 1447.06 | 956.807 | 0 | 4637.29 | 0 | 2558.97 | 11511.1 | 0 | 0 | 0 | 2861.96 | 0 | 5619.88 | 0 | 0 | 0 | 100.114 | 0 | 0 | 8581.95 | 1363.4 | 52.8975 | 0 | 0 | 0 | 0 | 382.486 | 280.432 | 0 | 1271.08 | 0 | 774.72 | 4125.02 | 0 | 0 | 0 | 7056.07 | 0 | 589.92 | 0 | 0 | 0 | 20.5145 | 0 | 0 | 7666.5 | 26469.3 | 3837.56 | - | - | - | - | 0 | 0 | 34538 | 0 | 0 | 0 | 0 | 0 | 0 | 0 | 0 | 34538 | EUn | 14
07/27/18 @ 04:27 | EUn-w09-v14-WCChlrBase-mNE-HVAC-Proto.pd2 | EUn-w09-v14-WCChlrBase-mNE-HVAC-Proto | EUn-w09-v14 | California (Title 24) | Pasadena Area (CZ09) | Burbank AP | 999839 | 2057.06 | 44.9586 | 0 | 0 | 0 | 0 | 1454.95 | 1119.5 | 0 | 4637.29 | 0 | 2558.97 | 11872.7 | 0 | 0 | 0 | 3407.86 | 0 | 5615.71 | 0 | 0 | 0 | 100.114 | 0 | 0 | 9123.69 | 1650.04 | 103.834 | 0 | 0 | 0 | 0 | 377.866 | 333.626 | 0 | 1246.14 | 0 | 758.831 | 4470.35 | 0 | 0 | 0 | 7791.05 | 0 | 607.074 | 0 | 0 | 0 | 20.5145 | 0 | 0 | 8418.64 | 31769.4 | 2015.78 | - | - | - | - | 0 | 0 | 18142 | 0 | 0 | 0 | 0 | 0 | 0 | 0 | 0 | 18142 | EUn | 14
07/27/18 @ 04:27 | EUn-w10-v14-WCChlrBase-mNE-HVAC-Proto.pd2 | EUn-w10-v14-WCChlrBase-mNE-HVAC-Proto | EUn-w10-v14 | California (Title 24) | San Bernardino Area (CZ10) | Riverside FS 3 | 999839 | 1972.06 | 42.762 | 0 | 0 | 0 | 0 | 1452.42 | 999.433 | 0 | 4637.29 | 0 | 2558.97 | 11662.9 | 0 | 0 | 0 | 3823.44 | 0 | 5590.22 | 0 | 0 | 0 | 100.114 | 0 | 0 | 9513.77 | 1403.06 | 61.4197 | 0 | 0 | 0 | 0 | 382.017 | 297.539 | 0 | 1271.08 | 0 | 774.72 | 4189.84 | 0 | 0 | 0 | 8959.25 | 0 | 611.493 | 0 | 0 | 0 | 20.5145 | 0 | 0 | 9591.26 | 27910.4 | 2835.33 | - | - | - | - | 0 | 0 | 25518 | 0 | 0 | 0 | 0 | 0 | 0 | 0 | 0 | 25518 | EUn | 14
07/27/18 @ 04:27 | EUn-w11-v14-WCChlrBase-mNE-HVAC-Proto.pd2 | EUn-w11-v14-WCChlrBase-mNE-HVAC-Proto | EUn-w11-v14 | California (Title 24) | Red Bluff Area (CZ11) | Red Bluff AP | 999839 | 1803.49 | 39.1411 | 0 | 0 | 0 | 0 | 1444.55 | 885.364 | 0 | 4637.29 | 0 | 2558.97 | 11368.8 | 0 | 0 | 0 | 7058.9 | 0 | 5686.24 | 0 | 0 | 0 | 100.114 | 0 | 0 | 12845.3 | 1278.7 | 35.6043 | 0 | 0 | 0 | 0 | 397.813 | 269.588 | 0 | 1271.08 | 0 | 774.72 | 4027.51 | 0 | 0 | 0 | 14661.4 | 0 | 631.96 | 0 | 0 | 0 | 20.5145 | 0 | 0 | 15313.9 | 26940.4 | 1696.33 | - | - | - | - | 0 | 0 | 15267 | 0 | 0 | 0 | 0 | 0 | 0 | 0 | 0 | 15267 | EUn | 14
07/27/18 @ 04:28 | EUn-w12-v14-WCChlrBase-mNE-HVAC-Proto.pd2 | EUn-w12-v14-WCChlrBase-mNE-HVAC-Proto | EUn-w12-v14 | California (Title 24) | Sacramento Area (CZ12) | Sacramento AP | 999839 | 1547.79 | 32.8589 | 0 | 0 | 0 | 0 | 1420 | 794.357 | 0 | 4637.29 | 0 | 2558.97 | 10991.3 | 0 | 0 | 0 | 6633.85 | 0 | 5872.89 | 0 | 0 | 0 | 100.114 | 0 | 0 | 12606.8 | 1255.62 | 37.5578 | 0 | 0 | 0 | 0 | 369.572 | 266.794 | 0 | 1271.08 | 0 | 774.72 | 3975.35 | 0 | 0 | 0 | 10305.8 | 0 | 633.642 | 0 | 0 | 0 | 20.5145 | 0 | 0 | 10960 | 24359.1 | 2636.11 | - | - | - | - | 0 | 0 | 23725 | 0 | 0 | 0 | 0 | 0 | 0 | 0 | 0 | 23725 | EUn | 14
07/27/18 @ 04:28 | EUn-w13-v14-WCChlrBase-mNE-HVAC-Proto.pd2 | EUn-w13-v14-WCChlrBase-mNE-HVAC-Proto | EUn-w13-v14 | California (Title 24) | Fresno Area (CZ13) | Fresno AP | 999839 | 1906.63 | 42.9849 | 0 | 0 | 0 | 0 | 1447.32 | 934.33 | 0 | 4637.29 | 0 | 2558.97 | 11527.5 | 0 | 0 | 0 | 6114.57 | 0 | 5609.42 | 0 | 0 | 0 | 100.114 | 0 | 0 | 11824.1 | 1434.05 | 63.0445 | 0 | 0 | 0 | 0 | 384.209 | 297.715 | 0 | 1271.08 | 0 | 774.72 | 4224.82 | 0 | 0 | 0 | 11920.2 | 0 | 622.196 | 0 | 0 | 0 | 20.5145 | 0 | 0 | 12562.9 | 27910.6 | 581 | - | - | - | - | 0 | 0 | 5229 | 0 | 0 | 0 | 0 | 0 | 0 | 0 | 0 | 5229 | EUn | 14
07/27/18 @ 04:28 | EUn-w14-v14-WCChlrBase-mNE-HVAC-Proto.pd2 | EUn-w14-v14-WCChlrBase-mNE-HVAC-Proto | EUn-w14-v14 | California (Title 24) | China Lake Area (CZ14) | Palmdale AP | 999839 | 2059.85 | 38.8959 | 0 | 0 | 0 | 0 | 1452.33 | 1196.44 | 0 | 4637.29 | 0 | 2558.97 | 11943.8 | 0 | 0 | 0 | 7617.38 | 0 | 5732.6 | 0 | 0 | 0 | 100.114 | 0 | 0 | 13450.1 | 1918.26 | 165.858 | 0 | 0 | 0 | 0 | 363.645 | 358.181 | 0 | 1238.34 | 0 | 758.831 | 4803.11 | 0 | 0 | 0 | 17595.3 | 0 | 1230.31 | 0 | 0 | 0 | 20.5145 | 0 | 0 | 18846.2 | 36707.6 | 2498 | - | - | - | - | 0 | 0 | 22482 | 0 | 0 | 0 | 0 | 0 | 0 | 0 | 0 | 22482 | EUn | 14
07/27/18 @ 04:29 | EUn-w15-v14-WCChlrBase-mNE-HVAC-Proto.pd2 | EUn-w15-v14-WCChlrBase-mNE-HVAC-Proto | EUn-w15-v14 | California (Title 24) | Blythe Area (CZ15) | Palm Springs | 999839 | 3131.8 | 83.3258 | 0 | 0 | 0 | 0 | 1564.37 | 1282.82 | 0 | 4637.29 | 0 | 2558.97 | 13258.6 | 0 | 0 | 0 | 1629.16 | 0 | 4638.7 | 0 | 0 | 0 | 100.114 | 0 | 0 | 6367.98 | 1643.89 | 92.1601 | 0 | 0 | 0 | 0 | 408.324 | 332.958 | 0 | 1271.08 | 0 | 774.72 | 4523.13 | 0 | 0 | 0 | 7886.63 | 0 | 523.782 | 0 | 0 | 0 | 20.5145 | 0 | 0 | 8430.93 | 32053 | 2500 | - | - | - | - | 0 | 0 | 22500 | 0 | 0 | 0 | 0 | 0 | 0 | 0 | 0 | 22500 | EUn | 14
07/27/18 @ 04:29 | EUn-w16-v14-WCChlrBase-mNE-HVAC-Proto.pd2 | EUn-w16-v14-WCChlrBase-mNE-HVAC-Proto | EUn-w16-v14 | California (Title 24) | Mount Shasta Area (CZ16) | Blue Canyon AP | 999839 | 785.562 | 10.9917 | 0 | 0 | 0 | 0 | 1363.23 | 481.314 | 0 | 4637.29 | 0 | 2558.97 | 9837.35 | 0 | 0 | 0 | 13695.7 | 0 | 6659.69 | 0 | 0 | 0 | 100.114 | 0 | 0 | 20455.5 | 755.377 | 15.2022 | 0 | 0 | 0 | 0 | 387.72 | 168.593 | 0 | 1271.08 | 0 | 774.72 | 3372.69 | 0 | 0 | 0 | 16924.5 | 0 | 573.124 | 0 | 0 | 0 | 9.2828 | 0 | 0 | 17506.9 | 15697.4 | 1602.78 | - | - | - | - | 0 | 0 | 14425 | 0 | 0 | 0 | 0 | 0 | 0 | 0 | 0 | 14425 | EUn | 14

## Pump HP
[6 empty] | CWP |  | ChWP
File name |  | Chlr1a CWP kW | Chlr1b CWP kW | Chlr1c CWP kW | CHWP kW | Calculated HP | Nominal HP | Calculated HP | Nominal HP | CWP HP | CHWP HP | Bldg Type | Nominal HP from RS Means 2018 |  | NEC Table 430.250 Full-Load Current, Three-Pase Alternating-Current Motors
ECC-w01-v03-WCChlrBase-mNE-HVAC-Proto - Baseline Design.SIM | ECC-w01-v03 | 11.657 | 11.657 | 11.657 | 37.842 | 16 | 20 | 51 | 60 | 60 | 60 | ECC | 3 |  |  | The following values of full-load currents are typical for
ECC-w01-v07-WCChlrBase-mNE-HVAC-Proto - Baseline Design.SIM | ECC-w01-v07 | 11.338 | 11.338 | 11.338 | 22.911 | 15 | 15 | 31 | 40 | 45 | 40 | ECC | 5 |  |  | motors running at speeds usual for belted motors and
ECC-w01-v11-WCChlrBase-mNE-HVAC-Proto - Baseline Design.SIM | ECC-w01-v11 | 11.182 | 11.182 | 11.182 | 22.597 | 15 | 15 | 30 | 30 | 45 | 30 | ECC | 7.5 |  |  | motors with normal torque characteristics.
ECC-w01-v14-WCChlrBase-mNE-HVAC-Proto - Baseline Design.SIM | ECC-w01-v14 | 10.232 | 10.232 | 10.232 | 20.434 | 14 | 15 | 27 | 30 | 45 | 30 | ECC | 10 |  |  | The voltages listed are rated motor voltages. The currents
ECC-w01-v96-WCChlrBase-mNE-HVAC-Proto - Baseline Design.SIM | ECC-w01-v96 | 20.756 | 20.756 | -1 | 41.855 | 28 | 30 | 56 | 60 | 60 | 60 | ECC | 15 | 15 |  | listed shall be permitted for system voltage ranges of
ECC-w02-v03-WCChlrBase-mNE-HVAC-Proto - Baseline Design.SIM | ECC-w02-v03 | 24.501 | 24.501 | 24.501 | 39.648 | 33 | 40 | 53 | 60 | 120 | 60 | ECC | 20 |  |  | 110 to 120, 220 to 240, 440 to 480, and 550 to 600
ECC-w02-v07-WCChlrBase-mNE-HVAC-Proto - Baseline Design.SIM | ECC-w02-v07 | 24.213 | 24.213 | 24.213 | 49.419 | 32 | 40 | 66 | 75 | 120 | 75 | ECC | 25 |  |  | Three Phase Motor Data
ECC-w02-v11-WCChlrBase-mNE-HVAC-Proto - Baseline Design.SIM | ECC-w02-v11 | 23.949 | 23.949 | 23.949 | 48.88 | 32 | 40 | 66 | 75 | 120 | 75 | ECC | 30 |  |  | For Standard Squirrel Cage 60 Hz 1800 RPM Motors
ECC-w02-v14-WCChlrBase-mNE-HVAC-Proto - Baseline Design.SIM | ECC-w02-v14 | 22.6 | 22.6 | 22.6 | 46.229 | 30 | 30 | 62 | 75 | 90 | 75 | ECC | 40 |  |  |  | 115 | 200 | 208 | 230 | 460 | 575 | 2300
ECC-w02-v96-WCChlrBase-mNE-HVAC-Proto - Baseline Design.SIM | ECC-w02-v96 | 41.468 | 41.468 | -1 | 50.606 | 56 | 60 | 68 | 75 | 120 | 75 | ECC | 50 | 50 |  | Horsepower | Volt | Volt | Volt | Volt | Volt | Volt | Volt
ECC-w03-v03-WCChlrBase-mNE-HVAC-Proto - Baseline Design.SIM | ECC-w03-v03 | 15.732 | 15.732 | 15.732 | 41.945 | 21 | 25 | 56 | 60 | 75 | 60 | ECC | 60 |  |  | 1/2 | 4.4 | 2.5 | 2.4 | 2.2 | 1.1 | 0.9
ECC-w03-v07-WCChlrBase-mNE-HVAC-Proto - Baseline Design.SIM | ECC-w03-v07 | 15.373 | 15.373 | 15.373 | 31.303 | 21 | 25 | 42 | 50 | 75 | 50 | ECC | 75 |  |  | 3/4 | 6.4 | 3.7 | 3.5 | 3.2 | 1.6 | 1.3
ECC-w03-v11-WCChlrBase-mNE-HVAC-Proto - Baseline Design.SIM | ECC-w03-v11 | 15.178 | 15.178 | 15.178 | 30.907 | 20 | 20 | 41 | 50 | 60 | 50 | ECC | 100 |  |  | 1 | 8.4 | 4.8 | 4.6 | 4.2 | 2.1 | 1.7
ECC-w03-v14-WCChlrBase-mNE-HVAC-Proto - Baseline Design.SIM | ECC-w03-v14 | 13.987 | 13.987 | 13.987 | 28.548 | 19 | 20 | 38 | 40 | 60 | 40 | ECC | 125 |  |  | 1.5 | 12 | 6.9 | 6.6 | 6 | 3 | 2.1
ECC-w03-v96-WCChlrBase-mNE-HVAC-Proto - Baseline Design.SIM | ECC-w03-v96 | 27.971 | 27.971 | -1 | 47.557 | 37 | 40 | 64 | 75 | 80 | 75 | ECC | 150 | 150 |  | 2 | 13.6 | 7.8 | 7.5 | 6.8 | 3.4 | 2.7
ECC-w04-v03-WCChlrBase-mNE-HVAC-Proto - Baseline Design.SIM | ECC-w04-v03 | 19.498 | 19.498 | 19.498 | 42.569 | 26 | 30 | 57 | 60 | 90 | 60 | ECC | 200 |  |  | 3 |  | 11 | 10.6 | 9.6 | 4.8 | 3.9
ECC-w04-v07-WCChlrBase-mNE-HVAC-Proto - Baseline Design.SIM | ECC-w04-v07 | 19.208 | 19.208 | 19.208 | 39.666 | 26 | 30 | 53 | 60 | 90 | 60 | ECC | 250 |  |  | 5 |  | 17.5 | 16.7 | 15.2 | 7.6 | 6.1
ECC-w04-v11-WCChlrBase-mNE-HVAC-Proto - Baseline Design.SIM | ECC-w04-v11 | 19.072 | 19.072 | 19.072 | 39.387 | 26 | 30 | 53 | 60 | 90 | 60 | ECC | 300 |  |  | 7.5 |  | 25.3 | 24.2 | 22 | 11 | 9
ECC-w04-v14-WCChlrBase-mNE-HVAC-Proto - Baseline Design.SIM | ECC-w04-v14 | 17.901 | 17.901 | 17.901 | 36.536 | 24 | 25 | 49 | 50 | 75 | 50 | ECC | 400 |  |  | 10 |  | 32.2 | 30.8 | 28 | 14 | 11
ECC-w04-v96-WCChlrBase-mNE-HVAC-Proto - Baseline Design.SIM | ECC-w04-v96 | 33.921 | 33.921 | -1 | 48.594 | 45 | 50 | 65 | 75 | 100 | 75 | ECC |  |  |  | 15 |  | 48.3 | 46.2 | 42 | 21 | 17
ECC-w05-v03-WCChlrBase-mNE-HVAC-Proto - Baseline Design.SIM | ECC-w05-v03 | 14.529 | 14.529 | 14.529 | 38.652 | 19 | 20 | 52 | 60 | 60 | 60 | ECC |  |  |  | 20 |  | 62.1 | 59.4 | 54 | 27 | 22
ECC-w05-v07-WCChlrBase-mNE-HVAC-Proto - Baseline Design.SIM | ECC-w05-v07 | 14.187 | 14.187 | 14.187 | 28.888 | 19 | 20 | 39 | 40 | 60 | 40 | ECC |  |  |  | 25 |  | 78.2 | 74.8 | 68 | 34 | 27
ECC-w05-v11-WCChlrBase-mNE-HVAC-Proto - Baseline Design.SIM | ECC-w05-v11 | 13.993 | 13.993 | 13.993 | 28.494 | 19 | 20 | 38 | 40 | 60 | 40 | ECC |  |  |  | 30 |  | 92 | 88 | 80 | 40 | 32
ECC-w05-v14-WCChlrBase-mNE-HVAC-Proto - Baseline Design.SIM | ECC-w05-v14 | 13.079 | 13.079 | 13.079 | 26.694 | 18 | 20 | 36 | 40 | 60 | 40 | ECC |  |  |  | 40 |  | 120 | 114 | 104 | 52 | 41
ECC-w05-v96-WCChlrBase-mNE-HVAC-Proto - Baseline Design.SIM | ECC-w05-v96 | 26.478 | 26.478 | -1 | 44.581 | 35 | 40 | 60 | 60 | 80 | 60 | ECC |  |  |  | 50 |  | 150 | 143 | 130 | 65 | 52
ECC-w06-v03-WCChlrBase-mNE-HVAC-Proto - Baseline Design.SIM | ECC-w06-v03 | 21.459 | 21.459 | 21.459 | 46.809 | 29 | 30 | 63 | 75 | 90 | 75 | ECC |  |  |  | 60 |  | 177 | 169 | 154 | 77 | 62 | 16
ECC-w06-v07-WCChlrBase-mNE-HVAC-Proto - Baseline Design.SIM | ECC-w06-v07 | 21.094 | 21.094 | 21.094 | 43.051 | 28 | 30 | 58 | 60 | 90 | 60 | ECC |  |  |  | 75 |  | 221 | 211 | 192 | 96 | 77 | 20
ECC-w06-v11-WCChlrBase-mNE-HVAC-Proto - Baseline Design.SIM | ECC-w06-v11 | 20.907 | 20.907 | 20.907 | 42.671 | 28 | 30 | 57 | 60 | 90 | 60 | ECC |  |  |  | 100 |  | 285 | 273 | 248 | 124 | 99 | 26
ECC-w06-v14-WCChlrBase-mNE-HVAC-Proto - Baseline Design.SIM | ECC-w06-v14 | 19.77 | 19.77 | 19.77 | 40.827 | 27 | 30 | 55 | 60 | 90 | 60 | ECC |  |  |  | 125 |  | 359 | 343 | 312 | 156 | 125 | 31
ECC-w06-v96-WCChlrBase-mNE-HVAC-Proto - Baseline Design.SIM | ECC-w06-v96 | 36.001 | 36.001 | -1 | 46.974 | 48 | 50 | 63 | 75 | 100 | 75 | ECC |  |  |  | 150 |  | 414 | 396 | 360 | 180 | 144 | 37
ECC-w07-v03-WCChlrBase-mNE-HVAC-Proto - Baseline Design.SIM | ECC-w07-v03 | 20.29 | 20.29 | 20.29 | 45.604 | 27 | 30 | 61 | 75 | 90 | 75 | ECC |  |  |  | 200 |  | 552 | 528 | 480 | 240 | 192 | 49
ECC-w07-v07-WCChlrBase-mNE-HVAC-Proto - Baseline Design.SIM | ECC-w07-v07 | 19.958 | 19.958 | 19.958 | 41.216 | 27 | 30 | 55 | 60 | 90 | 60 | ECC |  |  |  | 250 |  |  |  |  | 302 | 242 | 50
ECC-w07-v11-WCChlrBase-mNE-HVAC-Proto - Baseline Design.SIM | ECC-w07-v11 | 19.729 | 19.729 | 19.729 | 40.743 | 26 | 30 | 55 | 60 | 90 | 60 | ECC |  |  |  | 300 |  |  |  |  | 361 | 289 | 72
ECC-w07-v14-WCChlrBase-mNE-HVAC-Proto - Baseline Design.SIM | ECC-w07-v14 | 18.498 | 18.498 | 18.498 | 38.201 | 25 | 25 | 51 | 60 | 75 | 60 | ECC |  |  |  | 350 |  |  |  |  | 414 | 336 | 83
ECC-w07-v96-WCChlrBase-mNE-HVAC-Proto - Baseline Design.SIM | ECC-w07-v96 | 33.446 | 33.446 | -1 | 45.571 | 45 | 50 | 61 | 75 | 100 | 75 | ECC
ECC-w08-v03-WCChlrBase-mNE-HVAC-Proto - Baseline Design.SIM | ECC-w08-v03 | 23.744 | 23.744 | 23.744 | 45.885 | 32 | 40 | 62 | 75 | 120 | 75 | ECC
ECC-w08-v07-WCChlrBase-mNE-HVAC-Proto - Baseline Design.SIM | ECC-w08-v07 | 23.421 | 23.421 | 23.421 | 47.801 | 31 | 40 | 64 | 75 | 120 | 75 | ECC
ECC-w08-v11-WCChlrBase-mNE-HVAC-Proto - Baseline Design.SIM | ECC-w08-v11 | 23.195 | 23.195 | 23.195 | 47.34 | 31 | 40 | 63 | 75 | 120 | 75 | ECC
ECC-w08-v14-WCChlrBase-mNE-HVAC-Proto - Baseline Design.SIM | ECC-w08-v14 | 22.048 | 22.048 | 22.048 | 45.1 | 30 | 30 | 60 | 60 | 90 | 60 | ECC
ECC-w08-v96-WCChlrBase-mNE-HVAC-Proto - Baseline Design.SIM | ECC-w08-v96 | 38.875 | 38.875 | -1 | 48.514 | 52 | 60 | 65 | 75 | 120 | 75 | ECC
ECC-w09-v03-WCChlrBase-mNE-HVAC-Proto - Baseline Design.SIM | ECC-w09-v03 | 29.495 | 29.495 | 29.495 | 49.255 | 40 | 40 | 66 | 75 | 120 | 75 | ECC
ECC-w09-v07-WCChlrBase-mNE-HVAC-Proto - Baseline Design.SIM | ECC-w09-v07 | 29.266 | 29.266 | 29.266 | 59.731 | 39 | 40 | 80 | 100 | 120 | 100 | ECC
ECC-w09-v11-WCChlrBase-mNE-HVAC-Proto - Baseline Design.SIM | ECC-w09-v11 | 28.979 | 28.979 | 28.979 | 59.146 | 39 | 40 | 79 | 100 | 120 | 100 | ECC
ECC-w09-v14-WCChlrBase-mNE-HVAC-Proto - Baseline Design.SIM | ECC-w09-v14 | 27.871 | 27.871 | 27.871 | 57.012 | 37 | 40 | 76 | 100 | 120 | 100 | ECC
ECC-w09-v96-WCChlrBase-mNE-HVAC-Proto - Baseline Design.SIM | ECC-w09-v96 | 47.012 | 47.012 | -1 | 55.601 | 63 | 75 | 75 | 75 | 150 | 75 | ECC
ECC-w10-v03-WCChlrBase-mNE-HVAC-Proto - Baseline Design.SIM | ECC-w10-v03 | 26.182 | 26.182 | 26.182 | 44.226 | 35 | 40 | 59 | 60 | 120 | 60 | ECC
ECC-w10-v07-WCChlrBase-mNE-HVAC-Proto - Baseline Design.SIM | ECC-w10-v07 | 25.949 | 25.949 | 25.949 | 52.962 | 35 | 40 | 71 | 75 | 120 | 75 | ECC
ECC-w10-v11-WCChlrBase-mNE-HVAC-Proto - Baseline Design.SIM | ECC-w10-v11 | 25.759 | 25.759 | 25.759 | 52.574 | 35 | 40 | 70 | 75 | 120 | 75 | ECC
ECC-w10-v14-WCChlrBase-mNE-HVAC-Proto - Baseline Design.SIM | ECC-w10-v14 | 25.234 | 25.234 | 25.234 | 51.618 | 34 | 40 | 69 | 75 | 120 | 75 | ECC
ECC-w10-v96-WCChlrBase-mNE-HVAC-Proto - Baseline Design.SIM | ECC-w10-v96 | 42.868 | 42.868 | -1 | 52.395 | 57 | 60 | 70 | 75 | 120 | 75 | ECC
ECC-w11-v03-WCChlrBase-mNE-HVAC-Proto - Baseline Design.SIM | ECC-w11-v03 | 24.762 | 24.762 | 24.762 | 41.609 | 33 | 40 | 56 | 60 | 120 | 60 | ECC
ECC-w11-v07-WCChlrBase-mNE-HVAC-Proto - Baseline Design.SIM | ECC-w11-v07 | 24.505 | 24.505 | 24.505 | 50.014 | 33 | 40 | 67 | 75 | 120 | 75 | ECC
ECC-w11-v11-WCChlrBase-mNE-HVAC-Proto - Baseline Design.SIM | ECC-w11-v11 | 23.664 | 23.664 | 23.664 | 48.298 | 32 | 40 | 65 | 75 | 120 | 75 | ECC
ECC-w11-v14-WCChlrBase-mNE-HVAC-Proto - Baseline Design.SIM | ECC-w11-v14 | 22.188 | 22.188 | 22.188 | 45.386 | 30 | 30 | 61 | 75 | 90 | 75 | ECC
ECC-w11-v96-WCChlrBase-mNE-HVAC-Proto - Baseline Design.SIM | ECC-w11-v96 | 41.679 | 41.679 | -1 | 47.64 | 56 | 60 | 64 | 75 | 120 | 75 | ECC
ECC-w12-v03-WCChlrBase-mNE-HVAC-Proto - Baseline Design.SIM | ECC-w12-v03 | 21.928 | 21.928 | 21.928 | 43.093 | 29 | 30 | 58 | 60 | 90 | 60 | ECC
ECC-w12-v07-WCChlrBase-mNE-HVAC-Proto - Baseline Design.SIM | ECC-w12-v07 | 21.578 | 21.578 | 21.578 | 44.041 | 29 | 30 | 59 | 60 | 90 | 60 | ECC
ECC-w12-v11-WCChlrBase-mNE-HVAC-Proto - Baseline Design.SIM | ECC-w12-v11 | 21.356 | 21.356 | 21.356 | 43.587 | 29 | 30 | 58 | 60 | 90 | 60 | ECC
ECC-w12-v14-WCChlrBase-mNE-HVAC-Proto - Baseline Design.SIM | ECC-w12-v14 | 20.316 | 20.316 | 20.316 | 41.955 | 27 | 30 | 56 | 60 | 90 | 60 | ECC
ECC-w12-v96-WCChlrBase-mNE-HVAC-Proto - Baseline Design.SIM | ECC-w12-v96 | 36.622 | 36.622 | -1 | 48.669 | 49 | 50 | 65 | 75 | 100 | 75 | ECC
ECC-w13-v03-WCChlrBase-mNE-HVAC-Proto - Baseline Design.SIM | ECC-w13-v03 | 25.608 | 25.608 | 25.608 | 45.354 | 34 | 40 | 61 | 75 | 120 | 75 | ECC
ECC-w13-v07-WCChlrBase-mNE-HVAC-Proto - Baseline Design.SIM | ECC-w13-v07 | 25.361 | 25.361 | 25.361 | 51.761 | 34 | 40 | 69 | 75 | 120 | 75 | ECC
ECC-w13-v11-WCChlrBase-mNE-HVAC-Proto - Baseline Design.SIM | ECC-w13-v11 | 24.969 | 24.969 | 24.969 | 50.961 | 33 | 40 | 68 | 75 | 120 | 75 | ECC
ECC-w13-v14-WCChlrBase-mNE-HVAC-Proto - Baseline Design.SIM | ECC-w13-v14 | 23.987 | 23.987 | 23.987 | 49.066 | 32 | 40 | 66 | 75 | 120 | 75 | ECC
ECC-w13-v96-WCChlrBase-mNE-HVAC-Proto - Baseline Design.SIM | ECC-w13-v96 | 42.585 | 42.585 | -1 | 50.486 | 57 | 60 | 68 | 75 | 120 | 75 | ECC
ECC-w14-v03-WCChlrBase-mNE-HVAC-Proto - Baseline Design.SIM | ECC-w14-v03 | 35.474 | 35.474 | 35.474 | 41.27 | 48 | 50 | 55 | 60 | 150 | 60 | ECC
ECC-w14-v07-WCChlrBase-mNE-HVAC-Proto - Baseline Design.SIM | ECC-w14-v07 | 35.125 | 35.125 | 35.125 | 71.689 | 47 | 50 | 96 | 100 | 150 | 100 | ECC
ECC-w14-v11-WCChlrBase-mNE-HVAC-Proto - Baseline Design.SIM | ECC-w14-v11 | 34.374 | 34.374 | 34.374 | 70.156 | 46 | 50 | 94 | 100 | 150 | 100 | ECC
ECC-w14-v14-WCChlrBase-mNE-HVAC-Proto - Baseline Design.SIM | ECC-w14-v14 | 32.267 | 32.267 | 32.267 | 66.004 | 43 | 50 | 88 | 100 | 150 | 100 | ECC
ECC-w14-v96-WCChlrBase-mNE-HVAC-Proto - Baseline Design.SIM | ECC-w14-v96 | 55.87 | 55.87 | -1 | 47.704 | 75 | 75 | 64 | 75 | 150 | 75 | ECC
ECC-w15-v03-WCChlrBase-mNE-HVAC-Proto - Baseline Design.SIM | ECC-w15-v03 | 31.249 | 31.249 | 31.249 | 47.725 | 42 | 50 | 64 | 75 | 150 | 75 | ECC
ECC-w15-v07-WCChlrBase-mNE-HVAC-Proto - Baseline Design.SIM | ECC-w15-v07 | 31.014 | 31.014 | 31.014 | 63.298 | 42 | 50 | 85 | 100 | 150 | 100 | ECC
ECC-w15-v11-WCChlrBase-mNE-HVAC-Proto - Baseline Design.SIM | ECC-w15-v11 | 30.456 | 30.456 | 30.456 | 62.161 | 41 | 50 | 83 | 100 | 150 | 100 | ECC
ECC-w15-v14-WCChlrBase-mNE-HVAC-Proto - Baseline Design.SIM | ECC-w15-v14 | 29.604 | 29.604 | 29.604 | 60.556 | 40 | 40 | 81 | 100 | 120 | 100 | ECC
ECC-w15-v96-WCChlrBase-mNE-HVAC-Proto - Baseline Design.SIM | ECC-w15-v96 | 48.418 | 48.418 | -1 | 54.055 | 65 | 75 | 72 | 75 | 150 | 75 | ECC
ECC-w16-v03-WCChlrBase-mNE-HVAC-Proto - Baseline Design.SIM | ECC-w16-v03 | 15.744 | 15.744 | 15.744 | 39.904 | 21 | 25 | 53 | 60 | 75 | 60 | ECC
ECC-w16-v07-WCChlrBase-mNE-HVAC-Proto - Baseline Design.SIM | ECC-w16-v07 | 15.624 | 15.624 | 15.624 | 31.815 | 21 | 25 | 43 | 50 | 75 | 50 | ECC
ECC-w16-v11-WCChlrBase-mNE-HVAC-Proto - Baseline Design.SIM | ECC-w16-v11 | 15.343 | 15.343 | 15.343 | 31.243 | 21 | 25 | 42 | 50 | 75 | 50 | ECC
ECC-w16-v14-WCChlrBase-mNE-HVAC-Proto - Baseline Design.SIM | ECC-w16-v14 | 14.237 | 14.237 | 14.237 | 29.058 | 19 | 20 | 39 | 40 | 60 | 40 | ECC
ECC-w16-v96-WCChlrBase-mNE-HVAC-Proto - Baseline Design.SIM | ECC-w16-v96 | 24.442 | 24.442 | -1 | 43.679 | 33 | 40 | 59 | 60 | 80 | 60 | ECC
ESe-w01-v03-WCChlrBase-mNE-HVAC-Proto - Baseline Design.SIM | ESe-w01-v03 | 8.098 | 8.098 | -1 | 18.973 | 11 | 15 | 25 | 25 | 30 | 25 | ESe
ESe-w01-v07-WCChlrBase-mNE-HVAC-Proto - Baseline Design.SIM | ESe-w01-v07 | 7.861 | 7.861 | -1 | 10.525 | 11 | 15 | 14 | 15 | 30 | 15 | ESe
ESe-w01-v11-WCChlrBase-mNE-HVAC-Proto - Baseline Design.SIM | ESe-w01-v11 | 7.857 | 7.857 | -1 | 10.52 | 11 | 15 | 14 | 15 | 30 | 15 | ESe
ESe-w01-v14-WCChlrBase-mNE-HVAC-Proto - Baseline Design.SIM | ESe-w01-v14 | 6.623 | 6.623 | -1 | 9.189 | 9 | 10 | 12 | 15 | 20 | 15 | ESe
ESe-w01-v96-WCChlrBase-mNE-HVAC-Proto - Baseline Design.SIM | ESe-w01-v96 | 9.375 | 9.375 | -1 | 20.817 | 13 | 15 | 28 | 30 | 30 | 30 | ESe
ESe-w02-v03-WCChlrBase-mNE-HVAC-Proto - Baseline Design.SIM | ESe-w02-v03 | 20.269 | 20.269 | -1 | 20.753 | 27 | 30 | 28 | 30 | 60 | 30 | ESe
ESe-w02-v07-WCChlrBase-mNE-HVAC-Proto - Baseline Design.SIM | ESe-w02-v07 | 20.247 | 20.247 | -1 | 27.875 | 27 | 30 | 37 | 40 | 60 | 40 | ESe
ESe-w02-v11-WCChlrBase-mNE-HVAC-Proto - Baseline Design.SIM | ESe-w02-v11 | 20.091 | 20.091 | -1 | 27.66 | 27 | 30 | 37 | 40 | 60 | 40 | ESe
ESe-w02-v14-WCChlrBase-mNE-HVAC-Proto - Baseline Design.SIM | ESe-w02-v14 | 18.644 | 18.644 | -1 | 25.668 | 25 | 25 | 34 | 40 | 50 | 40 | ESe
ESe-w02-v96-WCChlrBase-mNE-HVAC-Proto - Baseline Design.SIM | ESe-w02-v96 | 22.665 | 22.665 | -1 | 25.006 | 30 | 30 | 34 | 40 | 60 | 40 | ESe
ESe-w03-v03-WCChlrBase-mNE-HVAC-Proto - Baseline Design.SIM | ESe-w03-v03 | 13.214 | 13.214 | -1 | 19.855 | 18 | 20 | 27 | 30 | 40 | 30 | ESe
ESe-w03-v07-WCChlrBase-mNE-HVAC-Proto - Baseline Design.SIM | ESe-w03-v07 | 13.02 | 13.02 | -1 | 17.788 | 17 | 20 | 24 | 25 | 40 | 25 | ESe
ESe-w03-v11-WCChlrBase-mNE-HVAC-Proto - Baseline Design.SIM | ESe-w03-v11 | 12.893 | 12.893 | -1 | 17.614 | 17 | 20 | 24 | 25 | 40 | 25 | ESe
ESe-w03-v14-WCChlrBase-mNE-HVAC-Proto - Baseline Design.SIM | ESe-w03-v14 | 11.365 | 11.365 | -1 | 15.545 | 15 | 15 | 21 | 25 | 30 | 25 | ESe
ESe-w03-v96-WCChlrBase-mNE-HVAC-Proto - Baseline Design.SIM | ESe-w03-v96 | 14.844 | 14.844 | -1 | 22.098 | 20 | 20 | 30 | 30 | 40 | 30 | ESe
ESe-w04-v03-WCChlrBase-mNE-HVAC-Proto - Baseline Design.SIM | ESe-w04-v03 | 17.936 | 17.936 | -1 | 22.248 | 24 | 25 | 30 | 30 | 50 | 30 | ESe
ESe-w04-v07-WCChlrBase-mNE-HVAC-Proto - Baseline Design.SIM | ESe-w04-v07 | 17.707 | 17.707 | -1 | 24.038 | 24 | 25 | 32 | 40 | 50 | 40 | ESe
ESe-w04-v11-WCChlrBase-mNE-HVAC-Proto - Baseline Design.SIM | ESe-w04-v11 | 17.545 | 17.545 | -1 | 23.818 | 24 | 25 | 32 | 40 | 50 | 40 | ESe
ESe-w04-v14-WCChlrBase-mNE-HVAC-Proto - Baseline Design.SIM | ESe-w04-v14 | 15.751 | 15.751 | -1 | 21.432 | 21 | 25 | 29 | 30 | 50 | 30 | ESe
ESe-w04-v96-WCChlrBase-mNE-HVAC-Proto - Baseline Design.SIM | ESe-w04-v96 | 19.401 | 19.401 | -1 | 24.777 | 26 | 30 | 33 | 40 | 60 | 40 | ESe
ESe-w05-v03-WCChlrBase-mNE-HVAC-Proto - Baseline Design.SIM | ESe-w05-v03 | 13.209 | 13.209 | -1 | 19.089 | 18 | 20 | 26 | 30 | 40 | 30 | ESe
ESe-w05-v07-WCChlrBase-mNE-HVAC-Proto - Baseline Design.SIM | ESe-w05-v07 | 12.979 | 12.979 | -1 | 17.733 | 17 | 20 | 24 | 25 | 40 | 25 | ESe
ESe-w05-v11-WCChlrBase-mNE-HVAC-Proto - Baseline Design.SIM | ESe-w05-v11 | 12.962 | 12.962 | -1 | 17.709 | 17 | 20 | 24 | 25 | 40 | 25 | ESe
ESe-w05-v14-WCChlrBase-mNE-HVAC-Proto - Baseline Design.SIM | ESe-w05-v14 | 11.504 | 11.504 | -1 | 15.736 | 15 | 15 | 21 | 25 | 30 | 25 | ESe
ESe-w05-v96-WCChlrBase-mNE-HVAC-Proto - Baseline Design.SIM | ESe-w05-v96 | 14.735 | 14.735 | -1 | 21.204 | 20 | 20 | 28 | 30 | 40 | 30 | ESe
ESe-w06-v03-WCChlrBase-mNE-HVAC-Proto - Baseline Design.SIM | ESe-w06-v03 | 20.979 | 20.979 | -1 | 26.284 | 28 | 30 | 35 | 40 | 60 | 40 | ESe
ESe-w06-v07-WCChlrBase-mNE-HVAC-Proto - Baseline Design.SIM | ESe-w06-v07 | 20.754 | 20.754 | -1 | 28.574 | 28 | 30 | 38 | 40 | 60 | 40 | ESe
ESe-w06-v11-WCChlrBase-mNE-HVAC-Proto - Baseline Design.SIM | ESe-w06-v11 | 20.703 | 20.703 | -1 | 28.503 | 28 | 30 | 38 | 40 | 60 | 40 | ESe
ESe-w06-v14-WCChlrBase-mNE-HVAC-Proto - Baseline Design.SIM | ESe-w06-v14 | 18.782 | 18.782 | -1 | 25.858 | 25 | 25 | 35 | 40 | 50 | 40 | ESe
ESe-w06-v96-WCChlrBase-mNE-HVAC-Proto - Baseline Design.SIM | ESe-w06-v96 | 22.392 | 22.392 | -1 | 28.346 | 30 | 30 | 38 | 40 | 60 | 40 | ESe
ESe-w07-v03-WCChlrBase-mNE-HVAC-Proto - Baseline Design.SIM | ESe-w07-v03 | 17.897 | 17.897 | -1 | 20.756 | 24 | 25 | 28 | 30 | 50 | 30 | ESe
ESe-w07-v07-WCChlrBase-mNE-HVAC-Proto - Baseline Design.SIM | ESe-w07-v07 | 17.626 | 17.626 | -1 | 23.928 | 24 | 25 | 32 | 40 | 50 | 40 | ESe
ESe-w07-v11-WCChlrBase-mNE-HVAC-Proto - Baseline Design.SIM | ESe-w07-v11 | 17.521 | 17.521 | -1 | 23.785 | 23 | 25 | 32 | 40 | 50 | 40 | ESe
ESe-w07-v14-WCChlrBase-mNE-HVAC-Proto - Baseline Design.SIM | ESe-w07-v14 | 16.433 | 16.433 | -1 | 22.359 | 22 | 25 | 30 | 30 | 50 | 30 | ESe
ESe-w07-v96-WCChlrBase-mNE-HVAC-Proto - Baseline Design.SIM | ESe-w07-v96 | 18.66 | 18.66 | -1 | 22.46 | 25 | 25 | 30 | 30 | 50 | 30 | ESe
ESe-w08-v03-WCChlrBase-mNE-HVAC-Proto - Baseline Design.SIM | ESe-w08-v03 | 22.105 | 22.105 | -1 | 26.025 | 30 | 30 | 35 | 40 | 60 | 40 | ESe
ESe-w08-v07-WCChlrBase-mNE-HVAC-Proto - Baseline Design.SIM | ESe-w08-v07 | 21.95 | 21.95 | -1 | 30.22 | 29 | 30 | 41 | 50 | 60 | 50 | ESe
ESe-w08-v11-WCChlrBase-mNE-HVAC-Proto - Baseline Design.SIM | ESe-w08-v11 | 21.791 | 21.791 | -1 | 30 | 29 | 30 | 40 | 40 | 60 | 40 | ESe
ESe-w08-v14-WCChlrBase-mNE-HVAC-Proto - Baseline Design.SIM | ESe-w08-v14 | 19.724 | 19.724 | -1 | 27.155 | 26 | 30 | 36 | 40 | 60 | 40 | ESe
ESe-w08-v96-WCChlrBase-mNE-HVAC-Proto - Baseline Design.SIM | ESe-w08-v96 | 23.531 | 23.531 | -1 | 28.145 | 32 | 40 | 38 | 40 | 80 | 40 | ESe
ESe-w09-v03-WCChlrBase-mNE-HVAC-Proto - Baseline Design.SIM | ESe-w09-v03 | 27.217 | 27.217 | -1 | 27.383 | 36 | 40 | 37 | 40 | 80 | 40 | ESe
ESe-w09-v07-WCChlrBase-mNE-HVAC-Proto - Baseline Design.SIM | ESe-w09-v07 | 27.076 | 27.076 | -1 | 37.277 | 36 | 40 | 50 | 50 | 80 | 50 | ESe
ESe-w09-v11-WCChlrBase-mNE-HVAC-Proto - Baseline Design.SIM | ESe-w09-v11 | 26.812 | 26.812 | -1 | 36.913 | 36 | 40 | 49 | 50 | 80 | 50 | ESe
ESe-w09-v14-WCChlrBase-mNE-HVAC-Proto - Baseline Design.SIM | ESe-w09-v14 | 25.091 | 25.091 | -1 | 34.544 | 34 | 40 | 46 | 50 | 80 | 50 | ESe
ESe-w09-v96-WCChlrBase-mNE-HVAC-Proto - Baseline Design.SIM | ESe-w09-v96 | 28.708 | 28.708 | -1 | 29.945 | 38 | 40 | 40 | 40 | 80 | 40 | ESe
ESe-w10-v03-WCChlrBase-mNE-HVAC-Proto - Baseline Design.SIM | ESe-w10-v03 | 24.306 | 24.306 | -1 | 22.95 | 33 | 40 | 31 | 40 | 80 | 40 | ESe
ESe-w10-v07-WCChlrBase-mNE-HVAC-Proto - Baseline Design.SIM | ESe-w10-v07 | 24.129 | 24.129 | -1 | 33.22 | 32 | 40 | 45 | 50 | 80 | 50 | ESe
ESe-w10-v11-WCChlrBase-mNE-HVAC-Proto - Baseline Design.SIM | ESe-w10-v11 | 23.985 | 23.985 | -1 | 33.021 | 32 | 40 | 44 | 50 | 80 | 50 | ESe
ESe-w10-v14-WCChlrBase-mNE-HVAC-Proto - Baseline Design.SIM | ESe-w10-v14 | 23.061 | 23.061 | -1 | 31.749 | 31 | 40 | 43 | 50 | 80 | 50 | ESe
ESe-w10-v96-WCChlrBase-mNE-HVAC-Proto - Baseline Design.SIM | ESe-w10-v96 | 26.701 | 26.701 | -1 | 27.67 | 36 | 40 | 37 | 40 | 80 | 40 | ESe
ESe-w11-v03-WCChlrBase-mNE-HVAC-Proto - Baseline Design.SIM | ESe-w11-v03 | 19.368 | 19.368 | -1 | 21.514 | 26 | 30 | 29 | 30 | 60 | 30 | ESe
ESe-w11-v07-WCChlrBase-mNE-HVAC-Proto - Baseline Design.SIM | ESe-w11-v07 | 19.161 | 19.161 | -1 | 26.38 | 26 | 30 | 35 | 40 | 60 | 40 | ESe
ESe-w11-v11-WCChlrBase-mNE-HVAC-Proto - Baseline Design.SIM | ESe-w11-v11 | 18.664 | 18.664 | -1 | 25.695 | 25 | 25 | 34 | 40 | 50 | 40 | ESe
ESe-w11-v14-WCChlrBase-mNE-HVAC-Proto - Baseline Design.SIM | ESe-w11-v14 | 17.872 | 17.872 | -1 | 24.318 | 24 | 25 | 33 | 40 | 50 | 40 | ESe
ESe-w11-v96-WCChlrBase-mNE-HVAC-Proto - Baseline Design.SIM | ESe-w11-v96 | 21.597 | 21.597 | -1 | 25.205 | 29 | 30 | 34 | 40 | 60 | 40 | ESe
ESe-w12-v03-WCChlrBase-mNE-HVAC-Proto - Baseline Design.SIM | ESe-w12-v03 | 20.135 | 20.135 | -1 | 20.807 | 27 | 30 | 28 | 30 | 60 | 30 | ESe
ESe-w12-v07-WCChlrBase-mNE-HVAC-Proto - Baseline Design.SIM | ESe-w12-v07 | 19.973 | 19.973 | -1 | 27.497 | 27 | 30 | 37 | 40 | 60 | 40 | ESe
ESe-w12-v11-WCChlrBase-mNE-HVAC-Proto - Baseline Design.SIM | ESe-w12-v11 | 19.832 | 19.832 | -1 | 27.303 | 27 | 30 | 37 | 40 | 60 | 40 | ESe
ESe-w12-v14-WCChlrBase-mNE-HVAC-Proto - Baseline Design.SIM | ESe-w12-v14 | 18.797 | 18.797 | -1 | 25.878 | 25 | 25 | 35 | 40 | 50 | 40 | ESe
ESe-w12-v96-WCChlrBase-mNE-HVAC-Proto - Baseline Design.SIM | ESe-w12-v96 | 22.226 | 22.226 | -1 | 24.427 | 30 | 30 | 33 | 40 | 60 | 40 | ESe
ESe-w13-v03-WCChlrBase-mNE-HVAC-Proto - Baseline Design.SIM | ESe-w13-v03 | 21.41 | 21.41 | -1 | 23.918 | 29 | 30 | 32 | 40 | 60 | 40 | ESe
ESe-w13-v07-WCChlrBase-mNE-HVAC-Proto - Baseline Design.SIM | ESe-w13-v07 | 21.301 | 21.301 | -1 | 29.326 | 29 | 30 | 39 | 40 | 60 | 40 | ESe
ESe-w13-v11-WCChlrBase-mNE-HVAC-Proto - Baseline Design.SIM | ESe-w13-v11 | 20.942 | 20.942 | -1 | 28.831 | 28 | 30 | 39 | 40 | 60 | 40 | ESe
ESe-w13-v14-WCChlrBase-mNE-HVAC-Proto - Baseline Design.SIM | ESe-w13-v14 | 19.959 | 19.959 | -1 | 27.478 | 27 | 30 | 37 | 40 | 60 | 40 | ESe
ESe-w13-v96-WCChlrBase-mNE-HVAC-Proto - Baseline Design.SIM | ESe-w13-v96 | 23.353 | 23.353 | -1 | 27.313 | 31 | 40 | 37 | 40 | 80 | 40 | ESe
ESe-w14-v03-WCChlrBase-mNE-HVAC-Proto - Baseline Design.SIM | ESe-w14-v03 | 28.134 | 28.134 | -1 | 21.718 | 38 | 40 | 29 | 30 | 80 | 30 | ESe
ESe-w14-v07-WCChlrBase-mNE-HVAC-Proto - Baseline Design.SIM | ESe-w14-v07 | 27.832 | 27.832 | -1 | 38.317 | 37 | 40 | 51 | 60 | 80 | 60 | ESe
ESe-w14-v11-WCChlrBase-mNE-HVAC-Proto - Baseline Design.SIM | ESe-w14-v11 | 26.987 | 26.987 | -1 | 37.155 | 36 | 40 | 50 | 50 | 80 | 50 | ESe
ESe-w14-v14-WCChlrBase-mNE-HVAC-Proto - Baseline Design.SIM | ESe-w14-v14 | 24.885 | 24.885 | -1 | 34.261 | 33 | 40 | 46 | 50 | 80 | 50 | ESe
ESe-w14-v96-WCChlrBase-mNE-HVAC-Proto - Baseline Design.SIM | ESe-w14-v96 | 30.904 | 30.904 | -1 | 24.063 | 41 | 50 | 32 | 40 | 100 | 40 | ESe
ESe-w15-v03-WCChlrBase-mNE-HVAC-Proto - Baseline Design.SIM | ESe-w15-v03 | 29.823 | 29.823 | -1 | 26.001 | 40 | 40 | 35 | 40 | 80 | 40 | ESe
ESe-w15-v07-WCChlrBase-mNE-HVAC-Proto - Baseline Design.SIM | ESe-w15-v07 | 29.807 | 29.807 | -1 | 41.037 | 40 | 40 | 55 | 60 | 80 | 60 | ESe
ESe-w15-v11-WCChlrBase-mNE-HVAC-Proto - Baseline Design.SIM | ESe-w15-v11 | 29.257 | 29.257 | -1 | 40.28 | 39 | 40 | 54 | 60 | 80 | 60 | ESe
ESe-w15-v14-WCChlrBase-mNE-HVAC-Proto - Baseline Design.SIM | ESe-w15-v14 | 28.272 | 28.272 | -1 | 38.923 | 38 | 40 | 52 | 60 | 80 | 60 | ESe
ESe-w15-v96-WCChlrBase-mNE-HVAC-Proto - Baseline Design.SIM | ESe-w15-v96 | 31.732 | 31.732 | -1 | 29.223 | 43 | 50 | 39 | 40 | 100 | 40 | ESe
ESe-w16-v03-WCChlrBase-mNE-HVAC-Proto - Baseline Design.SIM | ESe-w16-v03 | 12.254 | 12.254 | -1 | 19.588 | 16 | 20 | 26 | 30 | 40 | 30 | ESe
ESe-w16-v07-WCChlrBase-mNE-HVAC-Proto - Baseline Design.SIM | ESe-w16-v07 | 12.011 | 12.011 | -1 | 16.409 | 16 | 20 | 22 | 25 | 40 | 25 | ESe
ESe-w16-v11-WCChlrBase-mNE-HVAC-Proto - Baseline Design.SIM | ESe-w16-v11 | 11.457 | 11.457 | -1 | 15.654 | 15 | 15 | 21 | 25 | 30 | 25 | ESe
ESe-w16-v14-WCChlrBase-mNE-HVAC-Proto - Baseline Design.SIM | ESe-w16-v14 | 10.546 | 10.546 | -1 | 14.207 | 14 | 15 | 19 | 20 | 30 | 20 | ESe
ESe-w16-v96-WCChlrBase-mNE-HVAC-Proto - Baseline Design.SIM | ESe-w16-v96 | 13.256 | 13.256 | -1 | 21.767 | 18 | 20 | 29 | 30 | 40 | 30 | ESe
EUn-w01-v03-WCChlrBase-mNE-HVAC-Proto - Baseline Design.SIM | EUn-w01-v03 | 61.402 | 61.402 | -1 | 123.357 | 82 | 100 | 165 | 200 | 200 | 200 | EUn
EUn-w01-v07-WCChlrBase-mNE-HVAC-Proto - Baseline Design.SIM | EUn-w01-v07 | 59.703 | 59.703 | -1 | 82.196 | 80 | 100 | 110 | 125 | 200 | 125 | EUn
EUn-w01-v11-WCChlrBase-mNE-HVAC-Proto - Baseline Design.SIM | EUn-w01-v11 | 58.84 | 58.84 | -1 | 81.007 | 79 | 100 | 109 | 125 | 200 | 125 | EUn
EUn-w01-v14-WCChlrBase-mNE-HVAC-Proto - Baseline Design.SIM | EUn-w01-v14 | 55.065 | 55.065 | -1 | 75.811 | 74 | 75 | 102 | 125 | 150 | 125 | EUn
EUn-w01-v96-WCChlrBase-mNE-HVAC-Proto - Baseline Design.SIM | EUn-w01-v96 | 71.3 | 71.3 | -1 | 135.2 | 96 | 100 | 181 | 200 | 200 | 200 | EUn
EUn-w02-v03-WCChlrBase-mNE-HVAC-Proto - Baseline Design.SIM | EUn-w02-v03 | 108.233 | 108.233 | -1 | 136.25 | 145 | 150 | 183 | 200 | 300 | 200 | EUn
EUn-w02-v07-WCChlrBase-mNE-HVAC-Proto - Baseline Design.SIM | EUn-w02-v07 | 107.04 | 107.04 | -1 | 147.366 | 143 | 150 | 198 | 200 | 300 | 200 | EUn
EUn-w02-v11-WCChlrBase-mNE-HVAC-Proto - Baseline Design.SIM | EUn-w02-v11 | 105.558 | 105.558 | -1 | 145.327 | 141 | 150 | 195 | 200 | 300 | 200 | EUn
EUn-w02-v14-WCChlrBase-mNE-HVAC-Proto - Baseline Design.SIM | EUn-w02-v14 | 101.276 | 101.276 | -1 | 139.431 | 136 | 150 | 187 | 200 | 300 | 200 | EUn
EUn-w02-v96-WCChlrBase-mNE-HVAC-Proto - Baseline Design.SIM | EUn-w02-v96 | 120.509 | 120.509 | -1 | 152.327 | 162 | 200 | 204 | 250 | 400 | 250 | EUn
EUn-w03-v03-WCChlrBase-mNE-HVAC-Proto - Baseline Design.SIM | EUn-w03-v03 | 77.744 | 77.744 | -1 | 136.876 | 104 | 125 | 183 | 200 | 250 | 200 | EUn
EUn-w03-v07-WCChlrBase-mNE-HVAC-Proto - Baseline Design.SIM | EUn-w03-v07 | 75.984 | 75.984 | -1 | 103.62 | 102 | 125 | 139 | 150 | 250 | 150 | EUn
EUn-w03-v11-WCChlrBase-mNE-HVAC-Proto - Baseline Design.SIM | EUn-w03-v11 | 74.744 | 74.744 | -1 | 101.928 | 100 | 100 | 137 | 150 | 200 | 150 | EUn
EUn-w03-v14-WCChlrBase-mNE-HVAC-Proto - Baseline Design.SIM | EUn-w03-v14 | 68.857 | 68.857 | -1 | 93.616 | 92 | 100 | 125 | 125 | 200 | 125 | EUn
EUn-w03-v96-WCChlrBase-mNE-HVAC-Proto - Baseline Design.SIM | EUn-w03-v96 | 87.524 | 87.524 | -1 | 153.118 | 117 | 125 | 205 | 250 | 250 | 250 | EUn
EUn-w04-v03-WCChlrBase-mNE-HVAC-Proto - Baseline Design.SIM | EUn-w04-v03 | 89.686 | 89.686 | -1 | 137.049 | 120 | 125 | 184 | 200 | 250 | 200 | EUn
EUn-w04-v07-WCChlrBase-mNE-HVAC-Proto - Baseline Design.SIM | EUn-w04-v07 | 88.011 | 88.011 | -1 | 121.168 | 118 | 125 | 162 | 200 | 250 | 200 | EUn
EUn-w04-v11-WCChlrBase-mNE-HVAC-Proto - Baseline Design.SIM | EUn-w04-v11 | 86.514 | 86.514 | -1 | 119.107 | 116 | 125 | 160 | 200 | 250 | 200 | EUn
EUn-w04-v14-WCChlrBase-mNE-HVAC-Proto - Baseline Design.SIM | EUn-w04-v14 | 80.44 | 80.44 | -1 | 109.363 | 108 | 125 | 147 | 150 | 250 | 150 | EUn
EUn-w04-v96-WCChlrBase-mNE-HVAC-Proto - Baseline Design.SIM | EUn-w04-v96 | 101.286 | 101.286 | -1 | 155.894 | 136 | 150 | 209 | 250 | 300 | 250 | EUn
EUn-w05-v03-WCChlrBase-mNE-HVAC-Proto - Baseline Design.SIM | EUn-w05-v03 | 65.602 | 65.602 | -1 | 129.58 | 88 | 100 | 174 | 200 | 200 | 200 | EUn
EUn-w05-v07-WCChlrBase-mNE-HVAC-Proto - Baseline Design.SIM | EUn-w05-v07 | 63.389 | 63.389 | -1 | 86.443 | 85 | 100 | 116 | 125 | 200 | 125 | EUn
EUn-w05-v11-WCChlrBase-mNE-HVAC-Proto - Baseline Design.SIM | EUn-w05-v11 | 62.451 | 62.451 | -1 | 85.164 | 84 | 100 | 114 | 125 | 200 | 125 | EUn
EUn-w05-v14-WCChlrBase-mNE-HVAC-Proto - Baseline Design.SIM | EUn-w05-v14 | 57.93 | 57.93 | -1 | 79.754 | 78 | 100 | 107 | 125 | 200 | 125 | EUn
EUn-w05-v96-WCChlrBase-mNE-HVAC-Proto - Baseline Design.SIM | EUn-w05-v96 | 77.145 | 77.145 | -1 | 146.86 | 103 | 125 | 197 | 200 | 250 | 200 | EUn
EUn-w06-v03-WCChlrBase-mNE-HVAC-Proto - Baseline Design.SIM | EUn-w06-v03 | 91.092 | 91.092 | -1 | 136.657 | 122 | 125 | 183 | 200 | 250 | 200 | EUn
EUn-w06-v07-WCChlrBase-mNE-HVAC-Proto - Baseline Design.SIM | EUn-w06-v07 | 89.095 | 89.095 | -1 | 122.661 | 119 | 125 | 164 | 200 | 250 | 200 | EUn
EUn-w06-v11-WCChlrBase-mNE-HVAC-Proto - Baseline Design.SIM | EUn-w06-v11 | 87.775 | 87.775 | -1 | 120.844 | 118 | 125 | 162 | 200 | 250 | 200 | EUn
EUn-w06-v14-WCChlrBase-mNE-HVAC-Proto - Baseline Design.SIM | EUn-w06-v14 | 81.667 | 81.667 | -1 | 111.032 | 109 | 125 | 149 | 150 | 250 | 150 | EUn
EUn-w06-v96-WCChlrBase-mNE-HVAC-Proto - Baseline Design.SIM | EUn-w06-v96 | 97.556 | 97.556 | -1 | 150.871 | 131 | 150 | 202 | 250 | 300 | 250 | EUn
EUn-w07-v03-WCChlrBase-mNE-HVAC-Proto - Baseline Design.SIM | EUn-w07-v03 | 85.786 | 85.786 | -1 | 133.837 | 115 | 125 | 179 | 200 | 250 | 200 | EUn
EUn-w07-v07-WCChlrBase-mNE-HVAC-Proto - Baseline Design.SIM | EUn-w07-v07 | 84.798 | 84.798 | -1 | 115.64 | 114 | 125 | 155 | 200 | 250 | 200 | EUn
EUn-w07-v11-WCChlrBase-mNE-HVAC-Proto - Baseline Design.SIM | EUn-w07-v11 | 83.47 | 83.47 | -1 | 113.829 | 112 | 125 | 153 | 200 | 250 | 200 | EUn
EUn-w07-v14-WCChlrBase-mNE-HVAC-Proto - Baseline Design.SIM | EUn-w07-v14 | 77.365 | 77.365 | -1 | 105.184 | 104 | 125 | 141 | 150 | 250 | 150 | EUn
EUn-w07-v96-WCChlrBase-mNE-HVAC-Proto - Baseline Design.SIM | EUn-w07-v96 | 92.979 | 92.979 | -1 | 153.292 | 125 | 125 | 205 | 250 | 250 | 250 | EUn
EUn-w08-v03-WCChlrBase-mNE-HVAC-Proto - Baseline Design.SIM | EUn-w08-v03 | 100.74 | 100.74 | -1 | 141.069 | 135 | 150 | 189 | 200 | 300 | 200 | EUn
EUn-w08-v07-WCChlrBase-mNE-HVAC-Proto - Baseline Design.SIM | EUn-w08-v07 | 99.032 | 99.032 | -1 | 136.342 | 133 | 150 | 183 | 200 | 300 | 200 | EUn
EUn-w08-v11-WCChlrBase-mNE-HVAC-Proto - Baseline Design.SIM | EUn-w08-v11 | 97.37 | 97.37 | -1 | 134.053 | 131 | 150 | 180 | 200 | 300 | 200 | EUn
EUn-w08-v14-WCChlrBase-mNE-HVAC-Proto - Baseline Design.SIM | EUn-w08-v14 | 93.761 | 93.761 | -1 | 129.085 | 126 | 150 | 173 | 200 | 300 | 200 | EUn
EUn-w08-v96-WCChlrBase-mNE-HVAC-Proto - Baseline Design.SIM | EUn-w08-v96 | 108.047 | 108.047 | -1 | 155.225 | 145 | 150 | 208 | 250 | 300 | 250 | EUn
EUn-w09-v03-WCChlrBase-mNE-HVAC-Proto - Baseline Design.SIM | EUn-w09-v03 | 122.477 | 122.477 | -1 | 157.594 | 164 | 200 | 211 | 250 | 400 | 250 | EUn
EUn-w09-v07-WCChlrBase-mNE-HVAC-Proto - Baseline Design.SIM | EUn-w09-v07 | 121.204 | 121.204 | -1 | 166.867 | 162 | 200 | 224 | 250 | 400 | 250 | EUn
EUn-w09-v11-WCChlrBase-mNE-HVAC-Proto - Baseline Design.SIM | EUn-w09-v11 | 118.956 | 118.956 | -1 | 163.773 | 159 | 200 | 220 | 250 | 400 | 250 | EUn
EUn-w09-v14-WCChlrBase-mNE-HVAC-Proto - Baseline Design.SIM | EUn-w09-v14 | 112.458 | 112.458 | -1 | 154.826 | 151 | 200 | 208 | 250 | 400 | 250 | EUn
EUn-w09-v96-WCChlrBase-mNE-HVAC-Proto - Baseline Design.SIM | EUn-w09-v96 | 133.098 | 133.098 | -1 | 174.258 | 178 | 200 | 234 | 250 | 400 | 250 | EUn
EUn-w10-v03-WCChlrBase-mNE-HVAC-Proto - Baseline Design.SIM | EUn-w10-v03 | 104.155 | 104.155 | -1 | 138.003 | 140 | 150 | 185 | 200 | 300 | 200 | EUn
EUn-w10-v07-WCChlrBase-mNE-HVAC-Proto - Baseline Design.SIM | EUn-w10-v07 | 102.816 | 102.816 | -1 | 141.551 | 138 | 150 | 190 | 200 | 300 | 200 | EUn
EUn-w10-v11-WCChlrBase-mNE-HVAC-Proto - Baseline Design.SIM | EUn-w10-v11 | 101.277 | 101.277 | -1 | 139.432 | 136 | 150 | 187 | 200 | 300 | 200 | EUn
EUn-w10-v14-WCChlrBase-mNE-HVAC-Proto - Baseline Design.SIM | EUn-w10-v14 | 99.26 | 99.26 | -1 | 136.655 | 133 | 150 | 183 | 200 | 300 | 200 | EUn
EUn-w10-v96-WCChlrBase-mNE-HVAC-Proto - Baseline Design.SIM | EUn-w10-v96 | 121.346 | 121.346 | -1 | 167.78 | 163 | 200 | 225 | 250 | 400 | 250 | EUn
EUn-w11-v03-WCChlrBase-mNE-HVAC-Proto - Baseline Design.SIM | EUn-w11-v03 | 102.855 | 102.855 | -1 | 130.064 | 138 | 150 | 174 | 200 | 300 | 200 | EUn
EUn-w11-v07-WCChlrBase-mNE-HVAC-Proto - Baseline Design.SIM | EUn-w11-v07 | 101.668 | 101.668 | -1 | 139.971 | 136 | 150 | 188 | 200 | 300 | 200 | EUn
EUn-w11-v11-WCChlrBase-mNE-HVAC-Proto - Baseline Design.SIM | EUn-w11-v11 | 99.938 | 99.938 | -1 | 137.589 | 134 | 150 | 184 | 200 | 300 | 200 | EUn
EUn-w11-v14-WCChlrBase-mNE-HVAC-Proto - Baseline Design.SIM | EUn-w11-v14 | 95.254 | 95.254 | -1 | 131.14 | 128 | 150 | 176 | 200 | 300 | 200 | EUn
EUn-w11-v96-WCChlrBase-mNE-HVAC-Proto - Baseline Design.SIM | EUn-w11-v96 | 114.113 | 114.113 | -1 | 151.467 | 153 | 200 | 203 | 250 | 400 | 250 | EUn
EUn-w12-v03-WCChlrBase-mNE-HVAC-Proto - Baseline Design.SIM | EUn-w12-v03 | 93.328 | 93.328 | -1 | 133.896 | 125 | 125 | 179 | 200 | 250 | 200 | EUn
EUn-w12-v07-WCChlrBase-mNE-HVAC-Proto - Baseline Design.SIM | EUn-w12-v07 | 91.749 | 91.749 | -1 | 126.315 | 123 | 125 | 169 | 200 | 250 | 200 | EUn
EUn-w12-v11-WCChlrBase-mNE-HVAC-Proto - Baseline Design.SIM | EUn-w12-v11 | 89.925 | 89.925 | -1 | 123.804 | 121 | 125 | 166 | 200 | 250 | 200 | EUn
EUn-w12-v14-WCChlrBase-mNE-HVAC-Proto - Baseline Design.SIM | EUn-w12-v14 | 86.243 | 86.243 | -1 | 118.734 | 116 | 125 | 159 | 200 | 250 | 200 | EUn
EUn-w12-v96-WCChlrBase-mNE-HVAC-Proto - Baseline Design.SIM | EUn-w12-v96 | 103.979 | 103.979 | -1 | 152.977 | 139 | 150 | 205 | 250 | 300 | 250 | EUn
EUn-w13-v03-WCChlrBase-mNE-HVAC-Proto - Baseline Design.SIM | EUn-w13-v03 | 106.116 | 106.116 | -1 | 140.056 | 142 | 150 | 188 | 200 | 300 | 200 | EUn
EUn-w13-v07-WCChlrBase-mNE-HVAC-Proto - Baseline Design.SIM | EUn-w13-v07 | 104.842 | 104.842 | -1 | 144.341 | 141 | 150 | 193 | 200 | 300 | 200 | EUn
EUn-w13-v11-WCChlrBase-mNE-HVAC-Proto - Baseline Design.SIM | EUn-w13-v11 | 102.982 | 102.982 | -1 | 141.78 | 138 | 150 | 190 | 200 | 300 | 200 | EUn
EUn-w13-v14-WCChlrBase-mNE-HVAC-Proto - Baseline Design.SIM | EUn-w13-v14 | 98.584 | 98.584 | -1 | 135.725 | 132 | 150 | 182 | 200 | 300 | 200 | EUn
EUn-w13-v96-WCChlrBase-mNE-HVAC-Proto - Baseline Design.SIM | EUn-w13-v96 | 117.872 | 117.872 | -1 | 156.004 | 158 | 200 | 209 | 250 | 400 | 250 | EUn
EUn-w14-v03-WCChlrBase-mNE-HVAC-Proto - Baseline Design.SIM | EUn-w14-v03 | 136.536 | 136.536 | -1 | 131.552 | 183 | 200 | 176 | 200 | 400 | 200 | EUn
EUn-w14-v07-WCChlrBase-mNE-HVAC-Proto - Baseline Design.SIM | EUn-w14-v07 | 135.358 | 135.358 | -1 | 186.354 | 181 | 200 | 250 | 250 | 400 | 250 | EUn
EUn-w14-v11-WCChlrBase-mNE-HVAC-Proto - Baseline Design.SIM | EUn-w14-v11 | 133.522 | 133.522 | -1 | 183.826 | 179 | 200 | 246 | 250 | 400 | 250 | EUn
EUn-w14-v14-WCChlrBase-mNE-HVAC-Proto - Baseline Design.SIM | EUn-w14-v14 | 129.317 | 129.317 | -1 | 178.037 | 173 | 200 | 239 | 250 | 400 | 250 | EUn
EUn-w14-v96-WCChlrBase-mNE-HVAC-Proto - Baseline Design.SIM | EUn-w14-v96 | 146.47 | 146.47 | -1 | 153.023 | 196 | 200 | 205 | 250 | 400 | 250 | EUn
EUn-w15-v03-WCChlrBase-mNE-HVAC-Proto - Baseline Design.SIM | EUn-w15-v03 | 119.624 | 119.624 | -1 | 145.646 | 160 | 200 | 195 | 200 | 400 | 200 | EUn
EUn-w15-v07-WCChlrBase-mNE-HVAC-Proto - Baseline Design.SIM | EUn-w15-v07 | 118.285 | 118.285 | -1 | 162.848 | 159 | 200 | 218 | 250 | 400 | 250 | EUn
EUn-w15-v11-WCChlrBase-mNE-HVAC-Proto - Baseline Design.SIM | EUn-w15-v11 | 116.272 | 116.272 | -1 | 160.076 | 156 | 200 | 215 | 250 | 400 | 250 | EUn
EUn-w15-v14-WCChlrBase-mNE-HVAC-Proto - Baseline Design.SIM | EUn-w15-v14 | 113.251 | 113.251 | -1 | 155.917 | 152 | 200 | 209 | 250 | 400 | 250 | EUn
EUn-w15-v96-WCChlrBase-mNE-HVAC-Proto - Baseline Design.SIM | EUn-w15-v96 | 131.246 | 131.246 | -1 | 169.316 | 176 | 200 | 227 | 250 | 400 | 250 | EUn
EUn-w16-v03-WCChlrBase-mNE-HVAC-Proto - Baseline Design.SIM | EUn-w16-v03 | 63.517 | 63.517 | -1 | 126.972 | 85 | 100 | 170 | 200 | 200 | 200 | EUn
EUn-w16-v07-WCChlrBase-mNE-HVAC-Proto - Baseline Design.SIM | EUn-w16-v07 | 61.807 | 61.807 | -1 | 85.093 | 83 | 100 | 114 | 125 | 200 | 125 | EUn
EUn-w16-v11-WCChlrBase-mNE-HVAC-Proto - Baseline Design.SIM | EUn-w16-v11 | 60.421 | 60.421 | -1 | 83.185 | 81 | 100 | 112 | 125 | 200 | 125 | EUn
EUn-w16-v14-WCChlrBase-mNE-HVAC-Proto - Baseline Design.SIM | EUn-w16-v14 | 56.543 | 56.543 | -1 | 77.845 | 76 | 100 | 104 | 125 | 200 | 125 | EUn
EUn-w16-v96-WCChlrBase-mNE-HVAC-Proto - Baseline Design.SIM | EUn-w16-v96 | 68.634 | 68.634 | -1 | 139.816 | 92 | 100 | 187 | 200 | 200 | 200 | EUn
Hsp-w01-v03-WCChlrBase-mNE-HVAC-Proto - Baseline Design.SIM | Hsp-w01-v03 | 24.844 | 24.844 | 24.844 | 97.976 | 33 | 40 | 131 | 150 | 120 | 150 | Hsp
Hsp-w01-v07-WCChlrBase-mNE-HVAC-Proto - Baseline Design.SIM | Hsp-w01-v07 | 23.396 | 23.396 | 23.396 | 47.751 | 31 | 40 | 64 | 75 | 120 | 75 | Hsp
Hsp-w01-v11-WCChlrBase-mNE-HVAC-Proto - Baseline Design.SIM | Hsp-w01-v11 | 23.281 | 23.281 | 23.281 | 47.516 | 31 | 40 | 64 | 75 | 120 | 75 | Hsp
Hsp-w01-v14-WCChlrBase-mNE-HVAC-Proto - Baseline Design.SIM | Hsp-w01-v14 | 22.787 | 22.787 | 22.787 | 46.611 | 31 | 40 | 62 | 75 | 120 | 75 | Hsp
Hsp-w01-v96-WCChlrBase-mNE-HVAC-Proto - Baseline Design.SIM | Hsp-w01-v96 | 28.372 | 28.372 | 28.372 | 97.999 | 38 | 40 | 131 | 150 | 120 | 150 | Hsp
Hsp-w02-v03-WCChlrBase-mNE-HVAC-Proto - Baseline Design.SIM | Hsp-w02-v03 | 39.501 | 39.501 | 39.501 | 105.357 | 53 | 60 | 141 | 150 | 180 | 150 | Hsp
Hsp-w02-v07-WCChlrBase-mNE-HVAC-Proto - Baseline Design.SIM | Hsp-w02-v07 | 38.109 | 38.109 | 38.109 | 77.781 | 51 | 60 | 104 | 125 | 180 | 125 | Hsp
Hsp-w02-v11-WCChlrBase-mNE-HVAC-Proto - Baseline Design.SIM | Hsp-w02-v11 | 37.847 | 37.847 | 37.847 | 77.246 | 51 | 60 | 104 | 125 | 180 | 125 | Hsp
Hsp-w02-v14-WCChlrBase-mNE-HVAC-Proto - Baseline Design.SIM | Hsp-w02-v14 | 37.181 | 37.181 | 37.181 | 76.055 | 50 | 50 | 102 | 125 | 150 | 125 | Hsp
Hsp-w02-v96-WCChlrBase-mNE-HVAC-Proto - Baseline Design.SIM | Hsp-w02-v96 | 42.78 | 42.78 | 42.78 | 103.646 | 57 | 60 | 139 | 150 | 180 | 150 | Hsp
Hsp-w03-v03-WCChlrBase-mNE-HVAC-Proto - Baseline Design.SIM | Hsp-w03-v03 | 29.374 | 29.374 | 29.374 | 101.647 | 39 | 40 | 136 | 150 | 120 | 150 | Hsp
Hsp-w03-v07-WCChlrBase-mNE-HVAC-Proto - Baseline Design.SIM | Hsp-w03-v07 | 27.967 | 27.967 | 27.967 | 57.08 | 37 | 40 | 77 | 100 | 120 | 100 | Hsp
Hsp-w03-v11-WCChlrBase-mNE-HVAC-Proto - Baseline Design.SIM | Hsp-w03-v11 | 27.733 | 27.733 | 27.733 | 56.603 | 37 | 40 | 76 | 100 | 120 | 100 | Hsp
Hsp-w03-v14-WCChlrBase-mNE-HVAC-Proto - Baseline Design.SIM | Hsp-w03-v14 | 27.014 | 27.014 | 27.014 | 55.258 | 36 | 40 | 74 | 75 | 120 | 75 | Hsp
Hsp-w03-v96-WCChlrBase-mNE-HVAC-Proto - Baseline Design.SIM | Hsp-w03-v96 | 32.742 | 32.742 | 32.742 | 101.666 | 44 | 50 | 136 | 150 | 150 | 150 | Hsp
Hsp-w04-v03-WCChlrBase-mNE-HVAC-Proto - Baseline Design.SIM | Hsp-w04-v03 | 33.992 | 33.992 | 33.992 | 100.89 | 46 | 50 | 135 | 150 | 150 | 150 | Hsp
Hsp-w04-v07-WCChlrBase-mNE-HVAC-Proto - Baseline Design.SIM | Hsp-w04-v07 | 32.606 | 32.606 | 32.606 | 66.549 | 44 | 50 | 89 | 100 | 150 | 100 | Hsp
Hsp-w04-v11-WCChlrBase-mNE-HVAC-Proto - Baseline Design.SIM | Hsp-w04-v11 | 32.338 | 32.338 | 32.338 | 66.001 | 43 | 50 | 88 | 100 | 150 | 100 | Hsp
Hsp-w04-v14-WCChlrBase-mNE-HVAC-Proto - Baseline Design.SIM | Hsp-w04-v14 | 31.46 | 31.46 | 31.46 | 64.354 | 42 | 50 | 86 | 100 | 150 | 100 | Hsp
Hsp-w04-v96-WCChlrBase-mNE-HVAC-Proto - Baseline Design.SIM | Hsp-w04-v96 | 36.976 | 36.976 | 36.976 | 100.913 | 50 | 50 | 135 | 150 | 150 | 150 | Hsp
Hsp-w05-v03-WCChlrBase-mNE-HVAC-Proto - Baseline Design.SIM | Hsp-w05-v03 | 28.857 | 28.857 | 28.857 | 98.278 | 39 | 40 | 132 | 150 | 120 | 150 | Hsp
Hsp-w05-v07-WCChlrBase-mNE-HVAC-Proto - Baseline Design.SIM | Hsp-w05-v07 | 27.611 | 27.611 | 27.611 | 56.353 | 37 | 40 | 76 | 100 | 120 | 100 | Hsp
Hsp-w05-v11-WCChlrBase-mNE-HVAC-Proto - Baseline Design.SIM | Hsp-w05-v11 | 27.495 | 27.495 | 27.495 | 56.117 | 37 | 40 | 75 | 75 | 120 | 75 | Hsp
Hsp-w05-v14-WCChlrBase-mNE-HVAC-Proto - Baseline Design.SIM | Hsp-w05-v14 | 26.899 | 26.899 | 26.899 | 55.023 | 36 | 40 | 74 | 75 | 120 | 75 | Hsp
Hsp-w05-v96-WCChlrBase-mNE-HVAC-Proto - Baseline Design.SIM | Hsp-w05-v96 | 32.824 | 32.824 | 32.824 | 98.304 | 44 | 50 | 132 | 150 | 150 | 150 | Hsp
Hsp-w06-v03-WCChlrBase-mNE-HVAC-Proto - Baseline Design.SIM | Hsp-w06-v03 | 34.383 | 34.383 | 34.383 | 109.013 | 46 | 50 | 146 | 150 | 150 | 150 | Hsp
Hsp-w06-v07-WCChlrBase-mNE-HVAC-Proto - Baseline Design.SIM | Hsp-w06-v07 | 32.967 | 32.967 | 32.967 | 67.286 | 44 | 50 | 90 | 100 | 150 | 100 | Hsp
Hsp-w06-v11-WCChlrBase-mNE-HVAC-Proto - Baseline Design.SIM | Hsp-w06-v11 | 32.827 | 32.827 | 32.827 | 67 | 44 | 50 | 90 | 100 | 150 | 100 | Hsp
Hsp-w06-v14-WCChlrBase-mNE-HVAC-Proto - Baseline Design.SIM | Hsp-w06-v14 | 32.048 | 32.048 | 32.048 | 65.556 | 43 | 50 | 88 | 100 | 150 | 100 | Hsp
Hsp-w06-v96-WCChlrBase-mNE-HVAC-Proto - Baseline Design.SIM | Hsp-w06-v96 | 37.217 | 37.217 | 37.217 | 103.202 | 50 | 50 | 138 | 150 | 150 | 150 | Hsp
Hsp-w07-v03-WCChlrBase-mNE-HVAC-Proto - Baseline Design.SIM | Hsp-w07-v03 | 33.097 | 33.097 | 33.097 | 100.763 | 44 | 50 | 135 | 150 | 150 | 150 | Hsp
Hsp-w07-v07-WCChlrBase-mNE-HVAC-Proto - Baseline Design.SIM | Hsp-w07-v07 | 31.714 | 31.714 | 31.714 | 64.727 | 43 | 50 | 87 | 100 | 150 | 100 | Hsp
Hsp-w07-v11-WCChlrBase-mNE-HVAC-Proto - Baseline Design.SIM | Hsp-w07-v11 | 31.487 | 31.487 | 31.487 | 64.265 | 42 | 50 | 86 | 100 | 150 | 100 | Hsp
Hsp-w07-v14-WCChlrBase-mNE-HVAC-Proto - Baseline Design.SIM | Hsp-w07-v14 | 30.784 | 30.784 | 30.784 | 62.97 | 41 | 50 | 84 | 100 | 150 | 100 | Hsp
Hsp-w07-v96-WCChlrBase-mNE-HVAC-Proto - Baseline Design.SIM | Hsp-w07-v96 | 36.223 | 36.223 | 36.223 | 100.8 | 49 | 50 | 135 | 150 | 150 | 150 | Hsp
Hsp-w08-v03-WCChlrBase-mNE-HVAC-Proto - Baseline Design.SIM | Hsp-w08-v03 | 36.538 | 36.538 | 36.538 | 105.225 | 49 | 50 | 141 | 150 | 150 | 150 | Hsp
Hsp-w08-v07-WCChlrBase-mNE-HVAC-Proto - Baseline Design.SIM | Hsp-w08-v07 | 34.985 | 34.985 | 34.985 | 71.403 | 47 | 50 | 96 | 100 | 150 | 100 | Hsp
Hsp-w08-v11-WCChlrBase-mNE-HVAC-Proto - Baseline Design.SIM | Hsp-w08-v11 | 34.69 | 34.69 | 34.69 | 70.802 | 47 | 50 | 95 | 100 | 150 | 100 | Hsp
Hsp-w08-v14-WCChlrBase-mNE-HVAC-Proto - Baseline Design.SIM | Hsp-w08-v14 | 33.789 | 33.789 | 33.789 | 69.117 | 45 | 50 | 93 | 100 | 150 | 100 | Hsp
Hsp-w08-v96-WCChlrBase-mNE-HVAC-Proto - Baseline Design.SIM | Hsp-w08-v96 | 39.349 | 39.349 | 39.349 | 105.269 | 53 | 60 | 141 | 150 | 180 | 150 | Hsp
Hsp-w09-v03-WCChlrBase-mNE-HVAC-Proto - Baseline Design.SIM | Hsp-w09-v03 | 43.999 | 43.999 | 43.999 | 109.846 | 59 | 60 | 147 | 150 | 180 | 150 | Hsp
Hsp-w09-v07-WCChlrBase-mNE-HVAC-Proto - Baseline Design.SIM | Hsp-w09-v07 | 43.017 | 43.017 | 43.017 | 86.965 | 58 | 60 | 117 | 125 | 180 | 125 | Hsp
Hsp-w09-v11-WCChlrBase-mNE-HVAC-Proto - Baseline Design.SIM | Hsp-w09-v11 | 42.603 | 42.603 | 42.603 | 86.128 | 57 | 60 | 115 | 125 | 180 | 125 | Hsp
Hsp-w09-v14-WCChlrBase-mNE-HVAC-Proto - Baseline Design.SIM | Hsp-w09-v14 | 41.518 | 41.518 | 41.518 | 83.869 | 56 | 60 | 112 | 125 | 180 | 125 | Hsp
Hsp-w09-v96-WCChlrBase-mNE-HVAC-Proto - Baseline Design.SIM | Hsp-w09-v96 | 47.058 | 47.058 | 47.058 | 110.04 | 63 | 75 | 148 | 150 | 225 | 150 | Hsp
Hsp-w10-v03-WCChlrBase-mNE-HVAC-Proto - Baseline Design.SIM | Hsp-w10-v03 | 39.154 | 39.154 | 39.154 | 103.744 | 52 | 60 | 139 | 150 | 180 | 150 | Hsp
Hsp-w10-v07-WCChlrBase-mNE-HVAC-Proto - Baseline Design.SIM | Hsp-w10-v07 | 37.567 | 37.567 | 37.567 | 76.673 | 50 | 50 | 103 | 125 | 150 | 125 | Hsp
Hsp-w10-v11-WCChlrBase-mNE-HVAC-Proto - Baseline Design.SIM | Hsp-w10-v11 | 37.269 | 37.269 | 37.269 | 76.065 | 50 | 50 | 102 | 125 | 150 | 125 | Hsp
Hsp-w10-v14-WCChlrBase-mNE-HVAC-Proto - Baseline Design.SIM | Hsp-w10-v14 | 36.64 | 36.64 | 36.64 | 74.949 | 49 | 50 | 100 | 100 | 150 | 100 | Hsp
Hsp-w10-v96-WCChlrBase-mNE-HVAC-Proto - Baseline Design.SIM | Hsp-w10-v96 | 42.408 | 42.408 | 42.408 | 104.019 | 57 | 60 | 139 | 150 | 180 | 150 | Hsp
Hsp-w11-v03-WCChlrBase-mNE-HVAC-Proto - Baseline Design.SIM | Hsp-w11-v03 | 42.944 | 42.944 | 42.944 | 104.372 | 58 | 60 | 140 | 150 | 180 | 150 | Hsp
Hsp-w11-v07-WCChlrBase-mNE-HVAC-Proto - Baseline Design.SIM | Hsp-w11-v07 | 41.477 | 41.477 | 41.477 | 84.654 | 56 | 60 | 113 | 125 | 180 | 125 | Hsp
Hsp-w11-v11-WCChlrBase-mNE-HVAC-Proto - Baseline Design.SIM | Hsp-w11-v11 | 41.073 | 41.073 | 41.073 | 83.829 | 55 | 60 | 112 | 125 | 180 | 125 | Hsp
Hsp-w11-v14-WCChlrBase-mNE-HVAC-Proto - Baseline Design.SIM | Hsp-w11-v14 | 40.36 | 40.36 | 40.36 | 82.559 | 54 | 60 | 111 | 125 | 180 | 125 | Hsp
Hsp-w11-v96-WCChlrBase-mNE-HVAC-Proto - Baseline Design.SIM | Hsp-w11-v96 | 45.4 | 45.4 | 45.4 | 102.112 | 61 | 75 | 137 | 150 | 225 | 150 | Hsp
Hsp-w12-v03-WCChlrBase-mNE-HVAC-Proto - Baseline Design.SIM | Hsp-w12-v03 | 38.939 | 38.939 | 38.939 | 105.775 | 52 | 60 | 142 | 150 | 180 | 150 | Hsp
Hsp-w12-v07-WCChlrBase-mNE-HVAC-Proto - Baseline Design.SIM | Hsp-w12-v07 | 37.446 | 37.446 | 37.446 | 76.427 | 50 | 50 | 102 | 125 | 150 | 125 | Hsp
Hsp-w12-v11-WCChlrBase-mNE-HVAC-Proto - Baseline Design.SIM | Hsp-w12-v11 | 36.956 | 36.956 | 36.956 | 75.426 | 50 | 50 | 101 | 125 | 150 | 125 | Hsp
Hsp-w12-v14-WCChlrBase-mNE-HVAC-Proto - Baseline Design.SIM | Hsp-w12-v14 | 36.343 | 36.343 | 36.343 | 74.342 | 49 | 50 | 100 | 100 | 150 | 100 | Hsp
Hsp-w12-v96-WCChlrBase-mNE-HVAC-Proto - Baseline Design.SIM | Hsp-w12-v96 | 42.053 | 42.053 | 42.053 | 105.892 | 56 | 60 | 142 | 150 | 180 | 150 | Hsp
Hsp-w13-v03-WCChlrBase-mNE-HVAC-Proto - Baseline Design.SIM | Hsp-w13-v03 | 39.783 | 39.783 | 39.783 | 104.098 | 53 | 60 | 140 | 150 | 180 | 150 | Hsp
Hsp-w13-v07-WCChlrBase-mNE-HVAC-Proto - Baseline Design.SIM | Hsp-w13-v07 | 38.261 | 38.261 | 38.261 | 78.089 | 51 | 60 | 105 | 125 | 180 | 125 | Hsp
Hsp-w13-v11-WCChlrBase-mNE-HVAC-Proto - Baseline Design.SIM | Hsp-w13-v11 | 37.545 | 37.545 | 37.545 | 76.629 | 50 | 50 | 103 | 125 | 150 | 125 | Hsp
Hsp-w13-v14-WCChlrBase-mNE-HVAC-Proto - Baseline Design.SIM | Hsp-w13-v14 | 36.875 | 36.875 | 36.875 | 75.431 | 49 | 50 | 101 | 125 | 150 | 125 | Hsp
Hsp-w13-v96-WCChlrBase-mNE-HVAC-Proto - Baseline Design.SIM | Hsp-w13-v96 | 42.918 | 42.918 | 42.918 | 104.263 | 58 | 60 | 140 | 150 | 180 | 150 | Hsp
Hsp-w14-v03-WCChlrBase-mNE-HVAC-Proto - Baseline Design.SIM | Hsp-w14-v03 | 48.894 | 48.894 | 48.894 | 101.829 | 66 | 75 | 137 | 150 | 225 | 150 | Hsp
Hsp-w14-v07-WCChlrBase-mNE-HVAC-Proto - Baseline Design.SIM | Hsp-w14-v07 | 47.34 | 47.34 | 47.34 | 96.836 | 63 | 75 | 130 | 150 | 225 | 150 | Hsp
Hsp-w14-v11-WCChlrBase-mNE-HVAC-Proto - Baseline Design.SIM | Hsp-w14-v11 | 46.887 | 46.887 | 46.887 | 95.909 | 63 | 75 | 129 | 150 | 225 | 150 | Hsp
Hsp-w14-v14-WCChlrBase-mNE-HVAC-Proto - Baseline Design.SIM | Hsp-w14-v14 | 46.229 | 46.229 | 46.229 | 94.278 | 62 | 75 | 126 | 150 | 225 | 150 | Hsp
Hsp-w14-v96-WCChlrBase-mNE-HVAC-Proto - Baseline Design.SIM | Hsp-w14-v96 | 51.622 | 51.622 | 51.622 | 101.86 | 69 | 75 | 137 | 150 | 225 | 150 | Hsp
Hsp-w15-v03-WCChlrBase-mNE-HVAC-Proto - Baseline Design.SIM | Hsp-w15-v03 | 47.27 | 47.27 | 47.27 | 109.887 | 63 | 75 | 147 | 150 | 225 | 150 | Hsp
Hsp-w15-v07-WCChlrBase-mNE-HVAC-Proto - Baseline Design.SIM | Hsp-w15-v07 | 45.744 | 45.744 | 45.744 | 93.571 | 61 | 75 | 125 | 125 | 225 | 125 | Hsp
Hsp-w15-v11-WCChlrBase-mNE-HVAC-Proto - Baseline Design.SIM | Hsp-w15-v11 | 44.896 | 44.896 | 44.896 | 91.838 | 60 | 60 | 123 | 125 | 180 | 125 | Hsp
Hsp-w15-v14-WCChlrBase-mNE-HVAC-Proto - Baseline Design.SIM | Hsp-w15-v14 | 44.191 | 44.191 | 44.191 | 90.121 | 59 | 60 | 121 | 125 | 180 | 125 | Hsp
Hsp-w15-v96-WCChlrBase-mNE-HVAC-Proto - Baseline Design.SIM | Hsp-w15-v96 | 50.217 | 50.217 | 50.217 | 110.316 | 67 | 75 | 148 | 150 | 225 | 150 | Hsp
Hsp-w16-v03-WCChlrBase-mNE-HVAC-Proto - Baseline Design.SIM | Hsp-w16-v03 | 29.125 | 29.125 | 29.125 | 101.067 | 39 | 40 | 135 | 150 | 120 | 150 | Hsp
Hsp-w16-v07-WCChlrBase-mNE-HVAC-Proto - Baseline Design.SIM | Hsp-w16-v07 | 27.611 | 27.611 | 27.611 | 56.353 | 37 | 40 | 76 | 100 | 120 | 100 | Hsp
Hsp-w16-v11-WCChlrBase-mNE-HVAC-Proto - Baseline Design.SIM | Hsp-w16-v11 | 27.036 | 27.036 | 27.036 | 55.18 | 36 | 40 | 74 | 75 | 120 | 75 | Hsp
Hsp-w16-v14-WCChlrBase-mNE-HVAC-Proto - Baseline Design.SIM | Hsp-w16-v14 | 26.413 | 26.413 | 26.413 | 54.029 | 35 | 40 | 72 | 75 | 120 | 75 | Hsp
Hsp-w16-v96-WCChlrBase-mNE-HVAC-Proto - Baseline Design.SIM | Hsp-w16-v96 | 32.004 | 32.004 | 32.004 | 101.109 | 43 | 50 | 136 | 150 | 150 | 150 | Hsp
Htl-w01-v03-WCChlrBase-mNE-HVAC-Proto - Baseline Design.SIM | Htl-w01-v03 | 13.349 | 13.349 | -1 | 46.587 | 18 | 20 | 62 | 75 | 40 | 75 | Htl
Htl-w01-v07-WCChlrBase-mNE-HVAC-Proto - Baseline Design.SIM | Htl-w01-v07 | 12.884 | 12.884 | -1 | 17.602 | 17 | 20 | 24 | 25 | 40 | 25 | Htl
Htl-w01-v11-WCChlrBase-mNE-HVAC-Proto - Baseline Design.SIM | Htl-w01-v11 | 12.868 | 12.868 | -1 | 17.581 | 17 | 20 | 24 | 25 | 40 | 25 | Htl
Htl-w01-v14-WCChlrBase-mNE-HVAC-Proto - Baseline Design.SIM | Htl-w01-v14 | 10.841 | 10.841 | -1 | 14.604 | 15 | 15 | 20 | 20 | 30 | 20 | Htl
Htl-w01-v96-WCChlrBase-mNE-HVAC-Proto - Baseline Design.SIM | Htl-w01-v96 | 18.426 | 18.426 | -1 | 62.434 | 25 | 25 | 84 | 100 | 50 | 100 | Htl
Htl-w02-v03-WCChlrBase-mNE-HVAC-Proto - Baseline Design.SIM | Htl-w02-v03 | 21.622 | 21.622 | -1 | 51.818 | 29 | 30 | 69 | 75 | 60 | 75 | Htl
Htl-w02-v07-WCChlrBase-mNE-HVAC-Proto - Baseline Design.SIM | Htl-w02-v07 | 20.982 | 20.982 | -1 | 28.887 | 28 | 30 | 39 | 40 | 60 | 40 | Htl
Htl-w02-v11-WCChlrBase-mNE-HVAC-Proto - Baseline Design.SIM | Htl-w02-v11 | 20.966 | 20.966 | -1 | 28.865 | 28 | 30 | 39 | 40 | 60 | 40 | Htl
Htl-w02-v14-WCChlrBase-mNE-HVAC-Proto - Baseline Design.SIM | Htl-w02-v14 | 19.499 | 19.499 | -1 | 26.845 | 26 | 30 | 36 | 40 | 60 | 40 | Htl
Htl-w02-v96-WCChlrBase-mNE-HVAC-Proto - Baseline Design.SIM | Htl-w02-v96 | 28.247 | 28.247 | -1 | 76.129 | 38 | 40 | 102 | 125 | 80 | 125 | Htl
Htl-w03-v03-WCChlrBase-mNE-HVAC-Proto - Baseline Design.SIM | Htl-w03-v03 | 16.948 | 16.948 | -1 | 49.441 | 23 | 25 | 66 | 75 | 50 | 75 | Htl
Htl-w03-v07-WCChlrBase-mNE-HVAC-Proto - Baseline Design.SIM | Htl-w03-v07 | 16.198 | 16.198 | -1 | 21.989 | 22 | 25 | 29 | 30 | 50 | 30 | Htl
Htl-w03-v11-WCChlrBase-mNE-HVAC-Proto - Baseline Design.SIM | Htl-w03-v11 | 16.183 | 16.183 | -1 | 21.968 | 22 | 25 | 29 | 30 | 50 | 30 | Htl
Htl-w03-v14-WCChlrBase-mNE-HVAC-Proto - Baseline Design.SIM | Htl-w03-v14 | 14.295 | 14.295 | -1 | 19.45 | 19 | 20 | 26 | 30 | 40 | 30 | Htl
Htl-w03-v96-WCChlrBase-mNE-HVAC-Proto - Baseline Design.SIM | Htl-w03-v96 | 23.349 | 23.349 | -1 | 66.543 | 31 | 40 | 89 | 100 | 80 | 100 | Htl
Htl-w04-v03-WCChlrBase-mNE-HVAC-Proto - Baseline Design.SIM | Htl-w04-v03 | 20.656 | 20.656 | -1 | 51.813 | 28 | 30 | 69 | 75 | 60 | 75 | Htl
Htl-w04-v07-WCChlrBase-mNE-HVAC-Proto - Baseline Design.SIM | Htl-w04-v07 | 19.815 | 19.815 | -1 | 27.281 | 27 | 30 | 37 | 40 | 60 | 40 | Htl
Htl-w04-v11-WCChlrBase-mNE-HVAC-Proto - Baseline Design.SIM | Htl-w04-v11 | 19.8 | 19.8 | -1 | 27.26 | 27 | 30 | 37 | 40 | 60 | 40 | Htl
Htl-w04-v14-WCChlrBase-mNE-HVAC-Proto - Baseline Design.SIM | Htl-w04-v14 | 18.058 | 18.058 | -1 | 24.571 | 24 | 25 | 33 | 40 | 50 | 40 | Htl
Htl-w04-v96-WCChlrBase-mNE-HVAC-Proto - Baseline Design.SIM | Htl-w04-v96 | 27.663 | 27.663 | -1 | 71.566 | 37 | 40 | 96 | 100 | 80 | 100 | Htl
Htl-w05-v03-WCChlrBase-mNE-HVAC-Proto - Baseline Design.SIM | Htl-w05-v03 | 16.857 | 16.857 | -1 | 51.097 | 23 | 25 | 68 | 75 | 50 | 75 | Htl
Htl-w05-v07-WCChlrBase-mNE-HVAC-Proto - Baseline Design.SIM | Htl-w05-v07 | 16.038 | 16.038 | -1 | 21.772 | 21 | 25 | 29 | 30 | 50 | 30 | Htl
Htl-w05-v11-WCChlrBase-mNE-HVAC-Proto - Baseline Design.SIM | Htl-w05-v11 | 16.026 | 16.026 | -1 | 21.755 | 21 | 25 | 29 | 30 | 50 | 30 | Htl
Htl-w05-v14-WCChlrBase-mNE-HVAC-Proto - Baseline Design.SIM | Htl-w05-v14 | 13.999 | 13.999 | -1 | 19.048 | 19 | 20 | 26 | 30 | 40 | 30 | Htl
Htl-w05-v96-WCChlrBase-mNE-HVAC-Proto - Baseline Design.SIM | Htl-w05-v96 | 23.453 | 23.453 | -1 | 71.161 | 31 | 40 | 95 | 100 | 80 | 100 | Htl
Htl-w06-v03-WCChlrBase-mNE-HVAC-Proto - Baseline Design.SIM | Htl-w06-v03 | 20.49 | 20.49 | -1 | 57.238 | 27 | 30 | 77 | 100 | 60 | 100 | Htl
Htl-w06-v07-WCChlrBase-mNE-HVAC-Proto - Baseline Design.SIM | Htl-w06-v07 | 19.789 | 19.789 | -1 | 27.244 | 27 | 30 | 37 | 40 | 60 | 40 | Htl
Htl-w06-v11-WCChlrBase-mNE-HVAC-Proto - Baseline Design.SIM | Htl-w06-v11 | 19.775 | 19.775 | -1 | 27.225 | 27 | 30 | 36 | 40 | 60 | 40 | Htl
Htl-w06-v14-WCChlrBase-mNE-HVAC-Proto - Baseline Design.SIM | Htl-w06-v14 | 17.684 | 17.684 | -1 | 24.061 | 24 | 25 | 32 | 40 | 50 | 40 | Htl
Htl-w06-v96-WCChlrBase-mNE-HVAC-Proto - Baseline Design.SIM | Htl-w06-v96 | 24.522 | 24.522 | -1 | 68.758 | 33 | 40 | 92 | 100 | 80 | 100 | Htl
Htl-w07-v03-WCChlrBase-mNE-HVAC-Proto - Baseline Design.SIM | Htl-w07-v03 | 17.754 | 17.754 | -1 | 53.056 | 24 | 25 | 71 | 75 | 50 | 75 | Htl
Htl-w07-v07-WCChlrBase-mNE-HVAC-Proto - Baseline Design.SIM | Htl-w07-v07 | 17.046 | 17.046 | -1 | 23.14 | 23 | 25 | 31 | 40 | 50 | 40 | Htl
Htl-w07-v11-WCChlrBase-mNE-HVAC-Proto - Baseline Design.SIM | Htl-w07-v11 | 17.029 | 17.029 | -1 | 23.117 | 23 | 25 | 31 | 40 | 50 | 40 | Htl
Htl-w07-v14-WCChlrBase-mNE-HVAC-Proto - Baseline Design.SIM | Htl-w07-v14 | 14.605 | 14.605 | -1 | 19.872 | 20 | 20 | 27 | 30 | 40 | 30 | Htl
Htl-w07-v96-WCChlrBase-mNE-HVAC-Proto - Baseline Design.SIM | Htl-w07-v96 | 21.132 | 21.132 | -1 | 63.808 | 28 | 30 | 86 | 100 | 60 | 100 | Htl
Htl-w08-v03-WCChlrBase-mNE-HVAC-Proto - Baseline Design.SIM | Htl-w08-v03 | 22.975 | 22.975 | -1 | 53.723 | 31 | 40 | 72 | 75 | 80 | 75 | Htl
Htl-w08-v07-WCChlrBase-mNE-HVAC-Proto - Baseline Design.SIM | Htl-w08-v07 | 22.13 | 22.13 | -1 | 30.468 | 30 | 30 | 41 | 50 | 60 | 50 | Htl
Htl-w08-v11-WCChlrBase-mNE-HVAC-Proto - Baseline Design.SIM | Htl-w08-v11 | 22.114 | 22.114 | -1 | 30.446 | 30 | 30 | 41 | 50 | 60 | 50 | Htl
Htl-w08-v14-WCChlrBase-mNE-HVAC-Proto - Baseline Design.SIM | Htl-w08-v14 | 19.489 | 19.489 | -1 | 26.832 | 26 | 30 | 36 | 40 | 60 | 40 | Htl
Htl-w08-v96-WCChlrBase-mNE-HVAC-Proto - Baseline Design.SIM | Htl-w08-v96 | 27.423 | 27.423 | -1 | 64.632 | 37 | 40 | 87 | 100 | 80 | 100 | Htl
Htl-w09-v03-WCChlrBase-mNE-HVAC-Proto - Baseline Design.SIM | Htl-w09-v03 | 26.639 | 26.639 | -1 | 57.567 | 36 | 40 | 77 | 100 | 80 | 100 | Htl
Htl-w09-v07-WCChlrBase-mNE-HVAC-Proto - Baseline Design.SIM | Htl-w09-v07 | 25.939 | 25.939 | -1 | 35.711 | 35 | 40 | 48 | 50 | 80 | 50 | Htl
Htl-w09-v11-WCChlrBase-mNE-HVAC-Proto - Baseline Design.SIM | Htl-w09-v11 | 25.923 | 25.923 | -1 | 35.69 | 35 | 40 | 48 | 50 | 80 | 50 | Htl
Htl-w09-v14-WCChlrBase-mNE-HVAC-Proto - Baseline Design.SIM | Htl-w09-v14 | 23.37 | 23.37 | -1 | 32.174 | 31 | 40 | 43 | 50 | 80 | 50 | Htl
Htl-w09-v96-WCChlrBase-mNE-HVAC-Proto - Baseline Design.SIM | Htl-w09-v96 | 31.514 | 31.514 | -1 | 69.887 | 42 | 50 | 94 | 100 | 100 | 100 | Htl
Htl-w10-v03-WCChlrBase-mNE-HVAC-Proto - Baseline Design.SIM | Htl-w10-v03 | 24.878 | 24.878 | -1 | 54.077 | 33 | 40 | 72 | 75 | 80 | 75 | Htl
Htl-w10-v07-WCChlrBase-mNE-HVAC-Proto - Baseline Design.SIM | Htl-w10-v07 | 24.217 | 24.217 | -1 | 33.341 | 32 | 40 | 45 | 50 | 80 | 50 | Htl
Htl-w10-v11-WCChlrBase-mNE-HVAC-Proto - Baseline Design.SIM | Htl-w10-v11 | 24.202 | 24.202 | -1 | 33.319 | 32 | 40 | 45 | 50 | 80 | 50 | Htl
Htl-w10-v14-WCChlrBase-mNE-HVAC-Proto - Baseline Design.SIM | Htl-w10-v14 | 22.68 | 22.68 | -1 | 31.224 | 30 | 30 | 42 | 50 | 60 | 50 | Htl
Htl-w10-v96-WCChlrBase-mNE-HVAC-Proto - Baseline Design.SIM | Htl-w10-v96 | 32.9 | 32.9 | -1 | 75.535 | 44 | 50 | 101 | 125 | 100 | 125 | Htl
Htl-w11-v03-WCChlrBase-mNE-HVAC-Proto - Baseline Design.SIM | Htl-w11-v03 | 25.736 | 25.736 | -1 | 62.008 | 34 | 40 | 83 | 100 | 80 | 100 | Htl
Htl-w11-v07-WCChlrBase-mNE-HVAC-Proto - Baseline Design.SIM | Htl-w11-v07 | 24.941 | 24.941 | -1 | 34.338 | 33 | 40 | 46 | 50 | 80 | 50 | Htl
Htl-w11-v11-WCChlrBase-mNE-HVAC-Proto - Baseline Design.SIM | Htl-w11-v11 | 24.93 | 24.93 | -1 | 34.322 | 33 | 40 | 46 | 50 | 80 | 50 | Htl
Htl-w11-v14-WCChlrBase-mNE-HVAC-Proto - Baseline Design.SIM | Htl-w11-v14 | 23.446 | 23.446 | -1 | 32.279 | 31 | 40 | 43 | 50 | 80 | 50 | Htl
Htl-w11-v96-WCChlrBase-mNE-HVAC-Proto - Baseline Design.SIM | Htl-w11-v96 | 29.172 | 29.172 | -1 | 72.491 | 39 | 40 | 97 | 100 | 80 | 100 | Htl
Htl-w12-v03-WCChlrBase-mNE-HVAC-Proto - Baseline Design.SIM | Htl-w12-v03 | 25.174 | 25.174 | -1 | 56.39 | 34 | 40 | 76 | 100 | 80 | 100 | Htl
Htl-w12-v07-WCChlrBase-mNE-HVAC-Proto - Baseline Design.SIM | Htl-w12-v07 | 24.49 | 24.49 | -1 | 33.717 | 33 | 40 | 45 | 50 | 80 | 50 | Htl
Htl-w12-v11-WCChlrBase-mNE-HVAC-Proto - Baseline Design.SIM | Htl-w12-v11 | 24.479 | 24.479 | -1 | 33.701 | 33 | 40 | 45 | 50 | 80 | 50 | Htl
Htl-w12-v14-WCChlrBase-mNE-HVAC-Proto - Baseline Design.SIM | Htl-w12-v14 | 23.058 | 23.058 | -1 | 31.746 | 31 | 40 | 43 | 50 | 80 | 50 | Htl
Htl-w12-v96-WCChlrBase-mNE-HVAC-Proto - Baseline Design.SIM | Htl-w12-v96 | 28.482 | 28.482 | -1 | 65.516 | 38 | 40 | 88 | 100 | 80 | 100 | Htl
Htl-w13-v03-WCChlrBase-mNE-HVAC-Proto - Baseline Design.SIM | Htl-w13-v03 | 25.312 | 25.312 | -1 | 55.957 | 34 | 40 | 75 | 75 | 80 | 75 | Htl
Htl-w13-v07-WCChlrBase-mNE-HVAC-Proto - Baseline Design.SIM | Htl-w13-v07 | 24.676 | 24.676 | -1 | 33.972 | 33 | 40 | 46 | 50 | 80 | 50 | Htl
Htl-w13-v11-WCChlrBase-mNE-HVAC-Proto - Baseline Design.SIM | Htl-w13-v11 | 24.667 | 24.667 | -1 | 33.96 | 33 | 40 | 46 | 50 | 80 | 50 | Htl
Htl-w13-v14-WCChlrBase-mNE-HVAC-Proto - Baseline Design.SIM | Htl-w13-v14 | 23.238 | 23.238 | -1 | 31.993 | 31 | 40 | 43 | 50 | 80 | 50 | Htl
Htl-w13-v96-WCChlrBase-mNE-HVAC-Proto - Baseline Design.SIM | Htl-w13-v96 | 28.688 | 28.688 | -1 | 65.122 | 38 | 40 | 87 | 100 | 80 | 100 | Htl
Htl-w14-v03-WCChlrBase-mNE-HVAC-Proto - Baseline Design.SIM | Htl-w14-v03 | 25.909 | 25.909 | -1 | 59.169 | 35 | 40 | 79 | 100 | 80 | 100 | Htl
Htl-w14-v07-WCChlrBase-mNE-HVAC-Proto - Baseline Design.SIM | Htl-w14-v07 | 25.115 | 25.115 | -1 | 34.577 | 34 | 40 | 46 | 50 | 80 | 50 | Htl
Htl-w14-v11-WCChlrBase-mNE-HVAC-Proto - Baseline Design.SIM | Htl-w14-v11 | 25.103 | 25.103 | -1 | 34.561 | 34 | 40 | 46 | 50 | 80 | 50 | Htl
Htl-w14-v14-WCChlrBase-mNE-HVAC-Proto - Baseline Design.SIM | Htl-w14-v14 | 23.949 | 23.949 | -1 | 32.971 | 32 | 40 | 44 | 50 | 80 | 50 | Htl
Htl-w14-v96-WCChlrBase-mNE-HVAC-Proto - Baseline Design.SIM | Htl-w14-v96 | 29.478 | 29.478 | -1 | 70.842 | 40 | 40 | 95 | 100 | 80 | 100 | Htl
Htl-w15-v03-WCChlrBase-mNE-HVAC-Proto - Baseline Design.SIM | Htl-w15-v03 | 29.7 | 29.7 | -1 | 62.594 | 40 | 40 | 84 | 100 | 80 | 100 | Htl
Htl-w15-v07-WCChlrBase-mNE-HVAC-Proto - Baseline Design.SIM | Htl-w15-v07 | 29.05 | 29.05 | -1 | 39.995 | 39 | 40 | 54 | 60 | 80 | 60 | Htl
Htl-w15-v11-WCChlrBase-mNE-HVAC-Proto - Baseline Design.SIM | Htl-w15-v11 | 29.042 | 29.042 | -1 | 39.983 | 39 | 40 | 54 | 60 | 80 | 60 | Htl
Htl-w15-v14-WCChlrBase-mNE-HVAC-Proto - Baseline Design.SIM | Htl-w15-v14 | 27.913 | 27.913 | -1 | 38.429 | 37 | 40 | 52 | 60 | 80 | 60 | Htl
Htl-w15-v96-WCChlrBase-mNE-HVAC-Proto - Baseline Design.SIM | Htl-w15-v96 | 33.432 | 33.432 | -1 | 70.964 | 45 | 50 | 95 | 100 | 100 | 100 | Htl
Htl-w16-v03-WCChlrBase-mNE-HVAC-Proto - Baseline Design.SIM | Htl-w16-v03 | 18.514 | 18.514 | -1 | 55.946 | 25 | 25 | 75 | 75 | 50 | 75 | Htl
Htl-w16-v07-WCChlrBase-mNE-HVAC-Proto - Baseline Design.SIM | Htl-w16-v07 | 17.853 | 17.853 | -1 | 24.235 | 24 | 25 | 32 | 40 | 50 | 40 | Htl
Htl-w16-v11-WCChlrBase-mNE-HVAC-Proto - Baseline Design.SIM | Htl-w16-v11 | 17.841 | 17.841 | -1 | 24.219 | 24 | 25 | 32 | 40 | 50 | 40 | Htl
Htl-w16-v14-WCChlrBase-mNE-HVAC-Proto - Baseline Design.SIM | Htl-w16-v14 | 15.796 | 15.796 | -1 | 21.493 | 21 | 25 | 29 | 30 | 50 | 30 | Htl
Htl-w16-v96-WCChlrBase-mNE-HVAC-Proto - Baseline Design.SIM | Htl-w16-v96 | 20.519 | 20.519 | -1 | 63.147 | 28 | 30 | 85 | 100 | 60 | 100 | Htl
MBT-w01-v03-WCChlrBase-mNE-HVAC-Proto - Baseline Design.SIM | MBT-w01-v03 | 12.757 | 12.757 | -1 | 24.287 | 17 | 20 | 33 | 40 | 40 | 40 | MBT
MBT-w01-v07-WCChlrBase-mNE-HVAC-Proto - Baseline Design.SIM | MBT-w01-v07 | 12.005 | 12.005 | -1 | 16.402 | 16 | 20 | 22 | 25 | 40 | 25 | MBT
MBT-w01-v11-WCChlrBase-mNE-HVAC-Proto - Baseline Design.SIM | MBT-w01-v11 | 11.936 | 11.936 | -1 | 16.307 | 16 | 20 | 22 | 25 | 40 | 25 | MBT
MBT-w01-v14-WCChlrBase-mNE-HVAC-Proto - Baseline Design.SIM | MBT-w01-v14 | 11.218 | 11.218 | -1 | 15.345 | 15 | 15 | 21 | 25 | 30 | 25 | MBT
MBT-w01-v96-WCChlrBase-mNE-HVAC-Proto - Baseline Design.SIM | MBT-w01-v96 | 13.507 | 13.507 | -1 | 25.737 | 18 | 20 | 35 | 40 | 40 | 40 | MBT
MBT-w02-v03-WCChlrBase-mNE-HVAC-Proto - Baseline Design.SIM | MBT-w02-v03 | 18.626 | 18.626 | -1 | 24.274 | 25 | 25 | 33 | 40 | 50 | 40 | MBT
MBT-w02-v07-WCChlrBase-mNE-HVAC-Proto - Baseline Design.SIM | MBT-w02-v07 | 17.935 | 17.935 | -1 | 24.346 | 24 | 25 | 33 | 40 | 50 | 40 | MBT
MBT-w02-v11-WCChlrBase-mNE-HVAC-Proto - Baseline Design.SIM | MBT-w02-v11 | 17.445 | 17.445 | -1 | 23.682 | 23 | 25 | 32 | 40 | 50 | 40 | MBT
MBT-w02-v14-WCChlrBase-mNE-HVAC-Proto - Baseline Design.SIM | MBT-w02-v14 | 16.845 | 16.845 | -1 | 22.92 | 23 | 25 | 31 | 40 | 50 | 40 | MBT
MBT-w02-v96-WCChlrBase-mNE-HVAC-Proto - Baseline Design.SIM | MBT-w02-v96 | 19.651 | 19.651 | -1 | 26.514 | 26 | 30 | 36 | 40 | 60 | 40 | MBT
MBT-w03-v03-WCChlrBase-mNE-HVAC-Proto - Baseline Design.SIM | MBT-w03-v03 | 14.744 | 14.744 | -1 | 24.331 | 20 | 20 | 33 | 40 | 40 | 40 | MBT
MBT-w03-v07-WCChlrBase-mNE-HVAC-Proto - Baseline Design.SIM | MBT-w03-v07 | 13.972 | 13.972 | -1 | 18.966 | 19 | 20 | 25 | 25 | 40 | 25 | MBT
MBT-w03-v11-WCChlrBase-mNE-HVAC-Proto - Baseline Design.SIM | MBT-w03-v11 | 14.622 | 14.622 | -1 | 19.849 | 20 | 20 | 27 | 30 | 40 | 30 | MBT
MBT-w03-v14-WCChlrBase-mNE-HVAC-Proto - Baseline Design.SIM | MBT-w03-v14 | 13.538 | 13.538 | -1 | 18.42 | 18 | 20 | 25 | 25 | 40 | 25 | MBT
MBT-w03-v96-WCChlrBase-mNE-HVAC-Proto - Baseline Design.SIM | MBT-w03-v96 | 16.038 | 16.038 | -1 | 25.989 | 21 | 25 | 35 | 40 | 50 | 40 | MBT
MBT-w04-v03-WCChlrBase-mNE-HVAC-Proto - Baseline Design.SIM | MBT-w04-v03 | 17.934 | 17.934 | -1 | 24.831 | 24 | 25 | 33 | 40 | 50 | 40 | MBT
MBT-w04-v07-WCChlrBase-mNE-HVAC-Proto - Baseline Design.SIM | MBT-w04-v07 | 17.196 | 17.196 | -1 | 23.344 | 23 | 25 | 31 | 40 | 50 | 40 | MBT
MBT-w04-v11-WCChlrBase-mNE-HVAC-Proto - Baseline Design.SIM | MBT-w04-v11 | 17.128 | 17.128 | -1 | 23.252 | 23 | 25 | 31 | 40 | 50 | 40 | MBT
MBT-w04-v14-WCChlrBase-mNE-HVAC-Proto - Baseline Design.SIM | MBT-w04-v14 | 16.213 | 16.213 | -1 | 22.06 | 22 | 25 | 30 | 30 | 50 | 30 | MBT
MBT-w04-v96-WCChlrBase-mNE-HVAC-Proto - Baseline Design.SIM | MBT-w04-v96 | 19.154 | 19.154 | -1 | 26.577 | 26 | 30 | 36 | 40 | 60 | 40 | MBT
MBT-w05-v03-WCChlrBase-mNE-HVAC-Proto - Baseline Design.SIM | MBT-w05-v03 | 14.783 | 14.783 | -1 | 23.547 | 20 | 20 | 32 | 40 | 40 | 40 | MBT
MBT-w05-v07-WCChlrBase-mNE-HVAC-Proto - Baseline Design.SIM | MBT-w05-v07 | 13.943 | 13.943 | -1 | 18.928 | 19 | 20 | 25 | 25 | 40 | 25 | MBT
MBT-w05-v11-WCChlrBase-mNE-HVAC-Proto - Baseline Design.SIM | MBT-w05-v11 | 13.946 | 13.946 | -1 | 18.931 | 19 | 20 | 25 | 25 | 40 | 25 | MBT
MBT-w05-v14-WCChlrBase-mNE-HVAC-Proto - Baseline Design.SIM | MBT-w05-v14 | 12.982 | 12.982 | -1 | 17.873 | 17 | 20 | 24 | 25 | 40 | 25 | MBT
MBT-w05-v96-WCChlrBase-mNE-HVAC-Proto - Baseline Design.SIM | MBT-w05-v96 | 15.954 | 15.954 | -1 | 25.196 | 21 | 25 | 34 | 40 | 50 | 40 | MBT
MBT-w06-v03-WCChlrBase-mNE-HVAC-Proto - Baseline Design.SIM | MBT-w06-v03 | 18.045 | 18.045 | -1 | 24.525 | 24 | 25 | 33 | 40 | 50 | 40 | MBT
MBT-w06-v07-WCChlrBase-mNE-HVAC-Proto - Baseline Design.SIM | MBT-w06-v07 | 17.275 | 17.275 | -1 | 23.451 | 23 | 25 | 31 | 40 | 50 | 40 | MBT
MBT-w06-v11-WCChlrBase-mNE-HVAC-Proto - Baseline Design.SIM | MBT-w06-v11 | 17.099 | 17.099 | -1 | 23.213 | 23 | 25 | 31 | 40 | 50 | 40 | MBT
MBT-w06-v14-WCChlrBase-mNE-HVAC-Proto - Baseline Design.SIM | MBT-w06-v14 | 16.013 | 16.013 | -1 | 21.788 | 21 | 25 | 29 | 30 | 50 | 30 | MBT
MBT-w06-v96-WCChlrBase-mNE-HVAC-Proto - Baseline Design.SIM | MBT-w06-v96 | 17.976 | 17.976 | -1 | 26.209 | 24 | 25 | 35 | 40 | 50 | 40 | MBT
MBT-w07-v03-WCChlrBase-mNE-HVAC-Proto - Baseline Design.SIM | MBT-w07-v03 | 17.99 | 17.99 | -1 | 24.494 | 24 | 25 | 33 | 40 | 50 | 40 | MBT
MBT-w07-v07-WCChlrBase-mNE-HVAC-Proto - Baseline Design.SIM | MBT-w07-v07 | 17.298 | 17.298 | -1 | 23.482 | 23 | 25 | 31 | 40 | 50 | 40 | MBT
MBT-w07-v11-WCChlrBase-mNE-HVAC-Proto - Baseline Design.SIM | MBT-w07-v11 | 17.146 | 17.146 | -1 | 23.276 | 23 | 25 | 31 | 40 | 50 | 40 | MBT
MBT-w07-v14-WCChlrBase-mNE-HVAC-Proto - Baseline Design.SIM | MBT-w07-v14 | 15.906 | 15.906 | -1 | 21.643 | 21 | 25 | 29 | 30 | 50 | 30 | MBT
MBT-w07-v96-WCChlrBase-mNE-HVAC-Proto - Baseline Design.SIM | MBT-w07-v96 | 18.147 | 18.147 | -1 | 26.07 | 24 | 25 | 35 | 40 | 50 | 40 | MBT
MBT-w08-v03-WCChlrBase-mNE-HVAC-Proto - Baseline Design.SIM | MBT-w08-v03 | 20.142 | 20.142 | -1 | 25.44 | 27 | 30 | 34 | 40 | 60 | 40 | MBT
MBT-w08-v07-WCChlrBase-mNE-HVAC-Proto - Baseline Design.SIM | MBT-w08-v07 | 19.441 | 19.441 | -1 | 26.765 | 26 | 30 | 36 | 40 | 60 | 40 | MBT
MBT-w08-v11-WCChlrBase-mNE-HVAC-Proto - Baseline Design.SIM | MBT-w08-v11 | 19.259 | 19.259 | -1 | 26.515 | 26 | 30 | 36 | 40 | 60 | 40 | MBT
MBT-w08-v14-WCChlrBase-mNE-HVAC-Proto - Baseline Design.SIM | MBT-w08-v14 | 19.06 | 19.06 | -1 | 26.241 | 26 | 30 | 35 | 40 | 60 | 40 | MBT
MBT-w08-v96-WCChlrBase-mNE-HVAC-Proto - Baseline Design.SIM | MBT-w08-v96 | 20.669 | 20.669 | -1 | 27.183 | 28 | 30 | 36 | 40 | 60 | 40 | MBT
MBT-w09-v03-WCChlrBase-mNE-HVAC-Proto - Baseline Design.SIM | MBT-w09-v03 | 22.94 | 22.94 | -1 | 26.235 | 31 | 40 | 35 | 40 | 80 | 40 | MBT
MBT-w09-v07-WCChlrBase-mNE-HVAC-Proto - Baseline Design.SIM | MBT-w09-v07 | 22.258 | 22.258 | -1 | 30.644 | 30 | 30 | 41 | 50 | 60 | 50 | MBT
MBT-w09-v11-WCChlrBase-mNE-HVAC-Proto - Baseline Design.SIM | MBT-w09-v11 | 21.475 | 21.475 | -1 | 29.566 | 29 | 30 | 40 | 40 | 60 | 40 | MBT
MBT-w09-v14-WCChlrBase-mNE-HVAC-Proto - Baseline Design.SIM | MBT-w09-v14 | 21.071 | 21.071 | -1 | 29.009 | 28 | 30 | 39 | 40 | 60 | 40 | MBT
MBT-w09-v96-WCChlrBase-mNE-HVAC-Proto - Baseline Design.SIM | MBT-w09-v96 | 23.403 | 23.403 | -1 | 28.571 | 31 | 40 | 38 | 40 | 80 | 40 | MBT
MBT-w10-v03-WCChlrBase-mNE-HVAC-Proto - Baseline Design.SIM | MBT-w10-v03 | 21.775 | 21.775 | -1 | 25.551 | 29 | 30 | 34 | 40 | 60 | 40 | MBT
MBT-w10-v07-WCChlrBase-mNE-HVAC-Proto - Baseline Design.SIM | MBT-w10-v07 | 21.014 | 21.014 | -1 | 28.931 | 28 | 30 | 39 | 40 | 60 | 40 | MBT
MBT-w10-v11-WCChlrBase-mNE-HVAC-Proto - Baseline Design.SIM | MBT-w10-v11 | 20.575 | 20.575 | -1 | 28.327 | 28 | 30 | 38 | 40 | 60 | 40 | MBT
MBT-w10-v14-WCChlrBase-mNE-HVAC-Proto - Baseline Design.SIM | MBT-w10-v14 | 20.083 | 20.083 | -1 | 27.649 | 27 | 30 | 37 | 40 | 60 | 40 | MBT
MBT-w10-v96-WCChlrBase-mNE-HVAC-Proto - Baseline Design.SIM | MBT-w10-v96 | 22.441 | 22.441 | -1 | 27.966 | 30 | 30 | 37 | 40 | 60 | 40 | MBT
MBT-w11-v03-WCChlrBase-mNE-HVAC-Proto - Baseline Design.SIM | MBT-w11-v03 | 20.71 | 20.71 | -1 | 24.525 | 28 | 30 | 33 | 40 | 60 | 40 | MBT
MBT-w11-v07-WCChlrBase-mNE-HVAC-Proto - Baseline Design.SIM | MBT-w11-v07 | 19.983 | 19.983 | -1 | 27.511 | 27 | 30 | 37 | 40 | 60 | 40 | MBT
MBT-w11-v11-WCChlrBase-mNE-HVAC-Proto - Baseline Design.SIM | MBT-w11-v11 | 19.356 | 19.356 | -1 | 26.648 | 26 | 30 | 36 | 40 | 60 | 40 | MBT
MBT-w11-v14-WCChlrBase-mNE-HVAC-Proto - Baseline Design.SIM | MBT-w11-v14 | 18.87 | 18.87 | -1 | 25.979 | 25 | 25 | 35 | 40 | 50 | 40 | MBT
MBT-w11-v96-WCChlrBase-mNE-HVAC-Proto - Baseline Design.SIM | MBT-w11-v96 | 21.511 | 21.511 | -1 | 26.53 | 29 | 30 | 36 | 40 | 60 | 40 | MBT
MBT-w12-v03-WCChlrBase-mNE-HVAC-Proto - Baseline Design.SIM | MBT-w12-v03 | 19.356 | 19.356 | -1 | 24.567 | 26 | 30 | 33 | 40 | 60 | 40 | MBT
MBT-w12-v07-WCChlrBase-mNE-HVAC-Proto - Baseline Design.SIM | MBT-w12-v07 | 18.638 | 18.638 | -1 | 25.66 | 25 | 25 | 34 | 40 | 50 | 40 | MBT
MBT-w12-v11-WCChlrBase-mNE-HVAC-Proto - Baseline Design.SIM | MBT-w12-v11 | 18.563 | 18.563 | -1 | 25.199 | 25 | 25 | 34 | 40 | 50 | 40 | MBT
MBT-w12-v14-WCChlrBase-mNE-HVAC-Proto - Baseline Design.SIM | MBT-w12-v14 | 18.116 | 18.116 | -1 | 24.649 | 24 | 25 | 33 | 40 | 50 | 40 | MBT
MBT-w12-v96-WCChlrBase-mNE-HVAC-Proto - Baseline Design.SIM | MBT-w12-v96 | 20.35 | 20.35 | -1 | 26.506 | 27 | 30 | 36 | 40 | 60 | 40 | MBT
MBT-w13-v03-WCChlrBase-mNE-HVAC-Proto - Baseline Design.SIM | MBT-w13-v03 | 21.37 | 21.37 | -1 | 26.115 | 29 | 30 | 35 | 40 | 60 | 40 | MBT
MBT-w13-v07-WCChlrBase-mNE-HVAC-Proto - Baseline Design.SIM | MBT-w13-v07 | 20.908 | 20.908 | -1 | 28.786 | 28 | 30 | 39 | 40 | 60 | 40 | MBT
MBT-w13-v11-WCChlrBase-mNE-HVAC-Proto - Baseline Design.SIM | MBT-w13-v11 | 20.036 | 20.036 | -1 | 27.585 | 27 | 30 | 37 | 40 | 60 | 40 | MBT
MBT-w13-v14-WCChlrBase-mNE-HVAC-Proto - Baseline Design.SIM | MBT-w13-v14 | 19.652 | 19.652 | -1 | 27.056 | 26 | 30 | 36 | 40 | 60 | 40 | MBT
MBT-w13-v96-WCChlrBase-mNE-HVAC-Proto - Baseline Design.SIM | MBT-w13-v96 | 22.357 | 22.357 | -1 | 28.109 | 30 | 30 | 38 | 40 | 60 | 40 | MBT
MBT-w14-v03-WCChlrBase-mNE-HVAC-Proto - Baseline Design.SIM | MBT-w14-v03 | 23.235 | 23.235 | -1 | 24.94 | 31 | 40 | 33 | 40 | 80 | 40 | MBT
MBT-w14-v07-WCChlrBase-mNE-HVAC-Proto - Baseline Design.SIM | MBT-w14-v07 | 22.7 | 22.7 | -1 | 31.252 | 30 | 30 | 42 | 50 | 60 | 50 | MBT
MBT-w14-v11-WCChlrBase-mNE-HVAC-Proto - Baseline Design.SIM | MBT-w14-v11 | 22.064 | 22.064 | -1 | 30.377 | 30 | 30 | 41 | 50 | 60 | 50 | MBT
MBT-w14-v14-WCChlrBase-mNE-HVAC-Proto - Baseline Design.SIM | MBT-w14-v14 | 21.456 | 21.456 | -1 | 29.54 | 29 | 30 | 40 | 40 | 60 | 40 | MBT
MBT-w14-v96-WCChlrBase-mNE-HVAC-Proto - Baseline Design.SIM | MBT-w14-v96 | 24.136 | 24.136 | -1 | 26.651 | 32 | 40 | 36 | 40 | 80 | 40 | MBT
MBT-w15-v03-WCChlrBase-mNE-HVAC-Proto - Baseline Design.SIM | MBT-w15-v03 | 24.051 | 24.051 | -1 | 27.152 | 32 | 40 | 36 | 40 | 80 | 40 | MBT
MBT-w15-v07-WCChlrBase-mNE-HVAC-Proto - Baseline Design.SIM | MBT-w15-v07 | 23.529 | 23.529 | -1 | 32.394 | 32 | 40 | 43 | 50 | 80 | 50 | MBT
MBT-w15-v11-WCChlrBase-mNE-HVAC-Proto - Baseline Design.SIM | MBT-w15-v11 | 23.347 | 23.347 | -1 | 32.143 | 31 | 40 | 43 | 50 | 80 | 50 | MBT
MBT-w15-v14-WCChlrBase-mNE-HVAC-Proto - Baseline Design.SIM | MBT-w15-v14 | 22.632 | 22.632 | -1 | 31.158 | 30 | 30 | 42 | 50 | 60 | 50 | MBT
MBT-w15-v96-WCChlrBase-mNE-HVAC-Proto - Baseline Design.SIM | MBT-w15-v96 | 24.728 | 24.728 | -1 | 29.062 | 33 | 40 | 39 | 40 | 80 | 40 | MBT
MBT-w16-v03-WCChlrBase-mNE-HVAC-Proto - Baseline Design.SIM | MBT-w16-v03 | 18.285 | 18.285 | -1 | 23.962 | 25 | 25 | 32 | 40 | 50 | 40 | MBT
MBT-w16-v07-WCChlrBase-mNE-HVAC-Proto - Baseline Design.SIM | MBT-w16-v07 | 17.489 | 17.489 | -1 | 23.741 | 23 | 25 | 32 | 40 | 50 | 40 | MBT
MBT-w16-v11-WCChlrBase-mNE-HVAC-Proto - Baseline Design.SIM | MBT-w16-v11 | 17.503 | 17.503 | -1 | 23.76 | 23 | 25 | 32 | 40 | 50 | 40 | MBT
MBT-w16-v14-WCChlrBase-mNE-HVAC-Proto - Baseline Design.SIM | MBT-w16-v14 | 17.133 | 17.133 | -1 | 23.313 | 23 | 25 | 31 | 40 | 50 | 40 | MBT
MBT-w16-v96-WCChlrBase-mNE-HVAC-Proto - Baseline Design.SIM | MBT-w16-v96 | 18.333 | 18.333 | -1 | 25.538 | 25 | 25 | 34 | 40 | 50 | 40 | MBT
Nrs-w01-v03-WCChlrBase-mNE-HVAC-Proto - Baseline Design.SIM | Nrs-w01-v03 | 6.305 | 6.305 | -1 | 26.182 | 8 | 10 | 35 | 40 | 20 | 40 | Nrs
Nrs-w01-v07-WCChlrBase-mNE-HVAC-Proto - Baseline Design.SIM | Nrs-w01-v07 | 6.014 | 6.014 | -1 | 8.279 | 8 | 10 | 11 | 15 | 20 | 15 | Nrs
Nrs-w01-v11-WCChlrBase-mNE-HVAC-Proto - Baseline Design.SIM | Nrs-w01-v11 | 5.927 | 5.927 | -1 | 8.161 | 8 | 10 | 11 | 15 | 20 | 15 | Nrs
Nrs-w01-v14-WCChlrBase-mNE-HVAC-Proto - Baseline Design.SIM | Nrs-w01-v14 | 5.076 | 5.076 | -1 | 6.989 | 7 | 7.5 | 9 | 10 | 15 | 10 | Nrs
Nrs-w01-v96-WCChlrBase-mNE-HVAC-Proto - Baseline Design.SIM | Nrs-w01-v96 | 6.592 | 6.592 | -1 | 26.185 | 9 | 10 | 35 | 40 | 20 | 40 | Nrs
Nrs-w02-v03-WCChlrBase-mNE-HVAC-Proto - Baseline Design.SIM | Nrs-w02-v03 | 13.14 | 13.14 | -1 | 28.632 | 18 | 20 | 38 | 40 | 40 | 40 | Nrs
Nrs-w02-v07-WCChlrBase-mNE-HVAC-Proto - Baseline Design.SIM | Nrs-w02-v07 | 12.979 | 12.979 | -1 | 17.733 | 17 | 20 | 24 | 25 | 40 | 25 | Nrs
Nrs-w02-v11-WCChlrBase-mNE-HVAC-Proto - Baseline Design.SIM | Nrs-w02-v11 | 12.72 | 12.72 | -1 | 17.379 | 17 | 20 | 23 | 25 | 40 | 25 | Nrs
Nrs-w02-v14-WCChlrBase-mNE-HVAC-Proto - Baseline Design.SIM | Nrs-w02-v14 | 11.945 | 11.945 | -1 | 16.339 | 16 | 20 | 22 | 25 | 40 | 25 | Nrs
Nrs-w02-v96-WCChlrBase-mNE-HVAC-Proto - Baseline Design.SIM | Nrs-w02-v96 | 14.325 | 14.325 | -1 | 28.849 | 19 | 20 | 39 | 40 | 40 | 40 | Nrs
Nrs-w03-v03-WCChlrBase-mNE-HVAC-Proto - Baseline Design.SIM | Nrs-w03-v03 | 8.604 | 8.604 | -1 | 27.454 | 12 | 15 | 37 | 40 | 30 | 40 | Nrs
Nrs-w03-v07-WCChlrBase-mNE-HVAC-Proto - Baseline Design.SIM | Nrs-w03-v07 | 8.309 | 8.309 | -1 | 11.439 | 11 | 15 | 15 | 15 | 30 | 15 | Nrs
Nrs-w03-v11-WCChlrBase-mNE-HVAC-Proto - Baseline Design.SIM | Nrs-w03-v11 | 8.18 | 8.18 | -1 | 11.261 | 11 | 15 | 15 | 15 | 30 | 15 | Nrs
Nrs-w03-v14-WCChlrBase-mNE-HVAC-Proto - Baseline Design.SIM | Nrs-w03-v14 | 7.411 | 7.411 | -1 | 10.282 | 10 | 10 | 14 | 15 | 20 | 15 | Nrs
Nrs-w03-v96-WCChlrBase-mNE-HVAC-Proto - Baseline Design.SIM | Nrs-w03-v96 | 9.384 | 9.384 | -1 | 27.549 | 13 | 15 | 37 | 40 | 30 | 40 | Nrs
Nrs-w04-v03-WCChlrBase-mNE-HVAC-Proto - Baseline Design.SIM | Nrs-w04-v03 | 11.749 | 11.749 | -1 | 27.728 | 16 | 20 | 37 | 40 | 40 | 40 | Nrs
Nrs-w04-v07-WCChlrBase-mNE-HVAC-Proto - Baseline Design.SIM | Nrs-w04-v07 | 11.544 | 11.544 | -1 | 15.772 | 15 | 15 | 21 | 25 | 30 | 25 | Nrs
Nrs-w04-v11-WCChlrBase-mNE-HVAC-Proto - Baseline Design.SIM | Nrs-w04-v11 | 11.3 | 11.3 | -1 | 15.438 | 15 | 15 | 21 | 25 | 30 | 25 | Nrs
Nrs-w04-v14-WCChlrBase-mNE-HVAC-Proto - Baseline Design.SIM | Nrs-w04-v14 | 10.474 | 10.474 | -1 | 14.109 | 14 | 15 | 19 | 20 | 30 | 20 | Nrs
Nrs-w04-v96-WCChlrBase-mNE-HVAC-Proto - Baseline Design.SIM | Nrs-w04-v96 | 12.641 | 12.641 | -1 | 27.963 | 17 | 20 | 37 | 40 | 40 | 40 | Nrs
Nrs-w05-v03-WCChlrBase-mNE-HVAC-Proto - Baseline Design.SIM | Nrs-w05-v03 | 8.12 | 8.12 | -1 | 29.124 | 11 | 15 | 39 | 40 | 30 | 40 | Nrs
Nrs-w05-v07-WCChlrBase-mNE-HVAC-Proto - Baseline Design.SIM | Nrs-w05-v07 | 7.769 | 7.769 | -1 | 10.403 | 10 | 10 | 14 | 15 | 20 | 15 | Nrs
Nrs-w05-v11-WCChlrBase-mNE-HVAC-Proto - Baseline Design.SIM | Nrs-w05-v11 | 7.681 | 7.681 | -1 | 10.284 | 10 | 10 | 14 | 15 | 20 | 15 | Nrs
Nrs-w05-v14-WCChlrBase-mNE-HVAC-Proto - Baseline Design.SIM | Nrs-w05-v14 | 6.85 | 6.85 | -1 | 9.503 | 9 | 10 | 13 | 15 | 20 | 15 | Nrs
Nrs-w05-v96-WCChlrBase-mNE-HVAC-Proto - Baseline Design.SIM | Nrs-w05-v96 | 8.488 | 8.488 | -1 | 29.292 | 11 | 15 | 39 | 40 | 30 | 40 | Nrs
Nrs-w06-v03-WCChlrBase-mNE-HVAC-Proto - Baseline Design.SIM | Nrs-w06-v03 | 11.339 | 11.339 | -1 | 30.642 | 15 | 15 | 41 | 50 | 30 | 50 | Nrs
Nrs-w06-v07-WCChlrBase-mNE-HVAC-Proto - Baseline Design.SIM | Nrs-w06-v07 | 11.085 | 11.085 | -1 | 15.145 | 15 | 15 | 20 | 20 | 30 | 20 | Nrs
Nrs-w06-v11-WCChlrBase-mNE-HVAC-Proto - Baseline Design.SIM | Nrs-w06-v11 | 10.989 | 10.989 | -1 | 15.014 | 15 | 15 | 20 | 20 | 30 | 20 | Nrs
Nrs-w06-v14-WCChlrBase-mNE-HVAC-Proto - Baseline Design.SIM | Nrs-w06-v14 | 10.302 | 10.302 | -1 | 13.879 | 14 | 15 | 19 | 20 | 30 | 20 | Nrs
Nrs-w06-v96-WCChlrBase-mNE-HVAC-Proto - Baseline Design.SIM | Nrs-w06-v96 | 12.295 | 12.295 | -1 | 30.966 | 16 | 20 | 42 | 50 | 40 | 50 | Nrs
Nrs-w07-v03-WCChlrBase-mNE-HVAC-Proto - Baseline Design.SIM | Nrs-w07-v03 | 9.567 | 9.567 | -1 | 27.605 | 13 | 15 | 37 | 40 | 30 | 40 | Nrs
Nrs-w07-v07-WCChlrBase-mNE-HVAC-Proto - Baseline Design.SIM | Nrs-w07-v07 | 9.307 | 9.307 | -1 | 12.814 | 12 | 15 | 17 | 20 | 30 | 20 | Nrs
Nrs-w07-v11-WCChlrBase-mNE-HVAC-Proto - Baseline Design.SIM | Nrs-w07-v11 | 9.164 | 9.164 | -1 | 12.617 | 12 | 15 | 17 | 20 | 30 | 20 | Nrs
Nrs-w07-v14-WCChlrBase-mNE-HVAC-Proto - Baseline Design.SIM | Nrs-w07-v14 | 8.473 | 8.473 | -1 | 11.489 | 11 | 15 | 15 | 15 | 30 | 15 | Nrs
Nrs-w07-v96-WCChlrBase-mNE-HVAC-Proto - Baseline Design.SIM | Nrs-w07-v96 | 10.425 | 10.425 | -1 | 27.905 | 14 | 15 | 37 | 40 | 30 | 40 | Nrs
Nrs-w08-v03-WCChlrBase-mNE-HVAC-Proto - Baseline Design.SIM | Nrs-w08-v03 | 12.419 | 12.419 | -1 | 27.613 | 17 | 20 | 37 | 40 | 40 | 40 | Nrs
Nrs-w08-v07-WCChlrBase-mNE-HVAC-Proto - Baseline Design.SIM | Nrs-w08-v07 | 12.218 | 12.218 | -1 | 16.692 | 16 | 20 | 22 | 25 | 40 | 25 | Nrs
Nrs-w08-v11-WCChlrBase-mNE-HVAC-Proto - Baseline Design.SIM | Nrs-w08-v11 | 12.052 | 12.052 | -1 | 16.466 | 16 | 20 | 22 | 25 | 40 | 25 | Nrs
Nrs-w08-v14-WCChlrBase-mNE-HVAC-Proto - Baseline Design.SIM | Nrs-w08-v14 | 11.126 | 11.126 | -1 | 15.219 | 15 | 15 | 20 | 20 | 30 | 20 | Nrs
Nrs-w08-v96-WCChlrBase-mNE-HVAC-Proto - Baseline Design.SIM | Nrs-w08-v96 | 13.226 | 13.226 | -1 | 27.931 | 18 | 20 | 37 | 40 | 40 | 40 | Nrs
Nrs-w09-v03-WCChlrBase-mNE-HVAC-Proto - Baseline Design.SIM | Nrs-w09-v03 | 16.429 | 16.429 | -1 | 29.735 | 22 | 25 | 40 | 40 | 50 | 40 | Nrs
Nrs-w09-v07-WCChlrBase-mNE-HVAC-Proto - Baseline Design.SIM | Nrs-w09-v07 | 16.217 | 16.217 | -1 | 22.014 | 22 | 25 | 30 | 30 | 50 | 30 | Nrs
Nrs-w09-v11-WCChlrBase-mNE-HVAC-Proto - Baseline Design.SIM | Nrs-w09-v11 | 15.8 | 15.8 | -1 | 21.449 | 21 | 25 | 29 | 30 | 50 | 30 | Nrs
Nrs-w09-v14-WCChlrBase-mNE-HVAC-Proto - Baseline Design.SIM | Nrs-w09-v14 | 14.759 | 14.759 | -1 | 20.082 | 20 | 20 | 27 | 30 | 40 | 30 | Nrs
Nrs-w09-v96-WCChlrBase-mNE-HVAC-Proto - Baseline Design.SIM | Nrs-w09-v96 | 17.653 | 17.653 | -1 | 30.215 | 24 | 25 | 41 | 50 | 50 | 50 | Nrs
Nrs-w10-v03-WCChlrBase-mNE-HVAC-Proto - Baseline Design.SIM | Nrs-w10-v03 | 14.452 | 14.452 | -1 | 28.731 | 19 | 20 | 39 | 40 | 40 | 40 | Nrs
Nrs-w10-v07-WCChlrBase-mNE-HVAC-Proto - Baseline Design.SIM | Nrs-w10-v07 | 14.133 | 14.133 | -1 | 19.186 | 19 | 20 | 26 | 30 | 40 | 30 | Nrs
Nrs-w10-v11-WCChlrBase-mNE-HVAC-Proto - Baseline Design.SIM | Nrs-w10-v11 | 13.838 | 13.838 | -1 | 18.785 | 19 | 20 | 25 | 25 | 40 | 25 | Nrs
Nrs-w10-v14-WCChlrBase-mNE-HVAC-Proto - Baseline Design.SIM | Nrs-w10-v14 | 13.135 | 13.135 | -1 | 18.083 | 18 | 20 | 24 | 25 | 40 | 25 | Nrs
Nrs-w10-v96-WCChlrBase-mNE-HVAC-Proto - Baseline Design.SIM | Nrs-w10-v96 | 16.019 | 16.019 | -1 | 29.233 | 21 | 25 | 39 | 40 | 50 | 40 | Nrs
Nrs-w11-v03-WCChlrBase-mNE-HVAC-Proto - Baseline Design.SIM | Nrs-w11-v03 | 15.471 | 15.471 | -1 | 31.979 | 21 | 25 | 43 | 50 | 50 | 50 | Nrs
Nrs-w11-v07-WCChlrBase-mNE-HVAC-Proto - Baseline Design.SIM | Nrs-w11-v07 | 15.148 | 15.148 | -1 | 20.563 | 20 | 20 | 28 | 30 | 40 | 30 | Nrs
Nrs-w11-v11-WCChlrBase-mNE-HVAC-Proto - Baseline Design.SIM | Nrs-w11-v11 | 14.92 | 14.92 | -1 | 20.254 | 20 | 20 | 27 | 30 | 40 | 30 | Nrs
Nrs-w11-v14-WCChlrBase-mNE-HVAC-Proto - Baseline Design.SIM | Nrs-w11-v14 | 14.151 | 14.151 | -1 | 19.254 | 19 | 20 | 26 | 30 | 40 | 30 | Nrs
Nrs-w11-v96-WCChlrBase-mNE-HVAC-Proto - Baseline Design.SIM | Nrs-w11-v96 | 16.449 | 16.449 | -1 | 32.243 | 22 | 25 | 43 | 50 | 50 | 50 | Nrs
Nrs-w12-v03-WCChlrBase-mNE-HVAC-Proto - Baseline Design.SIM | Nrs-w12-v03 | 14.77 | 14.77 | -1 | 29.422 | 20 | 20 | 39 | 40 | 40 | 40 | Nrs
Nrs-w12-v07-WCChlrBase-mNE-HVAC-Proto - Baseline Design.SIM | Nrs-w12-v07 | 14.417 | 14.417 | -1 | 19.571 | 19 | 20 | 26 | 30 | 40 | 30 | Nrs
Nrs-w12-v11-WCChlrBase-mNE-HVAC-Proto - Baseline Design.SIM | Nrs-w12-v11 | 14.108 | 14.108 | -1 | 19.152 | 19 | 20 | 26 | 30 | 40 | 30 | Nrs
Nrs-w12-v14-WCChlrBase-mNE-HVAC-Proto - Baseline Design.SIM | Nrs-w12-v14 | 13.416 | 13.416 | -1 | 18.254 | 18 | 20 | 24 | 25 | 40 | 25 | Nrs
Nrs-w12-v96-WCChlrBase-mNE-HVAC-Proto - Baseline Design.SIM | Nrs-w12-v96 | 15.723 | 15.723 | -1 | 29.581 | 21 | 25 | 40 | 40 | 50 | 40 | Nrs
Nrs-w13-v03-WCChlrBase-mNE-HVAC-Proto - Baseline Design.SIM | Nrs-w13-v03 | 15.471 | 15.471 | -1 | 29.62 | 21 | 25 | 40 | 40 | 50 | 40 | Nrs
Nrs-w13-v07-WCChlrBase-mNE-HVAC-Proto - Baseline Design.SIM | Nrs-w13-v07 | 15.198 | 15.198 | -1 | 20.631 | 20 | 20 | 28 | 30 | 40 | 30 | Nrs
Nrs-w13-v11-WCChlrBase-mNE-HVAC-Proto - Baseline Design.SIM | Nrs-w13-v11 | 14.876 | 14.876 | -1 | 20.194 | 20 | 20 | 27 | 30 | 40 | 30 | Nrs
Nrs-w13-v14-WCChlrBase-mNE-HVAC-Proto - Baseline Design.SIM | Nrs-w13-v14 | 14.161 | 14.161 | -1 | 19.268 | 19 | 20 | 26 | 30 | 40 | 30 | Nrs
Nrs-w13-v96-WCChlrBase-mNE-HVAC-Proto - Baseline Design.SIM | Nrs-w13-v96 | 16.558 | 16.558 | -1 | 29.798 | 22 | 25 | 40 | 40 | 50 | 40 | Nrs
Nrs-w14-v03-WCChlrBase-mNE-HVAC-Proto - Baseline Design.SIM | Nrs-w14-v03 | 18.066 | 18.066 | -1 | 28.81 | 24 | 25 | 39 | 40 | 50 | 40 | Nrs
Nrs-w14-v07-WCChlrBase-mNE-HVAC-Proto - Baseline Design.SIM | Nrs-w14-v07 | 17.81 | 17.81 | -1 | 24.176 | 24 | 25 | 32 | 40 | 50 | 40 | Nrs
Nrs-w14-v11-WCChlrBase-mNE-HVAC-Proto - Baseline Design.SIM | Nrs-w14-v11 | 17.555 | 17.555 | -1 | 23.831 | 24 | 25 | 32 | 40 | 50 | 40 | Nrs
Nrs-w14-v14-WCChlrBase-mNE-HVAC-Proto - Baseline Design.SIM | Nrs-w14-v14 | 16.688 | 16.688 | -1 | 22.707 | 22 | 25 | 30 | 30 | 50 | 30 | Nrs
Nrs-w14-v96-WCChlrBase-mNE-HVAC-Proto - Baseline Design.SIM | Nrs-w14-v96 | 18.489 | 18.489 | -1 | 28.984 | 25 | 25 | 39 | 40 | 50 | 40 | Nrs
Nrs-w15-v03-WCChlrBase-mNE-HVAC-Proto - Baseline Design.SIM | Nrs-w15-v03 | 19.625 | 19.625 | -1 | 29.668 | 26 | 30 | 40 | 40 | 60 | 40 | Nrs
Nrs-w15-v07-WCChlrBase-mNE-HVAC-Proto - Baseline Design.SIM | Nrs-w15-v07 | 19.357 | 19.357 | -1 | 26.65 | 26 | 30 | 36 | 40 | 60 | 40 | Nrs
Nrs-w15-v11-WCChlrBase-mNE-HVAC-Proto - Baseline Design.SIM | Nrs-w15-v11 | 18.88 | 18.88 | -1 | 25.993 | 25 | 25 | 35 | 40 | 50 | 40 | Nrs
Nrs-w15-v14-WCChlrBase-mNE-HVAC-Proto - Baseline Design.SIM | Nrs-w15-v14 | 18.353 | 18.353 | -1 | 25.268 | 25 | 25 | 34 | 40 | 50 | 40 | Nrs
Nrs-w15-v96-WCChlrBase-mNE-HVAC-Proto - Baseline Design.SIM | Nrs-w15-v96 | 20.315 | 20.315 | -1 | 30.036 | 27 | 30 | 40 | 40 | 60 | 40 | Nrs
Nrs-w16-v03-WCChlrBase-mNE-HVAC-Proto - Baseline Design.SIM | Nrs-w16-v03 | 8.703 | 8.703 | -1 | 28.133 | 12 | 15 | 38 | 40 | 30 | 40 | Nrs
Nrs-w16-v07-WCChlrBase-mNE-HVAC-Proto - Baseline Design.SIM | Nrs-w16-v07 | 8.42 | 8.42 | -1 | 11.593 | 11 | 15 | 16 | 20 | 30 | 20 | Nrs
Nrs-w16-v11-WCChlrBase-mNE-HVAC-Proto - Baseline Design.SIM | Nrs-w16-v11 | 8.196 | 8.196 | -1 | 11.284 | 11 | 15 | 15 | 15 | 30 | 15 | Nrs
Nrs-w16-v14-WCChlrBase-mNE-HVAC-Proto - Baseline Design.SIM | Nrs-w16-v14 | 7.454 | 7.454 | -1 | 10.341 | 10 | 10 | 14 | 15 | 20 | 15 | Nrs
Nrs-w16-v96-WCChlrBase-mNE-HVAC-Proto - Baseline Design.SIM | Nrs-w16-v96 | 9.093 | 9.093 | -1 | 28.146 | 12 | 15 | 38 | 40 | 30 | 40 | Nrs
OfL-w01-v03-WCChlrBase-mNE-HVAC-Proto - Baseline Design.SIM | OfL-w01-v03 | 12.015 | 12.015 | -1 | 29.075 | 16 | 20 | 39 | 40 | 40 | 40 | OfL
OfL-w01-v07-WCChlrBase-mNE-HVAC-Proto - Baseline Design.SIM | OfL-w01-v07 | 11.421 | 11.421 | -1 | 15.603 | 15 | 15 | 21 | 25 | 30 | 25 | OfL
OfL-w01-v11-WCChlrBase-mNE-HVAC-Proto - Baseline Design.SIM | OfL-w01-v11 | 11.308 | 11.308 | -1 | 15.45 | 15 | 15 | 21 | 25 | 30 | 25 | OfL
OfL-w01-v14-WCChlrBase-mNE-HVAC-Proto - Baseline Design.SIM | OfL-w01-v14 | 9.284 | 9.284 | -1 | 12.588 | 12 | 15 | 17 | 20 | 30 | 20 | OfL
OfL-w01-v96-WCChlrBase-mNE-HVAC-Proto - Baseline Design.SIM | OfL-w01-v96 | 13.08 | 13.08 | -1 | 30.387 | 18 | 20 | 41 | 50 | 40 | 50 | OfL
OfL-w02-v03-WCChlrBase-mNE-HVAC-Proto - Baseline Design.SIM | OfL-w02-v03 | 18.317 | 18.317 | -1 | 29.164 | 25 | 25 | 39 | 40 | 50 | 40 | OfL
OfL-w02-v07-WCChlrBase-mNE-HVAC-Proto - Baseline Design.SIM | OfL-w02-v07 | 17.619 | 17.619 | -1 | 23.918 | 24 | 25 | 32 | 40 | 50 | 40 | OfL
OfL-w02-v11-WCChlrBase-mNE-HVAC-Proto - Baseline Design.SIM | OfL-w02-v11 | 17.333 | 17.333 | -1 | 23.53 | 23 | 25 | 32 | 40 | 50 | 40 | OfL
OfL-w02-v14-WCChlrBase-mNE-HVAC-Proto - Baseline Design.SIM | OfL-w02-v14 | 15.258 | 15.258 | -1 | 20.761 | 20 | 20 | 28 | 30 | 40 | 30 | OfL
OfL-w02-v96-WCChlrBase-mNE-HVAC-Proto - Baseline Design.SIM | OfL-w02-v96 | 20.083 | 20.083 | -1 | 35.021 | 27 | 30 | 47 | 50 | 60 | 50 | OfL
OfL-w03-v03-WCChlrBase-mNE-HVAC-Proto - Baseline Design.SIM | OfL-w03-v03 | 14.544 | 14.544 | -1 | 30.72 | 19 | 20 | 41 | 50 | 40 | 50 | OfL
OfL-w03-v07-WCChlrBase-mNE-HVAC-Proto - Baseline Design.SIM | OfL-w03-v07 | 13.977 | 13.977 | -1 | 18.973 | 19 | 20 | 25 | 25 | 40 | 25 | OfL
OfL-w03-v11-WCChlrBase-mNE-HVAC-Proto - Baseline Design.SIM | OfL-w03-v11 | 13.762 | 13.762 | -1 | 18.682 | 18 | 20 | 25 | 25 | 40 | 25 | OfL
OfL-w03-v14-WCChlrBase-mNE-HVAC-Proto - Baseline Design.SIM | OfL-w03-v14 | 11.248 | 11.248 | -1 | 15.153 | 15 | 15 | 20 | 20 | 30 | 20 | OfL
OfL-w03-v96-WCChlrBase-mNE-HVAC-Proto - Baseline Design.SIM | OfL-w03-v96 | 15.658 | 15.658 | -1 | 33.352 | 21 | 25 | 45 | 50 | 50 | 50 | OfL
OfL-w04-v03-WCChlrBase-mNE-HVAC-Proto - Baseline Design.SIM | OfL-w04-v03 | 16.303 | 16.303 | -1 | 31.958 | 22 | 25 | 43 | 50 | 50 | 50 | OfL
OfL-w04-v07-WCChlrBase-mNE-HVAC-Proto - Baseline Design.SIM | OfL-w04-v07 | 15.722 | 15.722 | -1 | 21.343 | 21 | 25 | 29 | 30 | 50 | 30 | OfL
OfL-w04-v11-WCChlrBase-mNE-HVAC-Proto - Baseline Design.SIM | OfL-w04-v11 | 15.387 | 15.387 | -1 | 20.888 | 21 | 25 | 28 | 30 | 50 | 30 | OfL
OfL-w04-v14-WCChlrBase-mNE-HVAC-Proto - Baseline Design.SIM | OfL-w04-v14 | 12.697 | 12.697 | -1 | 17.368 | 17 | 20 | 23 | 25 | 40 | 25 | OfL
OfL-w04-v96-WCChlrBase-mNE-HVAC-Proto - Baseline Design.SIM | OfL-w04-v96 | 17.677 | 17.677 | -1 | 34.454 | 24 | 25 | 46 | 50 | 50 | 50 | OfL
OfL-w05-v03-WCChlrBase-mNE-HVAC-Proto - Baseline Design.SIM | OfL-w05-v03 | 12.9 | 12.9 | -1 | 31.397 | 17 | 20 | 42 | 50 | 40 | 50 | OfL
OfL-w05-v07-WCChlrBase-mNE-HVAC-Proto - Baseline Design.SIM | OfL-w05-v07 | 12.305 | 12.305 | -1 | 16.812 | 16 | 20 | 23 | 25 | 40 | 25 | OfL
OfL-w05-v11-WCChlrBase-mNE-HVAC-Proto - Baseline Design.SIM | OfL-w05-v11 | 12.176 | 12.176 | -1 | 16.636 | 16 | 20 | 22 | 25 | 40 | 25 | OfL
OfL-w05-v14-WCChlrBase-mNE-HVAC-Proto - Baseline Design.SIM | OfL-w05-v14 | 10.18 | 10.18 | -1 | 13.714 | 14 | 15 | 18 | 20 | 30 | 20 | OfL
OfL-w05-v96-WCChlrBase-mNE-HVAC-Proto - Baseline Design.SIM | OfL-w05-v96 | 14.03 | 14.03 | -1 | 33.591 | 19 | 20 | 45 | 50 | 40 | 50 | OfL
OfL-w06-v03-WCChlrBase-mNE-HVAC-Proto - Baseline Design.SIM | OfL-w06-v03 | 16.194 | 16.194 | -1 | 31.924 | 22 | 25 | 43 | 50 | 50 | 50 | OfL
OfL-w06-v07-WCChlrBase-mNE-HVAC-Proto - Baseline Design.SIM | OfL-w06-v07 | 15.555 | 15.555 | -1 | 21.116 | 21 | 25 | 28 | 30 | 50 | 30 | OfL
OfL-w06-v11-WCChlrBase-mNE-HVAC-Proto - Baseline Design.SIM | OfL-w06-v11 | 15.339 | 15.339 | -1 | 20.823 | 21 | 25 | 28 | 30 | 50 | 30 | OfL
OfL-w06-v14-WCChlrBase-mNE-HVAC-Proto - Baseline Design.SIM | OfL-w06-v14 | 13.175 | 13.175 | -1 | 18.139 | 18 | 20 | 24 | 25 | 40 | 25 | OfL
OfL-w06-v96-WCChlrBase-mNE-HVAC-Proto - Baseline Design.SIM | OfL-w06-v96 | 17.401 | 17.401 | -1 | 34.412 | 23 | 25 | 46 | 50 | 50 | 50 | OfL
OfL-w07-v03-WCChlrBase-mNE-HVAC-Proto - Baseline Design.SIM | OfL-w07-v03 | 15.165 | 15.165 | -1 | 31.543 | 20 | 20 | 42 | 50 | 40 | 50 | OfL
OfL-w07-v07-WCChlrBase-mNE-HVAC-Proto - Baseline Design.SIM | OfL-w07-v07 | 14.601 | 14.601 | -1 | 19.821 | 20 | 20 | 27 | 30 | 40 | 30 | OfL
OfL-w07-v11-WCChlrBase-mNE-HVAC-Proto - Baseline Design.SIM | OfL-w07-v11 | 14.421 | 14.421 | -1 | 19.577 | 19 | 20 | 26 | 30 | 40 | 30 | OfL
OfL-w07-v14-WCChlrBase-mNE-HVAC-Proto - Baseline Design.SIM | OfL-w07-v14 | 12.097 | 12.097 | -1 | 16.547 | 16 | 20 | 22 | 25 | 40 | 25 | OfL
OfL-w07-v96-WCChlrBase-mNE-HVAC-Proto - Baseline Design.SIM | OfL-w07-v96 | 16.359 | 16.359 | -1 | 33.727 | 22 | 25 | 45 | 50 | 50 | 50 | OfL
OfL-w08-v03-WCChlrBase-mNE-HVAC-Proto - Baseline Design.SIM | OfL-w08-v03 | 17.286 | 17.286 | -1 | 32.478 | 23 | 25 | 44 | 50 | 50 | 50 | OfL
OfL-w08-v07-WCChlrBase-mNE-HVAC-Proto - Baseline Design.SIM | OfL-w08-v07 | 16.665 | 16.665 | -1 | 22.623 | 22 | 25 | 30 | 30 | 50 | 30 | OfL
OfL-w08-v11-WCChlrBase-mNE-HVAC-Proto - Baseline Design.SIM | OfL-w08-v11 | 16.257 | 16.257 | -1 | 22.069 | 22 | 25 | 30 | 30 | 50 | 30 | OfL
OfL-w08-v14-WCChlrBase-mNE-HVAC-Proto - Baseline Design.SIM | OfL-w08-v14 | 13.608 | 13.608 | -1 | 18.515 | 18 | 20 | 25 | 25 | 40 | 25 | OfL
OfL-w08-v96-WCChlrBase-mNE-HVAC-Proto - Baseline Design.SIM | OfL-w08-v96 | 18.463 | 18.463 | -1 | 35.002 | 25 | 25 | 47 | 50 | 50 | 50 | OfL
OfL-w09-v03-WCChlrBase-mNE-HVAC-Proto - Baseline Design.SIM | OfL-w09-v03 | 20.278 | 20.278 | -1 | 34.701 | 27 | 30 | 47 | 50 | 60 | 50 | OfL
OfL-w09-v07-WCChlrBase-mNE-HVAC-Proto - Baseline Design.SIM | OfL-w09-v07 | 19.673 | 19.673 | -1 | 27.084 | 26 | 30 | 36 | 40 | 60 | 40 | OfL
OfL-w09-v11-WCChlrBase-mNE-HVAC-Proto - Baseline Design.SIM | OfL-w09-v11 | 19.197 | 19.197 | -1 | 26.429 | 26 | 30 | 35 | 40 | 60 | 40 | OfL
OfL-w09-v14-WCChlrBase-mNE-HVAC-Proto - Baseline Design.SIM | OfL-w09-v14 | 17.003 | 17.003 | -1 | 23.135 | 23 | 25 | 31 | 40 | 50 | 40 | OfL
OfL-w09-v96-WCChlrBase-mNE-HVAC-Proto - Baseline Design.SIM | OfL-w09-v96 | 21.879 | 21.879 | -1 | 38.296 | 29 | 30 | 51 | 60 | 60 | 60 | OfL
OfL-w10-v03-WCChlrBase-mNE-HVAC-Proto - Baseline Design.SIM | OfL-w10-v03 | 17.781 | 17.781 | -1 | 30.618 | 24 | 25 | 41 | 50 | 50 | 50 | OfL
OfL-w10-v07-WCChlrBase-mNE-HVAC-Proto - Baseline Design.SIM | OfL-w10-v07 | 17.198 | 17.198 | -1 | 23.346 | 23 | 25 | 31 | 40 | 50 | 40 | OfL
OfL-w10-v11-WCChlrBase-mNE-HVAC-Proto - Baseline Design.SIM | OfL-w10-v11 | 16.748 | 16.748 | -1 | 22.735 | 22 | 25 | 30 | 30 | 50 | 30 | OfL
OfL-w10-v14-WCChlrBase-mNE-HVAC-Proto - Baseline Design.SIM | OfL-w10-v14 | 14.976 | 14.976 | -1 | 20.376 | 20 | 20 | 27 | 30 | 40 | 30 | OfL
OfL-w10-v96-WCChlrBase-mNE-HVAC-Proto - Baseline Design.SIM | OfL-w10-v96 | 20.566 | 20.566 | -1 | 36.871 | 28 | 30 | 49 | 50 | 60 | 50 | OfL
OfL-w11-v03-WCChlrBase-mNE-HVAC-Proto - Baseline Design.SIM | OfL-w11-v03 | 19.034 | 19.034 | -1 | 29.974 | 26 | 30 | 40 | 40 | 60 | 40 | OfL
OfL-w11-v07-WCChlrBase-mNE-HVAC-Proto - Baseline Design.SIM | OfL-w11-v07 | 18.474 | 18.474 | -1 | 25.434 | 25 | 25 | 34 | 40 | 50 | 40 | OfL
OfL-w11-v11-WCChlrBase-mNE-HVAC-Proto - Baseline Design.SIM | OfL-w11-v11 | 18.312 | 18.312 | -1 | 24.858 | 25 | 25 | 33 | 40 | 50 | 40 | OfL
OfL-w11-v14-WCChlrBase-mNE-HVAC-Proto - Baseline Design.SIM | OfL-w11-v14 | 16.574 | 16.574 | -1 | 22.552 | 22 | 25 | 30 | 30 | 50 | 30 | OfL
OfL-w11-v96-WCChlrBase-mNE-HVAC-Proto - Baseline Design.SIM | OfL-w11-v96 | 20.78 | 20.78 | -1 | 33.627 | 28 | 30 | 45 | 50 | 60 | 50 | OfL
OfL-w12-v03-WCChlrBase-mNE-HVAC-Proto - Baseline Design.SIM | OfL-w12-v03 | 17.438 | 17.438 | -1 | 28.888 | 23 | 25 | 39 | 40 | 50 | 40 | OfL
OfL-w12-v07-WCChlrBase-mNE-HVAC-Proto - Baseline Design.SIM | OfL-w12-v07 | 16.861 | 16.861 | -1 | 22.888 | 23 | 25 | 31 | 40 | 50 | 40 | OfL
OfL-w12-v11-WCChlrBase-mNE-HVAC-Proto - Baseline Design.SIM | OfL-w12-v11 | 16.371 | 16.371 | -1 | 22.223 | 22 | 25 | 30 | 30 | 50 | 30 | OfL
OfL-w12-v14-WCChlrBase-mNE-HVAC-Proto - Baseline Design.SIM | OfL-w12-v14 | 14.753 | 14.753 | -1 | 20.074 | 20 | 20 | 27 | 30 | 40 | 30 | OfL
OfL-w12-v96-WCChlrBase-mNE-HVAC-Proto - Baseline Design.SIM | OfL-w12-v96 | 19.161 | 19.161 | -1 | 33.291 | 26 | 30 | 45 | 50 | 60 | 50 | OfL
OfL-w13-v03-WCChlrBase-mNE-HVAC-Proto - Baseline Design.SIM | OfL-w13-v03 | 17.929 | 17.929 | -1 | 30.856 | 24 | 25 | 41 | 50 | 50 | 50 | OfL
OfL-w13-v07-WCChlrBase-mNE-HVAC-Proto - Baseline Design.SIM | OfL-w13-v07 | 17.347 | 17.347 | -1 | 23.549 | 23 | 25 | 32 | 40 | 50 | 40 | OfL
OfL-w13-v11-WCChlrBase-mNE-HVAC-Proto - Baseline Design.SIM | OfL-w13-v11 | 16.916 | 16.916 | -1 | 22.964 | 23 | 25 | 31 | 40 | 50 | 40 | OfL
OfL-w13-v14-WCChlrBase-mNE-HVAC-Proto - Baseline Design.SIM | OfL-w13-v14 | 15.001 | 15.001 | -1 | 20.411 | 20 | 20 | 27 | 30 | 40 | 30 | OfL
OfL-w13-v96-WCChlrBase-mNE-HVAC-Proto - Baseline Design.SIM | OfL-w13-v96 | 19.411 | 19.411 | -1 | 34.016 | 26 | 30 | 46 | 50 | 60 | 50 | OfL
OfL-w14-v03-WCChlrBase-mNE-HVAC-Proto - Baseline Design.SIM | OfL-w14-v03 | 21.646 | 21.646 | -1 | 35.416 | 29 | 30 | 47 | 50 | 60 | 50 | OfL
OfL-w14-v07-WCChlrBase-mNE-HVAC-Proto - Baseline Design.SIM | OfL-w14-v07 | 21.036 | 21.036 | -1 | 28.962 | 28 | 30 | 39 | 40 | 60 | 40 | OfL
OfL-w14-v11-WCChlrBase-mNE-HVAC-Proto - Baseline Design.SIM | OfL-w14-v11 | 20.659 | 20.659 | -1 | 28.443 | 28 | 30 | 38 | 40 | 60 | 40 | OfL
OfL-w14-v14-WCChlrBase-mNE-HVAC-Proto - Baseline Design.SIM | OfL-w14-v14 | 18.756 | 18.756 | -1 | 25.823 | 25 | 25 | 35 | 40 | 50 | 40 | OfL
OfL-w14-v96-WCChlrBase-mNE-HVAC-Proto - Baseline Design.SIM | OfL-w14-v96 | 22.734 | 22.734 | -1 | 38.133 | 30 | 30 | 51 | 60 | 60 | 60 | OfL
OfL-w15-v03-WCChlrBase-mNE-HVAC-Proto - Baseline Design.SIM | OfL-w15-v03 | 20.892 | 20.892 | -1 | 32.788 | 28 | 30 | 44 | 50 | 60 | 50 | OfL
OfL-w15-v07-WCChlrBase-mNE-HVAC-Proto - Baseline Design.SIM | OfL-w15-v07 | 20.21 | 20.21 | -1 | 27.824 | 27 | 30 | 37 | 40 | 60 | 40 | OfL
OfL-w15-v11-WCChlrBase-mNE-HVAC-Proto - Baseline Design.SIM | OfL-w15-v11 | 19.763 | 19.763 | -1 | 27.209 | 26 | 30 | 36 | 40 | 60 | 40 | OfL
OfL-w15-v14-WCChlrBase-mNE-HVAC-Proto - Baseline Design.SIM | OfL-w15-v14 | 19.229 | 19.229 | -1 | 26.474 | 26 | 30 | 35 | 40 | 60 | 40 | OfL
OfL-w15-v96-WCChlrBase-mNE-HVAC-Proto - Baseline Design.SIM | OfL-w15-v96 | 21.679 | 21.679 | -1 | 35.803 | 29 | 30 | 48 | 50 | 60 | 50 | OfL
OfL-w16-v03-WCChlrBase-mNE-HVAC-Proto - Baseline Design.SIM | OfL-w16-v03 | 13.143 | 13.143 | -1 | 29.449 | 18 | 20 | 39 | 40 | 40 | 40 | OfL
OfL-w16-v07-WCChlrBase-mNE-HVAC-Proto - Baseline Design.SIM | OfL-w16-v07 | 12.758 | 12.758 | -1 | 17.43 | 17 | 20 | 23 | 25 | 40 | 25 | OfL
OfL-w16-v11-WCChlrBase-mNE-HVAC-Proto - Baseline Design.SIM | OfL-w16-v11 | 12.525 | 12.525 | -1 | 17.112 | 17 | 20 | 23 | 25 | 40 | 25 | OfL
OfL-w16-v14-WCChlrBase-mNE-HVAC-Proto - Baseline Design.SIM | OfL-w16-v14 | 10.755 | 10.755 | -1 | 14.489 | 14 | 15 | 19 | 20 | 30 | 20 | OfL
OfL-w16-v96-WCChlrBase-mNE-HVAC-Proto - Baseline Design.SIM | OfL-w16-v96 | 14.227 | 14.227 | -1 | 31.162 | 19 | 20 | 42 | 50 | 40 | 50 | OfL
OfS-w01-v03-WCChlrBase-mNE-HVAC-Proto - Baseline Design.SIM | OfS-w01-v03 | 0.768 | 0.768 | -1 | 1.87 | 1 | 1 | 3 | 3 | 2 | 3 | OfS
OfS-w01-v07-WCChlrBase-mNE-HVAC-Proto - Baseline Design.SIM | OfS-w01-v07 | 0.724 | 0.724 | -1 | 0.997 | 1 | 1 | 1 | 1 | 2 | 1 | OfS
OfS-w01-v11-WCChlrBase-mNE-HVAC-Proto - Baseline Design.SIM | OfS-w01-v11 | 0.724 | 0.724 | -1 | 0.996 | 1 | 1 | 1 | 1 | 2 | 1 | OfS
OfS-w01-v14-WCChlrBase-mNE-HVAC-Proto - Baseline Design.SIM | OfS-w01-v14 | 0.534 | 0.534 | -1 | 0.735 | 1 | 1 | 1 | 1 | 2 | 1 | OfS
OfS-w01-v96-WCChlrBase-mNE-HVAC-Proto - Baseline Design.SIM | OfS-w01-v96 | 0.805 | 0.805 | -1 | 1.928 | 1 | 1 | 3 | 3 | 2 | 3 | OfS
OfS-w02-v03-WCChlrBase-mNE-HVAC-Proto - Baseline Design.SIM | OfS-w02-v03 | 1.227 | 1.227 | -1 | 1.98 | 2 | 2 | 3 | 3 | 4 | 3 | OfS
OfS-w02-v07-WCChlrBase-mNE-HVAC-Proto - Baseline Design.SIM | OfS-w02-v07 | 1.188 | 1.188 | -1 | 1.635 | 2 | 2 | 2 | 2 | 4 | 2 | OfS
OfS-w02-v11-WCChlrBase-mNE-HVAC-Proto - Baseline Design.SIM | OfS-w02-v11 | 1.177 | 1.177 | -1 | 1.621 | 2 | 2 | 2 | 2 | 4 | 2 | OfS
OfS-w02-v14-WCChlrBase-mNE-HVAC-Proto - Baseline Design.SIM | OfS-w02-v14 | 0.973 | 0.973 | -1 | 1.339 | 1 | 1 | 2 | 2 | 2 | 2 | OfS
OfS-w02-v96-WCChlrBase-mNE-HVAC-Proto - Baseline Design.SIM | OfS-w02-v96 | 1.371 | 1.371 | -1 | 2.444 | 2 | 2 | 3 | 3 | 4 | 3 | OfS
OfS-w03-v03-WCChlrBase-mNE-HVAC-Proto - Baseline Design.SIM | OfS-w03-v03 | 1.008 | 1.008 | -1 | 2.061 | 1 | 1 | 3 | 3 | 2 | 3 | OfS
OfS-w03-v07-WCChlrBase-mNE-HVAC-Proto - Baseline Design.SIM | OfS-w03-v07 | 0.964 | 0.964 | -1 | 1.328 | 1 | 1 | 2 | 2 | 2 | 2 | OfS
OfS-w03-v11-WCChlrBase-mNE-HVAC-Proto - Baseline Design.SIM | OfS-w03-v11 | 0.958 | 0.958 | -1 | 1.319 | 1 | 1 | 2 | 2 | 2 | 2 | OfS
OfS-w03-v14-WCChlrBase-mNE-HVAC-Proto - Baseline Design.SIM | OfS-w03-v14 | 0.697 | 0.697 | -1 | 0.96 | 1 | 1 | 1 | 1 | 2 | 1 | OfS
OfS-w03-v96-WCChlrBase-mNE-HVAC-Proto - Baseline Design.SIM | OfS-w03-v96 | 1.066 | 1.066 | -1 | 2.215 | 1 | 1 | 3 | 3 | 2 | 3 | OfS
OfS-w04-v03-WCChlrBase-mNE-HVAC-Proto - Baseline Design.SIM | OfS-w04-v03 | 1.166 | 1.166 | -1 | 2.197 | 2 | 2 | 3 | 3 | 4 | 3 | OfS
OfS-w04-v07-WCChlrBase-mNE-HVAC-Proto - Baseline Design.SIM | OfS-w04-v07 | 1.126 | 1.126 | -1 | 1.55 | 2 | 2 | 2 | 2 | 4 | 2 | OfS
OfS-w04-v11-WCChlrBase-mNE-HVAC-Proto - Baseline Design.SIM | OfS-w04-v11 | 1.112 | 1.112 | -1 | 1.531 | 1 | 1 | 2 | 2 | 2 | 2 | OfS
OfS-w04-v14-WCChlrBase-mNE-HVAC-Proto - Baseline Design.SIM | OfS-w04-v14 | 0.826 | 0.826 | -1 | 1.137 | 1 | 1 | 2 | 2 | 2 | 2 | OfS
OfS-w04-v96-WCChlrBase-mNE-HVAC-Proto - Baseline Design.SIM | OfS-w04-v96 | 1.278 | 1.278 | -1 | 2.384 | 2 | 2 | 3 | 3 | 4 | 3 | OfS
OfS-w05-v03-WCChlrBase-mNE-HVAC-Proto - Baseline Design.SIM | OfS-w05-v03 | 0.941 | 0.941 | -1 | 2.112 | 1 | 1 | 3 | 3 | 2 | 3 | OfS
OfS-w05-v07-WCChlrBase-mNE-HVAC-Proto - Baseline Design.SIM | OfS-w05-v07 | 0.901 | 0.901 | -1 | 1.24 | 1 | 1 | 2 | 2 | 2 | 2 | OfS
OfS-w05-v11-WCChlrBase-mNE-HVAC-Proto - Baseline Design.SIM | OfS-w05-v11 | 0.9 | 0.9 | -1 | 1.239 | 1 | 1 | 2 | 2 | 2 | 2 | OfS
OfS-w05-v14-WCChlrBase-mNE-HVAC-Proto - Baseline Design.SIM | OfS-w05-v14 | 0.625 | 0.625 | -1 | 0.86 | 1 | 1 | 1 | 1 | 2 | 1 | OfS
OfS-w05-v96-WCChlrBase-mNE-HVAC-Proto - Baseline Design.SIM | OfS-w05-v96 | 0.948 | 0.948 | -1 | 2.256 | 1 | 1 | 3 | 3 | 2 | 3 | OfS
OfS-w06-v03-WCChlrBase-mNE-HVAC-Proto - Baseline Design.SIM | OfS-w06-v03 | 1.194 | 1.194 | -1 | 2.193 | 2 | 2 | 3 | 3 | 4 | 3 | OfS
OfS-w06-v07-WCChlrBase-mNE-HVAC-Proto - Baseline Design.SIM | OfS-w06-v07 | 1.15 | 1.15 | -1 | 1.583 | 2 | 2 | 2 | 2 | 4 | 2 | OfS
OfS-w06-v11-WCChlrBase-mNE-HVAC-Proto - Baseline Design.SIM | OfS-w06-v11 | 1.147 | 1.147 | -1 | 1.58 | 2 | 2 | 2 | 2 | 4 | 2 | OfS
OfS-w06-v14-WCChlrBase-mNE-HVAC-Proto - Baseline Design.SIM | OfS-w06-v14 | 0.886 | 0.886 | -1 | 1.22 | 1 | 1 | 2 | 2 | 2 | 2 | OfS
OfS-w06-v96-WCChlrBase-mNE-HVAC-Proto - Baseline Design.SIM | OfS-w06-v96 | 1.284 | 1.284 | -1 | 2.38 | 2 | 2 | 3 | 3 | 4 | 3 | OfS
OfS-w07-v03-WCChlrBase-mNE-HVAC-Proto - Baseline Design.SIM | OfS-w07-v03 | 1.077 | 1.077 | -1 | 2.162 | 1 | 1 | 3 | 3 | 2 | 3 | OfS
OfS-w07-v07-WCChlrBase-mNE-HVAC-Proto - Baseline Design.SIM | OfS-w07-v07 | 1.036 | 1.036 | -1 | 1.426 | 1 | 1 | 2 | 2 | 2 | 2 | OfS
OfS-w07-v11-WCChlrBase-mNE-HVAC-Proto - Baseline Design.SIM | OfS-w07-v11 | 1.032 | 1.032 | -1 | 1.42 | 1 | 1 | 2 | 2 | 2 | 2 | OfS
OfS-w07-v14-WCChlrBase-mNE-HVAC-Proto - Baseline Design.SIM | OfS-w07-v14 | 0.792 | 0.792 | -1 | 1.09 | 1 | 1 | 1 | 1 | 2 | 1 | OfS
OfS-w07-v96-WCChlrBase-mNE-HVAC-Proto - Baseline Design.SIM | OfS-w07-v96 | 1.158 | 1.158 | -1 | 2.32 | 2 | 2 | 3 | 3 | 4 | 3 | OfS
OfS-w08-v03-WCChlrBase-mNE-HVAC-Proto - Baseline Design.SIM | OfS-w08-v03 | 1.278 | 1.278 | -1 | 2.242 | 2 | 2 | 3 | 3 | 4 | 3 | OfS
OfS-w08-v07-WCChlrBase-mNE-HVAC-Proto - Baseline Design.SIM | OfS-w08-v07 | 1.234 | 1.234 | -1 | 1.699 | 2 | 2 | 2 | 2 | 4 | 2 | OfS
OfS-w08-v11-WCChlrBase-mNE-HVAC-Proto - Baseline Design.SIM | OfS-w08-v11 | 1.225 | 1.225 | -1 | 1.687 | 2 | 2 | 2 | 2 | 4 | 2 | OfS
OfS-w08-v14-WCChlrBase-mNE-HVAC-Proto - Baseline Design.SIM | OfS-w08-v14 | 0.947 | 0.947 | -1 | 1.304 | 1 | 1 | 2 | 2 | 2 | 2 | OfS
OfS-w08-v96-WCChlrBase-mNE-HVAC-Proto - Baseline Design.SIM | OfS-w08-v96 | 1.387 | 1.387 | -1 | 2.445 | 2 | 2 | 3 | 3 | 4 | 3 | OfS
OfS-w09-v03-WCChlrBase-mNE-HVAC-Proto - Baseline Design.SIM | OfS-w09-v03 | 1.501 | 1.501 | -1 | 2.394 | 2 | 2 | 3 | 3 | 4 | 3 | OfS
OfS-w09-v07-WCChlrBase-mNE-HVAC-Proto - Baseline Design.SIM | OfS-w09-v07 | 1.457 | 1.457 | -1 | 1.948 | 2 | 2 | 3 | 3 | 4 | 3 | OfS
OfS-w09-v11-WCChlrBase-mNE-HVAC-Proto - Baseline Design.SIM | OfS-w09-v11 | 1.427 | 1.427 | -1 | 1.907 | 2 | 2 | 3 | 3 | 4 | 3 | OfS
OfS-w09-v14-WCChlrBase-mNE-HVAC-Proto - Baseline Design.SIM | OfS-w09-v14 | 1.116 | 1.116 | -1 | 1.536 | 1 | 1 | 2 | 2 | 2 | 2 | OfS
OfS-w09-v96-WCChlrBase-mNE-HVAC-Proto - Baseline Design.SIM | OfS-w09-v96 | 1.649 | 1.649 | -1 | 2.631 | 2 | 2 | 4 | 5 | 4 | 5 | OfS
OfS-w10-v03-WCChlrBase-mNE-HVAC-Proto - Baseline Design.SIM | OfS-w10-v03 | 1.303 | 1.303 | -1 | 2.097 | 2 | 2 | 3 | 3 | 4 | 3 | OfS
OfS-w10-v07-WCChlrBase-mNE-HVAC-Proto - Baseline Design.SIM | OfS-w10-v07 | 1.26 | 1.26 | -1 | 1.685 | 2 | 2 | 2 | 2 | 4 | 2 | OfS
OfS-w10-v11-WCChlrBase-mNE-HVAC-Proto - Baseline Design.SIM | OfS-w10-v11 | 1.241 | 1.241 | -1 | 1.659 | 2 | 2 | 2 | 2 | 4 | 2 | OfS
OfS-w10-v14-WCChlrBase-mNE-HVAC-Proto - Baseline Design.SIM | OfS-w10-v14 | 1.052 | 1.052 | -1 | 1.448 | 1 | 1 | 2 | 2 | 2 | 2 | OfS
OfS-w10-v96-WCChlrBase-mNE-HVAC-Proto - Baseline Design.SIM | OfS-w10-v96 | 1.545 | 1.545 | -1 | 2.595 | 2 | 2 | 3 | 3 | 4 | 3 | OfS
OfS-w11-v03-WCChlrBase-mNE-HVAC-Proto - Baseline Design.SIM | OfS-w11-v03 | 1.446 | 1.446 | -1 | 2.081 | 2 | 2 | 3 | 3 | 4 | 3 | OfS
OfS-w11-v07-WCChlrBase-mNE-HVAC-Proto - Baseline Design.SIM | OfS-w11-v07 | 1.396 | 1.396 | -1 | 1.866 | 2 | 2 | 3 | 3 | 4 | 3 | OfS
OfS-w11-v11-WCChlrBase-mNE-HVAC-Proto - Baseline Design.SIM | OfS-w11-v11 | 1.425 | 1.425 | -1 | 1.905 | 2 | 2 | 3 | 3 | 4 | 3 | OfS
OfS-w11-v14-WCChlrBase-mNE-HVAC-Proto - Baseline Design.SIM | OfS-w11-v14 | 1.208 | 1.208 | -1 | 1.663 | 2 | 2 | 2 | 2 | 4 | 2 | OfS
OfS-w11-v96-WCChlrBase-mNE-HVAC-Proto - Baseline Design.SIM | OfS-w11-v96 | 1.525 | 1.525 | -1 | 2.403 | 2 | 2 | 3 | 3 | 4 | 3 | OfS
OfS-w12-v03-WCChlrBase-mNE-HVAC-Proto - Baseline Design.SIM | OfS-w12-v03 | 1.274 | 1.274 | -1 | 1.991 | 2 | 2 | 3 | 3 | 4 | 3 | OfS
OfS-w12-v07-WCChlrBase-mNE-HVAC-Proto - Baseline Design.SIM | OfS-w12-v07 | 1.232 | 1.232 | -1 | 1.696 | 2 | 2 | 2 | 2 | 4 | 2 | OfS
OfS-w12-v11-WCChlrBase-mNE-HVAC-Proto - Baseline Design.SIM | OfS-w12-v11 | 1.207 | 1.207 | -1 | 1.661 | 2 | 2 | 2 | 2 | 4 | 2 | OfS
OfS-w12-v14-WCChlrBase-mNE-HVAC-Proto - Baseline Design.SIM | OfS-w12-v14 | 1.011 | 1.011 | -1 | 1.391 | 1 | 1 | 2 | 2 | 2 | 2 | OfS
OfS-w12-v96-WCChlrBase-mNE-HVAC-Proto - Baseline Design.SIM | OfS-w12-v96 | 1.441 | 1.441 | -1 | 2.367 | 2 | 2 | 3 | 3 | 4 | 3 | OfS
OfS-w13-v03-WCChlrBase-mNE-HVAC-Proto - Baseline Design.SIM | OfS-w13-v03 | 1.541 | 1.541 | -1 | 2.134 | 2 | 2 | 3 | 3 | 4 | 3 | OfS
OfS-w13-v07-WCChlrBase-mNE-HVAC-Proto - Baseline Design.SIM | OfS-w13-v07 | 1.502 | 1.502 | -1 | 2.008 | 2 | 2 | 3 | 3 | 4 | 3 | OfS
OfS-w13-v11-WCChlrBase-mNE-HVAC-Proto - Baseline Design.SIM | OfS-w13-v11 | 1.536 | 1.536 | -1 | 2.053 | 2 | 2 | 3 | 3 | 4 | 3 | OfS
OfS-w13-v14-WCChlrBase-mNE-HVAC-Proto - Baseline Design.SIM | OfS-w13-v14 | 1.313 | 1.313 | -1 | 1.766 | 2 | 2 | 2 | 2 | 4 | 2 | OfS
OfS-w13-v96-WCChlrBase-mNE-HVAC-Proto - Baseline Design.SIM | OfS-w13-v96 | 1.573 | 1.573 | -1 | 2.407 | 2 | 2 | 3 | 3 | 4 | 3 | OfS
OfS-w14-v03-WCChlrBase-mNE-HVAC-Proto - Baseline Design.SIM | OfS-w14-v03 | 1.545 | 1.545 | -1 | 2.078 | 2 | 2 | 3 | 3 | 4 | 3 | OfS
OfS-w14-v07-WCChlrBase-mNE-HVAC-Proto - Baseline Design.SIM | OfS-w14-v07 | 1.501 | 1.501 | -1 | 2.007 | 2 | 2 | 3 | 3 | 4 | 3 | OfS
OfS-w14-v11-WCChlrBase-mNE-HVAC-Proto - Baseline Design.SIM | OfS-w14-v11 | 1.481 | 1.481 | -1 | 1.98 | 2 | 2 | 3 | 3 | 4 | 3 | OfS
OfS-w14-v14-WCChlrBase-mNE-HVAC-Proto - Baseline Design.SIM | OfS-w14-v14 | 1.277 | 1.277 | -1 | 1.718 | 2 | 2 | 2 | 2 | 4 | 2 | OfS
OfS-w14-v96-WCChlrBase-mNE-HVAC-Proto - Baseline Design.SIM | OfS-w14-v96 | 1.636 | 1.636 | -1 | 2.274 | 2 | 2 | 3 | 3 | 4 | 3 | OfS
OfS-w15-v03-WCChlrBase-mNE-HVAC-Proto - Baseline Design.SIM | OfS-w15-v03 | 1.834 | 1.834 | -1 | 2.294 | 2 | 2 | 3 | 3 | 4 | 3 | OfS
OfS-w15-v07-WCChlrBase-mNE-HVAC-Proto - Baseline Design.SIM | OfS-w15-v07 | 1.812 | 1.812 | -1 | 2.494 | 2 | 2 | 3 | 3 | 4 | 3 | OfS
OfS-w15-v11-WCChlrBase-mNE-HVAC-Proto - Baseline Design.SIM | OfS-w15-v11 | 1.801 | 1.801 | -1 | 2.48 | 2 | 2 | 3 | 3 | 4 | 3 | OfS
OfS-w15-v14-WCChlrBase-mNE-HVAC-Proto - Baseline Design.SIM | OfS-w15-v14 | 1.658 | 1.658 | -1 | 2.23 | 2 | 2 | 3 | 3 | 4 | 3 | OfS
OfS-w15-v96-WCChlrBase-mNE-HVAC-Proto - Baseline Design.SIM | OfS-w15-v96 | 1.92 | 1.92 | -1 | 2.534 | 3 | 3 | 3 | 3 | 6 | 3 | OfS
OfS-w16-v03-WCChlrBase-mNE-HVAC-Proto - Baseline Design.SIM | OfS-w16-v03 | 1.246 | 1.246 | -1 | 1.997 | 2 | 2 | 3 | 3 | 4 | 3 | OfS
OfS-w16-v07-WCChlrBase-mNE-HVAC-Proto - Baseline Design.SIM | OfS-w16-v07 | 1.206 | 1.206 | -1 | 1.661 | 2 | 2 | 2 | 2 | 4 | 2 | OfS
OfS-w16-v11-WCChlrBase-mNE-HVAC-Proto - Baseline Design.SIM | OfS-w16-v11 | 1.217 | 1.217 | -1 | 1.675 | 2 | 2 | 2 | 2 | 4 | 2 | OfS
OfS-w16-v14-WCChlrBase-mNE-HVAC-Proto - Baseline Design.SIM | OfS-w16-v14 | 0.897 | 0.897 | -1 | 1.234 | 1 | 1 | 2 | 2 | 2 | 2 | OfS
OfS-w16-v96-WCChlrBase-mNE-HVAC-Proto - Baseline Design.SIM | OfS-w16-v96 | 1.229 | 1.229 | -1 | 2.11 | 2 | 2 | 3 | 3 | 4 | 3 | OfS
Rt3-w01-v03-WCChlrBase-mNE-HVAC-Proto - Baseline Design.SIM | Rt3-w01-v03 | 4.499 | 4.499 | -1 | 11.903 | 6 | 7.5 | 16 | 20 | 15 | 20 | Rt3
Rt3-w01-v07-WCChlrBase-mNE-HVAC-Proto - Baseline Design.SIM | Rt3-w01-v07 | 4.381 | 4.381 | -1 | 5.963 | 6 | 7.5 | 8 | 10 | 15 | 10 | Rt3
Rt3-w01-v11-WCChlrBase-mNE-HVAC-Proto - Baseline Design.SIM | Rt3-w01-v11 | 4.361 | 4.361 | -1 | 5.936 | 6 | 7.5 | 8 | 10 | 15 | 10 | Rt3
Rt3-w01-v14-WCChlrBase-mNE-HVAC-Proto - Baseline Design.SIM | Rt3-w01-v14 | 3.783 | 3.783 | -1 | 5.122 | 5 | 5 | 7 | 7.5 | 10 | 7.5 | Rt3
Rt3-w01-v96-WCChlrBase-mNE-HVAC-Proto - Baseline Design.SIM | Rt3-w01-v96 | 5.193 | 5.193 | -1 | 12.641 | 7 | 7.5 | 17 | 20 | 15 | 20 | Rt3
Rt3-w02-v03-WCChlrBase-mNE-HVAC-Proto - Baseline Design.SIM | Rt3-w02-v03 | 10.611 | 10.611 | -1 | 13.679 | 14 | 15 | 18 | 20 | 30 | 20 | Rt3
Rt3-w02-v07-WCChlrBase-mNE-HVAC-Proto - Baseline Design.SIM | Rt3-w02-v07 | 10.551 | 10.551 | -1 | 14.415 | 14 | 15 | 19 | 20 | 30 | 20 | Rt3
Rt3-w02-v11-WCChlrBase-mNE-HVAC-Proto - Baseline Design.SIM | Rt3-w02-v11 | 10.49 | 10.49 | -1 | 14.332 | 14 | 15 | 19 | 20 | 30 | 20 | Rt3
Rt3-w02-v14-WCChlrBase-mNE-HVAC-Proto - Baseline Design.SIM | Rt3-w02-v14 | 10.071 | 10.071 | -1 | 13.567 | 14 | 15 | 18 | 20 | 30 | 20 | Rt3
Rt3-w02-v96-WCChlrBase-mNE-HVAC-Proto - Baseline Design.SIM | Rt3-w02-v96 | 11.237 | 11.237 | -1 | 14.674 | 15 | 15 | 20 | 20 | 30 | 20 | Rt3
Rt3-w03-v03-WCChlrBase-mNE-HVAC-Proto - Baseline Design.SIM | Rt3-w03-v03 | 7.212 | 7.212 | -1 | 13.151 | 10 | 10 | 18 | 20 | 20 | 20 | Rt3
Rt3-w03-v07-WCChlrBase-mNE-HVAC-Proto - Baseline Design.SIM | Rt3-w03-v07 | 7.094 | 7.094 | -1 | 9.498 | 10 | 10 | 13 | 15 | 20 | 15 | Rt3
Rt3-w03-v11-WCChlrBase-mNE-HVAC-Proto - Baseline Design.SIM | Rt3-w03-v11 | 7.055 | 7.055 | -1 | 9.446 | 9 | 10 | 13 | 15 | 20 | 15 | Rt3
Rt3-w03-v14-WCChlrBase-mNE-HVAC-Proto - Baseline Design.SIM | Rt3-w03-v14 | 6.36 | 6.36 | -1 | 8.824 | 9 | 10 | 12 | 15 | 20 | 15 | Rt3
Rt3-w03-v96-WCChlrBase-mNE-HVAC-Proto - Baseline Design.SIM | Rt3-w03-v96 | 7.919 | 7.919 | -1 | 13.884 | 11 | 15 | 19 | 20 | 30 | 20 | Rt3
Rt3-w04-v03-WCChlrBase-mNE-HVAC-Proto - Baseline Design.SIM | Rt3-w04-v03 | 9.264 | 9.264 | -1 | 13.155 | 12 | 15 | 18 | 20 | 30 | 20 | Rt3
Rt3-w04-v07-WCChlrBase-mNE-HVAC-Proto - Baseline Design.SIM | Rt3-w04-v07 | 9.138 | 9.138 | -1 | 12.581 | 12 | 15 | 17 | 20 | 30 | 20 | Rt3
Rt3-w04-v11-WCChlrBase-mNE-HVAC-Proto - Baseline Design.SIM | Rt3-w04-v11 | 9.074 | 9.074 | -1 | 12.493 | 12 | 15 | 17 | 20 | 30 | 20 | Rt3
Rt3-w04-v14-WCChlrBase-mNE-HVAC-Proto - Baseline Design.SIM | Rt3-w04-v14 | 8.635 | 8.635 | -1 | 11.708 | 12 | 15 | 16 | 20 | 30 | 20 | Rt3
Rt3-w04-v96-WCChlrBase-mNE-HVAC-Proto - Baseline Design.SIM | Rt3-w04-v96 | 9.885 | 9.885 | -1 | 13.963 | 13 | 15 | 19 | 20 | 30 | 20 | Rt3
Rt3-w05-v03-WCChlrBase-mNE-HVAC-Proto - Baseline Design.SIM | Rt3-w05-v03 | 6.277 | 6.277 | -1 | 11.433 | 8 | 10 | 15 | 15 | 20 | 15 | Rt3
Rt3-w05-v07-WCChlrBase-mNE-HVAC-Proto - Baseline Design.SIM | Rt3-w05-v07 | 6.167 | 6.167 | -1 | 8.258 | 8 | 10 | 11 | 15 | 20 | 15 | Rt3
Rt3-w05-v11-WCChlrBase-mNE-HVAC-Proto - Baseline Design.SIM | Rt3-w05-v11 | 6.146 | 6.146 | -1 | 8.229 | 8 | 10 | 11 | 15 | 20 | 15 | Rt3
Rt3-w05-v14-WCChlrBase-mNE-HVAC-Proto - Baseline Design.SIM | Rt3-w05-v14 | 5.433 | 5.433 | -1 | 7.48 | 7 | 7.5 | 10 | 10 | 15 | 10 | Rt3
Rt3-w05-v96-WCChlrBase-mNE-HVAC-Proto - Baseline Design.SIM | Rt3-w05-v96 | 6.989 | 6.989 | -1 | 12.158 | 9 | 10 | 16 | 20 | 20 | 20 | Rt3
Rt3-w06-v03-WCChlrBase-mNE-HVAC-Proto - Baseline Design.SIM | Rt3-w06-v03 | 9.255 | 9.255 | -1 | 14.617 | 12 | 15 | 20 | 20 | 30 | 20 | Rt3
Rt3-w06-v07-WCChlrBase-mNE-HVAC-Proto - Baseline Design.SIM | Rt3-w06-v07 | 9.125 | 9.125 | -1 | 12.563 | 12 | 15 | 17 | 20 | 30 | 20 | Rt3
Rt3-w06-v11-WCChlrBase-mNE-HVAC-Proto - Baseline Design.SIM | Rt3-w06-v11 | 9.096 | 9.096 | -1 | 12.523 | 12 | 15 | 17 | 20 | 30 | 20 | Rt3
Rt3-w06-v14-WCChlrBase-mNE-HVAC-Proto - Baseline Design.SIM | Rt3-w06-v14 | 8.655 | 8.655 | -1 | 11.735 | 12 | 15 | 16 | 20 | 30 | 20 | Rt3
Rt3-w06-v96-WCChlrBase-mNE-HVAC-Proto - Baseline Design.SIM | Rt3-w06-v96 | 9.745 | 9.745 | -1 | 15.554 | 13 | 15 | 21 | 25 | 30 | 25 | Rt3
Rt3-w07-v03-WCChlrBase-mNE-HVAC-Proto - Baseline Design.SIM | Rt3-w07-v03 | 8.879 | 8.879 | -1 | 11.953 | 12 | 15 | 16 | 20 | 30 | 20 | Rt3
Rt3-w07-v07-WCChlrBase-mNE-HVAC-Proto - Baseline Design.SIM | Rt3-w07-v07 | 8.764 | 8.764 | -1 | 12.066 | 12 | 15 | 16 | 20 | 30 | 20 | Rt3
Rt3-w07-v11-WCChlrBase-mNE-HVAC-Proto - Baseline Design.SIM | Rt3-w07-v11 | 8.723 | 8.723 | -1 | 12.009 | 12 | 15 | 16 | 20 | 30 | 20 | Rt3
Rt3-w07-v14-WCChlrBase-mNE-HVAC-Proto - Baseline Design.SIM | Rt3-w07-v14 | 8.271 | 8.271 | -1 | 11.214 | 11 | 15 | 15 | 15 | 30 | 15 | Rt3
Rt3-w07-v96-WCChlrBase-mNE-HVAC-Proto - Baseline Design.SIM | Rt3-w07-v96 | 8.965 | 8.965 | -1 | 12.772 | 12 | 15 | 17 | 20 | 30 | 20 | Rt3
Rt3-w08-v03-WCChlrBase-mNE-HVAC-Proto - Baseline Design.SIM | Rt3-w08-v03 | 10.178 | 10.178 | -1 | 13.988 | 14 | 15 | 19 | 20 | 30 | 20 | Rt3
Rt3-w08-v07-WCChlrBase-mNE-HVAC-Proto - Baseline Design.SIM | Rt3-w08-v07 | 10.05 | 10.05 | -1 | 13.731 | 13 | 15 | 18 | 20 | 30 | 20 | Rt3
Rt3-w08-v11-WCChlrBase-mNE-HVAC-Proto - Baseline Design.SIM | Rt3-w08-v11 | 9.989 | 9.989 | -1 | 13.647 | 13 | 15 | 18 | 20 | 30 | 20 | Rt3
Rt3-w08-v14-WCChlrBase-mNE-HVAC-Proto - Baseline Design.SIM | Rt3-w08-v14 | 9.551 | 9.551 | -1 | 12.95 | 13 | 15 | 17 | 20 | 30 | 20 | Rt3
Rt3-w08-v96-WCChlrBase-mNE-HVAC-Proto - Baseline Design.SIM | Rt3-w08-v96 | 10.613 | 10.613 | -1 | 14.886 | 14 | 15 | 20 | 20 | 30 | 20 | Rt3
Rt3-w09-v03-WCChlrBase-mNE-HVAC-Proto - Baseline Design.SIM | Rt3-w09-v03 | 13.323 | 13.323 | -1 | 15.443 | 18 | 20 | 21 | 25 | 40 | 25 | Rt3
Rt3-w09-v07-WCChlrBase-mNE-HVAC-Proto - Baseline Design.SIM | Rt3-w09-v07 | 13.244 | 13.244 | -1 | 18.234 | 18 | 20 | 24 | 25 | 40 | 25 | Rt3
Rt3-w09-v11-WCChlrBase-mNE-HVAC-Proto - Baseline Design.SIM | Rt3-w09-v11 | 13.145 | 13.145 | -1 | 18.097 | 18 | 20 | 24 | 25 | 40 | 25 | Rt3
Rt3-w09-v14-WCChlrBase-mNE-HVAC-Proto - Baseline Design.SIM | Rt3-w09-v14 | 12.559 | 12.559 | -1 | 17.178 | 17 | 20 | 23 | 25 | 40 | 25 | Rt3
Rt3-w09-v96-WCChlrBase-mNE-HVAC-Proto - Baseline Design.SIM | Rt3-w09-v96 | 13.634 | 13.634 | -1 | 16.436 | 18 | 20 | 22 | 25 | 40 | 25 | Rt3
Rt3-w10-v03-WCChlrBase-mNE-HVAC-Proto - Baseline Design.SIM | Rt3-w10-v03 | 10.937 | 10.937 | -1 | 14.342 | 15 | 15 | 19 | 20 | 30 | 20 | Rt3
Rt3-w10-v07-WCChlrBase-mNE-HVAC-Proto - Baseline Design.SIM | Rt3-w10-v07 | 10.874 | 10.874 | -1 | 14.857 | 15 | 15 | 20 | 20 | 30 | 20 | Rt3
Rt3-w10-v11-WCChlrBase-mNE-HVAC-Proto - Baseline Design.SIM | Rt3-w10-v11 | 10.816 | 10.816 | -1 | 14.777 | 14 | 15 | 20 | 20 | 30 | 20 | Rt3
Rt3-w10-v14-WCChlrBase-mNE-HVAC-Proto - Baseline Design.SIM | Rt3-w10-v14 | 10.405 | 10.405 | -1 | 14.017 | 14 | 15 | 19 | 20 | 30 | 20 | Rt3
Rt3-w10-v96-WCChlrBase-mNE-HVAC-Proto - Baseline Design.SIM | Rt3-w10-v96 | 11.753 | 11.753 | -1 | 15.354 | 16 | 20 | 21 | 25 | 40 | 25 | Rt3
Rt3-w11-v03-WCChlrBase-mNE-HVAC-Proto - Baseline Design.SIM | Rt3-w11-v03 | 13.18 | 13.18 | -1 | 14.582 | 18 | 20 | 20 | 20 | 40 | 20 | Rt3
Rt3-w11-v07-WCChlrBase-mNE-HVAC-Proto - Baseline Design.SIM | Rt3-w11-v07 | 13.105 | 13.105 | -1 | 18.043 | 18 | 20 | 24 | 25 | 40 | 25 | Rt3
Rt3-w11-v11-WCChlrBase-mNE-HVAC-Proto - Baseline Design.SIM | Rt3-w11-v11 | 12.62 | 12.62 | -1 | 17.241 | 17 | 20 | 23 | 25 | 40 | 25 | Rt3
Rt3-w11-v14-WCChlrBase-mNE-HVAC-Proto - Baseline Design.SIM | Rt3-w11-v14 | 11.995 | 11.995 | -1 | 16.407 | 16 | 20 | 22 | 25 | 40 | 25 | Rt3
Rt3-w11-v96-WCChlrBase-mNE-HVAC-Proto - Baseline Design.SIM | Rt3-w11-v96 | 13.776 | 13.776 | -1 | 15.629 | 18 | 20 | 21 | 25 | 40 | 25 | Rt3
Rt3-w12-v03-WCChlrBase-mNE-HVAC-Proto - Baseline Design.SIM | Rt3-w12-v03 | 12.052 | 12.052 | -1 | 14.666 | 16 | 20 | 20 | 20 | 40 | 20 | Rt3
Rt3-w12-v07-WCChlrBase-mNE-HVAC-Proto - Baseline Design.SIM | Rt3-w12-v07 | 11.986 | 11.986 | -1 | 16.376 | 16 | 20 | 22 | 25 | 40 | 25 | Rt3
Rt3-w12-v11-WCChlrBase-mNE-HVAC-Proto - Baseline Design.SIM | Rt3-w12-v11 | 11.686 | 11.686 | -1 | 15.966 | 16 | 20 | 21 | 25 | 40 | 25 | Rt3
Rt3-w12-v14-WCChlrBase-mNE-HVAC-Proto - Baseline Design.SIM | Rt3-w12-v14 | 11.262 | 11.262 | -1 | 15.171 | 15 | 15 | 20 | 20 | 30 | 20 | Rt3
Rt3-w12-v96-WCChlrBase-mNE-HVAC-Proto - Baseline Design.SIM | Rt3-w12-v96 | 12.826 | 12.826 | -1 | 15.689 | 17 | 20 | 21 | 25 | 40 | 25 | Rt3
Rt3-w13-v03-WCChlrBase-mNE-HVAC-Proto - Baseline Design.SIM | Rt3-w13-v03 | 12.85 | 12.85 | -1 | 14.631 | 17 | 20 | 20 | 20 | 40 | 20 | Rt3
Rt3-w13-v07-WCChlrBase-mNE-HVAC-Proto - Baseline Design.SIM | Rt3-w13-v07 | 12.775 | 12.775 | -1 | 17.454 | 17 | 20 | 23 | 25 | 40 | 25 | Rt3
Rt3-w13-v11-WCChlrBase-mNE-HVAC-Proto - Baseline Design.SIM | Rt3-w13-v11 | 12.174 | 12.174 | -1 | 16.633 | 16 | 20 | 22 | 25 | 40 | 25 | Rt3
Rt3-w13-v14-WCChlrBase-mNE-HVAC-Proto - Baseline Design.SIM | Rt3-w13-v14 | 11.566 | 11.566 | -1 | 15.82 | 16 | 20 | 21 | 25 | 40 | 25 | Rt3
Rt3-w13-v96-WCChlrBase-mNE-HVAC-Proto - Baseline Design.SIM | Rt3-w13-v96 | 13.542 | 13.542 | -1 | 15.647 | 18 | 20 | 21 | 25 | 40 | 25 | Rt3
Rt3-w14-v03-WCChlrBase-mNE-HVAC-Proto - Baseline Design.SIM | Rt3-w14-v03 | 15.369 | 15.369 | -1 | 14.447 | 21 | 25 | 19 | 20 | 50 | 20 | Rt3
Rt3-w14-v07-WCChlrBase-mNE-HVAC-Proto - Baseline Design.SIM | Rt3-w14-v07 | 15.296 | 15.296 | -1 | 20.765 | 21 | 25 | 28 | 30 | 50 | 30 | Rt3
Rt3-w14-v11-WCChlrBase-mNE-HVAC-Proto - Baseline Design.SIM | Rt3-w14-v11 | 14.832 | 14.832 | -1 | 20.134 | 20 | 20 | 27 | 30 | 40 | 30 | Rt3
Rt3-w14-v14-WCChlrBase-mNE-HVAC-Proto - Baseline Design.SIM | Rt3-w14-v14 | 14.152 | 14.152 | -1 | 19.255 | 19 | 20 | 26 | 30 | 40 | 30 | Rt3
Rt3-w14-v96-WCChlrBase-mNE-HVAC-Proto - Baseline Design.SIM | Rt3-w14-v96 | 15.687 | 15.687 | -1 | 15.396 | 21 | 25 | 21 | 25 | 50 | 25 | Rt3
Rt3-w15-v03-WCChlrBase-mNE-HVAC-Proto - Baseline Design.SIM | Rt3-w15-v03 | 17.185 | 17.185 | -1 | 16.026 | 23 | 25 | 21 | 25 | 50 | 25 | Rt3
Rt3-w15-v07-WCChlrBase-mNE-HVAC-Proto - Baseline Design.SIM | Rt3-w15-v07 | 17.107 | 17.107 | -1 | 23.223 | 23 | 25 | 31 | 40 | 50 | 40 | Rt3
Rt3-w15-v11-WCChlrBase-mNE-HVAC-Proto - Baseline Design.SIM | Rt3-w15-v11 | 16.146 | 16.146 | -1 | 21.918 | 22 | 25 | 29 | 30 | 50 | 30 | Rt3
Rt3-w15-v14-WCChlrBase-mNE-HVAC-Proto - Baseline Design.SIM | Rt3-w15-v14 | 15.507 | 15.507 | -1 | 21.099 | 21 | 25 | 28 | 30 | 50 | 30 | Rt3
Rt3-w15-v96-WCChlrBase-mNE-HVAC-Proto - Baseline Design.SIM | Rt3-w15-v96 | 17.898 | 17.898 | -1 | 17.069 | 24 | 25 | 23 | 25 | 50 | 25 | Rt3
Rt3-w16-v03-WCChlrBase-mNE-HVAC-Proto - Baseline Design.SIM | Rt3-w16-v03 | 8.566 | 8.566 | -1 | 13.239 | 11 | 15 | 18 | 20 | 30 | 20 | Rt3
Rt3-w16-v07-WCChlrBase-mNE-HVAC-Proto - Baseline Design.SIM | Rt3-w16-v07 | 8.45 | 8.45 | -1 | 11.633 | 11 | 15 | 16 | 20 | 30 | 20 | Rt3
Rt3-w16-v11-WCChlrBase-mNE-HVAC-Proto - Baseline Design.SIM | Rt3-w16-v11 | 7.989 | 7.989 | -1 | 10.696 | 11 | 15 | 14 | 15 | 30 | 15 | Rt3
Rt3-w16-v14-WCChlrBase-mNE-HVAC-Proto - Baseline Design.SIM | Rt3-w16-v14 | 7.271 | 7.271 | -1 | 10.087 | 10 | 10 | 14 | 15 | 20 | 15 | Rt3
Rt3-w16-v96-WCChlrBase-mNE-HVAC-Proto - Baseline Design.SIM | Rt3-w16-v96 | 9.376 | 9.376 | -1 | 14.062 | 13 | 15 | 19 | 20 | 30 | 20 | Rt3
Note on E2: Author: -1 indiactes no chiller and corresponding pump

## DEER2014_Wtg_Vin
Commercial Vintage Weights by IOU, Climate Zone and Building Type
Weight Group: | ComVint
Weighed Field: | BldgVint |  |  | Resulting Weighted Field Value: | Ex
Weight Basis: | Stock Area (millions of square feet)
Usage: | For a given IOU, Building Type and Location, the table provides the weights to be applied to Vintage specific results to arrive at an "Existing" vintage result.
Weights are not HVAC specific.
Notes:
DEER InterMeasWtDef Table (unique rows only): | [9 empty] | DEER InterMeasWts Table:
WtGroup | WtSet | Fld Code | IOU in | IOU out | Bldg Type | Vint | Loc | HVAC | lookup | WtSet | Wtd Field | Weight |  | From READI:
ComVint | PGEAsmCZ01 | Ex | PGE | PGE | Asm | Multiple | CZ01 | Any | PGEAsmCZ011975 | PGEAsmCZ01 | 1975 | 0.49077 | 75 | PGESFmCZ01 | 1975 | 11919
ComVint | PGEAsmCZ01 | Ex | PGE | PGE | Asm | Multiple | CZ01 | Any | PGEAsmCZ011985 | PGEAsmCZ01 | 1985 | 0.23333 | 85 | PGESFmCZ01 | 1985 | 6580
ComVint | PGEAsmCZ01 | Ex | PGE | PGE | Asm | Multiple | CZ01 | Any | PGEAsmCZ011996 | PGEAsmCZ01 | 1996 | 0.15793 | 96 | PGESFmCZ01 | 1996 | 6443
ComVint | PGEAsmCZ01 | Ex | PGE | PGE | Asm | Multiple | CZ01 | Any | PGEAsmCZ012003 | PGEAsmCZ01 | 2003 | 0.0712 | 03 | PGESFmCZ01 | 2003 | 4475
ComVint | PGEAsmCZ01 | Ex | PGE | PGE | Asm | Multiple | CZ01 | Any | PGEAsmCZ012007 | PGEAsmCZ01 | 2007 | 0.035233 | 07 | PGESFmCZ01 | 2007 | 2238
ComVint | PGEAsmCZ01 | Ex | PGE | PGE | Asm | Multiple | CZ01 | Any | PGEAsmCZ012011 | PGEAsmCZ01 | 2011 | 0.035233 | 11 | PGESFmCZ01 | 2011 | 2238
ComVint | PGEAsmCZ01 | Ex | PGE | PGE | Asm | Multiple | CZ01 | Any | PGEAsmCZ012014 | PGEAsmCZ01 | 2014 | 0.017617 | 14 | PGESFmCZ02 | 1975 | 108498
ComVint | PGEAsmCZ02 | Ex | PGE | PGE | Asm | Multiple | CZ02 | Any | PGEAsmCZ021975 | PGEAsmCZ02 | 1975 | 5.2018 | 75 | PGESFmCZ02 | 1985 | 52765
ComVint | PGEAsmCZ02 | Ex | PGE | PGE | Asm | Multiple | CZ02 | Any | PGEAsmCZ021985 | PGEAsmCZ02 | 1985 | 2.3455 | 85 | PGESFmCZ02 | 1996 | 9763
ComVint | PGEAsmCZ02 | Ex | PGE | PGE | Asm | Multiple | CZ02 | Any | PGEAsmCZ021996 | PGEAsmCZ02 | 1996 | 1.1861 | 96 | PGESFmCZ02 | 2003 | 4414
ComVint | PGEAsmCZ02 | Ex | PGE | PGE | Asm | Multiple | CZ02 | Any | PGEAsmCZ022003 | PGEAsmCZ02 | 2003 | 0.5972 | 03 | PGESFmCZ02 | 2007 | 2207
ComVint | PGEAsmCZ02 | Ex | PGE | PGE | Asm | Multiple | CZ02 | Any | PGEAsmCZ022007 | PGEAsmCZ02 | 2007 | 0.2687 | 07 | PGESFmCZ02 | 2011 | 2207
ComVint | PGEAsmCZ02 | Ex | PGE | PGE | Asm | Multiple | CZ02 | Any | PGEAsmCZ022011 | PGEAsmCZ02 | 2011 | 0.2687 | 11 | PGESFmCZ03 | 1975 | 446810
ComVint | PGEAsmCZ02 | Ex | PGE | PGE | Asm | Multiple | CZ02 | Any | PGEAsmCZ022014 | PGEAsmCZ02 | 2014 | 0.13435 | 14 | PGESFmCZ03 | 1985 | 85958
ComVint | PGEAsmCZ03 | Ex | PGE | PGE | Asm | Multiple | CZ03 | Any | PGEAsmCZ031975 | PGEAsmCZ03 | 1975 | 29.9402 | 75 | PGESFmCZ03 | 1996 | 48155
ComVint | PGEAsmCZ03 | Ex | PGE | PGE | Asm | Multiple | CZ03 | Any | PGEAsmCZ031985 | PGEAsmCZ03 | 1985 | 8.9301 | 85 | PGESFmCZ03 | 2003 | 13376
ComVint | PGEAsmCZ03 | Ex | PGE | PGE | Asm | Multiple | CZ03 | Any | PGEAsmCZ031996 | PGEAsmCZ03 | 1996 | 5.6311 | 96 | PGESFmCZ03 | 2007 | 6688
ComVint | PGEAsmCZ03 | Ex | PGE | PGE | Asm | Multiple | CZ03 | Any | PGEAsmCZ032003 | PGEAsmCZ03 | 2003 | 3.0324 | 03 | PGESFmCZ03 | 2011 | 6688
ComVint | PGEAsmCZ03 | Ex | PGE | PGE | Asm | Multiple | CZ03 | Any | PGEAsmCZ032007 | PGEAsmCZ03 | 2007 | 1.0456 | 07 | PGESFmCZ04 | 1975 | 251319
ComVint | PGEAsmCZ03 | Ex | PGE | PGE | Asm | Multiple | CZ03 | Any | PGEAsmCZ032011 | PGEAsmCZ03 | 2011 | 1.0456 | 11 | PGESFmCZ04 | 1985 | 44850
ComVint | PGEAsmCZ03 | Ex | PGE | PGE | Asm | Multiple | CZ03 | Any | PGEAsmCZ032014 | PGEAsmCZ03 | 2014 | 0.52278 | 14 | PGESFmCZ04 | 1996 | 20441
ComVint | PGEAsmCZ04 | Ex | PGE | PGE | Asm | Multiple | CZ04 | Any | PGEAsmCZ041975 | PGEAsmCZ04 | 1975 | 13.0052 | 75 | PGESFmCZ04 | 2003 | 12207
ComVint | PGEAsmCZ04 | Ex | PGE | PGE | Asm | Multiple | CZ04 | Any | PGEAsmCZ041985 | PGEAsmCZ04 | 1985 | 7.2961 | 85 | PGESFmCZ04 | 2007 | 6103
ComVint | PGEAsmCZ04 | Ex | PGE | PGE | Asm | Multiple | CZ04 | Any | PGEAsmCZ041996 | PGEAsmCZ04 | 1996 | 3.1723 | 96 | PGESFmCZ04 | 2011 | 6103
ComVint | PGEAsmCZ04 | Ex | PGE | PGE | Asm | Multiple | CZ04 | Any | PGEAsmCZ042003 | PGEAsmCZ04 | 2003 | 1.5659 | 03 | PGESFmCZ05 | 1975 | 46576
ComVint | PGEAsmCZ04 | Ex | PGE | PGE | Asm | Multiple | CZ04 | Any | PGEAsmCZ042007 | PGEAsmCZ04 | 2007 | 0.79527 | 07 | PGESFmCZ05 | 1985 | 11907
ComVint | PGEAsmCZ04 | Ex | PGE | PGE | Asm | Multiple | CZ04 | Any | PGEAsmCZ042011 | PGEAsmCZ04 | 2011 | 0.79527 | 11 | PGESFmCZ05 | 1996 | 9677
ComVint | PGEAsmCZ04 | Ex | PGE | PGE | Asm | Multiple | CZ04 | Any | PGEAsmCZ042014 | PGEAsmCZ04 | 2014 | 0.39763 | 14 | PGESFmCZ05 | 2003 | 2113
ComVint | PGEAsmCZ05 | Ex | PGE | PGE | Asm | Multiple | CZ05 | Any | PGEAsmCZ051975 | PGEAsmCZ05 | 1975 | 1.5514 | 75 | PGESFmCZ05 | 2007 | 1056
ComVint | PGEAsmCZ05 | Ex | PGE | PGE | Asm | Multiple | CZ05 | Any | PGEAsmCZ051985 | PGEAsmCZ05 | 1985 | 0.87167 | 85 | PGESFmCZ05 | 2011 | 1056
ComVint | PGEAsmCZ05 | Ex | PGE | PGE | Asm | Multiple | CZ05 | Any | PGEAsmCZ051996 | PGEAsmCZ05 | 1996 | 0.3787 | 96 | PGESFmCZ11 | 1975 | 91972
ComVint | PGEAsmCZ05 | Ex | PGE | PGE | Asm | Multiple | CZ05 | Any | PGEAsmCZ052003 | PGEAsmCZ05 | 2003 | 0.1869 | 03 | PGESFmCZ11 | 1985 | 56795
ComVint | PGEAsmCZ05 | Ex | PGE | PGE | Asm | Multiple | CZ05 | Any | PGEAsmCZ052007 | PGEAsmCZ05 | 2007 | 0.095 | 07 | PGESFmCZ11 | 1996 | 30803
ComVint | PGEAsmCZ05 | Ex | PGE | PGE | Asm | Multiple | CZ05 | Any | PGEAsmCZ052011 | PGEAsmCZ05 | 2011 | 0.095 | 11 | PGESFmCZ11 | 2003 | 17728
ComVint | PGEAsmCZ05 | Ex | PGE | PGE | Asm | Multiple | CZ05 | Any | PGEAsmCZ052014 | PGEAsmCZ05 | 2014 | 0.0475 | 14 | PGESFmCZ11 | 2007 | 8864
ComVint | PGEAsmCZ06 | Ex | PGE | PGE | Asm | Multiple | CZ06 | Any | PGEAsmCZ061975 | PGEAsmCZ06 | 1975 | 0 | 75 | PGESFmCZ11 | 2011 | 8864
ComVint | PGEAsmCZ06 | Ex | PGE | PGE | Asm | Multiple | CZ06 | Any | PGEAsmCZ061985 | PGEAsmCZ06 | 1985 | 0 | 85 | PGESFmCZ12 | 1975 | 324299
ComVint | PGEAsmCZ06 | Ex | PGE | PGE | Asm | Multiple | CZ06 | Any | PGEAsmCZ061996 | PGEAsmCZ06 | 1996 | 0 | 96 | PGESFmCZ12 | 1985 | 163372
ComVint | PGEAsmCZ06 | Ex | PGE | PGE | Asm | Multiple | CZ06 | Any | PGEAsmCZ062003 | PGEAsmCZ06 | 2003 | 0 | 03 | PGESFmCZ12 | 1996 | 84754
ComVint | PGEAsmCZ06 | Ex | PGE | PGE | Asm | Multiple | CZ06 | Any | PGEAsmCZ062007 | PGEAsmCZ06 | 2007 | 0 | 07 | PGESFmCZ12 | 2003 | 40357
ComVint | PGEAsmCZ06 | Ex | PGE | PGE | Asm | Multiple | CZ06 | Any | PGEAsmCZ062011 | PGEAsmCZ06 | 2011 | 0 | 11 | PGESFmCZ12 | 2007 | 20178
ComVint | PGEAsmCZ06 | Ex | PGE | PGE | Asm | Multiple | CZ06 | Any | PGEAsmCZ062014 | PGEAsmCZ06 | 2014 | 0 | 14 | PGESFmCZ12 | 2011 | 20178
ComVint | PGEAsmCZ07 | Ex | PGE | PGE | Asm | Multiple | CZ07 | Any | PGEAsmCZ071975 | PGEAsmCZ07 | 1975 | 0 | 75 | PGESFmCZ13 | 1975 | 137126
ComVint | PGEAsmCZ07 | Ex | PGE | PGE | Asm | Multiple | CZ07 | Any | PGEAsmCZ071985 | PGEAsmCZ07 | 1985 | 0 | 85 | PGESFmCZ13 | 1985 | 74574
ComVint | PGEAsmCZ07 | Ex | PGE | PGE | Asm | Multiple | CZ07 | Any | PGEAsmCZ071996 | PGEAsmCZ07 | 1996 | 0 | 96 | PGESFmCZ13 | 1996 | 45095
ComVint | PGEAsmCZ07 | Ex | PGE | PGE | Asm | Multiple | CZ07 | Any | PGEAsmCZ072003 | PGEAsmCZ07 | 2003 | 0 | 03 | PGESFmCZ13 | 2003 | 16912
ComVint | PGEAsmCZ07 | Ex | PGE | PGE | Asm | Multiple | CZ07 | Any | PGEAsmCZ072007 | PGEAsmCZ07 | 2007 | 0 | 07 | PGESFmCZ13 | 2007 | 8456
ComVint | PGEAsmCZ07 | Ex | PGE | PGE | Asm | Multiple | CZ07 | Any | PGEAsmCZ072011 | PGEAsmCZ07 | 2011 | 0 | 11 | PGESFmCZ13 | 2011 | 8456
ComVint | PGEAsmCZ07 | Ex | PGE | PGE | Asm | Multiple | CZ07 | Any | PGEAsmCZ072014 | PGEAsmCZ07 | 2014 | 0 | 14 | PGESFmCZ16 | 1975 | 26412
ComVint | PGEAsmCZ08 | Ex | PGE | PGE | Asm | Multiple | CZ08 | Any | PGEAsmCZ081975 | PGEAsmCZ08 | 1975 | 0 | 75 | PGESFmCZ16 | 1985 | 19869
ComVint | PGEAsmCZ08 | Ex | PGE | PGE | Asm | Multiple | CZ08 | Any | PGEAsmCZ081985 | PGEAsmCZ08 | 1985 | 0 | 85 | PGESFmCZ16 | 1996 | 6824
ComVint | PGEAsmCZ08 | Ex | PGE | PGE | Asm | Multiple | CZ08 | Any | PGEAsmCZ081996 | PGEAsmCZ08 | 1996 | 0 | 96 | PGESFmCZ16 | 2003 | 498
ComVint | PGEAsmCZ08 | Ex | PGE | PGE | Asm | Multiple | CZ08 | Any | PGEAsmCZ082003 | PGEAsmCZ08 | 2003 | 0 | 03 | PGESFmCZ16 | 2007 | 249
ComVint | PGEAsmCZ08 | Ex | PGE | PGE | Asm | Multiple | CZ08 | Any | PGEAsmCZ082007 | PGEAsmCZ08 | 2007 | 0 | 07 | PGESFmCZ16 | 2011 | 249
ComVint | PGEAsmCZ08 | Ex | PGE | PGE | Asm | Multiple | CZ08 | Any | PGEAsmCZ082011 | PGEAsmCZ08 | 2011 | 0 | 11 | PGEMFmCZ01 | 1975 | 4652
ComVint | PGEAsmCZ08 | Ex | PGE | PGE | Asm | Multiple | CZ08 | Any | PGEAsmCZ082014 | PGEAsmCZ08 | 2014 | 0 | 14 | PGEMFmCZ01 | 1985 | 638
ComVint | PGEAsmCZ09 | Ex | PGE | PGE | Asm | Multiple | CZ09 | Any | PGEAsmCZ091975 | PGEAsmCZ09 | 1975 | 0 | 75 | PGEMFmCZ01 | 1996 | 2564
ComVint | PGEAsmCZ09 | Ex | PGE | PGE | Asm | Multiple | CZ09 | Any | PGEAsmCZ091985 | PGEAsmCZ09 | 1985 | 0 | 85 | PGEMFmCZ01 | 2003 | 1952
ComVint | PGEAsmCZ09 | Ex | PGE | PGE | Asm | Multiple | CZ09 | Any | PGEAsmCZ091996 | PGEAsmCZ09 | 1996 | 0 | 96 | PGEMFmCZ01 | 2007 | 976
ComVint | PGEAsmCZ09 | Ex | PGE | PGE | Asm | Multiple | CZ09 | Any | PGEAsmCZ092003 | PGEAsmCZ09 | 2003 | 0 | 03 | PGEMFmCZ01 | 2011 | 976
ComVint | PGEAsmCZ09 | Ex | PGE | PGE | Asm | Multiple | CZ09 | Any | PGEAsmCZ092007 | PGEAsmCZ09 | 2007 | 0 | 07 | PGEMFmCZ02 | 1975 | 22574
ComVint | PGEAsmCZ09 | Ex | PGE | PGE | Asm | Multiple | CZ09 | Any | PGEAsmCZ092011 | PGEAsmCZ09 | 2011 | 0 | 11 | PGEMFmCZ02 | 1985 | 16076
ComVint | PGEAsmCZ09 | Ex | PGE | PGE | Asm | Multiple | CZ09 | Any | PGEAsmCZ092014 | PGEAsmCZ09 | 2014 | 0 | 14 | PGEMFmCZ02 | 1996 | 9317
ComVint | PGEAsmCZ10 | Ex | PGE | PGE | Asm | Multiple | CZ10 | Any | PGEAsmCZ101975 | PGEAsmCZ10 | 1975 | 0 | 75 | PGEMFmCZ02 | 2003 | 3960
ComVint | PGEAsmCZ10 | Ex | PGE | PGE | Asm | Multiple | CZ10 | Any | PGEAsmCZ101985 | PGEAsmCZ10 | 1985 | 0 | 85 | PGEMFmCZ02 | 2007 | 1980
ComVint | PGEAsmCZ10 | Ex | PGE | PGE | Asm | Multiple | CZ10 | Any | PGEAsmCZ101996 | PGEAsmCZ10 | 1996 | 0 | 96 | PGEMFmCZ02 | 2011 | 1980
ComVint | PGEAsmCZ10 | Ex | PGE | PGE | Asm | Multiple | CZ10 | Any | PGEAsmCZ102003 | PGEAsmCZ10 | 2003 | 0 | 03 | PGEMFmCZ03 | 1975 | 358181
ComVint | PGEAsmCZ10 | Ex | PGE | PGE | Asm | Multiple | CZ10 | Any | PGEAsmCZ102007 | PGEAsmCZ10 | 2007 | 0 | 07 | PGEMFmCZ03 | 1985 | 86900
ComVint | PGEAsmCZ10 | Ex | PGE | PGE | Asm | Multiple | CZ10 | Any | PGEAsmCZ102011 | PGEAsmCZ10 | 2011 | 0 | 11 | PGEMFmCZ03 | 1996 | 26830
ComVint | PGEAsmCZ10 | Ex | PGE | PGE | Asm | Multiple | CZ10 | Any | PGEAsmCZ102014 | PGEAsmCZ10 | 2014 | 0 | 14 | PGEMFmCZ03 | 2003 | 12449
ComVint | PGEAsmCZ11 | Ex | PGE | PGE | Asm | Multiple | CZ11 | Any | PGEAsmCZ111975 | PGEAsmCZ11 | 1975 | 2.9683 | 75 | PGEMFmCZ03 | 2007 | 6224
ComVint | PGEAsmCZ11 | Ex | PGE | PGE | Asm | Multiple | CZ11 | Any | PGEAsmCZ111985 | PGEAsmCZ11 | 1985 | 1.9187 | 85 | PGEMFmCZ03 | 2011 | 6224
ComVint | PGEAsmCZ11 | Ex | PGE | PGE | Asm | Multiple | CZ11 | Any | PGEAsmCZ111996 | PGEAsmCZ11 | 1996 | 1.1423 | 96 | PGEMFmCZ04 | 1975 | 101243
ComVint | PGEAsmCZ11 | Ex | PGE | PGE | Asm | Multiple | CZ11 | Any | PGEAsmCZ112003 | PGEAsmCZ11 | 2003 | 0.5821 | 03 | PGEMFmCZ04 | 1985 | 64812
ComVint | PGEAsmCZ11 | Ex | PGE | PGE | Asm | Multiple | CZ11 | Any | PGEAsmCZ112007 | PGEAsmCZ11 | 2007 | 0.32423 | 07 | PGEMFmCZ04 | 1996 | 20252
ComVint | PGEAsmCZ11 | Ex | PGE | PGE | Asm | Multiple | CZ11 | Any | PGEAsmCZ112011 | PGEAsmCZ11 | 2011 | 0.32423 | 11 | PGEMFmCZ04 | 2003 | 6674
ComVint | PGEAsmCZ11 | Ex | PGE | PGE | Asm | Multiple | CZ11 | Any | PGEAsmCZ112014 | PGEAsmCZ11 | 2014 | 0.16212 | 14 | PGEMFmCZ04 | 2007 | 3337
ComVint | PGEAsmCZ12 | Ex | PGE | PGE | Asm | Multiple | CZ12 | Any | PGEAsmCZ121975 | PGEAsmCZ12 | 1975 | 12.7787 | 75 | PGEMFmCZ04 | 2011 | 3337
ComVint | PGEAsmCZ12 | Ex | PGE | PGE | Asm | Multiple | CZ12 | Any | PGEAsmCZ121985 | PGEAsmCZ12 | 1985 | 7.629 | 85 | PGEMFmCZ05 | 1975 | 12748
ComVint | PGEAsmCZ12 | Ex | PGE | PGE | Asm | Multiple | CZ12 | Any | PGEAsmCZ121996 | PGEAsmCZ12 | 1996 | 3.6433 | 96 | PGEMFmCZ05 | 1985 | 2426
ComVint | PGEAsmCZ12 | Ex | PGE | PGE | Asm | Multiple | CZ12 | Any | PGEAsmCZ122003 | PGEAsmCZ12 | 2003 | 2.0693 | 03 | PGEMFmCZ05 | 1996 | 5387
ComVint | PGEAsmCZ12 | Ex | PGE | PGE | Asm | Multiple | CZ12 | Any | PGEAsmCZ122007 | PGEAsmCZ12 | 2007 | 1.0404 | 07
ComVint | PGEAsmCZ12 | Ex | PGE | PGE | Asm | Multiple | CZ12 | Any | PGEAsmCZ122011 | PGEAsmCZ12 | 2011 | 1.0404 | 11
ComVint | PGEAsmCZ12 | Ex | PGE | PGE | Asm | Multiple | CZ12 | Any | PGEAsmCZ122014 | PGEAsmCZ12 | 2014 | 0.5202 | 14
ComVint | PGEAsmCZ13 | Ex | PGE | PGE | Asm | Multiple | CZ13 | Any | PGEAsmCZ131975 | PGEAsmCZ13 | 1975 | 7.4225 | 75 | PGEMFmCZ11 | 1975 | 18703
ComVint | PGEAsmCZ13 | Ex | PGE | PGE | Asm | Multiple | CZ13 | Any | PGEAsmCZ131985 | PGEAsmCZ13 | 1985 | 4.7501 | 85 | PGEMFmCZ11 | 1985 | 21129
ComVint | PGEAsmCZ13 | Ex | PGE | PGE | Asm | Multiple | CZ13 | Any | PGEAsmCZ131996 | PGEAsmCZ13 | 1996 | 3.0233 | 96 | PGEMFmCZ11 | 1996 | 816
ComVint | PGEAsmCZ13 | Ex | PGE | PGE | Asm | Multiple | CZ13 | Any | PGEAsmCZ132003 | PGEAsmCZ13 | 2003 | 1.2221 | 03 | PGEMFmCZ11 | 2003 | 347
ComVint | PGEAsmCZ13 | Ex | PGE | PGE | Asm | Multiple | CZ13 | Any | PGEAsmCZ132007 | PGEAsmCZ13 | 2007 | 0.76687 | 07 | PGEMFmCZ11 | 2007 | 174
ComVint | PGEAsmCZ13 | Ex | PGE | PGE | Asm | Multiple | CZ13 | Any | PGEAsmCZ132011 | PGEAsmCZ13 | 2011 | 0.76687 | 11 | PGEMFmCZ11 | 2011 | 174
ComVint | PGEAsmCZ13 | Ex | PGE | PGE | Asm | Multiple | CZ13 | Any | PGEAsmCZ132014 | PGEAsmCZ13 | 2014 | 0.38343 | 14 | PGEMFmCZ12 | 1975 | 82889
ComVint | PGEAsmCZ14 | Ex | PGE | PGE | Asm | Multiple | CZ14 | Any | PGEAsmCZ141975 | PGEAsmCZ14 | 1975 | 0 | 75 | PGEMFmCZ12 | 1985 | 102342
ComVint | PGEAsmCZ14 | Ex | PGE | PGE | Asm | Multiple | CZ14 | Any | PGEAsmCZ141985 | PGEAsmCZ14 | 1985 | 0 | 85 | PGEMFmCZ12 | 1996 | 16244
ComVint | PGEAsmCZ14 | Ex | PGE | PGE | Asm | Multiple | CZ14 | Any | PGEAsmCZ141996 | PGEAsmCZ14 | 1996 | 0 | 96 | PGEMFmCZ12 | 2003 | 8001
ComVint | PGEAsmCZ14 | Ex | PGE | PGE | Asm | Multiple | CZ14 | Any | PGEAsmCZ142003 | PGEAsmCZ14 | 2003 | 0 | 03 | PGEMFmCZ12 | 2007 | 4000
ComVint | PGEAsmCZ14 | Ex | PGE | PGE | Asm | Multiple | CZ14 | Any | PGEAsmCZ142007 | PGEAsmCZ14 | 2007 | 0 | 07 | PGEMFmCZ12 | 2011 | 4000
ComVint | PGEAsmCZ14 | Ex | PGE | PGE | Asm | Multiple | CZ14 | Any | PGEAsmCZ142011 | PGEAsmCZ14 | 2011 | 0 | 11 | PGEMFmCZ13 | 1975 | 53194
ComVint | PGEAsmCZ14 | Ex | PGE | PGE | Asm | Multiple | CZ14 | Any | PGEAsmCZ142014 | PGEAsmCZ14 | 2014 | 0 | 14 | PGEMFmCZ13 | 1985 | 30319
ComVint | PGEAsmCZ15 | Ex | PGE | PGE | Asm | Multiple | CZ15 | Any | PGEAsmCZ151975 | PGEAsmCZ15 | 1975 | 0 | 75 | PGEMFmCZ13 | 1996 | 5404
ComVint | PGEAsmCZ15 | Ex | PGE | PGE | Asm | Multiple | CZ15 | Any | PGEAsmCZ151985 | PGEAsmCZ15 | 1985 | 0 | 85 | PGEMFmCZ13 | 2003 | 1022
ComVint | PGEAsmCZ15 | Ex | PGE | PGE | Asm | Multiple | CZ15 | Any | PGEAsmCZ151996 | PGEAsmCZ15 | 1996 | 0 | 96 | PGEMFmCZ13 | 2007 | 511
ComVint | PGEAsmCZ15 | Ex | PGE | PGE | Asm | Multiple | CZ15 | Any | PGEAsmCZ152003 | PGEAsmCZ15 | 2003 | 0 | 03 | PGEMFmCZ13 | 2011 | 511
ComVint | PGEAsmCZ15 | Ex | PGE | PGE | Asm | Multiple | CZ15 | Any | PGEAsmCZ152007 | PGEAsmCZ15 | 2007 | 0 | 07 | PGEMFmCZ16 | 1975 | 119
ComVint | PGEAsmCZ15 | Ex | PGE | PGE | Asm | Multiple | CZ15 | Any | PGEAsmCZ152011 | PGEAsmCZ15 | 2011 | 0 | 11 | PGEMFmCZ16 | 1985 | 292
ComVint | PGEAsmCZ15 | Ex | PGE | PGE | Asm | Multiple | CZ15 | Any | PGEAsmCZ152014 | PGEAsmCZ15 | 2014 | 0 | 14
ComVint | PGEAsmCZ16 | Ex | PGE | PGE | Asm | Multiple | CZ16 | Any | PGEAsmCZ161975 | PGEAsmCZ16 | 1975 | 0.71443 | 75
ComVint | PGEAsmCZ16 | Ex | PGE | PGE | Asm | Multiple | CZ16 | Any | PGEAsmCZ161985 | PGEAsmCZ16 | 1985 | 0.38177 | 85
ComVint | PGEAsmCZ16 | Ex | PGE | PGE | Asm | Multiple | CZ16 | Any | PGEAsmCZ161996 | PGEAsmCZ16 | 1996 | 0.25477 | 96
ComVint | PGEAsmCZ16 | Ex | PGE | PGE | Asm | Multiple | CZ16 | Any | PGEAsmCZ162003 | PGEAsmCZ16 | 2003 | 0.11563 | 03 | PGEDMoCZ01 | MH72 | 887
ComVint | PGEAsmCZ16 | Ex | PGE | PGE | Asm | Multiple | CZ16 | Any | PGEAsmCZ162007 | PGEAsmCZ16 | 2007 | 0.061667 | 07 | PGEDMoCZ01 | MH85 | 457
ComVint | PGEAsmCZ16 | Ex | PGE | PGE | Asm | Multiple | CZ16 | Any | PGEAsmCZ162011 | PGEAsmCZ16 | 2011 | 0.061667 | 11
ComVint | PGEAsmCZ16 | Ex | PGE | PGE | Asm | Multiple | CZ16 | Any | PGEAsmCZ162014 | PGEAsmCZ16 | 2014 | 0.030833 | 14
ComVint | PGEECCCZ01 | Ex | PGE | PGE | ECC | Multiple | CZ01 | Any | PGEECCCZ011975 | PGEECCCZ01 | 1975 | 1.2984 | 75 | PGEDMoCZ02 | MH72 | 10933
ComVint | PGEECCCZ01 | Ex | PGE | PGE | ECC | Multiple | CZ01 | Any | PGEECCCZ011985 | PGEECCCZ01 | 1985 | 0.2362 | 85 | PGEDMoCZ02 | MH85 | 4221
ComVint | PGEECCCZ01 | Ex | PGE | PGE | ECC | Multiple | CZ01 | Any | PGEECCCZ011996 | PGEECCCZ01 | 1996 | 0.119 | 96 | PGEDMoCZ02 | MH00 | 1233
ComVint | PGEECCCZ01 | Ex | PGE | PGE | ECC | Multiple | CZ01 | Any | PGEECCCZ012003 | PGEECCCZ01 | 2003 | 0.04315 | 03 | PGEDMoCZ02 | MH06 | 187
ComVint | PGEECCCZ01 | Ex | PGE | PGE | ECC | Multiple | CZ01 | Any | PGEECCCZ012007 | PGEECCCZ01 | 2007 | 0.0319 | 07 | PGEDMoCZ03 | MH72 | 9176
ComVint | PGEECCCZ01 | Ex | PGE | PGE | ECC | Multiple | CZ01 | Any | PGEECCCZ012011 | PGEECCCZ01 | 2011 | 0.0319 | 11 | PGEDMoCZ03 | MH85 | 4284
ComVint | PGEECCCZ01 | Ex | PGE | PGE | ECC | Multiple | CZ01 | Any | PGEECCCZ012014 | PGEECCCZ01 | 2014 | 0.01595 | 14 | PGEDMoCZ03 | MH00 | 367
ComVint | PGEECCCZ02 | Ex | PGE | PGE | ECC | Multiple | CZ02 | Any | PGEECCCZ021975 | PGEECCCZ02 | 1975 | 2.8527 | 75 | PGEDMoCZ03 | MH06 | 63
ComVint | PGEECCCZ02 | Ex | PGE | PGE | ECC | Multiple | CZ02 | Any | PGEECCCZ021985 | PGEECCCZ02 | 1985 | 0.68505 | 85 | PGEDMoCZ04 | MH72 | 6455
ComVint | PGEECCCZ02 | Ex | PGE | PGE | ECC | Multiple | CZ02 | Any | PGEECCCZ021996 | PGEECCCZ02 | 1996 | 0.3967 | 96 | PGEDMoCZ04 | MH85 | 2213
ComVint | PGEECCCZ02 | Ex | PGE | PGE | ECC | Multiple | CZ02 | Any | PGEECCCZ022003 | PGEECCCZ02 | 2003 | 0.3873 | 03 | PGEDMoCZ04 | MH00 | 2171
ComVint | PGEECCCZ02 | Ex | PGE | PGE | ECC | Multiple | CZ02 | Any | PGEECCCZ022007 | PGEECCCZ02 | 2007 | 0.1506 | 07 | PGEDMoCZ04 | MH06 | 560
ComVint | PGEECCCZ02 | Ex | PGE | PGE | ECC | Multiple | CZ02 | Any | PGEECCCZ022011 | PGEECCCZ02 | 2011 | 0.1506 | 11 | PGEDMoCZ05 | MH72 | 6736
ComVint | PGEECCCZ02 | Ex | PGE | PGE | ECC | Multiple | CZ02 | Any | PGEECCCZ022014 | PGEECCCZ02 | 2014 | 0.0753 | 14 | PGEDMoCZ05 | MH85 | 3463
ComVint | PGEECCCZ03 | Ex | PGE | PGE | ECC | Multiple | CZ03 | Any | PGEECCCZ031975 | PGEECCCZ03 | 1975 | 15.6012 | 75 | PGEDMoCZ05 | MH00 | 538
ComVint | PGEECCCZ03 | Ex | PGE | PGE | ECC | Multiple | CZ03 | Any | PGEECCCZ031985 | PGEECCCZ03 | 1985 | 2.6616 | 85 | PGEDMoCZ05 | MH06 | 49
ComVint | PGEECCCZ03 | Ex | PGE | PGE | ECC | Multiple | CZ03 | Any | PGEECCCZ031996 | PGEECCCZ03 | 1996 | 2.0825 | 96 | PGEDMoCZ11 | MH72 | 23372
ComVint | PGEECCCZ03 | Ex | PGE | PGE | ECC | Multiple | CZ03 | Any | PGEECCCZ032003 | PGEECCCZ03 | 2003 | 1.6429 | 03 | PGEDMoCZ11 | MH85 | 23091
ComVint | PGEECCCZ03 | Ex | PGE | PGE | ECC | Multiple | CZ03 | Any | PGEECCCZ032007 | PGEECCCZ03 | 2007 | 0.5735 | 07 | PGEDMoCZ11 | MH00 | 2290
ComVint | PGEECCCZ03 | Ex | PGE | PGE | ECC | Multiple | CZ03 | Any | PGEECCCZ032011 | PGEECCCZ03 | 2011 | 0.5735 | 11 | PGEDMoCZ11 | MH06 | 329
ComVint | PGEECCCZ03 | Ex | PGE | PGE | ECC | Multiple | CZ03 | Any | PGEECCCZ032014 | PGEECCCZ03 | 2014 | 0.28675 | 14 | PGEDMoCZ12 | MH72 | 18964
ComVint | PGEECCCZ04 | Ex | PGE | PGE | ECC | Multiple | CZ04 | Any | PGEECCCZ041975 | PGEECCCZ04 | 1975 | 3.4179 | 75 | PGEDMoCZ12 | MH85 | 9022
ComVint | PGEECCCZ04 | Ex | PGE | PGE | ECC | Multiple | CZ04 | Any | PGEECCCZ041985 | PGEECCCZ04 | 1985 | 0.88545 | 85 | PGEDMoCZ12 | MH00 | 1738
ComVint | PGEECCCZ04 | Ex | PGE | PGE | ECC | Multiple | CZ04 | Any | PGEECCCZ041996 | PGEECCCZ04 | 1996 | 0.50105 | 96 | PGEDMoCZ12 | MH06 | 327
ComVint | PGEECCCZ04 | Ex | PGE | PGE | ECC | Multiple | CZ04 | Any | PGEECCCZ042003 | PGEECCCZ04 | 2003 | 0.52948 | 03 | PGEDMoCZ13 | MH72 | 20832
ComVint | PGEECCCZ04 | Ex | PGE | PGE | ECC | Multiple | CZ04 | Any | PGEECCCZ042007 | PGEECCCZ04 | 2007 | 0.20252 | 07 | PGEDMoCZ13 | MH85 | 6489
ComVint | PGEECCCZ04 | Ex | PGE | PGE | ECC | Multiple | CZ04 | Any | PGEECCCZ042011 | PGEECCCZ04 | 2011 | 0.20252 | 11 | PGEDMoCZ13 | MH00 | 901
ComVint | PGEECCCZ04 | Ex | PGE | PGE | ECC | Multiple | CZ04 | Any | PGEECCCZ042014 | PGEECCCZ04 | 2014 | 0.10126 | 14 | PGEDMoCZ13 | MH06 | 187
ComVint | PGEECCCZ05 | Ex | PGE | PGE | ECC | Multiple | CZ05 | Any | PGEECCCZ051975 | PGEECCCZ05 | 1975 | 2.5844 | 75 | PGEDMoCZ16 | MH72 | 3398
ComVint | PGEECCCZ05 | Ex | PGE | PGE | ECC | Multiple | CZ05 | Any | PGEECCCZ051985 | PGEECCCZ05 | 1985 | 0.66949 | 85 | PGEDMoCZ16 | MH85 | 7250
ComVint | PGEECCCZ05 | Ex | PGE | PGE | ECC | Multiple | CZ05 | Any | PGEECCCZ051996 | PGEECCCZ05 | 1996 | 0.37885 | 96 | PGEDMoCZ16 | MH00 | 350
ComVint | PGEECCCZ05 | Ex | PGE | PGE | ECC | Multiple | CZ05 | Any | PGEECCCZ052003 | PGEECCCZ05 | 2003 | 0.40035 | 03
ComVint | PGEECCCZ05 | Ex | PGE | PGE | ECC | Multiple | CZ05 | Any | PGEECCCZ052007 | PGEECCCZ05 | 2007 | 0.15313 | 07 | SCESFmCZ05 | 1975 | 2498
ComVint | PGEECCCZ05 | Ex | PGE | PGE | ECC | Multiple | CZ05 | Any | PGEECCCZ052011 | PGEECCCZ05 | 2011 | 0.15313 | 11 | SCESFmCZ05 | 1985 | 203
ComVint | PGEECCCZ05 | Ex | PGE | PGE | ECC | Multiple | CZ05 | Any | PGEECCCZ052014 | PGEECCCZ05 | 2014 | 0.076565 | 14 | SCESFmCZ05 | 1996 | 122
ComVint | PGEECCCZ06 | Ex | PGE | PGE | ECC | Multiple | CZ06 | Any | PGEECCCZ061975 | PGEECCCZ06 | 1975 | 0 | 75 | SCESFmCZ05 | 2003 | 98
ComVint | PGEECCCZ06 | Ex | PGE | PGE | ECC | Multiple | CZ06 | Any | PGEECCCZ061985 | PGEECCCZ06 | 1985 | 0 | 85 | SCESFmCZ05 | 2007 | 49
ComVint | PGEECCCZ06 | Ex | PGE | PGE | ECC | Multiple | CZ06 | Any | PGEECCCZ061996 | PGEECCCZ06 | 1996 | 0 | 96 | SCESFmCZ05 | 2011 | 49
ComVint | PGEECCCZ06 | Ex | PGE | PGE | ECC | Multiple | CZ06 | Any | PGEECCCZ062003 | PGEECCCZ06 | 2003 | 0 | 03 | SCESFmCZ06 | 1975 | 268167
ComVint | PGEECCCZ06 | Ex | PGE | PGE | ECC | Multiple | CZ06 | Any | PGEECCCZ062007 | PGEECCCZ06 | 2007 | 0 | 07 | SCESFmCZ06 | 1985 | 34575
ComVint | PGEECCCZ06 | Ex | PGE | PGE | ECC | Multiple | CZ06 | Any | PGEECCCZ062011 | PGEECCCZ06 | 2011 | 0 | 11 | SCESFmCZ06 | 1996 | 30307
ComVint | PGEECCCZ06 | Ex | PGE | PGE | ECC | Multiple | CZ06 | Any | PGEECCCZ062014 | PGEECCCZ06 | 2014 | 0 | 14 | SCESFmCZ06 | 2003 | 17286
ComVint | PGEECCCZ07 | Ex | PGE | PGE | ECC | Multiple | CZ07 | Any | PGEECCCZ071975 | PGEECCCZ07 | 1975 | 0 | 75 | SCESFmCZ06 | 2007 | 8643
ComVint | PGEECCCZ07 | Ex | PGE | PGE | ECC | Multiple | CZ07 | Any | PGEECCCZ071985 | PGEECCCZ07 | 1985 | 0 | 85 | SCESFmCZ06 | 2011 | 8643
ComVint | PGEECCCZ07 | Ex | PGE | PGE | ECC | Multiple | CZ07 | Any | PGEECCCZ071996 | PGEECCCZ07 | 1996 | 0 | 96 | SCESFmCZ08 | 1975 | 372820
ComVint | PGEECCCZ07 | Ex | PGE | PGE | ECC | Multiple | CZ07 | Any | PGEECCCZ072003 | PGEECCCZ07 | 2003 | 0 | 03 | SCESFmCZ08 | 1985 | 38996
ComVint | PGEECCCZ07 | Ex | PGE | PGE | ECC | Multiple | CZ07 | Any | PGEECCCZ072007 | PGEECCCZ07 | 2007 | 0 | 07 | SCESFmCZ08 | 1996 | 26511
ComVint | PGEECCCZ07 | Ex | PGE | PGE | ECC | Multiple | CZ07 | Any | PGEECCCZ072011 | PGEECCCZ07 | 2011 | 0 | 11 | SCESFmCZ08 | 2003 | 12562
ComVint | PGEECCCZ07 | Ex | PGE | PGE | ECC | Multiple | CZ07 | Any | PGEECCCZ072014 | PGEECCCZ07 | 2014 | 0 | 14 | SCESFmCZ08 | 2007 | 6281
ComVint | PGEECCCZ08 | Ex | PGE | PGE | ECC | Multiple | CZ08 | Any | PGEECCCZ081975 | PGEECCCZ08 | 1975 | 0 | 75 | SCESFmCZ08 | 2011 | 6281
ComVint | PGEECCCZ08 | Ex | PGE | PGE | ECC | Multiple | CZ08 | Any | PGEECCCZ081985 | PGEECCCZ08 | 1985 | 0 | 85 | SCESFmCZ09 | 1975 | 392782
ComVint | PGEECCCZ08 | Ex | PGE | PGE | ECC | Multiple | CZ08 | Any | PGEECCCZ081996 | PGEECCCZ08 | 1996 | 0 | 96 | SCESFmCZ09 | 1985 | 75584
ComVint | PGEECCCZ08 | Ex | PGE | PGE | ECC | Multiple | CZ08 | Any | PGEECCCZ082003 | PGEECCCZ08 | 2003 | 0 | 03 | SCESFmCZ09 | 1996 | 28745
ComVint | PGEECCCZ08 | Ex | PGE | PGE | ECC | Multiple | CZ08 | Any | PGEECCCZ082007 | PGEECCCZ08 | 2007 | 0 | 07 | SCESFmCZ09 | 2003 | 13575
ComVint | PGEECCCZ08 | Ex | PGE | PGE | ECC | Multiple | CZ08 | Any | PGEECCCZ082011 | PGEECCCZ08 | 2011 | 0 | 11 | SCESFmCZ09 | 2007 | 6787
ComVint | PGEECCCZ08 | Ex | PGE | PGE | ECC | Multiple | CZ08 | Any | PGEECCCZ082014 | PGEECCCZ08 | 2014 | 0 | 14 | SCESFmCZ09 | 2011 | 6787
ComVint | PGEECCCZ09 | Ex | PGE | PGE | ECC | Multiple | CZ09 | Any | PGEECCCZ091975 | PGEECCCZ09 | 1975 | 0 | 75 | SCESFmCZ10 | 1975 | 160776
ComVint | PGEECCCZ09 | Ex | PGE | PGE | ECC | Multiple | CZ09 | Any | PGEECCCZ091985 | PGEECCCZ09 | 1985 | 0 | 85 | SCESFmCZ10 | 1985 | 177527
ComVint | PGEECCCZ09 | Ex | PGE | PGE | ECC | Multiple | CZ09 | Any | PGEECCCZ091996 | PGEECCCZ09 | 1996 | 0 | 96 | SCESFmCZ10 | 1996 | 90573
ComVint | PGEECCCZ09 | Ex | PGE | PGE | ECC | Multiple | CZ09 | Any | PGEECCCZ092003 | PGEECCCZ09 | 2003 | 0 | 03 | SCESFmCZ10 | 2003 | 47084
ComVint | PGEECCCZ09 | Ex | PGE | PGE | ECC | Multiple | CZ09 | Any | PGEECCCZ092007 | PGEECCCZ09 | 2007 | 0 | 07 | SCESFmCZ10 | 2007 | 23542
ComVint | PGEECCCZ09 | Ex | PGE | PGE | ECC | Multiple | CZ09 | Any | PGEECCCZ092011 | PGEECCCZ09 | 2011 | 0 | 11 | SCESFmCZ10 | 2011 | 23542
ComVint | PGEECCCZ09 | Ex | PGE | PGE | ECC | Multiple | CZ09 | Any | PGEECCCZ092014 | PGEECCCZ09 | 2014 | 0 | 14 | SCESFmCZ13 | 1975 | 32952
ComVint | PGEECCCZ10 | Ex | PGE | PGE | ECC | Multiple | CZ10 | Any | PGEECCCZ101975 | PGEECCCZ10 | 1975 | 0 | 75 | SCESFmCZ13 | 1985 | 16088
ComVint | PGEECCCZ10 | Ex | PGE | PGE | ECC | Multiple | CZ10 | Any | PGEECCCZ101985 | PGEECCCZ10 | 1985 | 0 | 85 | SCESFmCZ13 | 1996 | 15894
ComVint | PGEECCCZ10 | Ex | PGE | PGE | ECC | Multiple | CZ10 | Any | PGEECCCZ101996 | PGEECCCZ10 | 1996 | 0 | 96 | SCESFmCZ13 | 2003 | 5458
ComVint | PGEECCCZ10 | Ex | PGE | PGE | ECC | Multiple | CZ10 | Any | PGEECCCZ102003 | PGEECCCZ10 | 2003 | 0 | 03 | SCESFmCZ13 | 2007 | 2729
ComVint | PGEECCCZ10 | Ex | PGE | PGE | ECC | Multiple | CZ10 | Any | PGEECCCZ102007 | PGEECCCZ10 | 2007 | 0 | 07 | SCESFmCZ13 | 2011 | 2729
ComVint | PGEECCCZ10 | Ex | PGE | PGE | ECC | Multiple | CZ10 | Any | PGEECCCZ102011 | PGEECCCZ10 | 2011 | 0 | 11 | SCESFmCZ14 | 1975 | 52777
ComVint | PGEECCCZ10 | Ex | PGE | PGE | ECC | Multiple | CZ10 | Any | PGEECCCZ102014 | PGEECCCZ10 | 2014 | 0 | 14 | SCESFmCZ14 | 1985 | 109423
ComVint | PGEECCCZ11 | Ex | PGE | PGE | ECC | Multiple | CZ11 | Any | PGEECCCZ111975 | PGEECCCZ11 | 1975 | 3.4964 | 75 | SCESFmCZ14 | 1996 | 21277
ComVint | PGEECCCZ11 | Ex | PGE | PGE | ECC | Multiple | CZ11 | Any | PGEECCCZ111985 | PGEECCCZ11 | 1985 | 0.56425 | 85 | SCESFmCZ14 | 2003 | 7272
ComVint | PGEECCCZ11 | Ex | PGE | PGE | ECC | Multiple | CZ11 | Any | PGEECCCZ111996 | PGEECCCZ11 | 1996 | 0.5788 | 96 | SCESFmCZ14 | 2007 | 3636
ComVint | PGEECCCZ11 | Ex | PGE | PGE | ECC | Multiple | CZ11 | Any | PGEECCCZ112003 | PGEECCCZ11 | 2003 | 0.55595 | 03 | SCESFmCZ14 | 2011 | 3636
ComVint | PGEECCCZ11 | Ex | PGE | PGE | ECC | Multiple | CZ11 | Any | PGEECCCZ112007 | PGEECCCZ11 | 2007 | 0.2328 | 07 | SCESFmCZ15 | 1975 | 15659
ComVint | PGEECCCZ11 | Ex | PGE | PGE | ECC | Multiple | CZ11 | Any | PGEECCCZ112011 | PGEECCCZ11 | 2011 | 0.2328 | 11 | SCESFmCZ15 | 1985 | 21160
ComVint | PGEECCCZ11 | Ex | PGE | PGE | ECC | Multiple | CZ11 | Any | PGEECCCZ112014 | PGEECCCZ11 | 2014 | 0.1164 | 14 | SCESFmCZ15 | 1996 | 10029
ComVint | PGEECCCZ12 | Ex | PGE | PGE | ECC | Multiple | CZ12 | Any | PGEECCCZ121975 | PGEECCCZ12 | 1975 | 4.8576 | 75 | SCESFmCZ15 | 2003 | 1424
ComVint | PGEECCCZ12 | Ex | PGE | PGE | ECC | Multiple | CZ12 | Any | PGEECCCZ121985 | PGEECCCZ12 | 1985 | 0.97675 | 85 | SCESFmCZ15 | 2007 | 712
ComVint | PGEECCCZ12 | Ex | PGE | PGE | ECC | Multiple | CZ12 | Any | PGEECCCZ121996 | PGEECCCZ12 | 1996 | 0.7783 | 96 | SCESFmCZ15 | 2011 | 712
ComVint | PGEECCCZ12 | Ex | PGE | PGE | ECC | Multiple | CZ12 | Any | PGEECCCZ122003 | PGEECCCZ12 | 2003 | 0.79885 | 03 | SCESFmCZ16 | 1975 | 69573
ComVint | PGEECCCZ12 | Ex | PGE | PGE | ECC | Multiple | CZ12 | Any | PGEECCCZ122007 | PGEECCCZ12 | 2007 | 0.3183 | 07 | SCESFmCZ16 | 1985 | 24071
ComVint | PGEECCCZ12 | Ex | PGE | PGE | ECC | Multiple | CZ12 | Any | PGEECCCZ122011 | PGEECCCZ12 | 2011 | 0.3183 | 11 | SCESFmCZ16 | 1996 | 4820
ComVint | PGEECCCZ12 | Ex | PGE | PGE | ECC | Multiple | CZ12 | Any | PGEECCCZ122014 | PGEECCCZ12 | 2014 | 0.15915 | 14 | SCESFmCZ16 | 2003 | 2548
ComVint | PGEECCCZ13 | Ex | PGE | PGE | ECC | Multiple | CZ13 | Any | PGEECCCZ131975 | PGEECCCZ13 | 1975 | 5.2779 | 75 | SCESFmCZ16 | 2007 | 1274
ComVint | PGEECCCZ13 | Ex | PGE | PGE | ECC | Multiple | CZ13 | Any | PGEECCCZ131985 | PGEECCCZ13 | 1985 | 0.8938 | 85 | SCESFmCZ16 | 2011 | 1274
ComVint | PGEECCCZ13 | Ex | PGE | PGE | ECC | Multiple | CZ13 | Any | PGEECCCZ131996 | PGEECCCZ13 | 1996 | 0.87435 | 96 | SCEMFmCZ05 | 1975 | 1028
ComVint | PGEECCCZ13 | Ex | PGE | PGE | ECC | Multiple | CZ13 | Any | PGEECCCZ132003 | PGEECCCZ13 | 2003 | 0.8427 | 03
ComVint | PGEECCCZ13 | Ex | PGE | PGE | ECC | Multiple | CZ13 | Any | PGEECCCZ132007 | PGEECCCZ13 | 2007 | 0.3514 | 07
ComVint | PGEECCCZ13 | Ex | PGE | PGE | ECC | Multiple | CZ13 | Any | PGEECCCZ132011 | PGEECCCZ13 | 2011 | 0.3514 | 11
ComVint | PGEECCCZ13 | Ex | PGE | PGE | ECC | Multiple | CZ13 | Any | PGEECCCZ132014 | PGEECCCZ13 | 2014 | 0.1757 | 14
ComVint | PGEECCCZ14 | Ex | PGE | PGE | ECC | Multiple | CZ14 | Any | PGEECCCZ141975 | PGEECCCZ14 | 1975 | 0 | 75
ComVint | PGEECCCZ14 | Ex | PGE | PGE | ECC | Multiple | CZ14 | Any | PGEECCCZ141985 | PGEECCCZ14 | 1985 | 0 | 85 | SCEMFmCZ06 | 1975 | 201834
ComVint | PGEECCCZ14 | Ex | PGE | PGE | ECC | Multiple | CZ14 | Any | PGEECCCZ141996 | PGEECCCZ14 | 1996 | 0 | 96 | SCEMFmCZ06 | 1985 | 86262
ComVint | PGEECCCZ14 | Ex | PGE | PGE | ECC | Multiple | CZ14 | Any | PGEECCCZ142003 | PGEECCCZ14 | 2003 | 0 | 03 | SCEMFmCZ06 | 1996 | 23358
ComVint | PGEECCCZ14 | Ex | PGE | PGE | ECC | Multiple | CZ14 | Any | PGEECCCZ142007 | PGEECCCZ14 | 2007 | 0 | 07 | SCEMFmCZ06 | 2003 | 7406
ComVint | PGEECCCZ14 | Ex | PGE | PGE | ECC | Multiple | CZ14 | Any | PGEECCCZ142011 | PGEECCCZ14 | 2011 | 0 | 11 | SCEMFmCZ06 | 2007 | 3703
ComVint | PGEECCCZ14 | Ex | PGE | PGE | ECC | Multiple | CZ14 | Any | PGEECCCZ142014 | PGEECCCZ14 | 2014 | 0 | 14 | SCEMFmCZ06 | 2011 | 3703
ComVint | PGEECCCZ15 | Ex | PGE | PGE | ECC | Multiple | CZ15 | Any | PGEECCCZ151975 | PGEECCCZ15 | 1975 | 0 | 75 | SCEMFmCZ08 | 1975 | 121849
ComVint | PGEECCCZ15 | Ex | PGE | PGE | ECC | Multiple | CZ15 | Any | PGEECCCZ151985 | PGEECCCZ15 | 1985 | 0 | 85 | SCEMFmCZ08 | 1985 | 74618
ComVint | PGEECCCZ15 | Ex | PGE | PGE | ECC | Multiple | CZ15 | Any | PGEECCCZ151996 | PGEECCCZ15 | 1996 | 0 | 96 | SCEMFmCZ08 | 1996 | 17267
ComVint | PGEECCCZ15 | Ex | PGE | PGE | ECC | Multiple | CZ15 | Any | PGEECCCZ152003 | PGEECCCZ15 | 2003 | 0 | 03 | SCEMFmCZ08 | 2003 | 8619
ComVint | PGEECCCZ15 | Ex | PGE | PGE | ECC | Multiple | CZ15 | Any | PGEECCCZ152007 | PGEECCCZ15 | 2007 | 0 | 07 | SCEMFmCZ08 | 2007 | 4309
ComVint | PGEECCCZ15 | Ex | PGE | PGE | ECC | Multiple | CZ15 | Any | PGEECCCZ152011 | PGEECCCZ15 | 2011 | 0 | 11 | SCEMFmCZ08 | 2011 | 4309
ComVint | PGEECCCZ15 | Ex | PGE | PGE | ECC | Multiple | CZ15 | Any | PGEECCCZ152014 | PGEECCCZ15 | 2014 | 0 | 14 | SCEMFmCZ09 | 1975 | 118683
ComVint | PGEECCCZ16 | Ex | PGE | PGE | ECC | Multiple | CZ16 | Any | PGEECCCZ161975 | PGEECCCZ16 | 1975 | 0.11985 | 75 | SCEMFmCZ09 | 1985 | 70191
ComVint | PGEECCCZ16 | Ex | PGE | PGE | ECC | Multiple | CZ16 | Any | PGEECCCZ161985 | PGEECCCZ16 | 1985 | 0.01945 | 85 | SCEMFmCZ09 | 1996 | 11960
ComVint | PGEECCCZ16 | Ex | PGE | PGE | ECC | Multiple | CZ16 | Any | PGEECCCZ161996 | PGEECCCZ16 | 1996 | 0.01515 | 96 | SCEMFmCZ09 | 2003 | 7547
ComVint | PGEECCCZ16 | Ex | PGE | PGE | ECC | Multiple | CZ16 | Any | PGEECCCZ162003 | PGEECCCZ16 | 2003 | 0.011 | 03 | SCEMFmCZ09 | 2007 | 3773
ComVint | PGEECCCZ16 | Ex | PGE | PGE | ECC | Multiple | CZ16 | Any | PGEECCCZ162007 | PGEECCCZ16 | 2007 | 0.0053 | 07 | SCEMFmCZ09 | 2011 | 3773
ComVint | PGEECCCZ16 | Ex | PGE | PGE | ECC | Multiple | CZ16 | Any | PGEECCCZ162011 | PGEECCCZ16 | 2011 | 0.0053 | 11 | SCEMFmCZ10 | 1975 | 36465
ComVint | PGEECCCZ16 | Ex | PGE | PGE | ECC | Multiple | CZ16 | Any | PGEECCCZ162014 | PGEECCCZ16 | 2014 | 0.00265 | 14 | SCEMFmCZ10 | 1985 | 27183
ComVint | PGEEPrCZ01 | Ex | PGE | PGE | EPr | Multiple | CZ01 | Any | PGEEPrCZ011975 | PGEEPrCZ01 | 1975 | 0.4305 | 75 | SCEMFmCZ10 | 1996 | 1397
ComVint | PGEEPrCZ01 | Ex | PGE | PGE | EPr | Multiple | CZ01 | Any | PGEEPrCZ011985 | PGEEPrCZ01 | 1985 | 0.11253 | 85 | SCEMFmCZ10 | 2003 | 257
ComVint | PGEEPrCZ01 | Ex | PGE | PGE | EPr | Multiple | CZ01 | Any | PGEEPrCZ011996 | PGEEPrCZ01 | 1996 | 0.057833 | 96 | SCEMFmCZ10 | 2007 | 128
ComVint | PGEEPrCZ01 | Ex | PGE | PGE | EPr | Multiple | CZ01 | Any | PGEEPrCZ012003 | PGEEPrCZ01 | 2003 | 0.047133 | 03 | SCEMFmCZ10 | 2011 | 128
ComVint | PGEEPrCZ01 | Ex | PGE | PGE | EPr | Multiple | CZ01 | Any | PGEEPrCZ012007 | PGEEPrCZ01 | 2007 | 0.0176 | 07 | SCEMFmCZ13 | 1975 | 2932
ComVint | PGEEPrCZ01 | Ex | PGE | PGE | EPr | Multiple | CZ01 | Any | PGEEPrCZ012011 | PGEEPrCZ01 | 2011 | 0.0176 | 11 | SCEMFmCZ13 | 1985 | 1470
ComVint | PGEEPrCZ01 | Ex | PGE | PGE | EPr | Multiple | CZ01 | Any | PGEEPrCZ012014 | PGEEPrCZ01 | 2014 | 0.0088 | 14 | SCEMFmCZ13 | 1996 | 554
ComVint | PGEEPrCZ02 | Ex | PGE | PGE | EPr | Multiple | CZ02 | Any | PGEEPrCZ021975 | PGEEPrCZ02 | 1975 | 3.5499 | 75 | SCEMFmCZ13 | 2003 | 128
ComVint | PGEEPrCZ02 | Ex | PGE | PGE | EPr | Multiple | CZ02 | Any | PGEEPrCZ021985 | PGEEPrCZ02 | 1985 | 0.45123 | 85 | SCEMFmCZ13 | 2007 | 64
ComVint | PGEEPrCZ02 | Ex | PGE | PGE | EPr | Multiple | CZ02 | Any | PGEEPrCZ021996 | PGEEPrCZ02 | 1996 | 0.51397 | 96 | SCEMFmCZ13 | 2011 | 64
ComVint | PGEEPrCZ02 | Ex | PGE | PGE | EPr | Multiple | CZ02 | Any | PGEEPrCZ022003 | PGEEPrCZ02 | 2003 | 0.33333 | 03 | SCEMFmCZ14 | 1975 | 7855
ComVint | PGEEPrCZ02 | Ex | PGE | PGE | EPr | Multiple | CZ02 | Any | PGEEPrCZ022007 | PGEEPrCZ02 | 2007 | 0.10477 | 07 | SCEMFmCZ14 | 1985 | 10645
ComVint | PGEEPrCZ02 | Ex | PGE | PGE | EPr | Multiple | CZ02 | Any | PGEEPrCZ022011 | PGEEPrCZ02 | 2011 | 0.10477 | 11 | SCEMFmCZ14 | 1996 | 998
ComVint | PGEEPrCZ02 | Ex | PGE | PGE | EPr | Multiple | CZ02 | Any | PGEEPrCZ022014 | PGEEPrCZ02 | 2014 | 0.052383 | 14
ComVint | PGEEPrCZ03 | Ex | PGE | PGE | EPr | Multiple | CZ03 | Any | PGEEPrCZ031975 | PGEEPrCZ03 | 1975 | 15.0698 | 75
ComVint | PGEEPrCZ03 | Ex | PGE | PGE | EPr | Multiple | CZ03 | Any | PGEEPrCZ031985 | PGEEPrCZ03 | 1985 | 1.1035 | 85
ComVint | PGEEPrCZ03 | Ex | PGE | PGE | EPr | Multiple | CZ03 | Any | PGEEPrCZ031996 | PGEEPrCZ03 | 1996 | 1.6091 | 96 | SCEMFmCZ15 | 1975 | 22114
ComVint | PGEEPrCZ03 | Ex | PGE | PGE | EPr | Multiple | CZ03 | Any | PGEEPrCZ032003 | PGEEPrCZ03 | 2003 | 0.95837 | 03 | SCEMFmCZ15 | 1985 | 19815
ComVint | PGEEPrCZ03 | Ex | PGE | PGE | EPr | Multiple | CZ03 | Any | PGEEPrCZ032007 | PGEEPrCZ03 | 2007 | 0.3133 | 07 | SCEMFmCZ15 | 1996 | 3402
ComVint | PGEEPrCZ03 | Ex | PGE | PGE | EPr | Multiple | CZ03 | Any | PGEEPrCZ032011 | PGEEPrCZ03 | 2011 | 0.3133 | 11
ComVint | PGEEPrCZ03 | Ex | PGE | PGE | EPr | Multiple | CZ03 | Any | PGEEPrCZ032014 | PGEEPrCZ03 | 2014 | 0.15665 | 14
ComVint | PGEEPrCZ04 | Ex | PGE | PGE | EPr | Multiple | CZ04 | Any | PGEEPrCZ041975 | PGEEPrCZ04 | 1975 | 6.7862 | 75
ComVint | PGEEPrCZ04 | Ex | PGE | PGE | EPr | Multiple | CZ04 | Any | PGEEPrCZ041985 | PGEEPrCZ04 | 1985 | 0.81287 | 85 | SCEMFmCZ16 | 1975 | 6728
ComVint | PGEEPrCZ04 | Ex | PGE | PGE | EPr | Multiple | CZ04 | Any | PGEEPrCZ041996 | PGEEPrCZ04 | 1996 | 1.1411 | 96 | SCEMFmCZ16 | 1985 | 7133
ComVint | PGEEPrCZ04 | Ex | PGE | PGE | EPr | Multiple | CZ04 | Any | PGEEPrCZ042003 | PGEEPrCZ04 | 2003 | 0.71963 | 03 | SCEMFmCZ16 | 1996 | 624
ComVint | PGEEPrCZ04 | Ex | PGE | PGE | EPr | Multiple | CZ04 | Any | PGEEPrCZ042007 | PGEEPrCZ04 | 2007 | 0.21137 | 07
ComVint | PGEEPrCZ04 | Ex | PGE | PGE | EPr | Multiple | CZ04 | Any | PGEEPrCZ042011 | PGEEPrCZ04 | 2011 | 0.21137 | 11
ComVint | PGEEPrCZ04 | Ex | PGE | PGE | EPr | Multiple | CZ04 | Any | PGEEPrCZ042014 | PGEEPrCZ04 | 2014 | 0.10568 | 14
ComVint | PGEEPrCZ05 | Ex | PGE | PGE | EPr | Multiple | CZ05 | Any | PGEEPrCZ051975 | PGEEPrCZ05 | 1975 | 0.9369 | 75
ComVint | PGEEPrCZ05 | Ex | PGE | PGE | EPr | Multiple | CZ05 | Any | PGEEPrCZ051985 | PGEEPrCZ05 | 1985 | 0.11297 | 85
ComVint | PGEEPrCZ05 | Ex | PGE | PGE | EPr | Multiple | CZ05 | Any | PGEEPrCZ051996 | PGEEPrCZ05 | 1996 | 0.15853 | 96
ComVint | PGEEPrCZ05 | Ex | PGE | PGE | EPr | Multiple | CZ05 | Any | PGEEPrCZ052003 | PGEEPrCZ05 | 2003 | 0.10003 | 03
ComVint | PGEEPrCZ05 | Ex | PGE | PGE | EPr | Multiple | CZ05 | Any | PGEEPrCZ052007 | PGEEPrCZ05 | 2007 | 0.029333 | 07 | SCEDMoCZ06 | MH72 | 12775
ComVint | PGEEPrCZ05 | Ex | PGE | PGE | EPr | Multiple | CZ05 | Any | PGEEPrCZ052011 | PGEEPrCZ05 | 2011 | 0.029333 | 11 | SCEDMoCZ06 | MH85 | 5043
ComVint | PGEEPrCZ05 | Ex | PGE | PGE | EPr | Multiple | CZ05 | Any | PGEEPrCZ052014 | PGEEPrCZ05 | 2014 | 0.014667 | 14 | SCEDMoCZ06 | MH00 | 6954
ComVint | PGEEPrCZ06 | Ex | PGE | PGE | EPr | Multiple | CZ06 | Any | PGEEPrCZ061975 | PGEEPrCZ06 | 1975 | 0 | 75 | SCEDMoCZ06 | MH06 | 1591
ComVint | PGEEPrCZ06 | Ex | PGE | PGE | EPr | Multiple | CZ06 | Any | PGEEPrCZ061985 | PGEEPrCZ06 | 1985 | 0 | 85 | SCEDMoCZ08 | MH72 | 15405
ComVint | PGEEPrCZ06 | Ex | PGE | PGE | EPr | Multiple | CZ06 | Any | PGEEPrCZ061996 | PGEEPrCZ06 | 1996 | 0 | 96 | SCEDMoCZ08 | MH85 | 6905
ComVint | PGEEPrCZ06 | Ex | PGE | PGE | EPr | Multiple | CZ06 | Any | PGEEPrCZ062003 | PGEEPrCZ06 | 2003 | 0 | 03 | SCEDMoCZ08 | MH00 | 1902
ComVint | PGEEPrCZ06 | Ex | PGE | PGE | EPr | Multiple | CZ06 | Any | PGEEPrCZ062007 | PGEEPrCZ06 | 2007 | 0 | 07 | SCEDMoCZ08 | MH06 | 491
ComVint | PGEEPrCZ06 | Ex | PGE | PGE | EPr | Multiple | CZ06 | Any | PGEEPrCZ062011 | PGEEPrCZ06 | 2011 | 0 | 11 | SCEDMoCZ09 | MH72 | 17806
ComVint | PGEEPrCZ06 | Ex | PGE | PGE | EPr | Multiple | CZ06 | Any | PGEEPrCZ062014 | PGEEPrCZ06 | 2014 | 0 | 14 | SCEDMoCZ09 | MH85 | 7784
ComVint | PGEEPrCZ07 | Ex | PGE | PGE | EPr | Multiple | CZ07 | Any | PGEEPrCZ071975 | PGEEPrCZ07 | 1975 | 0 | 75 | SCEDMoCZ09 | MH00 | 4042
ComVint | PGEEPrCZ07 | Ex | PGE | PGE | EPr | Multiple | CZ07 | Any | PGEEPrCZ071985 | PGEEPrCZ07 | 1985 | 0 | 85 | SCEDMoCZ09 | MH06 | 1059
ComVint | PGEEPrCZ07 | Ex | PGE | PGE | EPr | Multiple | CZ07 | Any | PGEEPrCZ071996 | PGEEPrCZ07 | 1996 | 0 | 96 | SCEDMoCZ10 | MH72 | 23819
ComVint | PGEEPrCZ07 | Ex | PGE | PGE | EPr | Multiple | CZ07 | Any | PGEEPrCZ072003 | PGEEPrCZ07 | 2003 | 0 | 03 | SCEDMoCZ10 | MH85 | 24836
ComVint | PGEEPrCZ07 | Ex | PGE | PGE | EPr | Multiple | CZ07 | Any | PGEEPrCZ072007 | PGEEPrCZ07 | 2007 | 0 | 07 | SCEDMoCZ10 | MH00 | 1062
ComVint | PGEEPrCZ07 | Ex | PGE | PGE | EPr | Multiple | CZ07 | Any | PGEEPrCZ072011 | PGEEPrCZ07 | 2011 | 0 | 11 | SCEDMoCZ10 | MH06 | 274
ComVint | PGEEPrCZ07 | Ex | PGE | PGE | EPr | Multiple | CZ07 | Any | PGEEPrCZ072014 | PGEEPrCZ07 | 2014 | 0 | 14 | SCEDMoCZ13 | MH72 | 4396
ComVint | PGEEPrCZ08 | Ex | PGE | PGE | EPr | Multiple | CZ08 | Any | PGEEPrCZ081975 | PGEEPrCZ08 | 1975 | 0 | 75 | SCEDMoCZ13 | MH85 | 1644
ComVint | PGEEPrCZ08 | Ex | PGE | PGE | EPr | Multiple | CZ08 | Any | PGEEPrCZ081985 | PGEEPrCZ08 | 1985 | 0 | 85
ComVint | PGEEPrCZ08 | Ex | PGE | PGE | EPr | Multiple | CZ08 | Any | PGEEPrCZ081996 | PGEEPrCZ08 | 1996 | 0 | 96
ComVint | PGEEPrCZ08 | Ex | PGE | PGE | EPr | Multiple | CZ08 | Any | PGEEPrCZ082003 | PGEEPrCZ08 | 2003 | 0 | 03 | SCEDMoCZ14 | MH72 | 8527
ComVint | PGEEPrCZ08 | Ex | PGE | PGE | EPr | Multiple | CZ08 | Any | PGEEPrCZ082007 | PGEEPrCZ08 | 2007 | 0 | 07 | SCEDMoCZ14 | MH85 | 6224
ComVint | PGEEPrCZ08 | Ex | PGE | PGE | EPr | Multiple | CZ08 | Any | PGEEPrCZ082011 | PGEEPrCZ08 | 2011 | 0 | 11 | SCEDMoCZ14 | MH00 | 504
ComVint | PGEEPrCZ08 | Ex | PGE | PGE | EPr | Multiple | CZ08 | Any | PGEEPrCZ082014 | PGEEPrCZ08 | 2014 | 0 | 14
ComVint | PGEEPrCZ09 | Ex | PGE | PGE | EPr | Multiple | CZ09 | Any | PGEEPrCZ091975 | PGEEPrCZ09 | 1975 | 0 | 75 | SCEDMoCZ15 | MH72 | 2115
ComVint | PGEEPrCZ09 | Ex | PGE | PGE | EPr | Multiple | CZ09 | Any | PGEEPrCZ091985 | PGEEPrCZ09 | 1985 | 0 | 85 | SCEDMoCZ15 | MH85 | 2002
ComVint | PGEEPrCZ09 | Ex | PGE | PGE | EPr | Multiple | CZ09 | Any | PGEEPrCZ091996 | PGEEPrCZ09 | 1996 | 0 | 96 | SCEDMoCZ15 | MH00 | 1089
ComVint | PGEEPrCZ09 | Ex | PGE | PGE | EPr | Multiple | CZ09 | Any | PGEEPrCZ092003 | PGEEPrCZ09 | 2003 | 0 | 03 | SCEDMoCZ15 | MH06 | 247
ComVint | PGEEPrCZ09 | Ex | PGE | PGE | EPr | Multiple | CZ09 | Any | PGEEPrCZ092007 | PGEEPrCZ09 | 2007 | 0 | 07 | SCEDMoCZ16 | MH72 | 5157
ComVint | PGEEPrCZ09 | Ex | PGE | PGE | EPr | Multiple | CZ09 | Any | PGEEPrCZ092011 | PGEEPrCZ09 | 2011 | 0 | 11 | SCEDMoCZ16 | MH85 | 9996
ComVint | PGEEPrCZ09 | Ex | PGE | PGE | EPr | Multiple | CZ09 | Any | PGEEPrCZ092014 | PGEEPrCZ09 | 2014 | 0 | 14 | SCEDMoCZ16 | MH00 | 275
ComVint | PGEEPrCZ10 | Ex | PGE | PGE | EPr | Multiple | CZ10 | Any | PGEEPrCZ101975 | PGEEPrCZ10 | 1975 | 0 | 75 | SCEDMoCZ16 | MH06 | 71
ComVint | PGEEPrCZ10 | Ex | PGE | PGE | EPr | Multiple | CZ10 | Any | PGEEPrCZ101985 | PGEEPrCZ10 | 1985 | 0 | 85 | SDGSFmCZ06 | 1975 | 7440
ComVint | PGEEPrCZ10 | Ex | PGE | PGE | EPr | Multiple | CZ10 | Any | PGEEPrCZ101996 | PGEEPrCZ10 | 1996 | 0 | 96 | SDGSFmCZ06 | 1985 | 23426
ComVint | PGEEPrCZ10 | Ex | PGE | PGE | EPr | Multiple | CZ10 | Any | PGEEPrCZ102003 | PGEEPrCZ10 | 2003 | 0 | 03 | SDGSFmCZ06 | 1996 | 18492
ComVint | PGEEPrCZ10 | Ex | PGE | PGE | EPr | Multiple | CZ10 | Any | PGEEPrCZ102007 | PGEEPrCZ10 | 2007 | 0 | 07 | SDGSFmCZ06 | 2003 | 10748
ComVint | PGEEPrCZ10 | Ex | PGE | PGE | EPr | Multiple | CZ10 | Any | PGEEPrCZ102011 | PGEEPrCZ10 | 2011 | 0 | 11 | SDGSFmCZ06 | 2007 | 5374
ComVint | PGEEPrCZ10 | Ex | PGE | PGE | EPr | Multiple | CZ10 | Any | PGEEPrCZ102014 | PGEEPrCZ10 | 2014 | 0 | 14 | SDGSFmCZ06 | 2011 | 5374
ComVint | PGEEPrCZ11 | Ex | PGE | PGE | EPr | Multiple | CZ11 | Any | PGEEPrCZ111975 | PGEEPrCZ11 | 1975 | 2.4074 | 75 | SDGSFmCZ07 | 1975 | 213903
ComVint | PGEEPrCZ11 | Ex | PGE | PGE | EPr | Multiple | CZ11 | Any | PGEEPrCZ111985 | PGEEPrCZ11 | 1985 | 0.52803 | 85 | SDGSFmCZ07 | 1985 | 103726
ComVint | PGEEPrCZ11 | Ex | PGE | PGE | EPr | Multiple | CZ11 | Any | PGEEPrCZ111996 | PGEEPrCZ11 | 1996 | 0.59227 | 96 | SDGSFmCZ07 | 1996 | 49320
ComVint | PGEEPrCZ11 | Ex | PGE | PGE | EPr | Multiple | CZ11 | Any | PGEEPrCZ112003 | PGEEPrCZ11 | 2003 | 0.4623 | 03 | SDGSFmCZ07 | 2003 | 25022
ComVint | PGEEPrCZ11 | Ex | PGE | PGE | EPr | Multiple | CZ11 | Any | PGEEPrCZ112007 | PGEEPrCZ11 | 2007 | 0.17413 | 07 | SDGSFmCZ07 | 2007 | 12511
ComVint | PGEEPrCZ11 | Ex | PGE | PGE | EPr | Multiple | CZ11 | Any | PGEEPrCZ112011 | PGEEPrCZ11 | 2011 | 0.17413 | 11 | SDGSFmCZ07 | 2011 | 12511
ComVint | PGEEPrCZ11 | Ex | PGE | PGE | EPr | Multiple | CZ11 | Any | PGEEPrCZ112014 | PGEEPrCZ11 | 2014 | 0.087067 | 14 | SDGSFmCZ08 | 1975 | 2356
ComVint | PGEEPrCZ12 | Ex | PGE | PGE | EPr | Multiple | CZ12 | Any | PGEEPrCZ121975 | PGEEPrCZ12 | 1975 | 9.1407 | 75 | SDGSFmCZ08 | 1985 | 1660
ComVint | PGEEPrCZ12 | Ex | PGE | PGE | EPr | Multiple | CZ12 | Any | PGEEPrCZ121985 | PGEEPrCZ12 | 1985 | 1.5435 | 85 | SDGSFmCZ08 | 1996 | 3550
ComVint | PGEEPrCZ12 | Ex | PGE | PGE | EPr | Multiple | CZ12 | Any | PGEEPrCZ121996 | PGEEPrCZ12 | 1996 | 1.8328 | 96 | SDGSFmCZ08 | 2003 | 637
ComVint | PGEEPrCZ12 | Ex | PGE | PGE | EPr | Multiple | CZ12 | Any | PGEEPrCZ122003 | PGEEPrCZ12 | 2003 | 1.6315 | 03 | SDGSFmCZ08 | 2007 | 319
ComVint | PGEEPrCZ12 | Ex | PGE | PGE | EPr | Multiple | CZ12 | Any | PGEEPrCZ122007 | PGEEPrCZ12 | 2007 | 0.53493 | 07 | SDGSFmCZ08 | 2011 | 319
ComVint | PGEEPrCZ12 | Ex | PGE | PGE | EPr | Multiple | CZ12 | Any | PGEEPrCZ122011 | PGEEPrCZ12 | 2011 | 0.53493 | 11 | SDGSFmCZ10 | 1975 | 85422
ComVint | PGEEPrCZ12 | Ex | PGE | PGE | EPr | Multiple | CZ12 | Any | PGEEPrCZ122014 | PGEEPrCZ12 | 2014 | 0.26747 | 14 | SDGSFmCZ10 | 1985 | 54661
ComVint | PGEEPrCZ13 | Ex | PGE | PGE | EPr | Multiple | CZ13 | Any | PGEEPrCZ131975 | PGEEPrCZ13 | 1975 | 6.621 | 75 | SDGSFmCZ10 | 1996 | 23433
ComVint | PGEEPrCZ13 | Ex | PGE | PGE | EPr | Multiple | CZ13 | Any | PGEEPrCZ131985 | PGEEPrCZ13 | 1985 | 1.2916 | 85 | SDGSFmCZ10 | 2003 | 16066
ComVint | PGEEPrCZ13 | Ex | PGE | PGE | EPr | Multiple | CZ13 | Any | PGEEPrCZ131996 | PGEEPrCZ13 | 1996 | 1.8296 | 96 | SDGSFmCZ10 | 2007 | 8033
ComVint | PGEEPrCZ13 | Ex | PGE | PGE | EPr | Multiple | CZ13 | Any | PGEEPrCZ132003 | PGEEPrCZ13 | 2003 | 1.0177 | 03 | SDGSFmCZ10 | 2011 | 8033
ComVint | PGEEPrCZ13 | Ex | PGE | PGE | EPr | Multiple | CZ13 | Any | PGEEPrCZ132007 | PGEEPrCZ13 | 2007 | 0.42157 | 07 | SDGSFmCZ14 | 1975 | 4114
ComVint | PGEEPrCZ13 | Ex | PGE | PGE | EPr | Multiple | CZ13 | Any | PGEEPrCZ132011 | PGEEPrCZ13 | 2011 | 0.42157 | 11 | SDGSFmCZ14 | 1985 | 2011
ComVint | PGEEPrCZ13 | Ex | PGE | PGE | EPr | Multiple | CZ13 | Any | PGEEPrCZ132014 | PGEEPrCZ13 | 2014 | 0.21078 | 14 | SDGSFmCZ14 | 1996 | 428
ComVint | PGEEPrCZ14 | Ex | PGE | PGE | EPr | Multiple | CZ14 | Any | PGEEPrCZ141975 | PGEEPrCZ14 | 1975 | 0 | 75 | SDGSFmCZ14 | 2003 | 342
ComVint | PGEEPrCZ14 | Ex | PGE | PGE | EPr | Multiple | CZ14 | Any | PGEEPrCZ141985 | PGEEPrCZ14 | 1985 | 0 | 85 | SDGSFmCZ14 | 2007 | 171
ComVint | PGEEPrCZ14 | Ex | PGE | PGE | EPr | Multiple | CZ14 | Any | PGEEPrCZ141996 | PGEEPrCZ14 | 1996 | 0 | 96 | SDGSFmCZ14 | 2011 | 171
ComVint | PGEEPrCZ14 | Ex | PGE | PGE | EPr | Multiple | CZ14 | Any | PGEEPrCZ142003 | PGEEPrCZ14 | 2003 | 0 | 03 | SDGSFmCZ15 | 1975 | 2000
ComVint | PGEEPrCZ14 | Ex | PGE | PGE | EPr | Multiple | CZ14 | Any | PGEEPrCZ142007 | PGEEPrCZ14 | 2007 | 0 | 07 | SDGSFmCZ15 | 1985 | 564
ComVint | PGEEPrCZ14 | Ex | PGE | PGE | EPr | Multiple | CZ14 | Any | PGEEPrCZ142011 | PGEEPrCZ14 | 2011 | 0 | 11
ComVint | PGEEPrCZ14 | Ex | PGE | PGE | EPr | Multiple | CZ14 | Any | PGEEPrCZ142014 | PGEEPrCZ14 | 2014 | 0 | 14
ComVint | PGEEPrCZ15 | Ex | PGE | PGE | EPr | Multiple | CZ15 | Any | PGEEPrCZ151975 | PGEEPrCZ15 | 1975 | 0 | 75
ComVint | PGEEPrCZ15 | Ex | PGE | PGE | EPr | Multiple | CZ15 | Any | PGEEPrCZ151985 | PGEEPrCZ15 | 1985 | 0 | 85
ComVint | PGEEPrCZ15 | Ex | PGE | PGE | EPr | Multiple | CZ15 | Any | PGEEPrCZ151996 | PGEEPrCZ15 | 1996 | 0 | 96 | SDGMFmCZ06 | 1975 | 6832
ComVint | PGEEPrCZ15 | Ex | PGE | PGE | EPr | Multiple | CZ15 | Any | PGEEPrCZ152003 | PGEEPrCZ15 | 2003 | 0 | 03 | SDGMFmCZ06 | 1985 | 8111
ComVint | PGEEPrCZ15 | Ex | PGE | PGE | EPr | Multiple | CZ15 | Any | PGEEPrCZ152007 | PGEEPrCZ15 | 2007 | 0 | 07 | SDGMFmCZ06 | 1996 | 1179
ComVint | PGEEPrCZ15 | Ex | PGE | PGE | EPr | Multiple | CZ15 | Any | PGEEPrCZ152011 | PGEEPrCZ15 | 2011 | 0 | 11 | SDGMFmCZ06 | 2003 | 519
ComVint | PGEEPrCZ15 | Ex | PGE | PGE | EPr | Multiple | CZ15 | Any | PGEEPrCZ152014 | PGEEPrCZ15 | 2014 | 0 | 14 | SDGMFmCZ06 | 2007 | 259
ComVint | PGEEPrCZ16 | Ex | PGE | PGE | EPr | Multiple | CZ16 | Any | PGEEPrCZ161975 | PGEEPrCZ16 | 1975 | 0.3785 | 75 | SDGMFmCZ06 | 2011 | 259
ComVint | PGEEPrCZ16 | Ex | PGE | PGE | EPr | Multiple | CZ16 | Any | PGEEPrCZ161985 | PGEEPrCZ16 | 1985 | 0.088567 | 85 | SDGMFmCZ07 | 1975 | 116552
ComVint | PGEEPrCZ16 | Ex | PGE | PGE | EPr | Multiple | CZ16 | Any | PGEEPrCZ161996 | PGEEPrCZ16 | 1996 | 0.080233 | 96 | SDGMFmCZ07 | 1985 | 87344
ComVint | PGEEPrCZ16 | Ex | PGE | PGE | EPr | Multiple | CZ16 | Any | PGEEPrCZ162003 | PGEEPrCZ16 | 2003 | 0.064933 | 03 | SDGMFmCZ07 | 1996 | 11508
ComVint | PGEEPrCZ16 | Ex | PGE | PGE | EPr | Multiple | CZ16 | Any | PGEEPrCZ162007 | PGEEPrCZ16 | 2007 | 0.024267 | 07 | SDGMFmCZ07 | 2003 | 7522
ComVint | PGEEPrCZ16 | Ex | PGE | PGE | EPr | Multiple | CZ16 | Any | PGEEPrCZ162011 | PGEEPrCZ16 | 2011 | 0.024267 | 11 | SDGMFmCZ07 | 2007 | 3761
ComVint | PGEEPrCZ16 | Ex | PGE | PGE | EPr | Multiple | CZ16 | Any | PGEEPrCZ162014 | PGEEPrCZ16 | 2014 | 0.012133 | 14 | SDGMFmCZ07 | 2011 | 3761
ComVint | PGEERCCZ01 | Ex | PGE | PGE | ERC | Multiple | CZ01 | Any | PGEERCCZ011975 | PGEERCCZ01 | 1975 | 0.4305 | 75 | SDGMFmCZ08 | 1975 | 769
ComVint | PGEERCCZ01 | Ex | PGE | PGE | ERC | Multiple | CZ01 | Any | PGEERCCZ011985 | PGEERCCZ01 | 1985 | 0.11253 | 85 | SDGMFmCZ08 | 1985 | 4563
ComVint | PGEERCCZ01 | Ex | PGE | PGE | ERC | Multiple | CZ01 | Any | PGEERCCZ011996 | PGEERCCZ01 | 1996 | 0.057833 | 96 | SDGMFmCZ08 | 1996 | 5565
ComVint | PGEERCCZ01 | Ex | PGE | PGE | ERC | Multiple | CZ01 | Any | PGEERCCZ012003 | PGEERCCZ01 | 2003 | 0.047133 | 03 | SDGMFmCZ08 | 2003 | 2582
ComVint | PGEERCCZ01 | Ex | PGE | PGE | ERC | Multiple | CZ01 | Any | PGEERCCZ012007 | PGEERCCZ01 | 2007 | 0.0176 | 07 | SDGMFmCZ08 | 2007 | 1291
ComVint | PGEERCCZ01 | Ex | PGE | PGE | ERC | Multiple | CZ01 | Any | PGEERCCZ012011 | PGEERCCZ01 | 2011 | 0.0176 | 11 | SDGMFmCZ08 | 2011 | 1291
ComVint | PGEERCCZ01 | Ex | PGE | PGE | ERC | Multiple | CZ01 | Any | PGEERCCZ012014 | PGEERCCZ01 | 2014 | 0.0088 | 14 | SDGMFmCZ10 | 1975 | 29332
ComVint | PGEERCCZ02 | Ex | PGE | PGE | ERC | Multiple | CZ02 | Any | PGEERCCZ021975 | PGEERCCZ02 | 1975 | 3.5499 | 75 | SDGMFmCZ10 | 1985 | 29446
ComVint | PGEERCCZ02 | Ex | PGE | PGE | ERC | Multiple | CZ02 | Any | PGEERCCZ021985 | PGEERCCZ02 | 1985 | 0.45123 | 85 | SDGMFmCZ10 | 1996 | 4108
ComVint | PGEERCCZ02 | Ex | PGE | PGE | ERC | Multiple | CZ02 | Any | PGEERCCZ021996 | PGEERCCZ02 | 1996 | 0.51397 | 96 | SDGMFmCZ10 | 2003 | 2553
ComVint | PGEERCCZ02 | Ex | PGE | PGE | ERC | Multiple | CZ02 | Any | PGEERCCZ022003 | PGEERCCZ02 | 2003 | 0.33333 | 03 | SDGMFmCZ10 | 2007 | 1277
ComVint | PGEERCCZ02 | Ex | PGE | PGE | ERC | Multiple | CZ02 | Any | PGEERCCZ022007 | PGEERCCZ02 | 2007 | 0.10477 | 07 | SDGMFmCZ10 | 2011 | 1277
ComVint | PGEERCCZ02 | Ex | PGE | PGE | ERC | Multiple | CZ02 | Any | PGEERCCZ022011 | PGEERCCZ02 | 2011 | 0.10477 | 11 | SDGMFmCZ14 | 1975 | 260
ComVint | PGEERCCZ02 | Ex | PGE | PGE | ERC | Multiple | CZ02 | Any | PGEERCCZ022014 | PGEERCCZ02 | 2014 | 0.052383 | 14
ComVint | PGEERCCZ03 | Ex | PGE | PGE | ERC | Multiple | CZ03 | Any | PGEERCCZ031975 | PGEERCCZ03 | 1975 | 15.0698 | 75
ComVint | PGEERCCZ03 | Ex | PGE | PGE | ERC | Multiple | CZ03 | Any | PGEERCCZ031985 | PGEERCCZ03 | 1985 | 1.1035 | 85
ComVint | PGEERCCZ03 | Ex | PGE | PGE | ERC | Multiple | CZ03 | Any | PGEERCCZ031996 | PGEERCCZ03 | 1996 | 1.6091 | 96
ComVint | PGEERCCZ03 | Ex | PGE | PGE | ERC | Multiple | CZ03 | Any | PGEERCCZ032003 | PGEERCCZ03 | 2003 | 0.95837 | 03
ComVint | PGEERCCZ03 | Ex | PGE | PGE | ERC | Multiple | CZ03 | Any | PGEERCCZ032007 | PGEERCCZ03 | 2007 | 0.3133 | 07 | SDGMFmCZ15 | 1975 | 179
ComVint | PGEERCCZ03 | Ex | PGE | PGE | ERC | Multiple | CZ03 | Any | PGEERCCZ032011 | PGEERCCZ03 | 2011 | 0.3133 | 11
ComVint | PGEERCCZ03 | Ex | PGE | PGE | ERC | Multiple | CZ03 | Any | PGEERCCZ032014 | PGEERCCZ03 | 2014 | 0.15665 | 14
ComVint | PGEERCCZ04 | Ex | PGE | PGE | ERC | Multiple | CZ04 | Any | PGEERCCZ041975 | PGEERCCZ04 | 1975 | 6.7862 | 75
ComVint | PGEERCCZ04 | Ex | PGE | PGE | ERC | Multiple | CZ04 | Any | PGEERCCZ041985 | PGEERCCZ04 | 1985 | 0.81287 | 85
ComVint | PGEERCCZ04 | Ex | PGE | PGE | ERC | Multiple | CZ04 | Any | PGEERCCZ041996 | PGEERCCZ04 | 1996 | 1.1411 | 96
ComVint | PGEERCCZ04 | Ex | PGE | PGE | ERC | Multiple | CZ04 | Any | PGEERCCZ042003 | PGEERCCZ04 | 2003 | 0.71963 | 03
ComVint | PGEERCCZ04 | Ex | PGE | PGE | ERC | Multiple | CZ04 | Any | PGEERCCZ042007 | PGEERCCZ04 | 2007 | 0.21137 | 07
ComVint | PGEERCCZ04 | Ex | PGE | PGE | ERC | Multiple | CZ04 | Any | PGEERCCZ042011 | PGEERCCZ04 | 2011 | 0.21137 | 11
ComVint | PGEERCCZ04 | Ex | PGE | PGE | ERC | Multiple | CZ04 | Any | PGEERCCZ042014 | PGEERCCZ04 | 2014 | 0.10568 | 14
ComVint | PGEERCCZ05 | Ex | PGE | PGE | ERC | Multiple | CZ05 | Any | PGEERCCZ051975 | PGEERCCZ05 | 1975 | 0.9369 | 75 | SDGDMoCZ07 | MH72 | 16837
ComVint | PGEERCCZ05 | Ex | PGE | PGE | ERC | Multiple | CZ05 | Any | PGEERCCZ051985 | PGEERCCZ05 | 1985 | 0.11297 | 85 | SDGDMoCZ07 | MH85 | 5974
ComVint | PGEERCCZ05 | Ex | PGE | PGE | ERC | Multiple | CZ05 | Any | PGEERCCZ051996 | PGEERCCZ05 | 1996 | 0.15853 | 96 | SDGDMoCZ07 | MH00 | 1718
ComVint | PGEERCCZ05 | Ex | PGE | PGE | ERC | Multiple | CZ05 | Any | PGEERCCZ052003 | PGEERCCZ05 | 2003 | 0.10003 | 03 | SDGDMoCZ07 | MH06 | 357
ComVint | PGEERCCZ05 | Ex | PGE | PGE | ERC | Multiple | CZ05 | Any | PGEERCCZ052007 | PGEERCCZ05 | 2007 | 0.029333 | 07 | SDGDMoCZ08 | MH72 | 2231
ComVint | PGEERCCZ05 | Ex | PGE | PGE | ERC | Multiple | CZ05 | Any | PGEERCCZ052011 | PGEERCCZ05 | 2011 | 0.029333 | 11
ComVint | PGEERCCZ05 | Ex | PGE | PGE | ERC | Multiple | CZ05 | Any | PGEERCCZ052014 | PGEERCCZ05 | 2014 | 0.014667 | 14
ComVint | PGEERCCZ06 | Ex | PGE | PGE | ERC | Multiple | CZ06 | Any | PGEERCCZ061975 | PGEERCCZ06 | 1975 | 0 | 75
ComVint | PGEERCCZ06 | Ex | PGE | PGE | ERC | Multiple | CZ06 | Any | PGEERCCZ061985 | PGEERCCZ06 | 1985 | 0 | 85 | SDGDMoCZ10 | MH72 | 12279
ComVint | PGEERCCZ06 | Ex | PGE | PGE | ERC | Multiple | CZ06 | Any | PGEERCCZ061996 | PGEERCCZ06 | 1996 | 0 | 96 | SDGDMoCZ10 | MH85 | 6936
ComVint | PGEERCCZ06 | Ex | PGE | PGE | ERC | Multiple | CZ06 | Any | PGEERCCZ062003 | PGEERCCZ06 | 2003 | 0 | 03 | SDGDMoCZ10 | MH00 | 3124
ComVint | PGEERCCZ06 | Ex | PGE | PGE | ERC | Multiple | CZ06 | Any | PGEERCCZ062007 | PGEERCCZ06 | 2007 | 0 | 07 | SDGDMoCZ10 | MH06 | 892
ComVint | PGEERCCZ06 | Ex | PGE | PGE | ERC | Multiple | CZ06 | Any | PGEERCCZ062011 | PGEERCCZ06 | 2011 | 0 | 11 | SDGDMoCZ14 | MH72 | 636
ComVint | PGEERCCZ06 | Ex | PGE | PGE | ERC | Multiple | CZ06 | Any | PGEERCCZ062014 | PGEERCCZ06 | 2014 | 0 | 14 | SDGDMoCZ14 | MH85 | 288
ComVint | PGEERCCZ07 | Ex | PGE | PGE | ERC | Multiple | CZ07 | Any | PGEERCCZ071975 | PGEERCCZ07 | 1975 | 0 | 75
ComVint | PGEERCCZ07 | Ex | PGE | PGE | ERC | Multiple | CZ07 | Any | PGEERCCZ071985 | PGEERCCZ07 | 1985 | 0 | 85
ComVint | PGEERCCZ07 | Ex | PGE | PGE | ERC | Multiple | CZ07 | Any | PGEERCCZ071996 | PGEERCCZ07 | 1996 | 0 | 96
ComVint | PGEERCCZ07 | Ex | PGE | PGE | ERC | Multiple | CZ07 | Any | PGEERCCZ072003 | PGEERCCZ07 | 2003 | 0 | 03
ComVint | PGEERCCZ07 | Ex | PGE | PGE | ERC | Multiple | CZ07 | Any | PGEERCCZ072007 | PGEERCCZ07 | 2007 | 0 | 07
ComVint | PGEERCCZ07 | Ex | PGE | PGE | ERC | Multiple | CZ07 | Any | PGEERCCZ072011 | PGEERCCZ07 | 2011 | 0 | 11
ComVint | PGEERCCZ07 | Ex | PGE | PGE | ERC | Multiple | CZ07 | Any | PGEERCCZ072014 | PGEERCCZ07 | 2014 | 0 | 14
ComVint | PGEERCCZ08 | Ex | PGE | PGE | ERC | Multiple | CZ08 | Any | PGEERCCZ081975 | PGEERCCZ08 | 1975 | 0 | 75
ComVint | PGEERCCZ08 | Ex | PGE | PGE | ERC | Multiple | CZ08 | Any | PGEERCCZ081985 | PGEERCCZ08 | 1985 | 0 | 85
ComVint | PGEERCCZ08 | Ex | PGE | PGE | ERC | Multiple | CZ08 | Any | PGEERCCZ081996 | PGEERCCZ08 | 1996 | 0 | 96
ComVint | PGEERCCZ08 | Ex | PGE | PGE | ERC | Multiple | CZ08 | Any | PGEERCCZ082003 | PGEERCCZ08 | 2003 | 0 | 03
ComVint | PGEERCCZ08 | Ex | PGE | PGE | ERC | Multiple | CZ08 | Any | PGEERCCZ082007 | PGEERCCZ08 | 2007 | 0 | 07
ComVint | PGEERCCZ08 | Ex | PGE | PGE | ERC | Multiple | CZ08 | Any | PGEERCCZ082011 | PGEERCCZ08 | 2011 | 0 | 11
ComVint | PGEERCCZ08 | Ex | PGE | PGE | ERC | Multiple | CZ08 | Any | PGEERCCZ082014 | PGEERCCZ08 | 2014 | 0 | 14
ComVint | PGEERCCZ09 | Ex | PGE | PGE | ERC | Multiple | CZ09 | Any | PGEERCCZ091975 | PGEERCCZ09 | 1975 | 0 | 75
ComVint | PGEERCCZ09 | Ex | PGE | PGE | ERC | Multiple | CZ09 | Any | PGEERCCZ091985 | PGEERCCZ09 | 1985 | 0 | 85
ComVint | PGEERCCZ09 | Ex | PGE | PGE | ERC | Multiple | CZ09 | Any | PGEERCCZ091996 | PGEERCCZ09 | 1996 | 0 | 96
ComVint | PGEERCCZ09 | Ex | PGE | PGE | ERC | Multiple | CZ09 | Any | PGEERCCZ092003 | PGEERCCZ09 | 2003 | 0 | 03
ComVint | PGEERCCZ09 | Ex | PGE | PGE | ERC | Multiple | CZ09 | Any | PGEERCCZ092007 | PGEERCCZ09 | 2007 | 0 | 07
ComVint | PGEERCCZ09 | Ex | PGE | PGE | ERC | Multiple | CZ09 | Any | PGEERCCZ092011 | PGEERCCZ09 | 2011 | 0 | 11
ComVint | PGEERCCZ09 | Ex | PGE | PGE | ERC | Multiple | CZ09 | Any | PGEERCCZ092014 | PGEERCCZ09 | 2014 | 0 | 14
ComVint | PGEERCCZ10 | Ex | PGE | PGE | ERC | Multiple | CZ10 | Any | PGEERCCZ101975 | PGEERCCZ10 | 1975 | 0 | 75
ComVint | PGEERCCZ10 | Ex | PGE | PGE | ERC | Multiple | CZ10 | Any | PGEERCCZ101985 | PGEERCCZ10 | 1985 | 0 | 85
ComVint | PGEERCCZ10 | Ex | PGE | PGE | ERC | Multiple | CZ10 | Any | PGEERCCZ101996 | PGEERCCZ10 | 1996 | 0 | 96
ComVint | PGEERCCZ10 | Ex | PGE | PGE | ERC | Multiple | CZ10 | Any | PGEERCCZ102003 | PGEERCCZ10 | 2003 | 0 | 03
ComVint | PGEERCCZ10 | Ex | PGE | PGE | ERC | Multiple | CZ10 | Any | PGEERCCZ102007 | PGEERCCZ10 | 2007 | 0 | 07
ComVint | PGEERCCZ10 | Ex | PGE | PGE | ERC | Multiple | CZ10 | Any | PGEERCCZ102011 | PGEERCCZ10 | 2011 | 0 | 11
ComVint | PGEERCCZ10 | Ex | PGE | PGE | ERC | Multiple | CZ10 | Any | PGEERCCZ102014 | PGEERCCZ10 | 2014 | 0 | 14
ComVint | PGEERCCZ11 | Ex | PGE | PGE | ERC | Multiple | CZ11 | Any | PGEERCCZ111975 | PGEERCCZ11 | 1975 | 2.4074 | 75
ComVint | PGEERCCZ11 | Ex | PGE | PGE | ERC | Multiple | CZ11 | Any | PGEERCCZ111985 | PGEERCCZ11 | 1985 | 0.52803 | 85
ComVint | PGEERCCZ11 | Ex | PGE | PGE | ERC | Multiple | CZ11 | Any | PGEERCCZ111996 | PGEERCCZ11 | 1996 | 0.59227 | 96
ComVint | PGEERCCZ11 | Ex | PGE | PGE | ERC | Multiple | CZ11 | Any | PGEERCCZ112003 | PGEERCCZ11 | 2003 | 0.4623 | 03
ComVint | PGEERCCZ11 | Ex | PGE | PGE | ERC | Multiple | CZ11 | Any | PGEERCCZ112007 | PGEERCCZ11 | 2007 | 0.17413 | 07
ComVint | PGEERCCZ11 | Ex | PGE | PGE | ERC | Multiple | CZ11 | Any | PGEERCCZ112011 | PGEERCCZ11 | 2011 | 0.17413 | 11
ComVint | PGEERCCZ11 | Ex | PGE | PGE | ERC | Multiple | CZ11 | Any | PGEERCCZ112014 | PGEERCCZ11 | 2014 | 0.087067 | 14
ComVint | PGEERCCZ12 | Ex | PGE | PGE | ERC | Multiple | CZ12 | Any | PGEERCCZ121975 | PGEERCCZ12 | 1975 | 9.1407 | 75
ComVint | PGEERCCZ12 | Ex | PGE | PGE | ERC | Multiple | CZ12 | Any | PGEERCCZ121985 | PGEERCCZ12 | 1985 | 1.5435 | 85
ComVint | PGEERCCZ12 | Ex | PGE | PGE | ERC | Multiple | CZ12 | Any | PGEERCCZ121996 | PGEERCCZ12 | 1996 | 1.8328 | 96
ComVint | PGEERCCZ12 | Ex | PGE | PGE | ERC | Multiple | CZ12 | Any | PGEERCCZ122003 | PGEERCCZ12 | 2003 | 1.6315 | 03
ComVint | PGEERCCZ12 | Ex | PGE | PGE | ERC | Multiple | CZ12 | Any | PGEERCCZ122007 | PGEERCCZ12 | 2007 | 0.53493 | 07
ComVint | PGEERCCZ12 | Ex | PGE | PGE | ERC | Multiple | CZ12 | Any | PGEERCCZ122011 | PGEERCCZ12 | 2011 | 0.53493 | 11
ComVint | PGEERCCZ12 | Ex | PGE | PGE | ERC | Multiple | CZ12 | Any | PGEERCCZ122014 | PGEERCCZ12 | 2014 | 0.26747 | 14
ComVint | PGEERCCZ13 | Ex | PGE | PGE | ERC | Multiple | CZ13 | Any | PGEERCCZ131975 | PGEERCCZ13 | 1975 | 6.621 | 75
ComVint | PGEERCCZ13 | Ex | PGE | PGE | ERC | Multiple | CZ13 | Any | PGEERCCZ131985 | PGEERCCZ13 | 1985 | 1.2916 | 85
ComVint | PGEERCCZ13 | Ex | PGE | PGE | ERC | Multiple | CZ13 | Any | PGEERCCZ131996 | PGEERCCZ13 | 1996 | 1.8296 | 96
ComVint | PGEERCCZ13 | Ex | PGE | PGE | ERC | Multiple | CZ13 | Any | PGEERCCZ132003 | PGEERCCZ13 | 2003 | 1.0177 | 03
ComVint | PGEERCCZ13 | Ex | PGE | PGE | ERC | Multiple | CZ13 | Any | PGEERCCZ132007 | PGEERCCZ13 | 2007 | 0.42157 | 07
ComVint | PGEERCCZ13 | Ex | PGE | PGE | ERC | Multiple | CZ13 | Any | PGEERCCZ132011 | PGEERCCZ13 | 2011 | 0.42157 | 11
ComVint | PGEERCCZ13 | Ex | PGE | PGE | ERC | Multiple | CZ13 | Any | PGEERCCZ132014 | PGEERCCZ13 | 2014 | 0.21078 | 14
ComVint | PGEERCCZ14 | Ex | PGE | PGE | ERC | Multiple | CZ14 | Any | PGEERCCZ141975 | PGEERCCZ14 | 1975 | 0 | 75
ComVint | PGEERCCZ14 | Ex | PGE | PGE | ERC | Multiple | CZ14 | Any | PGEERCCZ141985 | PGEERCCZ14 | 1985 | 0 | 85
ComVint | PGEERCCZ14 | Ex | PGE | PGE | ERC | Multiple | CZ14 | Any | PGEERCCZ141996 | PGEERCCZ14 | 1996 | 0 | 96
ComVint | PGEERCCZ14 | Ex | PGE | PGE | ERC | Multiple | CZ14 | Any | PGEERCCZ142003 | PGEERCCZ14 | 2003 | 0 | 03
ComVint | PGEERCCZ14 | Ex | PGE | PGE | ERC | Multiple | CZ14 | Any | PGEERCCZ142007 | PGEERCCZ14 | 2007 | 0 | 07
ComVint | PGEERCCZ14 | Ex | PGE | PGE | ERC | Multiple | CZ14 | Any | PGEERCCZ142011 | PGEERCCZ14 | 2011 | 0 | 11
ComVint | PGEERCCZ14 | Ex | PGE | PGE | ERC | Multiple | CZ14 | Any | PGEERCCZ142014 | PGEERCCZ14 | 2014 | 0 | 14
ComVint | PGEERCCZ15 | Ex | PGE | PGE | ERC | Multiple | CZ15 | Any | PGEERCCZ151975 | PGEERCCZ15 | 1975 | 0 | 75
ComVint | PGEERCCZ15 | Ex | PGE | PGE | ERC | Multiple | CZ15 | Any | PGEERCCZ151985 | PGEERCCZ15 | 1985 | 0 | 85
ComVint | PGEERCCZ15 | Ex | PGE | PGE | ERC | Multiple | CZ15 | Any | PGEERCCZ151996 | PGEERCCZ15 | 1996 | 0 | 96
ComVint | PGEERCCZ15 | Ex | PGE | PGE | ERC | Multiple | CZ15 | Any | PGEERCCZ152003 | PGEERCCZ15 | 2003 | 0 | 03
ComVint | PGEERCCZ15 | Ex | PGE | PGE | ERC | Multiple | CZ15 | Any | PGEERCCZ152007 | PGEERCCZ15 | 2007 | 0 | 07
ComVint | PGEERCCZ15 | Ex | PGE | PGE | ERC | Multiple | CZ15 | Any | PGEERCCZ152011 | PGEERCCZ15 | 2011 | 0 | 11
ComVint | PGEERCCZ15 | Ex | PGE | PGE | ERC | Multiple | CZ15 | Any | PGEERCCZ152014 | PGEERCCZ15 | 2014 | 0 | 14
ComVint | PGEERCCZ16 | Ex | PGE | PGE | ERC | Multiple | CZ16 | Any | PGEERCCZ161975 | PGEERCCZ16 | 1975 | 0.3785 | 75
ComVint | PGEERCCZ16 | Ex | PGE | PGE | ERC | Multiple | CZ16 | Any | PGEERCCZ161985 | PGEERCCZ16 | 1985 | 0.088567 | 85
ComVint | PGEERCCZ16 | Ex | PGE | PGE | ERC | Multiple | CZ16 | Any | PGEERCCZ161996 | PGEERCCZ16 | 1996 | 0.080233 | 96
ComVint | PGEERCCZ16 | Ex | PGE | PGE | ERC | Multiple | CZ16 | Any | PGEERCCZ162003 | PGEERCCZ16 | 2003 | 0.064933 | 03
ComVint | PGEERCCZ16 | Ex | PGE | PGE | ERC | Multiple | CZ16 | Any | PGEERCCZ162007 | PGEERCCZ16 | 2007 | 0.024267 | 07
ComVint | PGEERCCZ16 | Ex | PGE | PGE | ERC | Multiple | CZ16 | Any | PGEERCCZ162011 | PGEERCCZ16 | 2011 | 0.024267 | 11
ComVint | PGEERCCZ16 | Ex | PGE | PGE | ERC | Multiple | CZ16 | Any | PGEERCCZ162014 | PGEERCCZ16 | 2014 | 0.012133 | 14
ComVint | PGEESeCZ01 | Ex | PGE | PGE | ESe | Multiple | CZ01 | Any | PGEESeCZ011975 | PGEESeCZ01 | 1975 | 0.4305 | 75
ComVint | PGEESeCZ01 | Ex | PGE | PGE | ESe | Multiple | CZ01 | Any | PGEESeCZ011985 | PGEESeCZ01 | 1985 | 0.11253 | 85
ComVint | PGEESeCZ01 | Ex | PGE | PGE | ESe | Multiple | CZ01 | Any | PGEESeCZ011996 | PGEESeCZ01 | 1996 | 0.057833 | 96
ComVint | PGEESeCZ01 | Ex | PGE | PGE | ESe | Multiple | CZ01 | Any | PGEESeCZ012003 | PGEESeCZ01 | 2003 | 0.047133 | 03
ComVint | PGEESeCZ01 | Ex | PGE | PGE | ESe | Multiple | CZ01 | Any | PGEESeCZ012007 | PGEESeCZ01 | 2007 | 0.0176 | 07
ComVint | PGEESeCZ01 | Ex | PGE | PGE | ESe | Multiple | CZ01 | Any | PGEESeCZ012011 | PGEESeCZ01 | 2011 | 0.0176 | 11
ComVint | PGEESeCZ01 | Ex | PGE | PGE | ESe | Multiple | CZ01 | Any | PGEESeCZ012014 | PGEESeCZ01 | 2014 | 0.0088 | 14
ComVint | PGEESeCZ02 | Ex | PGE | PGE | ESe | Multiple | CZ02 | Any | PGEESeCZ021975 | PGEESeCZ02 | 1975 | 3.5499 | 75
ComVint | PGEESeCZ02 | Ex | PGE | PGE | ESe | Multiple | CZ02 | Any | PGEESeCZ021985 | PGEESeCZ02 | 1985 | 0.45123 | 85
ComVint | PGEESeCZ02 | Ex | PGE | PGE | ESe | Multiple | CZ02 | Any | PGEESeCZ021996 | PGEESeCZ02 | 1996 | 0.51397 | 96
ComVint | PGEESeCZ02 | Ex | PGE | PGE | ESe | Multiple | CZ02 | Any | PGEESeCZ022003 | PGEESeCZ02 | 2003 | 0.33333 | 03
ComVint | PGEESeCZ02 | Ex | PGE | PGE | ESe | Multiple | CZ02 | Any | PGEESeCZ022007 | PGEESeCZ02 | 2007 | 0.10477 | 07
ComVint | PGEESeCZ02 | Ex | PGE | PGE | ESe | Multiple | CZ02 | Any | PGEESeCZ022011 | PGEESeCZ02 | 2011 | 0.10477 | 11
ComVint | PGEESeCZ02 | Ex | PGE | PGE | ESe | Multiple | CZ02 | Any | PGEESeCZ022014 | PGEESeCZ02 | 2014 | 0.052383 | 14
ComVint | PGEESeCZ03 | Ex | PGE | PGE | ESe | Multiple | CZ03 | Any | PGEESeCZ031975 | PGEESeCZ03 | 1975 | 15.0698 | 75
ComVint | PGEESeCZ03 | Ex | PGE | PGE | ESe | Multiple | CZ03 | Any | PGEESeCZ031985 | PGEESeCZ03 | 1985 | 1.1035 | 85
ComVint | PGEESeCZ03 | Ex | PGE | PGE | ESe | Multiple | CZ03 | Any | PGEESeCZ031996 | PGEESeCZ03 | 1996 | 1.6091 | 96
ComVint | PGEESeCZ03 | Ex | PGE | PGE | ESe | Multiple | CZ03 | Any | PGEESeCZ032003 | PGEESeCZ03 | 2003 | 0.95837 | 03
ComVint | PGEESeCZ03 | Ex | PGE | PGE | ESe | Multiple | CZ03 | Any | PGEESeCZ032007 | PGEESeCZ03 | 2007 | 0.3133 | 07
ComVint | PGEESeCZ03 | Ex | PGE | PGE | ESe | Multiple | CZ03 | Any | PGEESeCZ032011 | PGEESeCZ03 | 2011 | 0.3133 | 11
ComVint | PGEESeCZ03 | Ex | PGE | PGE | ESe | Multiple | CZ03 | Any | PGEESeCZ032014 | PGEESeCZ03 | 2014 | 0.15665 | 14
ComVint | PGEESeCZ04 | Ex | PGE | PGE | ESe | Multiple | CZ04 | Any | PGEESeCZ041975 | PGEESeCZ04 | 1975 | 6.7862 | 75
ComVint | PGEESeCZ04 | Ex | PGE | PGE | ESe | Multiple | CZ04 | Any | PGEESeCZ041985 | PGEESeCZ04 | 1985 | 0.81287 | 85
ComVint | PGEESeCZ04 | Ex | PGE | PGE | ESe | Multiple | CZ04 | Any | PGEESeCZ041996 | PGEESeCZ04 | 1996 | 1.1411 | 96
ComVint | PGEESeCZ04 | Ex | PGE | PGE | ESe | Multiple | CZ04 | Any | PGEESeCZ042003 | PGEESeCZ04 | 2003 | 0.71963 | 03
ComVint | PGEESeCZ04 | Ex | PGE | PGE | ESe | Multiple | CZ04 | Any | PGEESeCZ042007 | PGEESeCZ04 | 2007 | 0.21137 | 07
ComVint | PGEESeCZ04 | Ex | PGE | PGE | ESe | Multiple | CZ04 | Any | PGEESeCZ042011 | PGEESeCZ04 | 2011 | 0.21137 | 11
ComVint | PGEESeCZ04 | Ex | PGE | PGE | ESe | Multiple | CZ04 | Any | PGEESeCZ042014 | PGEESeCZ04 | 2014 | 0.10568 | 14
ComVint | PGEESeCZ05 | Ex | PGE | PGE | ESe | Multiple | CZ05 | Any | PGEESeCZ051975 | PGEESeCZ05 | 1975 | 0.9369 | 75
ComVint | PGEESeCZ05 | Ex | PGE | PGE | ESe | Multiple | CZ05 | Any | PGEESeCZ051985 | PGEESeCZ05 | 1985 | 0.11297 | 85
ComVint | PGEESeCZ05 | Ex | PGE | PGE | ESe | Multiple | CZ05 | Any | PGEESeCZ051996 | PGEESeCZ05 | 1996 | 0.15853 | 96
ComVint | PGEESeCZ05 | Ex | PGE | PGE | ESe | Multiple | CZ05 | Any | PGEESeCZ052003 | PGEESeCZ05 | 2003 | 0.10003 | 03
ComVint | PGEESeCZ05 | Ex | PGE | PGE | ESe | Multiple | CZ05 | Any | PGEESeCZ052007 | PGEESeCZ05 | 2007 | 0.029333 | 07
ComVint | PGEESeCZ05 | Ex | PGE | PGE | ESe | Multiple | CZ05 | Any | PGEESeCZ052011 | PGEESeCZ05 | 2011 | 0.029333 | 11
ComVint | PGEESeCZ05 | Ex | PGE | PGE | ESe | Multiple | CZ05 | Any | PGEESeCZ052014 | PGEESeCZ05 | 2014 | 0.014667 | 14
ComVint | PGEESeCZ06 | Ex | PGE | PGE | ESe | Multiple | CZ06 | Any | PGEESeCZ061975 | PGEESeCZ06 | 1975 | 0 | 75
ComVint | PGEESeCZ06 | Ex | PGE | PGE | ESe | Multiple | CZ06 | Any | PGEESeCZ061985 | PGEESeCZ06 | 1985 | 0 | 85
ComVint | PGEESeCZ06 | Ex | PGE | PGE | ESe | Multiple | CZ06 | Any | PGEESeCZ061996 | PGEESeCZ06 | 1996 | 0 | 96
ComVint | PGEESeCZ06 | Ex | PGE | PGE | ESe | Multiple | CZ06 | Any | PGEESeCZ062003 | PGEESeCZ06 | 2003 | 0 | 03
ComVint | PGEESeCZ06 | Ex | PGE | PGE | ESe | Multiple | CZ06 | Any | PGEESeCZ062007 | PGEESeCZ06 | 2007 | 0 | 07
ComVint | PGEESeCZ06 | Ex | PGE | PGE | ESe | Multiple | CZ06 | Any | PGEESeCZ062011 | PGEESeCZ06 | 2011 | 0 | 11
ComVint | PGEESeCZ06 | Ex | PGE | PGE | ESe | Multiple | CZ06 | Any | PGEESeCZ062014 | PGEESeCZ06 | 2014 | 0 | 14
ComVint | PGEESeCZ07 | Ex | PGE | PGE | ESe | Multiple | CZ07 | Any | PGEESeCZ071975 | PGEESeCZ07 | 1975 | 0 | 75
ComVint | PGEESeCZ07 | Ex | PGE | PGE | ESe | Multiple | CZ07 | Any | PGEESeCZ071985 | PGEESeCZ07 | 1985 | 0 | 85
ComVint | PGEESeCZ07 | Ex | PGE | PGE | ESe | Multiple | CZ07 | Any | PGEESeCZ071996 | PGEESeCZ07 | 1996 | 0 | 96
ComVint | PGEESeCZ07 | Ex | PGE | PGE | ESe | Multiple | CZ07 | Any | PGEESeCZ072003 | PGEESeCZ07 | 2003 | 0 | 03
ComVint | PGEESeCZ07 | Ex | PGE | PGE | ESe | Multiple | CZ07 | Any | PGEESeCZ072007 | PGEESeCZ07 | 2007 | 0 | 07
ComVint | PGEESeCZ07 | Ex | PGE | PGE | ESe | Multiple | CZ07 | Any | PGEESeCZ072011 | PGEESeCZ07 | 2011 | 0 | 11
ComVint | PGEESeCZ07 | Ex | PGE | PGE | ESe | Multiple | CZ07 | Any | PGEESeCZ072014 | PGEESeCZ07 | 2014 | 0 | 14
ComVint | PGEESeCZ08 | Ex | PGE | PGE | ESe | Multiple | CZ08 | Any | PGEESeCZ081975 | PGEESeCZ08 | 1975 | 0 | 75
ComVint | PGEESeCZ08 | Ex | PGE | PGE | ESe | Multiple | CZ08 | Any | PGEESeCZ081985 | PGEESeCZ08 | 1985 | 0 | 85
ComVint | PGEESeCZ08 | Ex | PGE | PGE | ESe | Multiple | CZ08 | Any | PGEESeCZ081996 | PGEESeCZ08 | 1996 | 0 | 96
ComVint | PGEESeCZ08 | Ex | PGE | PGE | ESe | Multiple | CZ08 | Any | PGEESeCZ082003 | PGEESeCZ08 | 2003 | 0 | 03
ComVint | PGEESeCZ08 | Ex | PGE | PGE | ESe | Multiple | CZ08 | Any | PGEESeCZ082007 | PGEESeCZ08 | 2007 | 0 | 07
ComVint | PGEESeCZ08 | Ex | PGE | PGE | ESe | Multiple | CZ08 | Any | PGEESeCZ082011 | PGEESeCZ08 | 2011 | 0 | 11
ComVint | PGEESeCZ08 | Ex | PGE | PGE | ESe | Multiple | CZ08 | Any | PGEESeCZ082014 | PGEESeCZ08 | 2014 | 0 | 14
ComVint | PGEESeCZ09 | Ex | PGE | PGE | ESe | Multiple | CZ09 | Any | PGEESeCZ091975 | PGEESeCZ09 | 1975 | 0 | 75
ComVint | PGEESeCZ09 | Ex | PGE | PGE | ESe | Multiple | CZ09 | Any | PGEESeCZ091985 | PGEESeCZ09 | 1985 | 0 | 85
ComVint | PGEESeCZ09 | Ex | PGE | PGE | ESe | Multiple | CZ09 | Any | PGEESeCZ091996 | PGEESeCZ09 | 1996 | 0 | 96
ComVint | PGEESeCZ09 | Ex | PGE | PGE | ESe | Multiple | CZ09 | Any | PGEESeCZ092003 | PGEESeCZ09 | 2003 | 0 | 03
ComVint | PGEESeCZ09 | Ex | PGE | PGE | ESe | Multiple | CZ09 | Any | PGEESeCZ092007 | PGEESeCZ09 | 2007 | 0 | 07
ComVint | PGEESeCZ09 | Ex | PGE | PGE | ESe | Multiple | CZ09 | Any | PGEESeCZ092011 | PGEESeCZ09 | 2011 | 0 | 11
ComVint | PGEESeCZ09 | Ex | PGE | PGE | ESe | Multiple | CZ09 | Any | PGEESeCZ092014 | PGEESeCZ09 | 2014 | 0 | 14
ComVint | PGEESeCZ10 | Ex | PGE | PGE | ESe | Multiple | CZ10 | Any | PGEESeCZ101975 | PGEESeCZ10 | 1975 | 0 | 75
ComVint | PGEESeCZ10 | Ex | PGE | PGE | ESe | Multiple | CZ10 | Any | PGEESeCZ101985 | PGEESeCZ10 | 1985 | 0 | 85
ComVint | PGEESeCZ10 | Ex | PGE | PGE | ESe | Multiple | CZ10 | Any | PGEESeCZ101996 | PGEESeCZ10 | 1996 | 0 | 96
ComVint | PGEESeCZ10 | Ex | PGE | PGE | ESe | Multiple | CZ10 | Any | PGEESeCZ102003 | PGEESeCZ10 | 2003 | 0 | 03
ComVint | PGEESeCZ10 | Ex | PGE | PGE | ESe | Multiple | CZ10 | Any | PGEESeCZ102007 | PGEESeCZ10 | 2007 | 0 | 07
ComVint | PGEESeCZ10 | Ex | PGE | PGE | ESe | Multiple | CZ10 | Any | PGEESeCZ102011 | PGEESeCZ10 | 2011 | 0 | 11
ComVint | PGEESeCZ10 | Ex | PGE | PGE | ESe | Multiple | CZ10 | Any | PGEESeCZ102014 | PGEESeCZ10 | 2014 | 0 | 14
ComVint | PGEESeCZ11 | Ex | PGE | PGE | ESe | Multiple | CZ11 | Any | PGEESeCZ111975 | PGEESeCZ11 | 1975 | 2.4074 | 75
ComVint | PGEESeCZ11 | Ex | PGE | PGE | ESe | Multiple | CZ11 | Any | PGEESeCZ111985 | PGEESeCZ11 | 1985 | 0.52803 | 85
ComVint | PGEESeCZ11 | Ex | PGE | PGE | ESe | Multiple | CZ11 | Any | PGEESeCZ111996 | PGEESeCZ11 | 1996 | 0.59227 | 96
ComVint | PGEESeCZ11 | Ex | PGE | PGE | ESe | Multiple | CZ11 | Any | PGEESeCZ112003 | PGEESeCZ11 | 2003 | 0.4623 | 03
ComVint | PGEESeCZ11 | Ex | PGE | PGE | ESe | Multiple | CZ11 | Any | PGEESeCZ112007 | PGEESeCZ11 | 2007 | 0.17413 | 07
ComVint | PGEESeCZ11 | Ex | PGE | PGE | ESe | Multiple | CZ11 | Any | PGEESeCZ112011 | PGEESeCZ11 | 2011 | 0.17413 | 11
ComVint | PGEESeCZ11 | Ex | PGE | PGE | ESe | Multiple | CZ11 | Any | PGEESeCZ112014 | PGEESeCZ11 | 2014 | 0.087067 | 14
ComVint | PGEESeCZ12 | Ex | PGE | PGE | ESe | Multiple | CZ12 | Any | PGEESeCZ121975 | PGEESeCZ12 | 1975 | 9.1407 | 75
ComVint | PGEESeCZ12 | Ex | PGE | PGE | ESe | Multiple | CZ12 | Any | PGEESeCZ121985 | PGEESeCZ12 | 1985 | 1.5435 | 85
ComVint | PGEESeCZ12 | Ex | PGE | PGE | ESe | Multiple | CZ12 | Any | PGEESeCZ121996 | PGEESeCZ12 | 1996 | 1.8328 | 96
ComVint | PGEESeCZ12 | Ex | PGE | PGE | ESe | Multiple | CZ12 | Any | PGEESeCZ122003 | PGEESeCZ12 | 2003 | 1.6315 | 03
ComVint | PGEESeCZ12 | Ex | PGE | PGE | ESe | Multiple | CZ12 | Any | PGEESeCZ122007 | PGEESeCZ12 | 2007 | 0.53493 | 07
ComVint | PGEESeCZ12 | Ex | PGE | PGE | ESe | Multiple | CZ12 | Any | PGEESeCZ122011 | PGEESeCZ12 | 2011 | 0.53493 | 11
ComVint | PGEESeCZ12 | Ex | PGE | PGE | ESe | Multiple | CZ12 | Any | PGEESeCZ122014 | PGEESeCZ12 | 2014 | 0.26747 | 14
ComVint | PGEESeCZ13 | Ex | PGE | PGE | ESe | Multiple | CZ13 | Any | PGEESeCZ131975 | PGEESeCZ13 | 1975 | 6.621 | 75
ComVint | PGEESeCZ13 | Ex | PGE | PGE | ESe | Multiple | CZ13 | Any | PGEESeCZ131985 | PGEESeCZ13 | 1985 | 1.2916 | 85
ComVint | PGEESeCZ13 | Ex | PGE | PGE | ESe | Multiple | CZ13 | Any | PGEESeCZ131996 | PGEESeCZ13 | 1996 | 1.8296 | 96
ComVint | PGEESeCZ13 | Ex | PGE | PGE | ESe | Multiple | CZ13 | Any | PGEESeCZ132003 | PGEESeCZ13 | 2003 | 1.0177 | 03
ComVint | PGEESeCZ13 | Ex | PGE | PGE | ESe | Multiple | CZ13 | Any | PGEESeCZ132007 | PGEESeCZ13 | 2007 | 0.42157 | 07
ComVint | PGEESeCZ13 | Ex | PGE | PGE | ESe | Multiple | CZ13 | Any | PGEESeCZ132011 | PGEESeCZ13 | 2011 | 0.42157 | 11
ComVint | PGEESeCZ13 | Ex | PGE | PGE | ESe | Multiple | CZ13 | Any | PGEESeCZ132014 | PGEESeCZ13 | 2014 | 0.21078 | 14
ComVint | PGEESeCZ14 | Ex | PGE | PGE | ESe | Multiple | CZ14 | Any | PGEESeCZ141975 | PGEESeCZ14 | 1975 | 0 | 75
ComVint | PGEESeCZ14 | Ex | PGE | PGE | ESe | Multiple | CZ14 | Any | PGEESeCZ141985 | PGEESeCZ14 | 1985 | 0 | 85
ComVint | PGEESeCZ14 | Ex | PGE | PGE | ESe | Multiple | CZ14 | Any | PGEESeCZ141996 | PGEESeCZ14 | 1996 | 0 | 96
ComVint | PGEESeCZ14 | Ex | PGE | PGE | ESe | Multiple | CZ14 | Any | PGEESeCZ142003 | PGEESeCZ14 | 2003 | 0 | 03
ComVint | PGEESeCZ14 | Ex | PGE | PGE | ESe | Multiple | CZ14 | Any | PGEESeCZ142007 | PGEESeCZ14 | 2007 | 0 | 07
ComVint | PGEESeCZ14 | Ex | PGE | PGE | ESe | Multiple | CZ14 | Any | PGEESeCZ142011 | PGEESeCZ14 | 2011 | 0 | 11
ComVint | PGEESeCZ14 | Ex | PGE | PGE | ESe | Multiple | CZ14 | Any | PGEESeCZ142014 | PGEESeCZ14 | 2014 | 0 | 14
ComVint | PGEESeCZ15 | Ex | PGE | PGE | ESe | Multiple | CZ15 | Any | PGEESeCZ151975 | PGEESeCZ15 | 1975 | 0 | 75
ComVint | PGEESeCZ15 | Ex | PGE | PGE | ESe | Multiple | CZ15 | Any | PGEESeCZ151985 | PGEESeCZ15 | 1985 | 0 | 85
ComVint | PGEESeCZ15 | Ex | PGE | PGE | ESe | Multiple | CZ15 | Any | PGEESeCZ151996 | PGEESeCZ15 | 1996 | 0 | 96
ComVint | PGEESeCZ15 | Ex | PGE | PGE | ESe | Multiple | CZ15 | Any | PGEESeCZ152003 | PGEESeCZ15 | 2003 | 0 | 03
ComVint | PGEESeCZ15 | Ex | PGE | PGE | ESe | Multiple | CZ15 | Any | PGEESeCZ152007 | PGEESeCZ15 | 2007 | 0 | 07
ComVint | PGEESeCZ15 | Ex | PGE | PGE | ESe | Multiple | CZ15 | Any | PGEESeCZ152011 | PGEESeCZ15 | 2011 | 0 | 11
ComVint | PGEESeCZ15 | Ex | PGE | PGE | ESe | Multiple | CZ15 | Any | PGEESeCZ152014 | PGEESeCZ15 | 2014 | 0 | 14
ComVint | PGEESeCZ16 | Ex | PGE | PGE | ESe | Multiple | CZ16 | Any | PGEESeCZ161975 | PGEESeCZ16 | 1975 | 0.3785 | 75
ComVint | PGEESeCZ16 | Ex | PGE | PGE | ESe | Multiple | CZ16 | Any | PGEESeCZ161985 | PGEESeCZ16 | 1985 | 0.088567 | 85
ComVint | PGEESeCZ16 | Ex | PGE | PGE | ESe | Multiple | CZ16 | Any | PGEESeCZ161996 | PGEESeCZ16 | 1996 | 0.080233 | 96
ComVint | PGEESeCZ16 | Ex | PGE | PGE | ESe | Multiple | CZ16 | Any | PGEESeCZ162003 | PGEESeCZ16 | 2003 | 0.064933 | 03
ComVint | PGEESeCZ16 | Ex | PGE | PGE | ESe | Multiple | CZ16 | Any | PGEESeCZ162007 | PGEESeCZ16 | 2007 | 0.024267 | 07
ComVint | PGEESeCZ16 | Ex | PGE | PGE | ESe | Multiple | CZ16 | Any | PGEESeCZ162011 | PGEESeCZ16 | 2011 | 0.024267 | 11
ComVint | PGEESeCZ16 | Ex | PGE | PGE | ESe | Multiple | CZ16 | Any | PGEESeCZ162014 | PGEESeCZ16 | 2014 | 0.012133 | 14
ComVint | PGEEUnCZ01 | Ex | PGE | PGE | EUn | Multiple | CZ01 | Any | PGEEUnCZ011975 | PGEEUnCZ01 | 1975 | 1.2984 | 75
ComVint | PGEEUnCZ01 | Ex | PGE | PGE | EUn | Multiple | CZ01 | Any | PGEEUnCZ011985 | PGEEUnCZ01 | 1985 | 0.2362 | 85
ComVint | PGEEUnCZ01 | Ex | PGE | PGE | EUn | Multiple | CZ01 | Any | PGEEUnCZ011996 | PGEEUnCZ01 | 1996 | 0.119 | 96
ComVint | PGEEUnCZ01 | Ex | PGE | PGE | EUn | Multiple | CZ01 | Any | PGEEUnCZ012003 | PGEEUnCZ01 | 2003 | 0.04315 | 03
ComVint | PGEEUnCZ01 | Ex | PGE | PGE | EUn | Multiple | CZ01 | Any | PGEEUnCZ012007 | PGEEUnCZ01 | 2007 | 0.0319 | 07
ComVint | PGEEUnCZ01 | Ex | PGE | PGE | EUn | Multiple | CZ01 | Any | PGEEUnCZ012011 | PGEEUnCZ01 | 2011 | 0.0319 | 11
ComVint | PGEEUnCZ01 | Ex | PGE | PGE | EUn | Multiple | CZ01 | Any | PGEEUnCZ012014 | PGEEUnCZ01 | 2014 | 0.01595 | 14
ComVint | PGEEUnCZ02 | Ex | PGE | PGE | EUn | Multiple | CZ02 | Any | PGEEUnCZ021975 | PGEEUnCZ02 | 1975 | 2.8527 | 75
ComVint | PGEEUnCZ02 | Ex | PGE | PGE | EUn | Multiple | CZ02 | Any | PGEEUnCZ021985 | PGEEUnCZ02 | 1985 | 0.68505 | 85
ComVint | PGEEUnCZ02 | Ex | PGE | PGE | EUn | Multiple | CZ02 | Any | PGEEUnCZ021996 | PGEEUnCZ02 | 1996 | 0.3967 | 96
ComVint | PGEEUnCZ02 | Ex | PGE | PGE | EUn | Multiple | CZ02 | Any | PGEEUnCZ022003 | PGEEUnCZ02 | 2003 | 0.3873 | 03
ComVint | PGEEUnCZ02 | Ex | PGE | PGE | EUn | Multiple | CZ02 | Any | PGEEUnCZ022007 | PGEEUnCZ02 | 2007 | 0.1506 | 07
ComVint | PGEEUnCZ02 | Ex | PGE | PGE | EUn | Multiple | CZ02 | Any | PGEEUnCZ022011 | PGEEUnCZ02 | 2011 | 0.1506 | 11
ComVint | PGEEUnCZ02 | Ex | PGE | PGE | EUn | Multiple | CZ02 | Any | PGEEUnCZ022014 | PGEEUnCZ02 | 2014 | 0.0753 | 14
ComVint | PGEEUnCZ03 | Ex | PGE | PGE | EUn | Multiple | CZ03 | Any | PGEEUnCZ031975 | PGEEUnCZ03 | 1975 | 15.6012 | 75
ComVint | PGEEUnCZ03 | Ex | PGE | PGE | EUn | Multiple | CZ03 | Any | PGEEUnCZ031985 | PGEEUnCZ03 | 1985 | 2.6616 | 85
ComVint | PGEEUnCZ03 | Ex | PGE | PGE | EUn | Multiple | CZ03 | Any | PGEEUnCZ031996 | PGEEUnCZ03 | 1996 | 2.0825 | 96
ComVint | PGEEUnCZ03 | Ex | PGE | PGE | EUn | Multiple | CZ03 | Any | PGEEUnCZ032003 | PGEEUnCZ03 | 2003 | 1.6429 | 03
ComVint | PGEEUnCZ03 | Ex | PGE | PGE | EUn | Multiple | CZ03 | Any | PGEEUnCZ032007 | PGEEUnCZ03 | 2007 | 0.5735 | 07
ComVint | PGEEUnCZ03 | Ex | PGE | PGE | EUn | Multiple | CZ03 | Any | PGEEUnCZ032011 | PGEEUnCZ03 | 2011 | 0.5735 | 11
ComVint | PGEEUnCZ03 | Ex | PGE | PGE | EUn | Multiple | CZ03 | Any | PGEEUnCZ032014 | PGEEUnCZ03 | 2014 | 0.28675 | 14
ComVint | PGEEUnCZ04 | Ex | PGE | PGE | EUn | Multiple | CZ04 | Any | PGEEUnCZ041975 | PGEEUnCZ04 | 1975 | 3.4179 | 75
ComVint | PGEEUnCZ04 | Ex | PGE | PGE | EUn | Multiple | CZ04 | Any | PGEEUnCZ041985 | PGEEUnCZ04 | 1985 | 0.88545 | 85
ComVint | PGEEUnCZ04 | Ex | PGE | PGE | EUn | Multiple | CZ04 | Any | PGEEUnCZ041996 | PGEEUnCZ04 | 1996 | 0.50105 | 96
ComVint | PGEEUnCZ04 | Ex | PGE | PGE | EUn | Multiple | CZ04 | Any | PGEEUnCZ042003 | PGEEUnCZ04 | 2003 | 0.52948 | 03
ComVint | PGEEUnCZ04 | Ex | PGE | PGE | EUn | Multiple | CZ04 | Any | PGEEUnCZ042007 | PGEEUnCZ04 | 2007 | 0.20252 | 07
ComVint | PGEEUnCZ04 | Ex | PGE | PGE | EUn | Multiple | CZ04 | Any | PGEEUnCZ042011 | PGEEUnCZ04 | 2011 | 0.20252 | 11
ComVint | PGEEUnCZ04 | Ex | PGE | PGE | EUn | Multiple | CZ04 | Any | PGEEUnCZ042014 | PGEEUnCZ04 | 2014 | 0.10126 | 14
ComVint | PGEEUnCZ05 | Ex | PGE | PGE | EUn | Multiple | CZ05 | Any | PGEEUnCZ051975 | PGEEUnCZ05 | 1975 | 2.5844 | 75
ComVint | PGEEUnCZ05 | Ex | PGE | PGE | EUn | Multiple | CZ05 | Any | PGEEUnCZ051985 | PGEEUnCZ05 | 1985 | 0.66949 | 85
ComVint | PGEEUnCZ05 | Ex | PGE | PGE | EUn | Multiple | CZ05 | Any | PGEEUnCZ051996 | PGEEUnCZ05 | 1996 | 0.37885 | 96
ComVint | PGEEUnCZ05 | Ex | PGE | PGE | EUn | Multiple | CZ05 | Any | PGEEUnCZ052003 | PGEEUnCZ05 | 2003 | 0.40035 | 03
ComVint | PGEEUnCZ05 | Ex | PGE | PGE | EUn | Multiple | CZ05 | Any | PGEEUnCZ052007 | PGEEUnCZ05 | 2007 | 0.15313 | 07
ComVint | PGEEUnCZ05 | Ex | PGE | PGE | EUn | Multiple | CZ05 | Any | PGEEUnCZ052011 | PGEEUnCZ05 | 2011 | 0.15313 | 11
ComVint | PGEEUnCZ05 | Ex | PGE | PGE | EUn | Multiple | CZ05 | Any | PGEEUnCZ052014 | PGEEUnCZ05 | 2014 | 0.076565 | 14
ComVint | PGEEUnCZ06 | Ex | PGE | PGE | EUn | Multiple | CZ06 | Any | PGEEUnCZ061975 | PGEEUnCZ06 | 1975 | 0 | 75
ComVint | PGEEUnCZ06 | Ex | PGE | PGE | EUn | Multiple | CZ06 | Any | PGEEUnCZ061985 | PGEEUnCZ06 | 1985 | 0 | 85
ComVint | PGEEUnCZ06 | Ex | PGE | PGE | EUn | Multiple | CZ06 | Any | PGEEUnCZ061996 | PGEEUnCZ06 | 1996 | 0 | 96
ComVint | PGEEUnCZ06 | Ex | PGE | PGE | EUn | Multiple | CZ06 | Any | PGEEUnCZ062003 | PGEEUnCZ06 | 2003 | 0 | 03
ComVint | PGEEUnCZ06 | Ex | PGE | PGE | EUn | Multiple | CZ06 | Any | PGEEUnCZ062007 | PGEEUnCZ06 | 2007 | 0 | 07
ComVint | PGEEUnCZ06 | Ex | PGE | PGE | EUn | Multiple | CZ06 | Any | PGEEUnCZ062011 | PGEEUnCZ06 | 2011 | 0 | 11
ComVint | PGEEUnCZ06 | Ex | PGE | PGE | EUn | Multiple | CZ06 | Any | PGEEUnCZ062014 | PGEEUnCZ06 | 2014 | 0 | 14
ComVint | PGEEUnCZ07 | Ex | PGE | PGE | EUn | Multiple | CZ07 | Any | PGEEUnCZ071975 | PGEEUnCZ07 | 1975 | 0 | 75
ComVint | PGEEUnCZ07 | Ex | PGE | PGE | EUn | Multiple | CZ07 | Any | PGEEUnCZ071985 | PGEEUnCZ07 | 1985 | 0 | 85
ComVint | PGEEUnCZ07 | Ex | PGE | PGE | EUn | Multiple | CZ07 | Any | PGEEUnCZ071996 | PGEEUnCZ07 | 1996 | 0 | 96
ComVint | PGEEUnCZ07 | Ex | PGE | PGE | EUn | Multiple | CZ07 | Any | PGEEUnCZ072003 | PGEEUnCZ07 | 2003 | 0 | 03
ComVint | PGEEUnCZ07 | Ex | PGE | PGE | EUn | Multiple | CZ07 | Any | PGEEUnCZ072007 | PGEEUnCZ07 | 2007 | 0 | 07
ComVint | PGEEUnCZ07 | Ex | PGE | PGE | EUn | Multiple | CZ07 | Any | PGEEUnCZ072011 | PGEEUnCZ07 | 2011 | 0 | 11
ComVint | PGEEUnCZ07 | Ex | PGE | PGE | EUn | Multiple | CZ07 | Any | PGEEUnCZ072014 | PGEEUnCZ07 | 2014 | 0 | 14
ComVint | PGEEUnCZ08 | Ex | PGE | PGE | EUn | Multiple | CZ08 | Any | PGEEUnCZ081975 | PGEEUnCZ08 | 1975 | 0 | 75
ComVint | PGEEUnCZ08 | Ex | PGE | PGE | EUn | Multiple | CZ08 | Any | PGEEUnCZ081985 | PGEEUnCZ08 | 1985 | 0 | 85
ComVint | PGEEUnCZ08 | Ex | PGE | PGE | EUn | Multiple | CZ08 | Any | PGEEUnCZ081996 | PGEEUnCZ08 | 1996 | 0 | 96
ComVint | PGEEUnCZ08 | Ex | PGE | PGE | EUn | Multiple | CZ08 | Any | PGEEUnCZ082003 | PGEEUnCZ08 | 2003 | 0 | 03
ComVint | PGEEUnCZ08 | Ex | PGE | PGE | EUn | Multiple | CZ08 | Any | PGEEUnCZ082007 | PGEEUnCZ08 | 2007 | 0 | 07
ComVint | PGEEUnCZ08 | Ex | PGE | PGE | EUn | Multiple | CZ08 | Any | PGEEUnCZ082011 | PGEEUnCZ08 | 2011 | 0 | 11
ComVint | PGEEUnCZ08 | Ex | PGE | PGE | EUn | Multiple | CZ08 | Any | PGEEUnCZ082014 | PGEEUnCZ08 | 2014 | 0 | 14
ComVint | PGEEUnCZ09 | Ex | PGE | PGE | EUn | Multiple | CZ09 | Any | PGEEUnCZ091975 | PGEEUnCZ09 | 1975 | 0 | 75
ComVint | PGEEUnCZ09 | Ex | PGE | PGE | EUn | Multiple | CZ09 | Any | PGEEUnCZ091985 | PGEEUnCZ09 | 1985 | 0 | 85
ComVint | PGEEUnCZ09 | Ex | PGE | PGE | EUn | Multiple | CZ09 | Any | PGEEUnCZ091996 | PGEEUnCZ09 | 1996 | 0 | 96
ComVint | PGEEUnCZ09 | Ex | PGE | PGE | EUn | Multiple | CZ09 | Any | PGEEUnCZ092003 | PGEEUnCZ09 | 2003 | 0 | 03
ComVint | PGEEUnCZ09 | Ex | PGE | PGE | EUn | Multiple | CZ09 | Any | PGEEUnCZ092007 | PGEEUnCZ09 | 2007 | 0 | 07
ComVint | PGEEUnCZ09 | Ex | PGE | PGE | EUn | Multiple | CZ09 | Any | PGEEUnCZ092011 | PGEEUnCZ09 | 2011 | 0 | 11
ComVint | PGEEUnCZ09 | Ex | PGE | PGE | EUn | Multiple | CZ09 | Any | PGEEUnCZ092014 | PGEEUnCZ09 | 2014 | 0 | 14
ComVint | PGEEUnCZ10 | Ex | PGE | PGE | EUn | Multiple | CZ10 | Any | PGEEUnCZ101975 | PGEEUnCZ10 | 1975 | 0 | 75
ComVint | PGEEUnCZ10 | Ex | PGE | PGE | EUn | Multiple | CZ10 | Any | PGEEUnCZ101985 | PGEEUnCZ10 | 1985 | 0 | 85
ComVint | PGEEUnCZ10 | Ex | PGE | PGE | EUn | Multiple | CZ10 | Any | PGEEUnCZ101996 | PGEEUnCZ10 | 1996 | 0 | 96
ComVint | PGEEUnCZ10 | Ex | PGE | PGE | EUn | Multiple | CZ10 | Any | PGEEUnCZ102003 | PGEEUnCZ10 | 2003 | 0 | 03
ComVint | PGEEUnCZ10 | Ex | PGE | PGE | EUn | Multiple | CZ10 | Any | PGEEUnCZ102007 | PGEEUnCZ10 | 2007 | 0 | 07
ComVint | PGEEUnCZ10 | Ex | PGE | PGE | EUn | Multiple | CZ10 | Any | PGEEUnCZ102011 | PGEEUnCZ10 | 2011 | 0 | 11
ComVint | PGEEUnCZ10 | Ex | PGE | PGE | EUn | Multiple | CZ10 | Any | PGEEUnCZ102014 | PGEEUnCZ10 | 2014 | 0 | 14
ComVint | PGEEUnCZ11 | Ex | PGE | PGE | EUn | Multiple | CZ11 | Any | PGEEUnCZ111975 | PGEEUnCZ11 | 1975 | 3.4964 | 75
ComVint | PGEEUnCZ11 | Ex | PGE | PGE | EUn | Multiple | CZ11 | Any | PGEEUnCZ111985 | PGEEUnCZ11 | 1985 | 0.56425 | 85
ComVint | PGEEUnCZ11 | Ex | PGE | PGE | EUn | Multiple | CZ11 | Any | PGEEUnCZ111996 | PGEEUnCZ11 | 1996 | 0.5788 | 96
ComVint | PGEEUnCZ11 | Ex | PGE | PGE | EUn | Multiple | CZ11 | Any | PGEEUnCZ112003 | PGEEUnCZ11 | 2003 | 0.55595 | 03
ComVint | PGEEUnCZ11 | Ex | PGE | PGE | EUn | Multiple | CZ11 | Any | PGEEUnCZ112007 | PGEEUnCZ11 | 2007 | 0.2328 | 07
ComVint | PGEEUnCZ11 | Ex | PGE | PGE | EUn | Multiple | CZ11 | Any | PGEEUnCZ112011 | PGEEUnCZ11 | 2011 | 0.2328 | 11
ComVint | PGEEUnCZ11 | Ex | PGE | PGE | EUn | Multiple | CZ11 | Any | PGEEUnCZ112014 | PGEEUnCZ11 | 2014 | 0.1164 | 14
ComVint | PGEEUnCZ12 | Ex | PGE | PGE | EUn | Multiple | CZ12 | Any | PGEEUnCZ121975 | PGEEUnCZ12 | 1975 | 4.8576 | 75
ComVint | PGEEUnCZ12 | Ex | PGE | PGE | EUn | Multiple | CZ12 | Any | PGEEUnCZ121985 | PGEEUnCZ12 | 1985 | 0.97675 | 85
ComVint | PGEEUnCZ12 | Ex | PGE | PGE | EUn | Multiple | CZ12 | Any | PGEEUnCZ121996 | PGEEUnCZ12 | 1996 | 0.7783 | 96
ComVint | PGEEUnCZ12 | Ex | PGE | PGE | EUn | Multiple | CZ12 | Any | PGEEUnCZ122003 | PGEEUnCZ12 | 2003 | 0.79885 | 03
ComVint | PGEEUnCZ12 | Ex | PGE | PGE | EUn | Multiple | CZ12 | Any | PGEEUnCZ122007 | PGEEUnCZ12 | 2007 | 0.3183 | 07
ComVint | PGEEUnCZ12 | Ex | PGE | PGE | EUn | Multiple | CZ12 | Any | PGEEUnCZ122011 | PGEEUnCZ12 | 2011 | 0.3183 | 11
ComVint | PGEEUnCZ12 | Ex | PGE | PGE | EUn | Multiple | CZ12 | Any | PGEEUnCZ122014 | PGEEUnCZ12 | 2014 | 0.15915 | 14
ComVint | PGEEUnCZ13 | Ex | PGE | PGE | EUn | Multiple | CZ13 | Any | PGEEUnCZ131975 | PGEEUnCZ13 | 1975 | 5.2779 | 75
ComVint | PGEEUnCZ13 | Ex | PGE | PGE | EUn | Multiple | CZ13 | Any | PGEEUnCZ131985 | PGEEUnCZ13 | 1985 | 0.8938 | 85
ComVint | PGEEUnCZ13 | Ex | PGE | PGE | EUn | Multiple | CZ13 | Any | PGEEUnCZ131996 | PGEEUnCZ13 | 1996 | 0.87435 | 96
ComVint | PGEEUnCZ13 | Ex | PGE | PGE | EUn | Multiple | CZ13 | Any | PGEEUnCZ132003 | PGEEUnCZ13 | 2003 | 0.8427 | 03
ComVint | PGEEUnCZ13 | Ex | PGE | PGE | EUn | Multiple | CZ13 | Any | PGEEUnCZ132007 | PGEEUnCZ13 | 2007 | 0.3514 | 07
ComVint | PGEEUnCZ13 | Ex | PGE | PGE | EUn | Multiple | CZ13 | Any | PGEEUnCZ132011 | PGEEUnCZ13 | 2011 | 0.3514 | 11
ComVint | PGEEUnCZ13 | Ex | PGE | PGE | EUn | Multiple | CZ13 | Any | PGEEUnCZ132014 | PGEEUnCZ13 | 2014 | 0.1757 | 14
ComVint | PGEEUnCZ14 | Ex | PGE | PGE | EUn | Multiple | CZ14 | Any | PGEEUnCZ141975 | PGEEUnCZ14 | 1975 | 0 | 75
ComVint | PGEEUnCZ14 | Ex | PGE | PGE | EUn | Multiple | CZ14 | Any | PGEEUnCZ141985 | PGEEUnCZ14 | 1985 | 0 | 85
ComVint | PGEEUnCZ14 | Ex | PGE | PGE | EUn | Multiple | CZ14 | Any | PGEEUnCZ141996 | PGEEUnCZ14 | 1996 | 0 | 96
ComVint | PGEEUnCZ14 | Ex | PGE | PGE | EUn | Multiple | CZ14 | Any | PGEEUnCZ142003 | PGEEUnCZ14 | 2003 | 0 | 03
ComVint | PGEEUnCZ14 | Ex | PGE | PGE | EUn | Multiple | CZ14 | Any | PGEEUnCZ142007 | PGEEUnCZ14 | 2007 | 0 | 07
ComVint | PGEEUnCZ14 | Ex | PGE | PGE | EUn | Multiple | CZ14 | Any | PGEEUnCZ142011 | PGEEUnCZ14 | 2011 | 0 | 11
ComVint | PGEEUnCZ14 | Ex | PGE | PGE | EUn | Multiple | CZ14 | Any | PGEEUnCZ142014 | PGEEUnCZ14 | 2014 | 0 | 14
ComVint | PGEEUnCZ15 | Ex | PGE | PGE | EUn | Multiple | CZ15 | Any | PGEEUnCZ151975 | PGEEUnCZ15 | 1975 | 0 | 75
ComVint | PGEEUnCZ15 | Ex | PGE | PGE | EUn | Multiple | CZ15 | Any | PGEEUnCZ151985 | PGEEUnCZ15 | 1985 | 0 | 85
ComVint | PGEEUnCZ15 | Ex | PGE | PGE | EUn | Multiple | CZ15 | Any | PGEEUnCZ151996 | PGEEUnCZ15 | 1996 | 0 | 96
ComVint | PGEEUnCZ15 | Ex | PGE | PGE | EUn | Multiple | CZ15 | Any | PGEEUnCZ152003 | PGEEUnCZ15 | 2003 | 0 | 03
ComVint | PGEEUnCZ15 | Ex | PGE | PGE | EUn | Multiple | CZ15 | Any | PGEEUnCZ152007 | PGEEUnCZ15 | 2007 | 0 | 07
ComVint | PGEEUnCZ15 | Ex | PGE | PGE | EUn | Multiple | CZ15 | Any | PGEEUnCZ152011 | PGEEUnCZ15 | 2011 | 0 | 11
ComVint | PGEEUnCZ15 | Ex | PGE | PGE | EUn | Multiple | CZ15 | Any | PGEEUnCZ152014 | PGEEUnCZ15 | 2014 | 0 | 14
ComVint | PGEEUnCZ16 | Ex | PGE | PGE | EUn | Multiple | CZ16 | Any | PGEEUnCZ161975 | PGEEUnCZ16 | 1975 | 0.11985 | 75
ComVint | PGEEUnCZ16 | Ex | PGE | PGE | EUn | Multiple | CZ16 | Any | PGEEUnCZ161985 | PGEEUnCZ16 | 1985 | 0.01945 | 85
ComVint | PGEEUnCZ16 | Ex | PGE | PGE | EUn | Multiple | CZ16 | Any | PGEEUnCZ161996 | PGEEUnCZ16 | 1996 | 0.01515 | 96
ComVint | PGEEUnCZ16 | Ex | PGE | PGE | EUn | Multiple | CZ16 | Any | PGEEUnCZ162003 | PGEEUnCZ16 | 2003 | 0.011 | 03
ComVint | PGEEUnCZ16 | Ex | PGE | PGE | EUn | Multiple | CZ16 | Any | PGEEUnCZ162007 | PGEEUnCZ16 | 2007 | 0.0053 | 07
ComVint | PGEEUnCZ16 | Ex | PGE | PGE | EUn | Multiple | CZ16 | Any | PGEEUnCZ162011 | PGEEUnCZ16 | 2011 | 0.0053 | 11
ComVint | PGEEUnCZ16 | Ex | PGE | PGE | EUn | Multiple | CZ16 | Any | PGEEUnCZ162014 | PGEEUnCZ16 | 2014 | 0.00265 | 14
ComVint | PGEGroCZ01 | Ex | PGE | PGE | Gro | Multiple | CZ01 | Any | PGEGroCZ011975 | PGEGroCZ01 | 1975 | 0.5178 | 75
ComVint | PGEGroCZ01 | Ex | PGE | PGE | Gro | Multiple | CZ01 | Any | PGEGroCZ011985 | PGEGroCZ01 | 1985 | 0.3476 | 85
ComVint | PGEGroCZ01 | Ex | PGE | PGE | Gro | Multiple | CZ01 | Any | PGEGroCZ011996 | PGEGroCZ01 | 1996 | 0.1295 | 96
ComVint | PGEGroCZ01 | Ex | PGE | PGE | Gro | Multiple | CZ01 | Any | PGEGroCZ012003 | PGEGroCZ01 | 2003 | 0.0578 | 03
ComVint | PGEGroCZ01 | Ex | PGE | PGE | Gro | Multiple | CZ01 | Any | PGEGroCZ012007 | PGEGroCZ01 | 2007 | 0.0347 | 07
ComVint | PGEGroCZ01 | Ex | PGE | PGE | Gro | Multiple | CZ01 | Any | PGEGroCZ012011 | PGEGroCZ01 | 2011 | 0.0347 | 11
ComVint | PGEGroCZ01 | Ex | PGE | PGE | Gro | Multiple | CZ01 | Any | PGEGroCZ012014 | PGEGroCZ01 | 2014 | 0.01735 | 14
ComVint | PGEGroCZ02 | Ex | PGE | PGE | Gro | Multiple | CZ02 | Any | PGEGroCZ021975 | PGEGroCZ02 | 1975 | 3.952 | 75
ComVint | PGEGroCZ02 | Ex | PGE | PGE | Gro | Multiple | CZ02 | Any | PGEGroCZ021985 | PGEGroCZ02 | 1985 | 2.033 | 85
ComVint | PGEGroCZ02 | Ex | PGE | PGE | Gro | Multiple | CZ02 | Any | PGEGroCZ021996 | PGEGroCZ02 | 1996 | 1.1679 | 96
ComVint | PGEGroCZ02 | Ex | PGE | PGE | Gro | Multiple | CZ02 | Any | PGEGroCZ022003 | PGEGroCZ02 | 2003 | 0.48 | 03
ComVint | PGEGroCZ02 | Ex | PGE | PGE | Gro | Multiple | CZ02 | Any | PGEGroCZ022007 | PGEGroCZ02 | 2007 | 0.2722 | 07
ComVint | PGEGroCZ02 | Ex | PGE | PGE | Gro | Multiple | CZ02 | Any | PGEGroCZ022011 | PGEGroCZ02 | 2011 | 0.2722 | 11
ComVint | PGEGroCZ02 | Ex | PGE | PGE | Gro | Multiple | CZ02 | Any | PGEGroCZ022014 | PGEGroCZ02 | 2014 | 0.1361 | 14
ComVint | PGEGroCZ03 | Ex | PGE | PGE | Gro | Multiple | CZ03 | Any | PGEGroCZ031975 | PGEGroCZ03 | 1975 | 16.08 | 75
ComVint | PGEGroCZ03 | Ex | PGE | PGE | Gro | Multiple | CZ03 | Any | PGEGroCZ031985 | PGEGroCZ03 | 1985 | 5.9532 | 85
ComVint | PGEGroCZ03 | Ex | PGE | PGE | Gro | Multiple | CZ03 | Any | PGEGroCZ031996 | PGEGroCZ03 | 1996 | 3.4208 | 96
ComVint | PGEGroCZ03 | Ex | PGE | PGE | Gro | Multiple | CZ03 | Any | PGEGroCZ032003 | PGEGroCZ03 | 2003 | 1.3695 | 03
ComVint | PGEGroCZ03 | Ex | PGE | PGE | Gro | Multiple | CZ03 | Any | PGEGroCZ032007 | PGEGroCZ03 | 2007 | 0.8736 | 07
ComVint | PGEGroCZ03 | Ex | PGE | PGE | Gro | Multiple | CZ03 | Any | PGEGroCZ032011 | PGEGroCZ03 | 2011 | 0.8736 | 11
ComVint | PGEGroCZ03 | Ex | PGE | PGE | Gro | Multiple | CZ03 | Any | PGEGroCZ032014 | PGEGroCZ03 | 2014 | 0.4368 | 14
ComVint | PGEGroCZ04 | Ex | PGE | PGE | Gro | Multiple | CZ04 | Any | PGEGroCZ041975 | PGEGroCZ04 | 1975 | 5.9245 | 75
ComVint | PGEGroCZ04 | Ex | PGE | PGE | Gro | Multiple | CZ04 | Any | PGEGroCZ041985 | PGEGroCZ04 | 1985 | 3.1777 | 85
ComVint | PGEGroCZ04 | Ex | PGE | PGE | Gro | Multiple | CZ04 | Any | PGEGroCZ041996 | PGEGroCZ04 | 1996 | 1.9569 | 96
ComVint | PGEGroCZ04 | Ex | PGE | PGE | Gro | Multiple | CZ04 | Any | PGEGroCZ042003 | PGEGroCZ04 | 2003 | 0.80022 | 03
ComVint | PGEGroCZ04 | Ex | PGE | PGE | Gro | Multiple | CZ04 | Any | PGEGroCZ042007 | PGEGroCZ04 | 2007 | 0.43833 | 07
ComVint | PGEGroCZ04 | Ex | PGE | PGE | Gro | Multiple | CZ04 | Any | PGEGroCZ042011 | PGEGroCZ04 | 2011 | 0.43833 | 11
ComVint | PGEGroCZ04 | Ex | PGE | PGE | Gro | Multiple | CZ04 | Any | PGEGroCZ042014 | PGEGroCZ04 | 2014 | 0.21916 | 14
ComVint | PGEGroCZ05 | Ex | PGE | PGE | Gro | Multiple | CZ05 | Any | PGEGroCZ051975 | PGEGroCZ05 | 1975 | 1.3398 | 75
ComVint | PGEGroCZ05 | Ex | PGE | PGE | Gro | Multiple | CZ05 | Any | PGEGroCZ051985 | PGEGroCZ05 | 1985 | 0.72064 | 85
ComVint | PGEGroCZ05 | Ex | PGE | PGE | Gro | Multiple | CZ05 | Any | PGEGroCZ051996 | PGEGroCZ05 | 1996 | 0.44396 | 96
ComVint | PGEGroCZ05 | Ex | PGE | PGE | Gro | Multiple | CZ05 | Any | PGEGroCZ052003 | PGEGroCZ05 | 2003 | 0.18157 | 03
ComVint | PGEGroCZ05 | Ex | PGE | PGE | Gro | Multiple | CZ05 | Any | PGEGroCZ052007 | PGEGroCZ05 | 2007 | 0.09937 | 07
ComVint | PGEGroCZ05 | Ex | PGE | PGE | Gro | Multiple | CZ05 | Any | PGEGroCZ052011 | PGEGroCZ05 | 2011 | 0.09937 | 11
ComVint | PGEGroCZ05 | Ex | PGE | PGE | Gro | Multiple | CZ05 | Any | PGEGroCZ052014 | PGEGroCZ05 | 2014 | 0.049685 | 14
ComVint | PGEGroCZ06 | Ex | PGE | PGE | Gro | Multiple | CZ06 | Any | PGEGroCZ061975 | PGEGroCZ06 | 1975 | 0 | 75
ComVint | PGEGroCZ06 | Ex | PGE | PGE | Gro | Multiple | CZ06 | Any | PGEGroCZ061985 | PGEGroCZ06 | 1985 | 0 | 85
ComVint | PGEGroCZ06 | Ex | PGE | PGE | Gro | Multiple | CZ06 | Any | PGEGroCZ061996 | PGEGroCZ06 | 1996 | 0 | 96
ComVint | PGEGroCZ06 | Ex | PGE | PGE | Gro | Multiple | CZ06 | Any | PGEGroCZ062003 | PGEGroCZ06 | 2003 | 0 | 03
ComVint | PGEGroCZ06 | Ex | PGE | PGE | Gro | Multiple | CZ06 | Any | PGEGroCZ062007 | PGEGroCZ06 | 2007 | 0 | 07
ComVint | PGEGroCZ06 | Ex | PGE | PGE | Gro | Multiple | CZ06 | Any | PGEGroCZ062011 | PGEGroCZ06 | 2011 | 0 | 11
ComVint | PGEGroCZ06 | Ex | PGE | PGE | Gro | Multiple | CZ06 | Any | PGEGroCZ062014 | PGEGroCZ06 | 2014 | 0 | 14
ComVint | PGEGroCZ07 | Ex | PGE | PGE | Gro | Multiple | CZ07 | Any | PGEGroCZ071975 | PGEGroCZ07 | 1975 | 0 | 75
ComVint | PGEGroCZ07 | Ex | PGE | PGE | Gro | Multiple | CZ07 | Any | PGEGroCZ071985 | PGEGroCZ07 | 1985 | 0 | 85
ComVint | PGEGroCZ07 | Ex | PGE | PGE | Gro | Multiple | CZ07 | Any | PGEGroCZ071996 | PGEGroCZ07 | 1996 | 0 | 96
ComVint | PGEGroCZ07 | Ex | PGE | PGE | Gro | Multiple | CZ07 | Any | PGEGroCZ072003 | PGEGroCZ07 | 2003 | 0 | 03
ComVint | PGEGroCZ07 | Ex | PGE | PGE | Gro | Multiple | CZ07 | Any | PGEGroCZ072007 | PGEGroCZ07 | 2007 | 0 | 07
ComVint | PGEGroCZ07 | Ex | PGE | PGE | Gro | Multiple | CZ07 | Any | PGEGroCZ072011 | PGEGroCZ07 | 2011 | 0 | 11
ComVint | PGEGroCZ07 | Ex | PGE | PGE | Gro | Multiple | CZ07 | Any | PGEGroCZ072014 | PGEGroCZ07 | 2014 | 0 | 14
ComVint | PGEGroCZ08 | Ex | PGE | PGE | Gro | Multiple | CZ08 | Any | PGEGroCZ081975 | PGEGroCZ08 | 1975 | 0 | 75
ComVint | PGEGroCZ08 | Ex | PGE | PGE | Gro | Multiple | CZ08 | Any | PGEGroCZ081985 | PGEGroCZ08 | 1985 | 0 | 85
ComVint | PGEGroCZ08 | Ex | PGE | PGE | Gro | Multiple | CZ08 | Any | PGEGroCZ081996 | PGEGroCZ08 | 1996 | 0 | 96
ComVint | PGEGroCZ08 | Ex | PGE | PGE | Gro | Multiple | CZ08 | Any | PGEGroCZ082003 | PGEGroCZ08 | 2003 | 0 | 03
ComVint | PGEGroCZ08 | Ex | PGE | PGE | Gro | Multiple | CZ08 | Any | PGEGroCZ082007 | PGEGroCZ08 | 2007 | 0 | 07
ComVint | PGEGroCZ08 | Ex | PGE | PGE | Gro | Multiple | CZ08 | Any | PGEGroCZ082011 | PGEGroCZ08 | 2011 | 0 | 11
ComVint | PGEGroCZ08 | Ex | PGE | PGE | Gro | Multiple | CZ08 | Any | PGEGroCZ082014 | PGEGroCZ08 | 2014 | 0 | 14
ComVint | PGEGroCZ09 | Ex | PGE | PGE | Gro | Multiple | CZ09 | Any | PGEGroCZ091975 | PGEGroCZ09 | 1975 | 0 | 75
ComVint | PGEGroCZ09 | Ex | PGE | PGE | Gro | Multiple | CZ09 | Any | PGEGroCZ091985 | PGEGroCZ09 | 1985 | 0 | 85
ComVint | PGEGroCZ09 | Ex | PGE | PGE | Gro | Multiple | CZ09 | Any | PGEGroCZ091996 | PGEGroCZ09 | 1996 | 0 | 96
ComVint | PGEGroCZ09 | Ex | PGE | PGE | Gro | Multiple | CZ09 | Any | PGEGroCZ092003 | PGEGroCZ09 | 2003 | 0 | 03
ComVint | PGEGroCZ09 | Ex | PGE | PGE | Gro | Multiple | CZ09 | Any | PGEGroCZ092007 | PGEGroCZ09 | 2007 | 0 | 07
ComVint | PGEGroCZ09 | Ex | PGE | PGE | Gro | Multiple | CZ09 | Any | PGEGroCZ092011 | PGEGroCZ09 | 2011 | 0 | 11
ComVint | PGEGroCZ09 | Ex | PGE | PGE | Gro | Multiple | CZ09 | Any | PGEGroCZ092014 | PGEGroCZ09 | 2014 | 0 | 14
ComVint | PGEGroCZ10 | Ex | PGE | PGE | Gro | Multiple | CZ10 | Any | PGEGroCZ101975 | PGEGroCZ10 | 1975 | 0 | 75
ComVint | PGEGroCZ10 | Ex | PGE | PGE | Gro | Multiple | CZ10 | Any | PGEGroCZ101985 | PGEGroCZ10 | 1985 | 0 | 85
ComVint | PGEGroCZ10 | Ex | PGE | PGE | Gro | Multiple | CZ10 | Any | PGEGroCZ101996 | PGEGroCZ10 | 1996 | 0 | 96
ComVint | PGEGroCZ10 | Ex | PGE | PGE | Gro | Multiple | CZ10 | Any | PGEGroCZ102003 | PGEGroCZ10 | 2003 | 0 | 03
ComVint | PGEGroCZ10 | Ex | PGE | PGE | Gro | Multiple | CZ10 | Any | PGEGroCZ102007 | PGEGroCZ10 | 2007 | 0 | 07
ComVint | PGEGroCZ10 | Ex | PGE | PGE | Gro | Multiple | CZ10 | Any | PGEGroCZ102011 | PGEGroCZ10 | 2011 | 0 | 11
ComVint | PGEGroCZ10 | Ex | PGE | PGE | Gro | Multiple | CZ10 | Any | PGEGroCZ102014 | PGEGroCZ10 | 2014 | 0 | 14
ComVint | PGEGroCZ11 | Ex | PGE | PGE | Gro | Multiple | CZ11 | Any | PGEGroCZ111975 | PGEGroCZ11 | 1975 | 2.7038 | 75
ComVint | PGEGroCZ11 | Ex | PGE | PGE | Gro | Multiple | CZ11 | Any | PGEGroCZ111985 | PGEGroCZ11 | 1985 | 2.1879 | 85
ComVint | PGEGroCZ11 | Ex | PGE | PGE | Gro | Multiple | CZ11 | Any | PGEGroCZ111996 | PGEGroCZ11 | 1996 | 1.2252 | 96
ComVint | PGEGroCZ11 | Ex | PGE | PGE | Gro | Multiple | CZ11 | Any | PGEGroCZ112003 | PGEGroCZ11 | 2003 | 0.6713 | 03
ComVint | PGEGroCZ11 | Ex | PGE | PGE | Gro | Multiple | CZ11 | Any | PGEGroCZ112007 | PGEGroCZ11 | 2007 | 0.3813 | 07
ComVint | PGEGroCZ11 | Ex | PGE | PGE | Gro | Multiple | CZ11 | Any | PGEGroCZ112011 | PGEGroCZ11 | 2011 | 0.3813 | 11
ComVint | PGEGroCZ11 | Ex | PGE | PGE | Gro | Multiple | CZ11 | Any | PGEGroCZ112014 | PGEGroCZ11 | 2014 | 0.19065 | 14
ComVint | PGEGroCZ12 | Ex | PGE | PGE | Gro | Multiple | CZ12 | Any | PGEGroCZ121975 | PGEGroCZ12 | 1975 | 9.4398 | 75
ComVint | PGEGroCZ12 | Ex | PGE | PGE | Gro | Multiple | CZ12 | Any | PGEGroCZ121985 | PGEGroCZ12 | 1985 | 6.1989 | 85
ComVint | PGEGroCZ12 | Ex | PGE | PGE | Gro | Multiple | CZ12 | Any | PGEGroCZ121996 | PGEGroCZ12 | 1996 | 4.2277 | 96
ComVint | PGEGroCZ12 | Ex | PGE | PGE | Gro | Multiple | CZ12 | Any | PGEGroCZ122003 | PGEGroCZ12 | 2003 | 2.3627 | 03
ComVint | PGEGroCZ12 | Ex | PGE | PGE | Gro | Multiple | CZ12 | Any | PGEGroCZ122007 | PGEGroCZ12 | 2007 | 1.0839 | 07
ComVint | PGEGroCZ12 | Ex | PGE | PGE | Gro | Multiple | CZ12 | Any | PGEGroCZ122011 | PGEGroCZ12 | 2011 | 1.0839 | 11
ComVint | PGEGroCZ12 | Ex | PGE | PGE | Gro | Multiple | CZ12 | Any | PGEGroCZ122014 | PGEGroCZ12 | 2014 | 0.54195 | 14
ComVint | PGEGroCZ13 | Ex | PGE | PGE | Gro | Multiple | CZ13 | Any | PGEGroCZ131975 | PGEGroCZ13 | 1975 | 6.2451 | 75
ComVint | PGEGroCZ13 | Ex | PGE | PGE | Gro | Multiple | CZ13 | Any | PGEGroCZ131985 | PGEGroCZ13 | 1985 | 5.1528 | 85
ComVint | PGEGroCZ13 | Ex | PGE | PGE | Gro | Multiple | CZ13 | Any | PGEGroCZ131996 | PGEGroCZ13 | 1996 | 2.6391 | 96
ComVint | PGEGroCZ13 | Ex | PGE | PGE | Gro | Multiple | CZ13 | Any | PGEGroCZ132003 | PGEGroCZ13 | 2003 | 1.29 | 03
ComVint | PGEGroCZ13 | Ex | PGE | PGE | Gro | Multiple | CZ13 | Any | PGEGroCZ132007 | PGEGroCZ13 | 2007 | 0.8755 | 07
ComVint | PGEGroCZ13 | Ex | PGE | PGE | Gro | Multiple | CZ13 | Any | PGEGroCZ132011 | PGEGroCZ13 | 2011 | 0.8755 | 11
ComVint | PGEGroCZ13 | Ex | PGE | PGE | Gro | Multiple | CZ13 | Any | PGEGroCZ132014 | PGEGroCZ13 | 2014 | 0.43775 | 14
ComVint | PGEGroCZ14 | Ex | PGE | PGE | Gro | Multiple | CZ14 | Any | PGEGroCZ141975 | PGEGroCZ14 | 1975 | 0 | 75
ComVint | PGEGroCZ14 | Ex | PGE | PGE | Gro | Multiple | CZ14 | Any | PGEGroCZ141985 | PGEGroCZ14 | 1985 | 0 | 85
ComVint | PGEGroCZ14 | Ex | PGE | PGE | Gro | Multiple | CZ14 | Any | PGEGroCZ141996 | PGEGroCZ14 | 1996 | 0 | 96
ComVint | PGEGroCZ14 | Ex | PGE | PGE | Gro | Multiple | CZ14 | Any | PGEGroCZ142003 | PGEGroCZ14 | 2003 | 0 | 03
ComVint | PGEGroCZ14 | Ex | PGE | PGE | Gro | Multiple | CZ14 | Any | PGEGroCZ142007 | PGEGroCZ14 | 2007 | 0 | 07
ComVint | PGEGroCZ14 | Ex | PGE | PGE | Gro | Multiple | CZ14 | Any | PGEGroCZ142011 | PGEGroCZ14 | 2011 | 0 | 11
ComVint | PGEGroCZ14 | Ex | PGE | PGE | Gro | Multiple | CZ14 | Any | PGEGroCZ142014 | PGEGroCZ14 | 2014 | 0 | 14
ComVint | PGEGroCZ15 | Ex | PGE | PGE | Gro | Multiple | CZ15 | Any | PGEGroCZ151975 | PGEGroCZ15 | 1975 | 0 | 75
ComVint | PGEGroCZ15 | Ex | PGE | PGE | Gro | Multiple | CZ15 | Any | PGEGroCZ151985 | PGEGroCZ15 | 1985 | 0 | 85
ComVint | PGEGroCZ15 | Ex | PGE | PGE | Gro | Multiple | CZ15 | Any | PGEGroCZ151996 | PGEGroCZ15 | 1996 | 0 | 96
ComVint | PGEGroCZ15 | Ex | PGE | PGE | Gro | Multiple | CZ15 | Any | PGEGroCZ152003 | PGEGroCZ15 | 2003 | 0 | 03
ComVint | PGEGroCZ15 | Ex | PGE | PGE | Gro | Multiple | CZ15 | Any | PGEGroCZ152007 | PGEGroCZ15 | 2007 | 0 | 07
ComVint | PGEGroCZ15 | Ex | PGE | PGE | Gro | Multiple | CZ15 | Any | PGEGroCZ152011 | PGEGroCZ15 | 2011 | 0 | 11
ComVint | PGEGroCZ15 | Ex | PGE | PGE | Gro | Multiple | CZ15 | Any | PGEGroCZ152014 | PGEGroCZ15 | 2014 | 0 | 14
ComVint | PGEGroCZ16 | Ex | PGE | PGE | Gro | Multiple | CZ16 | Any | PGEGroCZ161975 | PGEGroCZ16 | 1975 | 0.4877 | 75
ComVint | PGEGroCZ16 | Ex | PGE | PGE | Gro | Multiple | CZ16 | Any | PGEGroCZ161985 | PGEGroCZ16 | 1985 | 0.3731 | 85
ComVint | PGEGroCZ16 | Ex | PGE | PGE | Gro | Multiple | CZ16 | Any | PGEGroCZ161996 | PGEGroCZ16 | 1996 | 0.1927 | 96
ComVint | PGEGroCZ16 | Ex | PGE | PGE | Gro | Multiple | CZ16 | Any | PGEGroCZ162003 | PGEGroCZ16 | 2003 | 0.1039 | 03
ComVint | PGEGroCZ16 | Ex | PGE | PGE | Gro | Multiple | CZ16 | Any | PGEGroCZ162007 | PGEGroCZ16 | 2007 | 0.0577 | 07
ComVint | PGEGroCZ16 | Ex | PGE | PGE | Gro | Multiple | CZ16 | Any | PGEGroCZ162011 | PGEGroCZ16 | 2011 | 0.0577 | 11
ComVint | PGEGroCZ16 | Ex | PGE | PGE | Gro | Multiple | CZ16 | Any | PGEGroCZ162014 | PGEGroCZ16 | 2014 | 0.02885 | 14
ComVint | PGEHspCZ01 | Ex | PGE | PGE | Hsp | Multiple | CZ01 | Any | PGEHspCZ011975 | PGEHspCZ01 | 1975 | 0.38805 | 75
ComVint | PGEHspCZ01 | Ex | PGE | PGE | Hsp | Multiple | CZ01 | Any | PGEHspCZ011985 | PGEHspCZ01 | 1985 | 0.1244 | 85
ComVint | PGEHspCZ01 | Ex | PGE | PGE | Hsp | Multiple | CZ01 | Any | PGEHspCZ011996 | PGEHspCZ01 | 1996 | 0.1019 | 96
ComVint | PGEHspCZ01 | Ex | PGE | PGE | Hsp | Multiple | CZ01 | Any | PGEHspCZ012003 | PGEHspCZ01 | 2003 | 0.0796 | 03
ComVint | PGEHspCZ01 | Ex | PGE | PGE | Hsp | Multiple | CZ01 | Any | PGEHspCZ012007 | PGEHspCZ01 | 2007 | 0.022 | 07
ComVint | PGEHspCZ01 | Ex | PGE | PGE | Hsp | Multiple | CZ01 | Any | PGEHspCZ012011 | PGEHspCZ01 | 2011 | 0.022 | 11
ComVint | PGEHspCZ01 | Ex | PGE | PGE | Hsp | Multiple | CZ01 | Any | PGEHspCZ012014 | PGEHspCZ01 | 2014 | 0.011 | 14
ComVint | PGEHspCZ02 | Ex | PGE | PGE | Hsp | Multiple | CZ02 | Any | PGEHspCZ021975 | PGEHspCZ02 | 1975 | 2.8567 | 75
ComVint | PGEHspCZ02 | Ex | PGE | PGE | Hsp | Multiple | CZ02 | Any | PGEHspCZ021985 | PGEHspCZ02 | 1985 | 1.5309 | 85
ComVint | PGEHspCZ02 | Ex | PGE | PGE | Hsp | Multiple | CZ02 | Any | PGEHspCZ021996 | PGEHspCZ02 | 1996 | 0.90065 | 96
ComVint | PGEHspCZ02 | Ex | PGE | PGE | Hsp | Multiple | CZ02 | Any | PGEHspCZ022003 | PGEHspCZ02 | 2003 | 0.43335 | 03
ComVint | PGEHspCZ02 | Ex | PGE | PGE | Hsp | Multiple | CZ02 | Any | PGEHspCZ022007 | PGEHspCZ02 | 2007 | 0.2133 | 07
ComVint | PGEHspCZ02 | Ex | PGE | PGE | Hsp | Multiple | CZ02 | Any | PGEHspCZ022011 | PGEHspCZ02 | 2011 | 0.2133 | 11
ComVint | PGEHspCZ02 | Ex | PGE | PGE | Hsp | Multiple | CZ02 | Any | PGEHspCZ022014 | PGEHspCZ02 | 2014 | 0.10665 | 14
ComVint | PGEHspCZ03 | Ex | PGE | PGE | Hsp | Multiple | CZ03 | Any | PGEHspCZ031975 | PGEHspCZ03 | 1975 | 9.813 | 75
ComVint | PGEHspCZ03 | Ex | PGE | PGE | Hsp | Multiple | CZ03 | Any | PGEHspCZ031985 | PGEHspCZ03 | 1985 | 4.1852 | 85
ComVint | PGEHspCZ03 | Ex | PGE | PGE | Hsp | Multiple | CZ03 | Any | PGEHspCZ031996 | PGEHspCZ03 | 1996 | 2.5461 | 96
ComVint | PGEHspCZ03 | Ex | PGE | PGE | Hsp | Multiple | CZ03 | Any | PGEHspCZ032003 | PGEHspCZ03 | 2003 | 0.57795 | 03
ComVint | PGEHspCZ03 | Ex | PGE | PGE | Hsp | Multiple | CZ03 | Any | PGEHspCZ032007 | PGEHspCZ03 | 2007 | 0.5822 | 07
ComVint | PGEHspCZ03 | Ex | PGE | PGE | Hsp | Multiple | CZ03 | Any | PGEHspCZ032011 | PGEHspCZ03 | 2011 | 0.5822 | 11
ComVint | PGEHspCZ03 | Ex | PGE | PGE | Hsp | Multiple | CZ03 | Any | PGEHspCZ032014 | PGEHspCZ03 | 2014 | 0.2911 | 14
ComVint | PGEHspCZ04 | Ex | PGE | PGE | Hsp | Multiple | CZ04 | Any | PGEHspCZ041975 | PGEHspCZ04 | 1975 | 3.6872 | 75
ComVint | PGEHspCZ04 | Ex | PGE | PGE | Hsp | Multiple | CZ04 | Any | PGEHspCZ041985 | PGEHspCZ04 | 1985 | 2.1734 | 85
ComVint | PGEHspCZ04 | Ex | PGE | PGE | Hsp | Multiple | CZ04 | Any | PGEHspCZ041996 | PGEHspCZ04 | 1996 | 1.2394 | 96
ComVint | PGEHspCZ04 | Ex | PGE | PGE | Hsp | Multiple | CZ04 | Any | PGEHspCZ042003 | PGEHspCZ04 | 2003 | 0.6288 | 03
ComVint | PGEHspCZ04 | Ex | PGE | PGE | Hsp | Multiple | CZ04 | Any | PGEHspCZ042007 | PGEHspCZ04 | 2007 | 0.29791 | 07
ComVint | PGEHspCZ04 | Ex | PGE | PGE | Hsp | Multiple | CZ04 | Any | PGEHspCZ042011 | PGEHspCZ04 | 2011 | 0.29791 | 11
ComVint | PGEHspCZ04 | Ex | PGE | PGE | Hsp | Multiple | CZ04 | Any | PGEHspCZ042014 | PGEHspCZ04 | 2014 | 0.14896 | 14
ComVint | PGEHspCZ05 | Ex | PGE | PGE | Hsp | Multiple | CZ05 | Any | PGEHspCZ051975 | PGEHspCZ05 | 1975 | 0.56115 | 75
ComVint | PGEHspCZ05 | Ex | PGE | PGE | Hsp | Multiple | CZ05 | Any | PGEHspCZ051985 | PGEHspCZ05 | 1985 | 0.33078 | 85
ComVint | PGEHspCZ05 | Ex | PGE | PGE | Hsp | Multiple | CZ05 | Any | PGEHspCZ051996 | PGEHspCZ05 | 1996 | 0.18863 | 96
ComVint | PGEHspCZ05 | Ex | PGE | PGE | Hsp | Multiple | CZ05 | Any | PGEHspCZ052003 | PGEHspCZ05 | 2003 | 0.095715 | 03
ComVint | PGEHspCZ05 | Ex | PGE | PGE | Hsp | Multiple | CZ05 | Any | PGEHspCZ052007 | PGEHspCZ05 | 2007 | 0.04534 | 07
ComVint | PGEHspCZ05 | Ex | PGE | PGE | Hsp | Multiple | CZ05 | Any | PGEHspCZ052011 | PGEHspCZ05 | 2011 | 0.04534 | 11
ComVint | PGEHspCZ05 | Ex | PGE | PGE | Hsp | Multiple | CZ05 | Any | PGEHspCZ052014 | PGEHspCZ05 | 2014 | 0.02267 | 14
ComVint | PGEHspCZ06 | Ex | PGE | PGE | Hsp | Multiple | CZ06 | Any | PGEHspCZ061975 | PGEHspCZ06 | 1975 | 0 | 75
ComVint | PGEHspCZ06 | Ex | PGE | PGE | Hsp | Multiple | CZ06 | Any | PGEHspCZ061985 | PGEHspCZ06 | 1985 | 0 | 85
ComVint | PGEHspCZ06 | Ex | PGE | PGE | Hsp | Multiple | CZ06 | Any | PGEHspCZ061996 | PGEHspCZ06 | 1996 | 0 | 96
ComVint | PGEHspCZ06 | Ex | PGE | PGE | Hsp | Multiple | CZ06 | Any | PGEHspCZ062003 | PGEHspCZ06 | 2003 | 0 | 03
ComVint | PGEHspCZ06 | Ex | PGE | PGE | Hsp | Multiple | CZ06 | Any | PGEHspCZ062007 | PGEHspCZ06 | 2007 | 0 | 07
ComVint | PGEHspCZ06 | Ex | PGE | PGE | Hsp | Multiple | CZ06 | Any | PGEHspCZ062011 | PGEHspCZ06 | 2011 | 0 | 11
ComVint | PGEHspCZ06 | Ex | PGE | PGE | Hsp | Multiple | CZ06 | Any | PGEHspCZ062014 | PGEHspCZ06 | 2014 | 0 | 14
ComVint | PGEHspCZ07 | Ex | PGE | PGE | Hsp | Multiple | CZ07 | Any | PGEHspCZ071975 | PGEHspCZ07 | 1975 | 0 | 75
ComVint | PGEHspCZ07 | Ex | PGE | PGE | Hsp | Multiple | CZ07 | Any | PGEHspCZ071985 | PGEHspCZ07 | 1985 | 0 | 85
ComVint | PGEHspCZ07 | Ex | PGE | PGE | Hsp | Multiple | CZ07 | Any | PGEHspCZ071996 | PGEHspCZ07 | 1996 | 0 | 96
ComVint | PGEHspCZ07 | Ex | PGE | PGE | Hsp | Multiple | CZ07 | Any | PGEHspCZ072003 | PGEHspCZ07 | 2003 | 0 | 03
ComVint | PGEHspCZ07 | Ex | PGE | PGE | Hsp | Multiple | CZ07 | Any | PGEHspCZ072007 | PGEHspCZ07 | 2007 | 0 | 07
ComVint | PGEHspCZ07 | Ex | PGE | PGE | Hsp | Multiple | CZ07 | Any | PGEHspCZ072011 | PGEHspCZ07 | 2011 | 0 | 11
ComVint | PGEHspCZ07 | Ex | PGE | PGE | Hsp | Multiple | CZ07 | Any | PGEHspCZ072014 | PGEHspCZ07 | 2014 | 0 | 14
ComVint | PGEHspCZ08 | Ex | PGE | PGE | Hsp | Multiple | CZ08 | Any | PGEHspCZ081975 | PGEHspCZ08 | 1975 | 0 | 75
ComVint | PGEHspCZ08 | Ex | PGE | PGE | Hsp | Multiple | CZ08 | Any | PGEHspCZ081985 | PGEHspCZ08 | 1985 | 0 | 85
ComVint | PGEHspCZ08 | Ex | PGE | PGE | Hsp | Multiple | CZ08 | Any | PGEHspCZ081996 | PGEHspCZ08 | 1996 | 0 | 96
ComVint | PGEHspCZ08 | Ex | PGE | PGE | Hsp | Multiple | CZ08 | Any | PGEHspCZ082003 | PGEHspCZ08 | 2003 | 0 | 03
ComVint | PGEHspCZ08 | Ex | PGE | PGE | Hsp | Multiple | CZ08 | Any | PGEHspCZ082007 | PGEHspCZ08 | 2007 | 0 | 07
ComVint | PGEHspCZ08 | Ex | PGE | PGE | Hsp | Multiple | CZ08 | Any | PGEHspCZ082011 | PGEHspCZ08 | 2011 | 0 | 11
ComVint | PGEHspCZ08 | Ex | PGE | PGE | Hsp | Multiple | CZ08 | Any | PGEHspCZ082014 | PGEHspCZ08 | 2014 | 0 | 14
ComVint | PGEHspCZ09 | Ex | PGE | PGE | Hsp | Multiple | CZ09 | Any | PGEHspCZ091975 | PGEHspCZ09 | 1975 | 0 | 75
ComVint | PGEHspCZ09 | Ex | PGE | PGE | Hsp | Multiple | CZ09 | Any | PGEHspCZ091985 | PGEHspCZ09 | 1985 | 0 | 85
ComVint | PGEHspCZ09 | Ex | PGE | PGE | Hsp | Multiple | CZ09 | Any | PGEHspCZ091996 | PGEHspCZ09 | 1996 | 0 | 96
ComVint | PGEHspCZ09 | Ex | PGE | PGE | Hsp | Multiple | CZ09 | Any | PGEHspCZ092003 | PGEHspCZ09 | 2003 | 0 | 03
ComVint | PGEHspCZ09 | Ex | PGE | PGE | Hsp | Multiple | CZ09 | Any | PGEHspCZ092007 | PGEHspCZ09 | 2007 | 0 | 07
ComVint | PGEHspCZ09 | Ex | PGE | PGE | Hsp | Multiple | CZ09 | Any | PGEHspCZ092011 | PGEHspCZ09 | 2011 | 0 | 11
ComVint | PGEHspCZ09 | Ex | PGE | PGE | Hsp | Multiple | CZ09 | Any | PGEHspCZ092014 | PGEHspCZ09 | 2014 | 0 | 14
ComVint | PGEHspCZ10 | Ex | PGE | PGE | Hsp | Multiple | CZ10 | Any | PGEHspCZ101975 | PGEHspCZ10 | 1975 | 0 | 75
ComVint | PGEHspCZ10 | Ex | PGE | PGE | Hsp | Multiple | CZ10 | Any | PGEHspCZ101985 | PGEHspCZ10 | 1985 | 0 | 85
ComVint | PGEHspCZ10 | Ex | PGE | PGE | Hsp | Multiple | CZ10 | Any | PGEHspCZ101996 | PGEHspCZ10 | 1996 | 0 | 96
ComVint | PGEHspCZ10 | Ex | PGE | PGE | Hsp | Multiple | CZ10 | Any | PGEHspCZ102003 | PGEHspCZ10 | 2003 | 0 | 03
ComVint | PGEHspCZ10 | Ex | PGE | PGE | Hsp | Multiple | CZ10 | Any | PGEHspCZ102007 | PGEHspCZ10 | 2007 | 0 | 07
ComVint | PGEHspCZ10 | Ex | PGE | PGE | Hsp | Multiple | CZ10 | Any | PGEHspCZ102011 | PGEHspCZ10 | 2011 | 0 | 11
ComVint | PGEHspCZ10 | Ex | PGE | PGE | Hsp | Multiple | CZ10 | Any | PGEHspCZ102014 | PGEHspCZ10 | 2014 | 0 | 14
ComVint | PGEHspCZ11 | Ex | PGE | PGE | Hsp | Multiple | CZ11 | Any | PGEHspCZ111975 | PGEHspCZ11 | 1975 | 1.7299 | 75
ComVint | PGEHspCZ11 | Ex | PGE | PGE | Hsp | Multiple | CZ11 | Any | PGEHspCZ111985 | PGEHspCZ11 | 1985 | 1.0661 | 85
ComVint | PGEHspCZ11 | Ex | PGE | PGE | Hsp | Multiple | CZ11 | Any | PGEHspCZ111996 | PGEHspCZ11 | 1996 | 0.65285 | 96
ComVint | PGEHspCZ11 | Ex | PGE | PGE | Hsp | Multiple | CZ11 | Any | PGEHspCZ112003 | PGEHspCZ11 | 2003 | 0.42315 | 03
ComVint | PGEHspCZ11 | Ex | PGE | PGE | Hsp | Multiple | CZ11 | Any | PGEHspCZ112007 | PGEHspCZ11 | 2007 | 0.17985 | 07
ComVint | PGEHspCZ11 | Ex | PGE | PGE | Hsp | Multiple | CZ11 | Any | PGEHspCZ112011 | PGEHspCZ11 | 2011 | 0.17985 | 11
ComVint | PGEHspCZ11 | Ex | PGE | PGE | Hsp | Multiple | CZ11 | Any | PGEHspCZ112014 | PGEHspCZ11 | 2014 | 0.089925 | 14
ComVint | PGEHspCZ12 | Ex | PGE | PGE | Hsp | Multiple | CZ12 | Any | PGEHspCZ121975 | PGEHspCZ12 | 1975 | 5.7918 | 75
ComVint | PGEHspCZ12 | Ex | PGE | PGE | Hsp | Multiple | CZ12 | Any | PGEHspCZ121985 | PGEHspCZ12 | 1985 | 3.5365 | 85
ComVint | PGEHspCZ12 | Ex | PGE | PGE | Hsp | Multiple | CZ12 | Any | PGEHspCZ121996 | PGEHspCZ12 | 1996 | 2.33 | 96
ComVint | PGEHspCZ12 | Ex | PGE | PGE | Hsp | Multiple | CZ12 | Any | PGEHspCZ122003 | PGEHspCZ12 | 2003 | 1.0482 | 03
ComVint | PGEHspCZ12 | Ex | PGE | PGE | Hsp | Multiple | CZ12 | Any | PGEHspCZ122007 | PGEHspCZ12 | 2007 | 0.5935 | 07
ComVint | PGEHspCZ12 | Ex | PGE | PGE | Hsp | Multiple | CZ12 | Any | PGEHspCZ122011 | PGEHspCZ12 | 2011 | 0.5935 | 11
ComVint | PGEHspCZ12 | Ex | PGE | PGE | Hsp | Multiple | CZ12 | Any | PGEHspCZ122014 | PGEHspCZ12 | 2014 | 0.29675 | 14
ComVint | PGEHspCZ13 | Ex | PGE | PGE | Hsp | Multiple | CZ13 | Any | PGEHspCZ131975 | PGEHspCZ13 | 1975 | 4.2623 | 75
ComVint | PGEHspCZ13 | Ex | PGE | PGE | Hsp | Multiple | CZ13 | Any | PGEHspCZ131985 | PGEHspCZ13 | 1985 | 2.8817 | 85
ComVint | PGEHspCZ13 | Ex | PGE | PGE | Hsp | Multiple | CZ13 | Any | PGEHspCZ131996 | PGEHspCZ13 | 1996 | 1.6293 | 96
ComVint | PGEHspCZ13 | Ex | PGE | PGE | Hsp | Multiple | CZ13 | Any | PGEHspCZ132003 | PGEHspCZ13 | 2003 | 1.12 | 03
ComVint | PGEHspCZ13 | Ex | PGE | PGE | Hsp | Multiple | CZ13 | Any | PGEHspCZ132007 | PGEHspCZ13 | 2007 | 0.46655 | 07
ComVint | PGEHspCZ13 | Ex | PGE | PGE | Hsp | Multiple | CZ13 | Any | PGEHspCZ132011 | PGEHspCZ13 | 2011 | 0.46655 | 11
ComVint | PGEHspCZ13 | Ex | PGE | PGE | Hsp | Multiple | CZ13 | Any | PGEHspCZ132014 | PGEHspCZ13 | 2014 | 0.23328 | 14
ComVint | PGEHspCZ14 | Ex | PGE | PGE | Hsp | Multiple | CZ14 | Any | PGEHspCZ141975 | PGEHspCZ14 | 1975 | 0 | 75
ComVint | PGEHspCZ14 | Ex | PGE | PGE | Hsp | Multiple | CZ14 | Any | PGEHspCZ141985 | PGEHspCZ14 | 1985 | 0 | 85
ComVint | PGEHspCZ14 | Ex | PGE | PGE | Hsp | Multiple | CZ14 | Any | PGEHspCZ141996 | PGEHspCZ14 | 1996 | 0 | 96
ComVint | PGEHspCZ14 | Ex | PGE | PGE | Hsp | Multiple | CZ14 | Any | PGEHspCZ142003 | PGEHspCZ14 | 2003 | 0 | 03
ComVint | PGEHspCZ14 | Ex | PGE | PGE | Hsp | Multiple | CZ14 | Any | PGEHspCZ142007 | PGEHspCZ14 | 2007 | 0 | 07
ComVint | PGEHspCZ14 | Ex | PGE | PGE | Hsp | Multiple | CZ14 | Any | PGEHspCZ142011 | PGEHspCZ14 | 2011 | 0 | 11
ComVint | PGEHspCZ14 | Ex | PGE | PGE | Hsp | Multiple | CZ14 | Any | PGEHspCZ142014 | PGEHspCZ14 | 2014 | 0 | 14
ComVint | PGEHspCZ15 | Ex | PGE | PGE | Hsp | Multiple | CZ15 | Any | PGEHspCZ151975 | PGEHspCZ15 | 1975 | 0 | 75
ComVint | PGEHspCZ15 | Ex | PGE | PGE | Hsp | Multiple | CZ15 | Any | PGEHspCZ151985 | PGEHspCZ15 | 1985 | 0 | 85
ComVint | PGEHspCZ15 | Ex | PGE | PGE | Hsp | Multiple | CZ15 | Any | PGEHspCZ151996 | PGEHspCZ15 | 1996 | 0 | 96
ComVint | PGEHspCZ15 | Ex | PGE | PGE | Hsp | Multiple | CZ15 | Any | PGEHspCZ152003 | PGEHspCZ15 | 2003 | 0 | 03
ComVint | PGEHspCZ15 | Ex | PGE | PGE | Hsp | Multiple | CZ15 | Any | PGEHspCZ152007 | PGEHspCZ15 | 2007 | 0 | 07
ComVint | PGEHspCZ15 | Ex | PGE | PGE | Hsp | Multiple | CZ15 | Any | PGEHspCZ152011 | PGEHspCZ15 | 2011 | 0 | 11
ComVint | PGEHspCZ15 | Ex | PGE | PGE | Hsp | Multiple | CZ15 | Any | PGEHspCZ152014 | PGEHspCZ15 | 2014 | 0 | 14
ComVint | PGEHspCZ16 | Ex | PGE | PGE | Hsp | Multiple | CZ16 | Any | PGEHspCZ161975 | PGEHspCZ16 | 1975 | 0.11295 | 75
ComVint | PGEHspCZ16 | Ex | PGE | PGE | Hsp | Multiple | CZ16 | Any | PGEHspCZ161985 | PGEHspCZ16 | 1985 | 0.05145 | 85
ComVint | PGEHspCZ16 | Ex | PGE | PGE | Hsp | Multiple | CZ16 | Any | PGEHspCZ161996 | PGEHspCZ16 | 1996 | 0.03505 | 96
ComVint | PGEHspCZ16 | Ex | PGE | PGE | Hsp | Multiple | CZ16 | Any | PGEHspCZ162003 | PGEHspCZ16 | 2003 | 0.02555 | 03
ComVint | PGEHspCZ16 | Ex | PGE | PGE | Hsp | Multiple | CZ16 | Any | PGEHspCZ162007 | PGEHspCZ16 | 2007 | 0.0087 | 07
ComVint | PGEHspCZ16 | Ex | PGE | PGE | Hsp | Multiple | CZ16 | Any | PGEHspCZ162011 | PGEHspCZ16 | 2011 | 0.0087 | 11
ComVint | PGEHspCZ16 | Ex | PGE | PGE | Hsp | Multiple | CZ16 | Any | PGEHspCZ162014 | PGEHspCZ16 | 2014 | 0.00435 | 14
ComVint | PGEHtlCZ01 | Ex | PGE | PGE | Htl | Multiple | CZ01 | Any | PGEHtlCZ011975 | PGEHtlCZ01 | 1975 | 0.32085 | 75
ComVint | PGEHtlCZ01 | Ex | PGE | PGE | Htl | Multiple | CZ01 | Any | PGEHtlCZ011985 | PGEHtlCZ01 | 1985 | 0.29745 | 85
ComVint | PGEHtlCZ01 | Ex | PGE | PGE | Htl | Multiple | CZ01 | Any | PGEHtlCZ011996 | PGEHtlCZ01 | 1996 | 0.08625 | 96
ComVint | PGEHtlCZ01 | Ex | PGE | PGE | Htl | Multiple | CZ01 | Any | PGEHtlCZ012003 | PGEHtlCZ01 | 2003 | 0.119 | 03
ComVint | PGEHtlCZ01 | Ex | PGE | PGE | Htl | Multiple | CZ01 | Any | PGEHtlCZ012007 | PGEHtlCZ01 | 2007 | 0.03815 | 07
ComVint | PGEHtlCZ01 | Ex | PGE | PGE | Htl | Multiple | CZ01 | Any | PGEHtlCZ012011 | PGEHtlCZ01 | 2011 | 0.03815 | 11
ComVint | PGEHtlCZ01 | Ex | PGE | PGE | Htl | Multiple | CZ01 | Any | PGEHtlCZ012014 | PGEHtlCZ01 | 2014 | 0.019075 | 14
ComVint | PGEHtlCZ02 | Ex | PGE | PGE | Htl | Multiple | CZ02 | Any | PGEHtlCZ021975 | PGEHtlCZ02 | 1975 | 1.545 | 75
ComVint | PGEHtlCZ02 | Ex | PGE | PGE | Htl | Multiple | CZ02 | Any | PGEHtlCZ021985 | PGEHtlCZ02 | 1985 | 1.3323 | 85
ComVint | PGEHtlCZ02 | Ex | PGE | PGE | Htl | Multiple | CZ02 | Any | PGEHtlCZ021996 | PGEHtlCZ02 | 1996 | 0.6118 | 96
ComVint | PGEHtlCZ02 | Ex | PGE | PGE | Htl | Multiple | CZ02 | Any | PGEHtlCZ022003 | PGEHtlCZ02 | 2003 | 0.362 | 03
ComVint | PGEHtlCZ02 | Ex | PGE | PGE | Htl | Multiple | CZ02 | Any | PGEHtlCZ022007 | PGEHtlCZ02 | 2007 | 0.1676 | 07
ComVint | PGEHtlCZ02 | Ex | PGE | PGE | Htl | Multiple | CZ02 | Any | PGEHtlCZ022011 | PGEHtlCZ02 | 2011 | 0.1676 | 11
ComVint | PGEHtlCZ02 | Ex | PGE | PGE | Htl | Multiple | CZ02 | Any | PGEHtlCZ022014 | PGEHtlCZ02 | 2014 | 0.0838 | 14
ComVint | PGEHtlCZ03 | Ex | PGE | PGE | Htl | Multiple | CZ03 | Any | PGEHtlCZ031975 | PGEHtlCZ03 | 1975 | 11.8866 | 75
ComVint | PGEHtlCZ03 | Ex | PGE | PGE | Htl | Multiple | CZ03 | Any | PGEHtlCZ031985 | PGEHtlCZ03 | 1985 | 7.6702 | 85
ComVint | PGEHtlCZ03 | Ex | PGE | PGE | Htl | Multiple | CZ03 | Any | PGEHtlCZ031996 | PGEHtlCZ03 | 1996 | 3.5478 | 96
ComVint | PGEHtlCZ03 | Ex | PGE | PGE | Htl | Multiple | CZ03 | Any | PGEHtlCZ032003 | PGEHtlCZ03 | 2003 | 1.9937 | 03
ComVint | PGEHtlCZ03 | Ex | PGE | PGE | Htl | Multiple | CZ03 | Any | PGEHtlCZ032007 | PGEHtlCZ03 | 2007 | 0.50165 | 07
ComVint | PGEHtlCZ03 | Ex | PGE | PGE | Htl | Multiple | CZ03 | Any | PGEHtlCZ032011 | PGEHtlCZ03 | 2011 | 0.50165 | 11
ComVint | PGEHtlCZ03 | Ex | PGE | PGE | Htl | Multiple | CZ03 | Any | PGEHtlCZ032014 | PGEHtlCZ03 | 2014 | 0.25083 | 14
ComVint | PGEHtlCZ04 | Ex | PGE | PGE | Htl | Multiple | CZ04 | Any | PGEHtlCZ041975 | PGEHtlCZ04 | 1975 | 3.1745 | 75
ComVint | PGEHtlCZ04 | Ex | PGE | PGE | Htl | Multiple | CZ04 | Any | PGEHtlCZ041985 | PGEHtlCZ04 | 1985 | 2.8108 | 85
ComVint | PGEHtlCZ04 | Ex | PGE | PGE | Htl | Multiple | CZ04 | Any | PGEHtlCZ041996 | PGEHtlCZ04 | 1996 | 1.3798 | 96
ComVint | PGEHtlCZ04 | Ex | PGE | PGE | Htl | Multiple | CZ04 | Any | PGEHtlCZ042003 | PGEHtlCZ04 | 2003 | 0.69935 | 03
ComVint | PGEHtlCZ04 | Ex | PGE | PGE | Htl | Multiple | CZ04 | Any | PGEHtlCZ042007 | PGEHtlCZ04 | 2007 | 0.37215 | 07
ComVint | PGEHtlCZ04 | Ex | PGE | PGE | Htl | Multiple | CZ04 | Any | PGEHtlCZ042011 | PGEHtlCZ04 | 2011 | 0.37215 | 11
ComVint | PGEHtlCZ04 | Ex | PGE | PGE | Htl | Multiple | CZ04 | Any | PGEHtlCZ042014 | PGEHtlCZ04 | 2014 | 0.18607 | 14
ComVint | PGEHtlCZ05 | Ex | PGE | PGE | Htl | Multiple | CZ05 | Any | PGEHtlCZ051975 | PGEHtlCZ05 | 1975 | 1.3226 | 75
ComVint | PGEHtlCZ05 | Ex | PGE | PGE | Htl | Multiple | CZ05 | Any | PGEHtlCZ051985 | PGEHtlCZ05 | 1985 | 1.1743 | 85
ComVint | PGEHtlCZ05 | Ex | PGE | PGE | Htl | Multiple | CZ05 | Any | PGEHtlCZ051996 | PGEHtlCZ05 | 1996 | 0.57665 | 96
ComVint | PGEHtlCZ05 | Ex | PGE | PGE | Htl | Multiple | CZ05 | Any | PGEHtlCZ052003 | PGEHtlCZ05 | 2003 | 0.29205 | 03
ComVint | PGEHtlCZ05 | Ex | PGE | PGE | Htl | Multiple | CZ05 | Any | PGEHtlCZ052007 | PGEHtlCZ05 | 2007 | 0.15605 | 07
ComVint | PGEHtlCZ05 | Ex | PGE | PGE | Htl | Multiple | CZ05 | Any | PGEHtlCZ052011 | PGEHtlCZ05 | 2011 | 0.15605 | 11
ComVint | PGEHtlCZ05 | Ex | PGE | PGE | Htl | Multiple | CZ05 | Any | PGEHtlCZ052014 | PGEHtlCZ05 | 2014 | 0.078025 | 14
ComVint | PGEHtlCZ06 | Ex | PGE | PGE | Htl | Multiple | CZ06 | Any | PGEHtlCZ061975 | PGEHtlCZ06 | 1975 | 0 | 75
ComVint | PGEHtlCZ06 | Ex | PGE | PGE | Htl | Multiple | CZ06 | Any | PGEHtlCZ061985 | PGEHtlCZ06 | 1985 | 0 | 85
ComVint | PGEHtlCZ06 | Ex | PGE | PGE | Htl | Multiple | CZ06 | Any | PGEHtlCZ061996 | PGEHtlCZ06 | 1996 | 0 | 96
ComVint | PGEHtlCZ06 | Ex | PGE | PGE | Htl | Multiple | CZ06 | Any | PGEHtlCZ062003 | PGEHtlCZ06 | 2003 | 0 | 03
ComVint | PGEHtlCZ06 | Ex | PGE | PGE | Htl | Multiple | CZ06 | Any | PGEHtlCZ062007 | PGEHtlCZ06 | 2007 | 0 | 07
ComVint | PGEHtlCZ06 | Ex | PGE | PGE | Htl | Multiple | CZ06 | Any | PGEHtlCZ062011 | PGEHtlCZ06 | 2011 | 0 | 11
ComVint | PGEHtlCZ06 | Ex | PGE | PGE | Htl | Multiple | CZ06 | Any | PGEHtlCZ062014 | PGEHtlCZ06 | 2014 | 0 | 14
ComVint | PGEHtlCZ07 | Ex | PGE | PGE | Htl | Multiple | CZ07 | Any | PGEHtlCZ071975 | PGEHtlCZ07 | 1975 | 0 | 75
ComVint | PGEHtlCZ07 | Ex | PGE | PGE | Htl | Multiple | CZ07 | Any | PGEHtlCZ071985 | PGEHtlCZ07 | 1985 | 0 | 85
ComVint | PGEHtlCZ07 | Ex | PGE | PGE | Htl | Multiple | CZ07 | Any | PGEHtlCZ071996 | PGEHtlCZ07 | 1996 | 0 | 96
ComVint | PGEHtlCZ07 | Ex | PGE | PGE | Htl | Multiple | CZ07 | Any | PGEHtlCZ072003 | PGEHtlCZ07 | 2003 | 0 | 03
ComVint | PGEHtlCZ07 | Ex | PGE | PGE | Htl | Multiple | CZ07 | Any | PGEHtlCZ072007 | PGEHtlCZ07 | 2007 | 0 | 07
ComVint | PGEHtlCZ07 | Ex | PGE | PGE | Htl | Multiple | CZ07 | Any | PGEHtlCZ072011 | PGEHtlCZ07 | 2011 | 0 | 11
ComVint | PGEHtlCZ07 | Ex | PGE | PGE | Htl | Multiple | CZ07 | Any | PGEHtlCZ072014 | PGEHtlCZ07 | 2014 | 0 | 14
ComVint | PGEHtlCZ08 | Ex | PGE | PGE | Htl | Multiple | CZ08 | Any | PGEHtlCZ081975 | PGEHtlCZ08 | 1975 | 0 | 75
ComVint | PGEHtlCZ08 | Ex | PGE | PGE | Htl | Multiple | CZ08 | Any | PGEHtlCZ081985 | PGEHtlCZ08 | 1985 | 0 | 85
ComVint | PGEHtlCZ08 | Ex | PGE | PGE | Htl | Multiple | CZ08 | Any | PGEHtlCZ081996 | PGEHtlCZ08 | 1996 | 0 | 96
ComVint | PGEHtlCZ08 | Ex | PGE | PGE | Htl | Multiple | CZ08 | Any | PGEHtlCZ082003 | PGEHtlCZ08 | 2003 | 0 | 03
ComVint | PGEHtlCZ08 | Ex | PGE | PGE | Htl | Multiple | CZ08 | Any | PGEHtlCZ082007 | PGEHtlCZ08 | 2007 | 0 | 07
ComVint | PGEHtlCZ08 | Ex | PGE | PGE | Htl | Multiple | CZ08 | Any | PGEHtlCZ082011 | PGEHtlCZ08 | 2011 | 0 | 11
ComVint | PGEHtlCZ08 | Ex | PGE | PGE | Htl | Multiple | CZ08 | Any | PGEHtlCZ082014 | PGEHtlCZ08 | 2014 | 0 | 14
ComVint | PGEHtlCZ09 | Ex | PGE | PGE | Htl | Multiple | CZ09 | Any | PGEHtlCZ091975 | PGEHtlCZ09 | 1975 | 0 | 75
ComVint | PGEHtlCZ09 | Ex | PGE | PGE | Htl | Multiple | CZ09 | Any | PGEHtlCZ091985 | PGEHtlCZ09 | 1985 | 0 | 85
ComVint | PGEHtlCZ09 | Ex | PGE | PGE | Htl | Multiple | CZ09 | Any | PGEHtlCZ091996 | PGEHtlCZ09 | 1996 | 0 | 96
ComVint | PGEHtlCZ09 | Ex | PGE | PGE | Htl | Multiple | CZ09 | Any | PGEHtlCZ092003 | PGEHtlCZ09 | 2003 | 0 | 03
ComVint | PGEHtlCZ09 | Ex | PGE | PGE | Htl | Multiple | CZ09 | Any | PGEHtlCZ092007 | PGEHtlCZ09 | 2007 | 0 | 07
ComVint | PGEHtlCZ09 | Ex | PGE | PGE | Htl | Multiple | CZ09 | Any | PGEHtlCZ092011 | PGEHtlCZ09 | 2011 | 0 | 11
ComVint | PGEHtlCZ09 | Ex | PGE | PGE | Htl | Multiple | CZ09 | Any | PGEHtlCZ092014 | PGEHtlCZ09 | 2014 | 0 | 14
ComVint | PGEHtlCZ10 | Ex | PGE | PGE | Htl | Multiple | CZ10 | Any | PGEHtlCZ101975 | PGEHtlCZ10 | 1975 | 0 | 75
ComVint | PGEHtlCZ10 | Ex | PGE | PGE | Htl | Multiple | CZ10 | Any | PGEHtlCZ101985 | PGEHtlCZ10 | 1985 | 0 | 85
ComVint | PGEHtlCZ10 | Ex | PGE | PGE | Htl | Multiple | CZ10 | Any | PGEHtlCZ101996 | PGEHtlCZ10 | 1996 | 0 | 96
ComVint | PGEHtlCZ10 | Ex | PGE | PGE | Htl | Multiple | CZ10 | Any | PGEHtlCZ102003 | PGEHtlCZ10 | 2003 | 0 | 03
ComVint | PGEHtlCZ10 | Ex | PGE | PGE | Htl | Multiple | CZ10 | Any | PGEHtlCZ102007 | PGEHtlCZ10 | 2007 | 0 | 07
ComVint | PGEHtlCZ10 | Ex | PGE | PGE | Htl | Multiple | CZ10 | Any | PGEHtlCZ102011 | PGEHtlCZ10 | 2011 | 0 | 11
ComVint | PGEHtlCZ10 | Ex | PGE | PGE | Htl | Multiple | CZ10 | Any | PGEHtlCZ102014 | PGEHtlCZ10 | 2014 | 0 | 14
ComVint | PGEHtlCZ11 | Ex | PGE | PGE | Htl | Multiple | CZ11 | Any | PGEHtlCZ111975 | PGEHtlCZ11 | 1975 | 1.0435 | 75
ComVint | PGEHtlCZ11 | Ex | PGE | PGE | Htl | Multiple | CZ11 | Any | PGEHtlCZ111985 | PGEHtlCZ11 | 1985 | 0.6497 | 85
ComVint | PGEHtlCZ11 | Ex | PGE | PGE | Htl | Multiple | CZ11 | Any | PGEHtlCZ111996 | PGEHtlCZ11 | 1996 | 0.22975 | 96
ComVint | PGEHtlCZ11 | Ex | PGE | PGE | Htl | Multiple | CZ11 | Any | PGEHtlCZ112003 | PGEHtlCZ11 | 2003 | 0.2061 | 03
ComVint | PGEHtlCZ11 | Ex | PGE | PGE | Htl | Multiple | CZ11 | Any | PGEHtlCZ112007 | PGEHtlCZ11 | 2007 | 0.10965 | 07
ComVint | PGEHtlCZ11 | Ex | PGE | PGE | Htl | Multiple | CZ11 | Any | PGEHtlCZ112011 | PGEHtlCZ11 | 2011 | 0.10965 | 11
ComVint | PGEHtlCZ11 | Ex | PGE | PGE | Htl | Multiple | CZ11 | Any | PGEHtlCZ112014 | PGEHtlCZ11 | 2014 | 0.054825 | 14
ComVint | PGEHtlCZ12 | Ex | PGE | PGE | Htl | Multiple | CZ12 | Any | PGEHtlCZ121975 | PGEHtlCZ12 | 1975 | 3.052 | 75
ComVint | PGEHtlCZ12 | Ex | PGE | PGE | Htl | Multiple | CZ12 | Any | PGEHtlCZ121985 | PGEHtlCZ12 | 1985 | 2.133 | 85
ComVint | PGEHtlCZ12 | Ex | PGE | PGE | Htl | Multiple | CZ12 | Any | PGEHtlCZ121996 | PGEHtlCZ12 | 1996 | 1.2524 | 96
ComVint | PGEHtlCZ12 | Ex | PGE | PGE | Htl | Multiple | CZ12 | Any | PGEHtlCZ122003 | PGEHtlCZ12 | 2003 | 0.7536 | 03
ComVint | PGEHtlCZ12 | Ex | PGE | PGE | Htl | Multiple | CZ12 | Any | PGEHtlCZ122007 | PGEHtlCZ12 | 2007 | 0.4217 | 07
ComVint | PGEHtlCZ12 | Ex | PGE | PGE | Htl | Multiple | CZ12 | Any | PGEHtlCZ122011 | PGEHtlCZ12 | 2011 | 0.4217 | 11
ComVint | PGEHtlCZ12 | Ex | PGE | PGE | Htl | Multiple | CZ12 | Any | PGEHtlCZ122014 | PGEHtlCZ12 | 2014 | 0.21085 | 14
ComVint | PGEHtlCZ13 | Ex | PGE | PGE | Htl | Multiple | CZ13 | Any | PGEHtlCZ131975 | PGEHtlCZ13 | 1975 | 2.3413 | 75
ComVint | PGEHtlCZ13 | Ex | PGE | PGE | Htl | Multiple | CZ13 | Any | PGEHtlCZ131985 | PGEHtlCZ13 | 1985 | 1.4405 | 85
ComVint | PGEHtlCZ13 | Ex | PGE | PGE | Htl | Multiple | CZ13 | Any | PGEHtlCZ131996 | PGEHtlCZ13 | 1996 | 0.4713 | 96
ComVint | PGEHtlCZ13 | Ex | PGE | PGE | Htl | Multiple | CZ13 | Any | PGEHtlCZ132003 | PGEHtlCZ13 | 2003 | 0.41675 | 03
ComVint | PGEHtlCZ13 | Ex | PGE | PGE | Htl | Multiple | CZ13 | Any | PGEHtlCZ132007 | PGEHtlCZ13 | 2007 | 0.23115 | 07
ComVint | PGEHtlCZ13 | Ex | PGE | PGE | Htl | Multiple | CZ13 | Any | PGEHtlCZ132011 | PGEHtlCZ13 | 2011 | 0.23115 | 11
ComVint | PGEHtlCZ13 | Ex | PGE | PGE | Htl | Multiple | CZ13 | Any | PGEHtlCZ132014 | PGEHtlCZ13 | 2014 | 0.11557 | 14
ComVint | PGEHtlCZ14 | Ex | PGE | PGE | Htl | Multiple | CZ14 | Any | PGEHtlCZ141975 | PGEHtlCZ14 | 1975 | 0 | 75
ComVint | PGEHtlCZ14 | Ex | PGE | PGE | Htl | Multiple | CZ14 | Any | PGEHtlCZ141985 | PGEHtlCZ14 | 1985 | 0 | 85
ComVint | PGEHtlCZ14 | Ex | PGE | PGE | Htl | Multiple | CZ14 | Any | PGEHtlCZ141996 | PGEHtlCZ14 | 1996 | 0 | 96
ComVint | PGEHtlCZ14 | Ex | PGE | PGE | Htl | Multiple | CZ14 | Any | PGEHtlCZ142003 | PGEHtlCZ14 | 2003 | 0 | 03
ComVint | PGEHtlCZ14 | Ex | PGE | PGE | Htl | Multiple | CZ14 | Any | PGEHtlCZ142007 | PGEHtlCZ14 | 2007 | 0 | 07
ComVint | PGEHtlCZ14 | Ex | PGE | PGE | Htl | Multiple | CZ14 | Any | PGEHtlCZ142011 | PGEHtlCZ14 | 2011 | 0 | 11
ComVint | PGEHtlCZ14 | Ex | PGE | PGE | Htl | Multiple | CZ14 | Any | PGEHtlCZ142014 | PGEHtlCZ14 | 2014 | 0 | 14
ComVint | PGEHtlCZ15 | Ex | PGE | PGE | Htl | Multiple | CZ15 | Any | PGEHtlCZ151975 | PGEHtlCZ15 | 1975 | 0 | 75
ComVint | PGEHtlCZ15 | Ex | PGE | PGE | Htl | Multiple | CZ15 | Any | PGEHtlCZ151985 | PGEHtlCZ15 | 1985 | 0 | 85
ComVint | PGEHtlCZ15 | Ex | PGE | PGE | Htl | Multiple | CZ15 | Any | PGEHtlCZ151996 | PGEHtlCZ15 | 1996 | 0 | 96
ComVint | PGEHtlCZ15 | Ex | PGE | PGE | Htl | Multiple | CZ15 | Any | PGEHtlCZ152003 | PGEHtlCZ15 | 2003 | 0 | 03
ComVint | PGEHtlCZ15 | Ex | PGE | PGE | Htl | Multiple | CZ15 | Any | PGEHtlCZ152007 | PGEHtlCZ15 | 2007 | 0 | 07
ComVint | PGEHtlCZ15 | Ex | PGE | PGE | Htl | Multiple | CZ15 | Any | PGEHtlCZ152011 | PGEHtlCZ15 | 2011 | 0 | 11
ComVint | PGEHtlCZ15 | Ex | PGE | PGE | Htl | Multiple | CZ15 | Any | PGEHtlCZ152014 | PGEHtlCZ15 | 2014 | 0 | 14
ComVint | PGEHtlCZ16 | Ex | PGE | PGE | Htl | Multiple | CZ16 | Any | PGEHtlCZ161975 | PGEHtlCZ16 | 1975 | 0.3859 | 75
ComVint | PGEHtlCZ16 | Ex | PGE | PGE | Htl | Multiple | CZ16 | Any | PGEHtlCZ161985 | PGEHtlCZ16 | 1985 | 0.3049 | 85
ComVint | PGEHtlCZ16 | Ex | PGE | PGE | Htl | Multiple | CZ16 | Any | PGEHtlCZ161996 | PGEHtlCZ16 | 1996 | 0.08855 | 96
ComVint | PGEHtlCZ16 | Ex | PGE | PGE | Htl | Multiple | CZ16 | Any | PGEHtlCZ162003 | PGEHtlCZ16 | 2003 | 0.1171 | 03
ComVint | PGEHtlCZ16 | Ex | PGE | PGE | Htl | Multiple | CZ16 | Any | PGEHtlCZ162007 | PGEHtlCZ16 | 2007 | 0.04325 | 07
ComVint | PGEHtlCZ16 | Ex | PGE | PGE | Htl | Multiple | CZ16 | Any | PGEHtlCZ162011 | PGEHtlCZ16 | 2011 | 0.04325 | 11
ComVint | PGEHtlCZ16 | Ex | PGE | PGE | Htl | Multiple | CZ16 | Any | PGEHtlCZ162014 | PGEHtlCZ16 | 2014 | 0.021625 | 14
ComVint | PGEMBTCZ01 | Ex | PGE | PGE | MBT | Multiple | CZ01 | Any | PGEMBTCZ011975 | PGEMBTCZ01 | 1975 | 0.49077 | 75
ComVint | PGEMBTCZ01 | Ex | PGE | PGE | MBT | Multiple | CZ01 | Any | PGEMBTCZ011985 | PGEMBTCZ01 | 1985 | 0.23333 | 85
ComVint | PGEMBTCZ01 | Ex | PGE | PGE | MBT | Multiple | CZ01 | Any | PGEMBTCZ011996 | PGEMBTCZ01 | 1996 | 0.15793 | 96
ComVint | PGEMBTCZ01 | Ex | PGE | PGE | MBT | Multiple | CZ01 | Any | PGEMBTCZ012003 | PGEMBTCZ01 | 2003 | 0.0712 | 03
ComVint | PGEMBTCZ01 | Ex | PGE | PGE | MBT | Multiple | CZ01 | Any | PGEMBTCZ012007 | PGEMBTCZ01 | 2007 | 0.035233 | 07
ComVint | PGEMBTCZ01 | Ex | PGE | PGE | MBT | Multiple | CZ01 | Any | PGEMBTCZ012011 | PGEMBTCZ01 | 2011 | 0.035233 | 11
ComVint | PGEMBTCZ01 | Ex | PGE | PGE | MBT | Multiple | CZ01 | Any | PGEMBTCZ012014 | PGEMBTCZ01 | 2014 | 0.017617 | 14
ComVint | PGEMBTCZ02 | Ex | PGE | PGE | MBT | Multiple | CZ02 | Any | PGEMBTCZ021975 | PGEMBTCZ02 | 1975 | 5.2018 | 75
ComVint | PGEMBTCZ02 | Ex | PGE | PGE | MBT | Multiple | CZ02 | Any | PGEMBTCZ021985 | PGEMBTCZ02 | 1985 | 2.3455 | 85
ComVint | PGEMBTCZ02 | Ex | PGE | PGE | MBT | Multiple | CZ02 | Any | PGEMBTCZ021996 | PGEMBTCZ02 | 1996 | 1.1861 | 96
ComVint | PGEMBTCZ02 | Ex | PGE | PGE | MBT | Multiple | CZ02 | Any | PGEMBTCZ022003 | PGEMBTCZ02 | 2003 | 0.5972 | 03
ComVint | PGEMBTCZ02 | Ex | PGE | PGE | MBT | Multiple | CZ02 | Any | PGEMBTCZ022007 | PGEMBTCZ02 | 2007 | 0.2687 | 07
ComVint | PGEMBTCZ02 | Ex | PGE | PGE | MBT | Multiple | CZ02 | Any | PGEMBTCZ022011 | PGEMBTCZ02 | 2011 | 0.2687 | 11
ComVint | PGEMBTCZ02 | Ex | PGE | PGE | MBT | Multiple | CZ02 | Any | PGEMBTCZ022014 | PGEMBTCZ02 | 2014 | 0.13435 | 14
ComVint | PGEMBTCZ03 | Ex | PGE | PGE | MBT | Multiple | CZ03 | Any | PGEMBTCZ031975 | PGEMBTCZ03 | 1975 | 29.9402 | 75
ComVint | PGEMBTCZ03 | Ex | PGE | PGE | MBT | Multiple | CZ03 | Any | PGEMBTCZ031985 | PGEMBTCZ03 | 1985 | 8.9301 | 85
ComVint | PGEMBTCZ03 | Ex | PGE | PGE | MBT | Multiple | CZ03 | Any | PGEMBTCZ031996 | PGEMBTCZ03 | 1996 | 5.6311 | 96
ComVint | PGEMBTCZ03 | Ex | PGE | PGE | MBT | Multiple | CZ03 | Any | PGEMBTCZ032003 | PGEMBTCZ03 | 2003 | 3.0324 | 03
ComVint | PGEMBTCZ03 | Ex | PGE | PGE | MBT | Multiple | CZ03 | Any | PGEMBTCZ032007 | PGEMBTCZ03 | 2007 | 1.0456 | 07
ComVint | PGEMBTCZ03 | Ex | PGE | PGE | MBT | Multiple | CZ03 | Any | PGEMBTCZ032011 | PGEMBTCZ03 | 2011 | 1.0456 | 11
ComVint | PGEMBTCZ03 | Ex | PGE | PGE | MBT | Multiple | CZ03 | Any | PGEMBTCZ032014 | PGEMBTCZ03 | 2014 | 0.52278 | 14
ComVint | PGEMBTCZ04 | Ex | PGE | PGE | MBT | Multiple | CZ04 | Any | PGEMBTCZ041975 | PGEMBTCZ04 | 1975 | 13.0052 | 75
ComVint | PGEMBTCZ04 | Ex | PGE | PGE | MBT | Multiple | CZ04 | Any | PGEMBTCZ041985 | PGEMBTCZ04 | 1985 | 7.2961 | 85
ComVint | PGEMBTCZ04 | Ex | PGE | PGE | MBT | Multiple | CZ04 | Any | PGEMBTCZ041996 | PGEMBTCZ04 | 1996 | 3.1723 | 96
ComVint | PGEMBTCZ04 | Ex | PGE | PGE | MBT | Multiple | CZ04 | Any | PGEMBTCZ042003 | PGEMBTCZ04 | 2003 | 1.5659 | 03
ComVint | PGEMBTCZ04 | Ex | PGE | PGE | MBT | Multiple | CZ04 | Any | PGEMBTCZ042007 | PGEMBTCZ04 | 2007 | 0.79527 | 07
ComVint | PGEMBTCZ04 | Ex | PGE | PGE | MBT | Multiple | CZ04 | Any | PGEMBTCZ042011 | PGEMBTCZ04 | 2011 | 0.79527 | 11
ComVint | PGEMBTCZ04 | Ex | PGE | PGE | MBT | Multiple | CZ04 | Any | PGEMBTCZ042014 | PGEMBTCZ04 | 2014 | 0.39763 | 14
ComVint | PGEMBTCZ05 | Ex | PGE | PGE | MBT | Multiple | CZ05 | Any | PGEMBTCZ051975 | PGEMBTCZ05 | 1975 | 1.5514 | 75
ComVint | PGEMBTCZ05 | Ex | PGE | PGE | MBT | Multiple | CZ05 | Any | PGEMBTCZ051985 | PGEMBTCZ05 | 1985 | 0.87167 | 85
ComVint | PGEMBTCZ05 | Ex | PGE | PGE | MBT | Multiple | CZ05 | Any | PGEMBTCZ051996 | PGEMBTCZ05 | 1996 | 0.3787 | 96
ComVint | PGEMBTCZ05 | Ex | PGE | PGE | MBT | Multiple | CZ05 | Any | PGEMBTCZ052003 | PGEMBTCZ05 | 2003 | 0.1869 | 03
ComVint | PGEMBTCZ05 | Ex | PGE | PGE | MBT | Multiple | CZ05 | Any | PGEMBTCZ052007 | PGEMBTCZ05 | 2007 | 0.095 | 07
ComVint | PGEMBTCZ05 | Ex | PGE | PGE | MBT | Multiple | CZ05 | Any | PGEMBTCZ052011 | PGEMBTCZ05 | 2011 | 0.095 | 11
ComVint | PGEMBTCZ05 | Ex | PGE | PGE | MBT | Multiple | CZ05 | Any | PGEMBTCZ052014 | PGEMBTCZ05 | 2014 | 0.0475 | 14
ComVint | PGEMBTCZ06 | Ex | PGE | PGE | MBT | Multiple | CZ06 | Any | PGEMBTCZ061975 | PGEMBTCZ06 | 1975 | 0 | 75
ComVint | PGEMBTCZ06 | Ex | PGE | PGE | MBT | Multiple | CZ06 | Any | PGEMBTCZ061985 | PGEMBTCZ06 | 1985 | 0 | 85
ComVint | PGEMBTCZ06 | Ex | PGE | PGE | MBT | Multiple | CZ06 | Any | PGEMBTCZ061996 | PGEMBTCZ06 | 1996 | 0 | 96
ComVint | PGEMBTCZ06 | Ex | PGE | PGE | MBT | Multiple | CZ06 | Any | PGEMBTCZ062003 | PGEMBTCZ06 | 2003 | 0 | 03
ComVint | PGEMBTCZ06 | Ex | PGE | PGE | MBT | Multiple | CZ06 | Any | PGEMBTCZ062007 | PGEMBTCZ06 | 2007 | 0 | 07
ComVint | PGEMBTCZ06 | Ex | PGE | PGE | MBT | Multiple | CZ06 | Any | PGEMBTCZ062011 | PGEMBTCZ06 | 2011 | 0 | 11
ComVint | PGEMBTCZ06 | Ex | PGE | PGE | MBT | Multiple | CZ06 | Any | PGEMBTCZ062014 | PGEMBTCZ06 | 2014 | 0 | 14
ComVint | PGEMBTCZ07 | Ex | PGE | PGE | MBT | Multiple | CZ07 | Any | PGEMBTCZ071975 | PGEMBTCZ07 | 1975 | 0 | 75
ComVint | PGEMBTCZ07 | Ex | PGE | PGE | MBT | Multiple | CZ07 | Any | PGEMBTCZ071985 | PGEMBTCZ07 | 1985 | 0 | 85
ComVint | PGEMBTCZ07 | Ex | PGE | PGE | MBT | Multiple | CZ07 | Any | PGEMBTCZ071996 | PGEMBTCZ07 | 1996 | 0 | 96
ComVint | PGEMBTCZ07 | Ex | PGE | PGE | MBT | Multiple | CZ07 | Any | PGEMBTCZ072003 | PGEMBTCZ07 | 2003 | 0 | 03
ComVint | PGEMBTCZ07 | Ex | PGE | PGE | MBT | Multiple | CZ07 | Any | PGEMBTCZ072007 | PGEMBTCZ07 | 2007 | 0 | 07
ComVint | PGEMBTCZ07 | Ex | PGE | PGE | MBT | Multiple | CZ07 | Any | PGEMBTCZ072011 | PGEMBTCZ07 | 2011 | 0 | 11
ComVint | PGEMBTCZ07 | Ex | PGE | PGE | MBT | Multiple | CZ07 | Any | PGEMBTCZ072014 | PGEMBTCZ07 | 2014 | 0 | 14
ComVint | PGEMBTCZ08 | Ex | PGE | PGE | MBT | Multiple | CZ08 | Any | PGEMBTCZ081975 | PGEMBTCZ08 | 1975 | 0 | 75
ComVint | PGEMBTCZ08 | Ex | PGE | PGE | MBT | Multiple | CZ08 | Any | PGEMBTCZ081985 | PGEMBTCZ08 | 1985 | 0 | 85
ComVint | PGEMBTCZ08 | Ex | PGE | PGE | MBT | Multiple | CZ08 | Any | PGEMBTCZ081996 | PGEMBTCZ08 | 1996 | 0 | 96
ComVint | PGEMBTCZ08 | Ex | PGE | PGE | MBT | Multiple | CZ08 | Any | PGEMBTCZ082003 | PGEMBTCZ08 | 2003 | 0 | 03
ComVint | PGEMBTCZ08 | Ex | PGE | PGE | MBT | Multiple | CZ08 | Any | PGEMBTCZ082007 | PGEMBTCZ08 | 2007 | 0 | 07
ComVint | PGEMBTCZ08 | Ex | PGE | PGE | MBT | Multiple | CZ08 | Any | PGEMBTCZ082011 | PGEMBTCZ08 | 2011 | 0 | 11
ComVint | PGEMBTCZ08 | Ex | PGE | PGE | MBT | Multiple | CZ08 | Any | PGEMBTCZ082014 | PGEMBTCZ08 | 2014 | 0 | 14
ComVint | PGEMBTCZ09 | Ex | PGE | PGE | MBT | Multiple | CZ09 | Any | PGEMBTCZ091975 | PGEMBTCZ09 | 1975 | 0 | 75
ComVint | PGEMBTCZ09 | Ex | PGE | PGE | MBT | Multiple | CZ09 | Any | PGEMBTCZ091985 | PGEMBTCZ09 | 1985 | 0 | 85
ComVint | PGEMBTCZ09 | Ex | PGE | PGE | MBT | Multiple | CZ09 | Any | PGEMBTCZ091996 | PGEMBTCZ09 | 1996 | 0 | 96
ComVint | PGEMBTCZ09 | Ex | PGE | PGE | MBT | Multiple | CZ09 | Any | PGEMBTCZ092003 | PGEMBTCZ09 | 2003 | 0 | 03
ComVint | PGEMBTCZ09 | Ex | PGE | PGE | MBT | Multiple | CZ09 | Any | PGEMBTCZ092007 | PGEMBTCZ09 | 2007 | 0 | 07
ComVint | PGEMBTCZ09 | Ex | PGE | PGE | MBT | Multiple | CZ09 | Any | PGEMBTCZ092011 | PGEMBTCZ09 | 2011 | 0 | 11
ComVint | PGEMBTCZ09 | Ex | PGE | PGE | MBT | Multiple | CZ09 | Any | PGEMBTCZ092014 | PGEMBTCZ09 | 2014 | 0 | 14
ComVint | PGEMBTCZ10 | Ex | PGE | PGE | MBT | Multiple | CZ10 | Any | PGEMBTCZ101975 | PGEMBTCZ10 | 1975 | 0 | 75
ComVint | PGEMBTCZ10 | Ex | PGE | PGE | MBT | Multiple | CZ10 | Any | PGEMBTCZ101985 | PGEMBTCZ10 | 1985 | 0 | 85
ComVint | PGEMBTCZ10 | Ex | PGE | PGE | MBT | Multiple | CZ10 | Any | PGEMBTCZ101996 | PGEMBTCZ10 | 1996 | 0 | 96
ComVint | PGEMBTCZ10 | Ex | PGE | PGE | MBT | Multiple | CZ10 | Any | PGEMBTCZ102003 | PGEMBTCZ10 | 2003 | 0 | 03
ComVint | PGEMBTCZ10 | Ex | PGE | PGE | MBT | Multiple | CZ10 | Any | PGEMBTCZ102007 | PGEMBTCZ10 | 2007 | 0 | 07
ComVint | PGEMBTCZ10 | Ex | PGE | PGE | MBT | Multiple | CZ10 | Any | PGEMBTCZ102011 | PGEMBTCZ10 | 2011 | 0 | 11
ComVint | PGEMBTCZ10 | Ex | PGE | PGE | MBT | Multiple | CZ10 | Any | PGEMBTCZ102014 | PGEMBTCZ10 | 2014 | 0 | 14
ComVint | PGEMBTCZ11 | Ex | PGE | PGE | MBT | Multiple | CZ11 | Any | PGEMBTCZ111975 | PGEMBTCZ11 | 1975 | 2.9683 | 75
ComVint | PGEMBTCZ11 | Ex | PGE | PGE | MBT | Multiple | CZ11 | Any | PGEMBTCZ111985 | PGEMBTCZ11 | 1985 | 1.9187 | 85
ComVint | PGEMBTCZ11 | Ex | PGE | PGE | MBT | Multiple | CZ11 | Any | PGEMBTCZ111996 | PGEMBTCZ11 | 1996 | 1.1423 | 96
ComVint | PGEMBTCZ11 | Ex | PGE | PGE | MBT | Multiple | CZ11 | Any | PGEMBTCZ112003 | PGEMBTCZ11 | 2003 | 0.5821 | 03
ComVint | PGEMBTCZ11 | Ex | PGE | PGE | MBT | Multiple | CZ11 | Any | PGEMBTCZ112007 | PGEMBTCZ11 | 2007 | 0.32423 | 07
ComVint | PGEMBTCZ11 | Ex | PGE | PGE | MBT | Multiple | CZ11 | Any | PGEMBTCZ112011 | PGEMBTCZ11 | 2011 | 0.32423 | 11
ComVint | PGEMBTCZ11 | Ex | PGE | PGE | MBT | Multiple | CZ11 | Any | PGEMBTCZ112014 | PGEMBTCZ11 | 2014 | 0.16212 | 14
ComVint | PGEMBTCZ12 | Ex | PGE | PGE | MBT | Multiple | CZ12 | Any | PGEMBTCZ121975 | PGEMBTCZ12 | 1975 | 12.7787 | 75
ComVint | PGEMBTCZ12 | Ex | PGE | PGE | MBT | Multiple | CZ12 | Any | PGEMBTCZ121985 | PGEMBTCZ12 | 1985 | 7.629 | 85
ComVint | PGEMBTCZ12 | Ex | PGE | PGE | MBT | Multiple | CZ12 | Any | PGEMBTCZ121996 | PGEMBTCZ12 | 1996 | 3.6433 | 96
ComVint | PGEMBTCZ12 | Ex | PGE | PGE | MBT | Multiple | CZ12 | Any | PGEMBTCZ122003 | PGEMBTCZ12 | 2003 | 2.0693 | 03
ComVint | PGEMBTCZ12 | Ex | PGE | PGE | MBT | Multiple | CZ12 | Any | PGEMBTCZ122007 | PGEMBTCZ12 | 2007 | 1.0404 | 07
ComVint | PGEMBTCZ12 | Ex | PGE | PGE | MBT | Multiple | CZ12 | Any | PGEMBTCZ122011 | PGEMBTCZ12 | 2011 | 1.0404 | 11
ComVint | PGEMBTCZ12 | Ex | PGE | PGE | MBT | Multiple | CZ12 | Any | PGEMBTCZ122014 | PGEMBTCZ12 | 2014 | 0.5202 | 14
ComVint | PGEMBTCZ13 | Ex | PGE | PGE | MBT | Multiple | CZ13 | Any | PGEMBTCZ131975 | PGEMBTCZ13 | 1975 | 7.4225 | 75
ComVint | PGEMBTCZ13 | Ex | PGE | PGE | MBT | Multiple | CZ13 | Any | PGEMBTCZ131985 | PGEMBTCZ13 | 1985 | 4.7501 | 85
ComVint | PGEMBTCZ13 | Ex | PGE | PGE | MBT | Multiple | CZ13 | Any | PGEMBTCZ131996 | PGEMBTCZ13 | 1996 | 3.0233 | 96
ComVint | PGEMBTCZ13 | Ex | PGE | PGE | MBT | Multiple | CZ13 | Any | PGEMBTCZ132003 | PGEMBTCZ13 | 2003 | 1.2221 | 03
ComVint | PGEMBTCZ13 | Ex | PGE | PGE | MBT | Multiple | CZ13 | Any | PGEMBTCZ132007 | PGEMBTCZ13 | 2007 | 0.76687 | 07
ComVint | PGEMBTCZ13 | Ex | PGE | PGE | MBT | Multiple | CZ13 | Any | PGEMBTCZ132011 | PGEMBTCZ13 | 2011 | 0.76687 | 11
ComVint | PGEMBTCZ13 | Ex | PGE | PGE | MBT | Multiple | CZ13 | Any | PGEMBTCZ132014 | PGEMBTCZ13 | 2014 | 0.38343 | 14
ComVint | PGEMBTCZ14 | Ex | PGE | PGE | MBT | Multiple | CZ14 | Any | PGEMBTCZ141975 | PGEMBTCZ14 | 1975 | 0 | 75
ComVint | PGEMBTCZ14 | Ex | PGE | PGE | MBT | Multiple | CZ14 | Any | PGEMBTCZ141985 | PGEMBTCZ14 | 1985 | 0 | 85
ComVint | PGEMBTCZ14 | Ex | PGE | PGE | MBT | Multiple | CZ14 | Any | PGEMBTCZ141996 | PGEMBTCZ14 | 1996 | 0 | 96
ComVint | PGEMBTCZ14 | Ex | PGE | PGE | MBT | Multiple | CZ14 | Any | PGEMBTCZ142003 | PGEMBTCZ14 | 2003 | 0 | 03
ComVint | PGEMBTCZ14 | Ex | PGE | PGE | MBT | Multiple | CZ14 | Any | PGEMBTCZ142007 | PGEMBTCZ14 | 2007 | 0 | 07
ComVint | PGEMBTCZ14 | Ex | PGE | PGE | MBT | Multiple | CZ14 | Any | PGEMBTCZ142011 | PGEMBTCZ14 | 2011 | 0 | 11
ComVint | PGEMBTCZ14 | Ex | PGE | PGE | MBT | Multiple | CZ14 | Any | PGEMBTCZ142014 | PGEMBTCZ14 | 2014 | 0 | 14
ComVint | PGEMBTCZ15 | Ex | PGE | PGE | MBT | Multiple | CZ15 | Any | PGEMBTCZ151975 | PGEMBTCZ15 | 1975 | 0 | 75
ComVint | PGEMBTCZ15 | Ex | PGE | PGE | MBT | Multiple | CZ15 | Any | PGEMBTCZ151985 | PGEMBTCZ15 | 1985 | 0 | 85
ComVint | PGEMBTCZ15 | Ex | PGE | PGE | MBT | Multiple | CZ15 | Any | PGEMBTCZ151996 | PGEMBTCZ15 | 1996 | 0 | 96
ComVint | PGEMBTCZ15 | Ex | PGE | PGE | MBT | Multiple | CZ15 | Any | PGEMBTCZ152003 | PGEMBTCZ15 | 2003 | 0 | 03
ComVint | PGEMBTCZ15 | Ex | PGE | PGE | MBT | Multiple | CZ15 | Any | PGEMBTCZ152007 | PGEMBTCZ15 | 2007 | 0 | 07
ComVint | PGEMBTCZ15 | Ex | PGE | PGE | MBT | Multiple | CZ15 | Any | PGEMBTCZ152011 | PGEMBTCZ15 | 2011 | 0 | 11
ComVint | PGEMBTCZ15 | Ex | PGE | PGE | MBT | Multiple | CZ15 | Any | PGEMBTCZ152014 | PGEMBTCZ15 | 2014 | 0 | 14
ComVint | PGEMBTCZ16 | Ex | PGE | PGE | MBT | Multiple | CZ16 | Any | PGEMBTCZ161975 | PGEMBTCZ16 | 1975 | 0.71443 | 75
ComVint | PGEMBTCZ16 | Ex | PGE | PGE | MBT | Multiple | CZ16 | Any | PGEMBTCZ161985 | PGEMBTCZ16 | 1985 | 0.38177 | 85
ComVint | PGEMBTCZ16 | Ex | PGE | PGE | MBT | Multiple | CZ16 | Any | PGEMBTCZ161996 | PGEMBTCZ16 | 1996 | 0.25477 | 96
ComVint | PGEMBTCZ16 | Ex | PGE | PGE | MBT | Multiple | CZ16 | Any | PGEMBTCZ162003 | PGEMBTCZ16 | 2003 | 0.11563 | 03
ComVint | PGEMBTCZ16 | Ex | PGE | PGE | MBT | Multiple | CZ16 | Any | PGEMBTCZ162007 | PGEMBTCZ16 | 2007 | 0.061667 | 07
ComVint | PGEMBTCZ16 | Ex | PGE | PGE | MBT | Multiple | CZ16 | Any | PGEMBTCZ162011 | PGEMBTCZ16 | 2011 | 0.061667 | 11
ComVint | PGEMBTCZ16 | Ex | PGE | PGE | MBT | Multiple | CZ16 | Any | PGEMBTCZ162014 | PGEMBTCZ16 | 2014 | 0.030833 | 14
ComVint | PGEMLICZ01 | Ex | PGE | PGE | MLI | Multiple | CZ01 | Any | PGEMLICZ011975 | PGEMLICZ01 | 1975 | 0.49077 | 75
ComVint | PGEMLICZ01 | Ex | PGE | PGE | MLI | Multiple | CZ01 | Any | PGEMLICZ011985 | PGEMLICZ01 | 1985 | 0.23333 | 85
ComVint | PGEMLICZ01 | Ex | PGE | PGE | MLI | Multiple | CZ01 | Any | PGEMLICZ011996 | PGEMLICZ01 | 1996 | 0.15793 | 96
ComVint | PGEMLICZ01 | Ex | PGE | PGE | MLI | Multiple | CZ01 | Any | PGEMLICZ012003 | PGEMLICZ01 | 2003 | 0.0712 | 03
ComVint | PGEMLICZ01 | Ex | PGE | PGE | MLI | Multiple | CZ01 | Any | PGEMLICZ012007 | PGEMLICZ01 | 2007 | 0.035233 | 07
ComVint | PGEMLICZ01 | Ex | PGE | PGE | MLI | Multiple | CZ01 | Any | PGEMLICZ012011 | PGEMLICZ01 | 2011 | 0.035233 | 11
ComVint | PGEMLICZ01 | Ex | PGE | PGE | MLI | Multiple | CZ01 | Any | PGEMLICZ012014 | PGEMLICZ01 | 2014 | 0.017617 | 14
ComVint | PGEMLICZ02 | Ex | PGE | PGE | MLI | Multiple | CZ02 | Any | PGEMLICZ021975 | PGEMLICZ02 | 1975 | 5.2018 | 75
ComVint | PGEMLICZ02 | Ex | PGE | PGE | MLI | Multiple | CZ02 | Any | PGEMLICZ021985 | PGEMLICZ02 | 1985 | 2.3455 | 85
ComVint | PGEMLICZ02 | Ex | PGE | PGE | MLI | Multiple | CZ02 | Any | PGEMLICZ021996 | PGEMLICZ02 | 1996 | 1.1861 | 96
ComVint | PGEMLICZ02 | Ex | PGE | PGE | MLI | Multiple | CZ02 | Any | PGEMLICZ022003 | PGEMLICZ02 | 2003 | 0.5972 | 03
ComVint | PGEMLICZ02 | Ex | PGE | PGE | MLI | Multiple | CZ02 | Any | PGEMLICZ022007 | PGEMLICZ02 | 2007 | 0.2687 | 07
ComVint | PGEMLICZ02 | Ex | PGE | PGE | MLI | Multiple | CZ02 | Any | PGEMLICZ022011 | PGEMLICZ02 | 2011 | 0.2687 | 11
ComVint | PGEMLICZ02 | Ex | PGE | PGE | MLI | Multiple | CZ02 | Any | PGEMLICZ022014 | PGEMLICZ02 | 2014 | 0.13435 | 14
ComVint | PGEMLICZ03 | Ex | PGE | PGE | MLI | Multiple | CZ03 | Any | PGEMLICZ031975 | PGEMLICZ03 | 1975 | 29.9402 | 75
ComVint | PGEMLICZ03 | Ex | PGE | PGE | MLI | Multiple | CZ03 | Any | PGEMLICZ031985 | PGEMLICZ03 | 1985 | 8.9301 | 85
ComVint | PGEMLICZ03 | Ex | PGE | PGE | MLI | Multiple | CZ03 | Any | PGEMLICZ031996 | PGEMLICZ03 | 1996 | 5.6311 | 96
ComVint | PGEMLICZ03 | Ex | PGE | PGE | MLI | Multiple | CZ03 | Any | PGEMLICZ032003 | PGEMLICZ03 | 2003 | 3.0324 | 03
ComVint | PGEMLICZ03 | Ex | PGE | PGE | MLI | Multiple | CZ03 | Any | PGEMLICZ032007 | PGEMLICZ03 | 2007 | 1.0456 | 07
ComVint | PGEMLICZ03 | Ex | PGE | PGE | MLI | Multiple | CZ03 | Any | PGEMLICZ032011 | PGEMLICZ03 | 2011 | 1.0456 | 11
ComVint | PGEMLICZ03 | Ex | PGE | PGE | MLI | Multiple | CZ03 | Any | PGEMLICZ032014 | PGEMLICZ03 | 2014 | 0.52278 | 14
ComVint | PGEMLICZ04 | Ex | PGE | PGE | MLI | Multiple | CZ04 | Any | PGEMLICZ041975 | PGEMLICZ04 | 1975 | 13.0052 | 75
ComVint | PGEMLICZ04 | Ex | PGE | PGE | MLI | Multiple | CZ04 | Any | PGEMLICZ041985 | PGEMLICZ04 | 1985 | 7.2961 | 85
ComVint | PGEMLICZ04 | Ex | PGE | PGE | MLI | Multiple | CZ04 | Any | PGEMLICZ041996 | PGEMLICZ04 | 1996 | 3.1723 | 96
ComVint | PGEMLICZ04 | Ex | PGE | PGE | MLI | Multiple | CZ04 | Any | PGEMLICZ042003 | PGEMLICZ04 | 2003 | 1.5659 | 03
ComVint | PGEMLICZ04 | Ex | PGE | PGE | MLI | Multiple | CZ04 | Any | PGEMLICZ042007 | PGEMLICZ04 | 2007 | 0.79527 | 07
ComVint | PGEMLICZ04 | Ex | PGE | PGE | MLI | Multiple | CZ04 | Any | PGEMLICZ042011 | PGEMLICZ04 | 2011 | 0.79527 | 11
ComVint | PGEMLICZ04 | Ex | PGE | PGE | MLI | Multiple | CZ04 | Any | PGEMLICZ042014 | PGEMLICZ04 | 2014 | 0.39763 | 14
ComVint | PGEMLICZ05 | Ex | PGE | PGE | MLI | Multiple | CZ05 | Any | PGEMLICZ051975 | PGEMLICZ05 | 1975 | 1.5514 | 75
ComVint | PGEMLICZ05 | Ex | PGE | PGE | MLI | Multiple | CZ05 | Any | PGEMLICZ051985 | PGEMLICZ05 | 1985 | 0.87167 | 85
ComVint | PGEMLICZ05 | Ex | PGE | PGE | MLI | Multiple | CZ05 | Any | PGEMLICZ051996 | PGEMLICZ05 | 1996 | 0.3787 | 96
ComVint | PGEMLICZ05 | Ex | PGE | PGE | MLI | Multiple | CZ05 | Any | PGEMLICZ052003 | PGEMLICZ05 | 2003 | 0.1869 | 03
ComVint | PGEMLICZ05 | Ex | PGE | PGE | MLI | Multiple | CZ05 | Any | PGEMLICZ052007 | PGEMLICZ05 | 2007 | 0.095 | 07
ComVint | PGEMLICZ05 | Ex | PGE | PGE | MLI | Multiple | CZ05 | Any | PGEMLICZ052011 | PGEMLICZ05 | 2011 | 0.095 | 11
ComVint | PGEMLICZ05 | Ex | PGE | PGE | MLI | Multiple | CZ05 | Any | PGEMLICZ052014 | PGEMLICZ05 | 2014 | 0.0475 | 14
ComVint | PGEMLICZ06 | Ex | PGE | PGE | MLI | Multiple | CZ06 | Any | PGEMLICZ061975 | PGEMLICZ06 | 1975 | 0 | 75
ComVint | PGEMLICZ06 | Ex | PGE | PGE | MLI | Multiple | CZ06 | Any | PGEMLICZ061985 | PGEMLICZ06 | 1985 | 0 | 85
ComVint | PGEMLICZ06 | Ex | PGE | PGE | MLI | Multiple | CZ06 | Any | PGEMLICZ061996 | PGEMLICZ06 | 1996 | 0 | 96
ComVint | PGEMLICZ06 | Ex | PGE | PGE | MLI | Multiple | CZ06 | Any | PGEMLICZ062003 | PGEMLICZ06 | 2003 | 0 | 03
ComVint | PGEMLICZ06 | Ex | PGE | PGE | MLI | Multiple | CZ06 | Any | PGEMLICZ062007 | PGEMLICZ06 | 2007 | 0 | 07
ComVint | PGEMLICZ06 | Ex | PGE | PGE | MLI | Multiple | CZ06 | Any | PGEMLICZ062011 | PGEMLICZ06 | 2011 | 0 | 11
ComVint | PGEMLICZ06 | Ex | PGE | PGE | MLI | Multiple | CZ06 | Any | PGEMLICZ062014 | PGEMLICZ06 | 2014 | 0 | 14
ComVint | PGEMLICZ07 | Ex | PGE | PGE | MLI | Multiple | CZ07 | Any | PGEMLICZ071975 | PGEMLICZ07 | 1975 | 0 | 75
ComVint | PGEMLICZ07 | Ex | PGE | PGE | MLI | Multiple | CZ07 | Any | PGEMLICZ071985 | PGEMLICZ07 | 1985 | 0 | 85
ComVint | PGEMLICZ07 | Ex | PGE | PGE | MLI | Multiple | CZ07 | Any | PGEMLICZ071996 | PGEMLICZ07 | 1996 | 0 | 96
ComVint | PGEMLICZ07 | Ex | PGE | PGE | MLI | Multiple | CZ07 | Any | PGEMLICZ072003 | PGEMLICZ07 | 2003 | 0 | 03
ComVint | PGEMLICZ07 | Ex | PGE | PGE | MLI | Multiple | CZ07 | Any | PGEMLICZ072007 | PGEMLICZ07 | 2007 | 0 | 07
ComVint | PGEMLICZ07 | Ex | PGE | PGE | MLI | Multiple | CZ07 | Any | PGEMLICZ072011 | PGEMLICZ07 | 2011 | 0 | 11
ComVint | PGEMLICZ07 | Ex | PGE | PGE | MLI | Multiple | CZ07 | Any | PGEMLICZ072014 | PGEMLICZ07 | 2014 | 0 | 14
ComVint | PGEMLICZ08 | Ex | PGE | PGE | MLI | Multiple | CZ08 | Any | PGEMLICZ081975 | PGEMLICZ08 | 1975 | 0 | 75
ComVint | PGEMLICZ08 | Ex | PGE | PGE | MLI | Multiple | CZ08 | Any | PGEMLICZ081985 | PGEMLICZ08 | 1985 | 0 | 85
ComVint | PGEMLICZ08 | Ex | PGE | PGE | MLI | Multiple | CZ08 | Any | PGEMLICZ081996 | PGEMLICZ08 | 1996 | 0 | 96
ComVint | PGEMLICZ08 | Ex | PGE | PGE | MLI | Multiple | CZ08 | Any | PGEMLICZ082003 | PGEMLICZ08 | 2003 | 0 | 03
ComVint | PGEMLICZ08 | Ex | PGE | PGE | MLI | Multiple | CZ08 | Any | PGEMLICZ082007 | PGEMLICZ08 | 2007 | 0 | 07
ComVint | PGEMLICZ08 | Ex | PGE | PGE | MLI | Multiple | CZ08 | Any | PGEMLICZ082011 | PGEMLICZ08 | 2011 | 0 | 11
ComVint | PGEMLICZ08 | Ex | PGE | PGE | MLI | Multiple | CZ08 | Any | PGEMLICZ082014 | PGEMLICZ08 | 2014 | 0 | 14
ComVint | PGEMLICZ09 | Ex | PGE | PGE | MLI | Multiple | CZ09 | Any | PGEMLICZ091975 | PGEMLICZ09 | 1975 | 0 | 75
ComVint | PGEMLICZ09 | Ex | PGE | PGE | MLI | Multiple | CZ09 | Any | PGEMLICZ091985 | PGEMLICZ09 | 1985 | 0 | 85
ComVint | PGEMLICZ09 | Ex | PGE | PGE | MLI | Multiple | CZ09 | Any | PGEMLICZ091996 | PGEMLICZ09 | 1996 | 0 | 96
ComVint | PGEMLICZ09 | Ex | PGE | PGE | MLI | Multiple | CZ09 | Any | PGEMLICZ092003 | PGEMLICZ09 | 2003 | 0 | 03
ComVint | PGEMLICZ09 | Ex | PGE | PGE | MLI | Multiple | CZ09 | Any | PGEMLICZ092007 | PGEMLICZ09 | 2007 | 0 | 07
ComVint | PGEMLICZ09 | Ex | PGE | PGE | MLI | Multiple | CZ09 | Any | PGEMLICZ092011 | PGEMLICZ09 | 2011 | 0 | 11
ComVint | PGEMLICZ09 | Ex | PGE | PGE | MLI | Multiple | CZ09 | Any | PGEMLICZ092014 | PGEMLICZ09 | 2014 | 0 | 14
ComVint | PGEMLICZ10 | Ex | PGE | PGE | MLI | Multiple | CZ10 | Any | PGEMLICZ101975 | PGEMLICZ10 | 1975 | 0 | 75
ComVint | PGEMLICZ10 | Ex | PGE | PGE | MLI | Multiple | CZ10 | Any | PGEMLICZ101985 | PGEMLICZ10 | 1985 | 0 | 85
ComVint | PGEMLICZ10 | Ex | PGE | PGE | MLI | Multiple | CZ10 | Any | PGEMLICZ101996 | PGEMLICZ10 | 1996 | 0 | 96
ComVint | PGEMLICZ10 | Ex | PGE | PGE | MLI | Multiple | CZ10 | Any | PGEMLICZ102003 | PGEMLICZ10 | 2003 | 0 | 03
ComVint | PGEMLICZ10 | Ex | PGE | PGE | MLI | Multiple | CZ10 | Any | PGEMLICZ102007 | PGEMLICZ10 | 2007 | 0 | 07
ComVint | PGEMLICZ10 | Ex | PGE | PGE | MLI | Multiple | CZ10 | Any | PGEMLICZ102011 | PGEMLICZ10 | 2011 | 0 | 11
ComVint | PGEMLICZ10 | Ex | PGE | PGE | MLI | Multiple | CZ10 | Any | PGEMLICZ102014 | PGEMLICZ10 | 2014 | 0 | 14
ComVint | PGEMLICZ11 | Ex | PGE | PGE | MLI | Multiple | CZ11 | Any | PGEMLICZ111975 | PGEMLICZ11 | 1975 | 2.9683 | 75
ComVint | PGEMLICZ11 | Ex | PGE | PGE | MLI | Multiple | CZ11 | Any | PGEMLICZ111985 | PGEMLICZ11 | 1985 | 1.9187 | 85
ComVint | PGEMLICZ11 | Ex | PGE | PGE | MLI | Multiple | CZ11 | Any | PGEMLICZ111996 | PGEMLICZ11 | 1996 | 1.1423 | 96
ComVint | PGEMLICZ11 | Ex | PGE | PGE | MLI | Multiple | CZ11 | Any | PGEMLICZ112003 | PGEMLICZ11 | 2003 | 0.5821 | 03
ComVint | PGEMLICZ11 | Ex | PGE | PGE | MLI | Multiple | CZ11 | Any | PGEMLICZ112007 | PGEMLICZ11 | 2007 | 0.32423 | 07
ComVint | PGEMLICZ11 | Ex | PGE | PGE | MLI | Multiple | CZ11 | Any | PGEMLICZ112011 | PGEMLICZ11 | 2011 | 0.32423 | 11
ComVint | PGEMLICZ11 | Ex | PGE | PGE | MLI | Multiple | CZ11 | Any | PGEMLICZ112014 | PGEMLICZ11 | 2014 | 0.16212 | 14
ComVint | PGEMLICZ12 | Ex | PGE | PGE | MLI | Multiple | CZ12 | Any | PGEMLICZ121975 | PGEMLICZ12 | 1975 | 12.7787 | 75
ComVint | PGEMLICZ12 | Ex | PGE | PGE | MLI | Multiple | CZ12 | Any | PGEMLICZ121985 | PGEMLICZ12 | 1985 | 7.629 | 85
ComVint | PGEMLICZ12 | Ex | PGE | PGE | MLI | Multiple | CZ12 | Any | PGEMLICZ121996 | PGEMLICZ12 | 1996 | 3.6433 | 96
ComVint | PGEMLICZ12 | Ex | PGE | PGE | MLI | Multiple | CZ12 | Any | PGEMLICZ122003 | PGEMLICZ12 | 2003 | 2.0693 | 03
ComVint | PGEMLICZ12 | Ex | PGE | PGE | MLI | Multiple | CZ12 | Any | PGEMLICZ122007 | PGEMLICZ12 | 2007 | 1.0404 | 07
ComVint | PGEMLICZ12 | Ex | PGE | PGE | MLI | Multiple | CZ12 | Any | PGEMLICZ122011 | PGEMLICZ12 | 2011 | 1.0404 | 11
ComVint | PGEMLICZ12 | Ex | PGE | PGE | MLI | Multiple | CZ12 | Any | PGEMLICZ122014 | PGEMLICZ12 | 2014 | 0.5202 | 14
ComVint | PGEMLICZ13 | Ex | PGE | PGE | MLI | Multiple | CZ13 | Any | PGEMLICZ131975 | PGEMLICZ13 | 1975 | 7.4225 | 75
ComVint | PGEMLICZ13 | Ex | PGE | PGE | MLI | Multiple | CZ13 | Any | PGEMLICZ131985 | PGEMLICZ13 | 1985 | 4.7501 | 85
ComVint | PGEMLICZ13 | Ex | PGE | PGE | MLI | Multiple | CZ13 | Any | PGEMLICZ131996 | PGEMLICZ13 | 1996 | 3.0233 | 96
ComVint | PGEMLICZ13 | Ex | PGE | PGE | MLI | Multiple | CZ13 | Any | PGEMLICZ132003 | PGEMLICZ13 | 2003 | 1.2221 | 03
ComVint | PGEMLICZ13 | Ex | PGE | PGE | MLI | Multiple | CZ13 | Any | PGEMLICZ132007 | PGEMLICZ13 | 2007 | 0.76687 | 07
ComVint | PGEMLICZ13 | Ex | PGE | PGE | MLI | Multiple | CZ13 | Any | PGEMLICZ132011 | PGEMLICZ13 | 2011 | 0.76687 | 11
ComVint | PGEMLICZ13 | Ex | PGE | PGE | MLI | Multiple | CZ13 | Any | PGEMLICZ132014 | PGEMLICZ13 | 2014 | 0.38343 | 14
ComVint | PGEMLICZ14 | Ex | PGE | PGE | MLI | Multiple | CZ14 | Any | PGEMLICZ141975 | PGEMLICZ14 | 1975 | 0 | 75
ComVint | PGEMLICZ14 | Ex | PGE | PGE | MLI | Multiple | CZ14 | Any | PGEMLICZ141985 | PGEMLICZ14 | 1985 | 0 | 85
ComVint | PGEMLICZ14 | Ex | PGE | PGE | MLI | Multiple | CZ14 | Any | PGEMLICZ141996 | PGEMLICZ14 | 1996 | 0 | 96
ComVint | PGEMLICZ14 | Ex | PGE | PGE | MLI | Multiple | CZ14 | Any | PGEMLICZ142003 | PGEMLICZ14 | 2003 | 0 | 03
ComVint | PGEMLICZ14 | Ex | PGE | PGE | MLI | Multiple | CZ14 | Any | PGEMLICZ142007 | PGEMLICZ14 | 2007 | 0 | 07
ComVint | PGEMLICZ14 | Ex | PGE | PGE | MLI | Multiple | CZ14 | Any | PGEMLICZ142011 | PGEMLICZ14 | 2011 | 0 | 11
ComVint | PGEMLICZ14 | Ex | PGE | PGE | MLI | Multiple | CZ14 | Any | PGEMLICZ142014 | PGEMLICZ14 | 2014 | 0 | 14
ComVint | PGEMLICZ15 | Ex | PGE | PGE | MLI | Multiple | CZ15 | Any | PGEMLICZ151975 | PGEMLICZ15 | 1975 | 0 | 75
ComVint | PGEMLICZ15 | Ex | PGE | PGE | MLI | Multiple | CZ15 | Any | PGEMLICZ151985 | PGEMLICZ15 | 1985 | 0 | 85
ComVint | PGEMLICZ15 | Ex | PGE | PGE | MLI | Multiple | CZ15 | Any | PGEMLICZ151996 | PGEMLICZ15 | 1996 | 0 | 96
ComVint | PGEMLICZ15 | Ex | PGE | PGE | MLI | Multiple | CZ15 | Any | PGEMLICZ152003 | PGEMLICZ15 | 2003 | 0 | 03
ComVint | PGEMLICZ15 | Ex | PGE | PGE | MLI | Multiple | CZ15 | Any | PGEMLICZ152007 | PGEMLICZ15 | 2007 | 0 | 07
ComVint | PGEMLICZ15 | Ex | PGE | PGE | MLI | Multiple | CZ15 | Any | PGEMLICZ152011 | PGEMLICZ15 | 2011 | 0 | 11
ComVint | PGEMLICZ15 | Ex | PGE | PGE | MLI | Multiple | CZ15 | Any | PGEMLICZ152014 | PGEMLICZ15 | 2014 | 0 | 14
ComVint | PGEMLICZ16 | Ex | PGE | PGE | MLI | Multiple | CZ16 | Any | PGEMLICZ161975 | PGEMLICZ16 | 1975 | 0.71443 | 75
ComVint | PGEMLICZ16 | Ex | PGE | PGE | MLI | Multiple | CZ16 | Any | PGEMLICZ161985 | PGEMLICZ16 | 1985 | 0.38177 | 85
ComVint | PGEMLICZ16 | Ex | PGE | PGE | MLI | Multiple | CZ16 | Any | PGEMLICZ161996 | PGEMLICZ16 | 1996 | 0.25477 | 96
ComVint | PGEMLICZ16 | Ex | PGE | PGE | MLI | Multiple | CZ16 | Any | PGEMLICZ162003 | PGEMLICZ16 | 2003 | 0.11563 | 03
ComVint | PGEMLICZ16 | Ex | PGE | PGE | MLI | Multiple | CZ16 | Any | PGEMLICZ162007 | PGEMLICZ16 | 2007 | 0.061667 | 07
ComVint | PGEMLICZ16 | Ex | PGE | PGE | MLI | Multiple | CZ16 | Any | PGEMLICZ162011 | PGEMLICZ16 | 2011 | 0.061667 | 11
ComVint | PGEMLICZ16 | Ex | PGE | PGE | MLI | Multiple | CZ16 | Any | PGEMLICZ162014 | PGEMLICZ16 | 2014 | 0.030833 | 14
ComVint | PGEMtlCZ01 | Ex | PGE | PGE | Mtl | Multiple | CZ01 | Any | PGEMtlCZ011975 | PGEMtlCZ01 | 1975 | 0.32085 | 75
ComVint | PGEMtlCZ01 | Ex | PGE | PGE | Mtl | Multiple | CZ01 | Any | PGEMtlCZ011985 | PGEMtlCZ01 | 1985 | 0.29745 | 85
ComVint | PGEMtlCZ01 | Ex | PGE | PGE | Mtl | Multiple | CZ01 | Any | PGEMtlCZ011996 | PGEMtlCZ01 | 1996 | 0.08625 | 96
ComVint | PGEMtlCZ01 | Ex | PGE | PGE | Mtl | Multiple | CZ01 | Any | PGEMtlCZ012003 | PGEMtlCZ01 | 2003 | 0.119 | 03
ComVint | PGEMtlCZ01 | Ex | PGE | PGE | Mtl | Multiple | CZ01 | Any | PGEMtlCZ012007 | PGEMtlCZ01 | 2007 | 0.03815 | 07
ComVint | PGEMtlCZ01 | Ex | PGE | PGE | Mtl | Multiple | CZ01 | Any | PGEMtlCZ012011 | PGEMtlCZ01 | 2011 | 0.03815 | 11
ComVint | PGEMtlCZ01 | Ex | PGE | PGE | Mtl | Multiple | CZ01 | Any | PGEMtlCZ012014 | PGEMtlCZ01 | 2014 | 0.019075 | 14
ComVint | PGEMtlCZ02 | Ex | PGE | PGE | Mtl | Multiple | CZ02 | Any | PGEMtlCZ021975 | PGEMtlCZ02 | 1975 | 1.545 | 75
ComVint | PGEMtlCZ02 | Ex | PGE | PGE | Mtl | Multiple | CZ02 | Any | PGEMtlCZ021985 | PGEMtlCZ02 | 1985 | 1.3323 | 85
ComVint | PGEMtlCZ02 | Ex | PGE | PGE | Mtl | Multiple | CZ02 | Any | PGEMtlCZ021996 | PGEMtlCZ02 | 1996 | 0.6118 | 96
ComVint | PGEMtlCZ02 | Ex | PGE | PGE | Mtl | Multiple | CZ02 | Any | PGEMtlCZ022003 | PGEMtlCZ02 | 2003 | 0.362 | 03
ComVint | PGEMtlCZ02 | Ex | PGE | PGE | Mtl | Multiple | CZ02 | Any | PGEMtlCZ022007 | PGEMtlCZ02 | 2007 | 0.1676 | 07
ComVint | PGEMtlCZ02 | Ex | PGE | PGE | Mtl | Multiple | CZ02 | Any | PGEMtlCZ022011 | PGEMtlCZ02 | 2011 | 0.1676 | 11
ComVint | PGEMtlCZ02 | Ex | PGE | PGE | Mtl | Multiple | CZ02 | Any | PGEMtlCZ022014 | PGEMtlCZ02 | 2014 | 0.0838 | 14
ComVint | PGEMtlCZ03 | Ex | PGE | PGE | Mtl | Multiple | CZ03 | Any | PGEMtlCZ031975 | PGEMtlCZ03 | 1975 | 11.8866 | 75
ComVint | PGEMtlCZ03 | Ex | PGE | PGE | Mtl | Multiple | CZ03 | Any | PGEMtlCZ031985 | PGEMtlCZ03 | 1985 | 7.6702 | 85
ComVint | PGEMtlCZ03 | Ex | PGE | PGE | Mtl | Multiple | CZ03 | Any | PGEMtlCZ031996 | PGEMtlCZ03 | 1996 | 3.5478 | 96
ComVint | PGEMtlCZ03 | Ex | PGE | PGE | Mtl | Multiple | CZ03 | Any | PGEMtlCZ032003 | PGEMtlCZ03 | 2003 | 1.9937 | 03
ComVint | PGEMtlCZ03 | Ex | PGE | PGE | Mtl | Multiple | CZ03 | Any | PGEMtlCZ032007 | PGEMtlCZ03 | 2007 | 0.50165 | 07
ComVint | PGEMtlCZ03 | Ex | PGE | PGE | Mtl | Multiple | CZ03 | Any | PGEMtlCZ032011 | PGEMtlCZ03 | 2011 | 0.50165 | 11
ComVint | PGEMtlCZ03 | Ex | PGE | PGE | Mtl | Multiple | CZ03 | Any | PGEMtlCZ032014 | PGEMtlCZ03 | 2014 | 0.25083 | 14
ComVint | PGEMtlCZ04 | Ex | PGE | PGE | Mtl | Multiple | CZ04 | Any | PGEMtlCZ041975 | PGEMtlCZ04 | 1975 | 3.1745 | 75
ComVint | PGEMtlCZ04 | Ex | PGE | PGE | Mtl | Multiple | CZ04 | Any | PGEMtlCZ041985 | PGEMtlCZ04 | 1985 | 2.8108 | 85
ComVint | PGEMtlCZ04 | Ex | PGE | PGE | Mtl | Multiple | CZ04 | Any | PGEMtlCZ041996 | PGEMtlCZ04 | 1996 | 1.3798 | 96
ComVint | PGEMtlCZ04 | Ex | PGE | PGE | Mtl | Multiple | CZ04 | Any | PGEMtlCZ042003 | PGEMtlCZ04 | 2003 | 0.69935 | 03
ComVint | PGEMtlCZ04 | Ex | PGE | PGE | Mtl | Multiple | CZ04 | Any | PGEMtlCZ042007 | PGEMtlCZ04 | 2007 | 0.37215 | 07
ComVint | PGEMtlCZ04 | Ex | PGE | PGE | Mtl | Multiple | CZ04 | Any | PGEMtlCZ042011 | PGEMtlCZ04 | 2011 | 0.37215 | 11
ComVint | PGEMtlCZ04 | Ex | PGE | PGE | Mtl | Multiple | CZ04 | Any | PGEMtlCZ042014 | PGEMtlCZ04 | 2014 | 0.18607 | 14
ComVint | PGEMtlCZ05 | Ex | PGE | PGE | Mtl | Multiple | CZ05 | Any | PGEMtlCZ051975 | PGEMtlCZ05 | 1975 | 1.3226 | 75
ComVint | PGEMtlCZ05 | Ex | PGE | PGE | Mtl | Multiple | CZ05 | Any | PGEMtlCZ051985 | PGEMtlCZ05 | 1985 | 1.1743 | 85
ComVint | PGEMtlCZ05 | Ex | PGE | PGE | Mtl | Multiple | CZ05 | Any | PGEMtlCZ051996 | PGEMtlCZ05 | 1996 | 0.57665 | 96
ComVint | PGEMtlCZ05 | Ex | PGE | PGE | Mtl | Multiple | CZ05 | Any | PGEMtlCZ052003 | PGEMtlCZ05 | 2003 | 0.29205 | 03
ComVint | PGEMtlCZ05 | Ex | PGE | PGE | Mtl | Multiple | CZ05 | Any | PGEMtlCZ052007 | PGEMtlCZ05 | 2007 | 0.15605 | 07
ComVint | PGEMtlCZ05 | Ex | PGE | PGE | Mtl | Multiple | CZ05 | Any | PGEMtlCZ052011 | PGEMtlCZ05 | 2011 | 0.15605 | 11
ComVint | PGEMtlCZ05 | Ex | PGE | PGE | Mtl | Multiple | CZ05 | Any | PGEMtlCZ052014 | PGEMtlCZ05 | 2014 | 0.078025 | 14
ComVint | PGEMtlCZ06 | Ex | PGE | PGE | Mtl | Multiple | CZ06 | Any | PGEMtlCZ061975 | PGEMtlCZ06 | 1975 | 0 | 75
ComVint | PGEMtlCZ06 | Ex | PGE | PGE | Mtl | Multiple | CZ06 | Any | PGEMtlCZ061985 | PGEMtlCZ06 | 1985 | 0 | 85
ComVint | PGEMtlCZ06 | Ex | PGE | PGE | Mtl | Multiple | CZ06 | Any | PGEMtlCZ061996 | PGEMtlCZ06 | 1996 | 0 | 96
ComVint | PGEMtlCZ06 | Ex | PGE | PGE | Mtl | Multiple | CZ06 | Any | PGEMtlCZ062003 | PGEMtlCZ06 | 2003 | 0 | 03
ComVint | PGEMtlCZ06 | Ex | PGE | PGE | Mtl | Multiple | CZ06 | Any | PGEMtlCZ062007 | PGEMtlCZ06 | 2007 | 0 | 07
ComVint | PGEMtlCZ06 | Ex | PGE | PGE | Mtl | Multiple | CZ06 | Any | PGEMtlCZ062011 | PGEMtlCZ06 | 2011 | 0 | 11
ComVint | PGEMtlCZ06 | Ex | PGE | PGE | Mtl | Multiple | CZ06 | Any | PGEMtlCZ062014 | PGEMtlCZ06 | 2014 | 0 | 14
ComVint | PGEMtlCZ07 | Ex | PGE | PGE | Mtl | Multiple | CZ07 | Any | PGEMtlCZ071975 | PGEMtlCZ07 | 1975 | 0 | 75
ComVint | PGEMtlCZ07 | Ex | PGE | PGE | Mtl | Multiple | CZ07 | Any | PGEMtlCZ071985 | PGEMtlCZ07 | 1985 | 0 | 85
ComVint | PGEMtlCZ07 | Ex | PGE | PGE | Mtl | Multiple | CZ07 | Any | PGEMtlCZ071996 | PGEMtlCZ07 | 1996 | 0 | 96
ComVint | PGEMtlCZ07 | Ex | PGE | PGE | Mtl | Multiple | CZ07 | Any | PGEMtlCZ072003 | PGEMtlCZ07 | 2003 | 0 | 03
ComVint | PGEMtlCZ07 | Ex | PGE | PGE | Mtl | Multiple | CZ07 | Any | PGEMtlCZ072007 | PGEMtlCZ07 | 2007 | 0 | 07
ComVint | PGEMtlCZ07 | Ex | PGE | PGE | Mtl | Multiple | CZ07 | Any | PGEMtlCZ072011 | PGEMtlCZ07 | 2011 | 0 | 11
ComVint | PGEMtlCZ07 | Ex | PGE | PGE | Mtl | Multiple | CZ07 | Any | PGEMtlCZ072014 | PGEMtlCZ07 | 2014 | 0 | 14
ComVint | PGEMtlCZ08 | Ex | PGE | PGE | Mtl | Multiple | CZ08 | Any | PGEMtlCZ081975 | PGEMtlCZ08 | 1975 | 0 | 75
ComVint | PGEMtlCZ08 | Ex | PGE | PGE | Mtl | Multiple | CZ08 | Any | PGEMtlCZ081985 | PGEMtlCZ08 | 1985 | 0 | 85
ComVint | PGEMtlCZ08 | Ex | PGE | PGE | Mtl | Multiple | CZ08 | Any | PGEMtlCZ081996 | PGEMtlCZ08 | 1996 | 0 | 96
ComVint | PGEMtlCZ08 | Ex | PGE | PGE | Mtl | Multiple | CZ08 | Any | PGEMtlCZ082003 | PGEMtlCZ08 | 2003 | 0 | 03
ComVint | PGEMtlCZ08 | Ex | PGE | PGE | Mtl | Multiple | CZ08 | Any | PGEMtlCZ082007 | PGEMtlCZ08 | 2007 | 0 | 07
ComVint | PGEMtlCZ08 | Ex | PGE | PGE | Mtl | Multiple | CZ08 | Any | PGEMtlCZ082011 | PGEMtlCZ08 | 2011 | 0 | 11
ComVint | PGEMtlCZ08 | Ex | PGE | PGE | Mtl | Multiple | CZ08 | Any | PGEMtlCZ082014 | PGEMtlCZ08 | 2014 | 0 | 14
ComVint | PGEMtlCZ09 | Ex | PGE | PGE | Mtl | Multiple | CZ09 | Any | PGEMtlCZ091975 | PGEMtlCZ09 | 1975 | 0 | 75
ComVint | PGEMtlCZ09 | Ex | PGE | PGE | Mtl | Multiple | CZ09 | Any | PGEMtlCZ091985 | PGEMtlCZ09 | 1985 | 0 | 85
ComVint | PGEMtlCZ09 | Ex | PGE | PGE | Mtl | Multiple | CZ09 | Any | PGEMtlCZ091996 | PGEMtlCZ09 | 1996 | 0 | 96
ComVint | PGEMtlCZ09 | Ex | PGE | PGE | Mtl | Multiple | CZ09 | Any | PGEMtlCZ092003 | PGEMtlCZ09 | 2003 | 0 | 03
ComVint | PGEMtlCZ09 | Ex | PGE | PGE | Mtl | Multiple | CZ09 | Any | PGEMtlCZ092007 | PGEMtlCZ09 | 2007 | 0 | 07
ComVint | PGEMtlCZ09 | Ex | PGE | PGE | Mtl | Multiple | CZ09 | Any | PGEMtlCZ092011 | PGEMtlCZ09 | 2011 | 0 | 11
ComVint | PGEMtlCZ09 | Ex | PGE | PGE | Mtl | Multiple | CZ09 | Any | PGEMtlCZ092014 | PGEMtlCZ09 | 2014 | 0 | 14
ComVint | PGEMtlCZ10 | Ex | PGE | PGE | Mtl | Multiple | CZ10 | Any | PGEMtlCZ101975 | PGEMtlCZ10 | 1975 | 0 | 75
ComVint | PGEMtlCZ10 | Ex | PGE | PGE | Mtl | Multiple | CZ10 | Any | PGEMtlCZ101985 | PGEMtlCZ10 | 1985 | 0 | 85
ComVint | PGEMtlCZ10 | Ex | PGE | PGE | Mtl | Multiple | CZ10 | Any | PGEMtlCZ101996 | PGEMtlCZ10 | 1996 | 0 | 96
ComVint | PGEMtlCZ10 | Ex | PGE | PGE | Mtl | Multiple | CZ10 | Any | PGEMtlCZ102003 | PGEMtlCZ10 | 2003 | 0 | 03
ComVint | PGEMtlCZ10 | Ex | PGE | PGE | Mtl | Multiple | CZ10 | Any | PGEMtlCZ102007 | PGEMtlCZ10 | 2007 | 0 | 07
ComVint | PGEMtlCZ10 | Ex | PGE | PGE | Mtl | Multiple | CZ10 | Any | PGEMtlCZ102011 | PGEMtlCZ10 | 2011 | 0 | 11
ComVint | PGEMtlCZ10 | Ex | PGE | PGE | Mtl | Multiple | CZ10 | Any | PGEMtlCZ102014 | PGEMtlCZ10 | 2014 | 0 | 14
ComVint | PGEMtlCZ11 | Ex | PGE | PGE | Mtl | Multiple | CZ11 | Any | PGEMtlCZ111975 | PGEMtlCZ11 | 1975 | 1.0435 | 75
ComVint | PGEMtlCZ11 | Ex | PGE | PGE | Mtl | Multiple | CZ11 | Any | PGEMtlCZ111985 | PGEMtlCZ11 | 1985 | 0.6497 | 85
ComVint | PGEMtlCZ11 | Ex | PGE | PGE | Mtl | Multiple | CZ11 | Any | PGEMtlCZ111996 | PGEMtlCZ11 | 1996 | 0.22975 | 96
ComVint | PGEMtlCZ11 | Ex | PGE | PGE | Mtl | Multiple | CZ11 | Any | PGEMtlCZ112003 | PGEMtlCZ11 | 2003 | 0.2061 | 03
ComVint | PGEMtlCZ11 | Ex | PGE | PGE | Mtl | Multiple | CZ11 | Any | PGEMtlCZ112007 | PGEMtlCZ11 | 2007 | 0.10965 | 07
ComVint | PGEMtlCZ11 | Ex | PGE | PGE | Mtl | Multiple | CZ11 | Any | PGEMtlCZ112011 | PGEMtlCZ11 | 2011 | 0.10965 | 11
ComVint | PGEMtlCZ11 | Ex | PGE | PGE | Mtl | Multiple | CZ11 | Any | PGEMtlCZ112014 | PGEMtlCZ11 | 2014 | 0.054825 | 14
ComVint | PGEMtlCZ12 | Ex | PGE | PGE | Mtl | Multiple | CZ12 | Any | PGEMtlCZ121975 | PGEMtlCZ12 | 1975 | 3.052 | 75
ComVint | PGEMtlCZ12 | Ex | PGE | PGE | Mtl | Multiple | CZ12 | Any | PGEMtlCZ121985 | PGEMtlCZ12 | 1985 | 2.133 | 85
ComVint | PGEMtlCZ12 | Ex | PGE | PGE | Mtl | Multiple | CZ12 | Any | PGEMtlCZ121996 | PGEMtlCZ12 | 1996 | 1.2524 | 96
ComVint | PGEMtlCZ12 | Ex | PGE | PGE | Mtl | Multiple | CZ12 | Any | PGEMtlCZ122003 | PGEMtlCZ12 | 2003 | 0.7536 | 03
ComVint | PGEMtlCZ12 | Ex | PGE | PGE | Mtl | Multiple | CZ12 | Any | PGEMtlCZ122007 | PGEMtlCZ12 | 2007 | 0.4217 | 07
ComVint | PGEMtlCZ12 | Ex | PGE | PGE | Mtl | Multiple | CZ12 | Any | PGEMtlCZ122011 | PGEMtlCZ12 | 2011 | 0.4217 | 11
ComVint | PGEMtlCZ12 | Ex | PGE | PGE | Mtl | Multiple | CZ12 | Any | PGEMtlCZ122014 | PGEMtlCZ12 | 2014 | 0.21085 | 14
ComVint | PGEMtlCZ13 | Ex | PGE | PGE | Mtl | Multiple | CZ13 | Any | PGEMtlCZ131975 | PGEMtlCZ13 | 1975 | 2.3413 | 75
ComVint | PGEMtlCZ13 | Ex | PGE | PGE | Mtl | Multiple | CZ13 | Any | PGEMtlCZ131985 | PGEMtlCZ13 | 1985 | 1.4405 | 85
ComVint | PGEMtlCZ13 | Ex | PGE | PGE | Mtl | Multiple | CZ13 | Any | PGEMtlCZ131996 | PGEMtlCZ13 | 1996 | 0.4713 | 96
ComVint | PGEMtlCZ13 | Ex | PGE | PGE | Mtl | Multiple | CZ13 | Any | PGEMtlCZ132003 | PGEMtlCZ13 | 2003 | 0.41675 | 03
ComVint | PGEMtlCZ13 | Ex | PGE | PGE | Mtl | Multiple | CZ13 | Any | PGEMtlCZ132007 | PGEMtlCZ13 | 2007 | 0.23115 | 07
ComVint | PGEMtlCZ13 | Ex | PGE | PGE | Mtl | Multiple | CZ13 | Any | PGEMtlCZ132011 | PGEMtlCZ13 | 2011 | 0.23115 | 11
ComVint | PGEMtlCZ13 | Ex | PGE | PGE | Mtl | Multiple | CZ13 | Any | PGEMtlCZ132014 | PGEMtlCZ13 | 2014 | 0.11557 | 14
ComVint | PGEMtlCZ14 | Ex | PGE | PGE | Mtl | Multiple | CZ14 | Any | PGEMtlCZ141975 | PGEMtlCZ14 | 1975 | 0 | 75
ComVint | PGEMtlCZ14 | Ex | PGE | PGE | Mtl | Multiple | CZ14 | Any | PGEMtlCZ141985 | PGEMtlCZ14 | 1985 | 0 | 85
ComVint | PGEMtlCZ14 | Ex | PGE | PGE | Mtl | Multiple | CZ14 | Any | PGEMtlCZ141996 | PGEMtlCZ14 | 1996 | 0 | 96
ComVint | PGEMtlCZ14 | Ex | PGE | PGE | Mtl | Multiple | CZ14 | Any | PGEMtlCZ142003 | PGEMtlCZ14 | 2003 | 0 | 03
ComVint | PGEMtlCZ14 | Ex | PGE | PGE | Mtl | Multiple | CZ14 | Any | PGEMtlCZ142007 | PGEMtlCZ14 | 2007 | 0 | 07
ComVint | PGEMtlCZ14 | Ex | PGE | PGE | Mtl | Multiple | CZ14 | Any | PGEMtlCZ142011 | PGEMtlCZ14 | 2011 | 0 | 11
ComVint | PGEMtlCZ14 | Ex | PGE | PGE | Mtl | Multiple | CZ14 | Any | PGEMtlCZ142014 | PGEMtlCZ14 | 2014 | 0 | 14
ComVint | PGEMtlCZ15 | Ex | PGE | PGE | Mtl | Multiple | CZ15 | Any | PGEMtlCZ151975 | PGEMtlCZ15 | 1975 | 0 | 75
ComVint | PGEMtlCZ15 | Ex | PGE | PGE | Mtl | Multiple | CZ15 | Any | PGEMtlCZ151985 | PGEMtlCZ15 | 1985 | 0 | 85
ComVint | PGEMtlCZ15 | Ex | PGE | PGE | Mtl | Multiple | CZ15 | Any | PGEMtlCZ151996 | PGEMtlCZ15 | 1996 | 0 | 96
ComVint | PGEMtlCZ15 | Ex | PGE | PGE | Mtl | Multiple | CZ15 | Any | PGEMtlCZ152003 | PGEMtlCZ15 | 2003 | 0 | 03
ComVint | PGEMtlCZ15 | Ex | PGE | PGE | Mtl | Multiple | CZ15 | Any | PGEMtlCZ152007 | PGEMtlCZ15 | 2007 | 0 | 07
ComVint | PGEMtlCZ15 | Ex | PGE | PGE | Mtl | Multiple | CZ15 | Any | PGEMtlCZ152011 | PGEMtlCZ15 | 2011 | 0 | 11
ComVint | PGEMtlCZ15 | Ex | PGE | PGE | Mtl | Multiple | CZ15 | Any | PGEMtlCZ152014 | PGEMtlCZ15 | 2014 | 0 | 14
ComVint | PGEMtlCZ16 | Ex | PGE | PGE | Mtl | Multiple | CZ16 | Any | PGEMtlCZ161975 | PGEMtlCZ16 | 1975 | 0.3859 | 75
ComVint | PGEMtlCZ16 | Ex | PGE | PGE | Mtl | Multiple | CZ16 | Any | PGEMtlCZ161985 | PGEMtlCZ16 | 1985 | 0.3049 | 85
ComVint | PGEMtlCZ16 | Ex | PGE | PGE | Mtl | Multiple | CZ16 | Any | PGEMtlCZ161996 | PGEMtlCZ16 | 1996 | 0.08855 | 96
ComVint | PGEMtlCZ16 | Ex | PGE | PGE | Mtl | Multiple | CZ16 | Any | PGEMtlCZ162003 | PGEMtlCZ16 | 2003 | 0.1171 | 03
ComVint | PGEMtlCZ16 | Ex | PGE | PGE | Mtl | Multiple | CZ16 | Any | PGEMtlCZ162007 | PGEMtlCZ16 | 2007 | 0.04325 | 07
ComVint | PGEMtlCZ16 | Ex | PGE | PGE | Mtl | Multiple | CZ16 | Any | PGEMtlCZ162011 | PGEMtlCZ16 | 2011 | 0.04325 | 11
ComVint | PGEMtlCZ16 | Ex | PGE | PGE | Mtl | Multiple | CZ16 | Any | PGEMtlCZ162014 | PGEMtlCZ16 | 2014 | 0.021625 | 14
ComVint | PGENrsCZ01 | Ex | PGE | PGE | Nrs | Multiple | CZ01 | Any | PGENrsCZ011975 | PGENrsCZ01 | 1975 | 0.38805 | 75
ComVint | PGENrsCZ01 | Ex | PGE | PGE | Nrs | Multiple | CZ01 | Any | PGENrsCZ011985 | PGENrsCZ01 | 1985 | 0.1244 | 85
ComVint | PGENrsCZ01 | Ex | PGE | PGE | Nrs | Multiple | CZ01 | Any | PGENrsCZ011996 | PGENrsCZ01 | 1996 | 0.1019 | 96
ComVint | PGENrsCZ01 | Ex | PGE | PGE | Nrs | Multiple | CZ01 | Any | PGENrsCZ012003 | PGENrsCZ01 | 2003 | 0.0796 | 03
ComVint | PGENrsCZ01 | Ex | PGE | PGE | Nrs | Multiple | CZ01 | Any | PGENrsCZ012007 | PGENrsCZ01 | 2007 | 0.022 | 07
ComVint | PGENrsCZ01 | Ex | PGE | PGE | Nrs | Multiple | CZ01 | Any | PGENrsCZ012011 | PGENrsCZ01 | 2011 | 0.022 | 11
ComVint | PGENrsCZ01 | Ex | PGE | PGE | Nrs | Multiple | CZ01 | Any | PGENrsCZ012014 | PGENrsCZ01 | 2014 | 0.011 | 14
ComVint | PGENrsCZ02 | Ex | PGE | PGE | Nrs | Multiple | CZ02 | Any | PGENrsCZ021975 | PGENrsCZ02 | 1975 | 2.8567 | 75
ComVint | PGENrsCZ02 | Ex | PGE | PGE | Nrs | Multiple | CZ02 | Any | PGENrsCZ021985 | PGENrsCZ02 | 1985 | 1.5309 | 85
ComVint | PGENrsCZ02 | Ex | PGE | PGE | Nrs | Multiple | CZ02 | Any | PGENrsCZ021996 | PGENrsCZ02 | 1996 | 0.90065 | 96
ComVint | PGENrsCZ02 | Ex | PGE | PGE | Nrs | Multiple | CZ02 | Any | PGENrsCZ022003 | PGENrsCZ02 | 2003 | 0.43335 | 03
ComVint | PGENrsCZ02 | Ex | PGE | PGE | Nrs | Multiple | CZ02 | Any | PGENrsCZ022007 | PGENrsCZ02 | 2007 | 0.2133 | 07
ComVint | PGENrsCZ02 | Ex | PGE | PGE | Nrs | Multiple | CZ02 | Any | PGENrsCZ022011 | PGENrsCZ02 | 2011 | 0.2133 | 11
ComVint | PGENrsCZ02 | Ex | PGE | PGE | Nrs | Multiple | CZ02 | Any | PGENrsCZ022014 | PGENrsCZ02 | 2014 | 0.10665 | 14
ComVint | PGENrsCZ03 | Ex | PGE | PGE | Nrs | Multiple | CZ03 | Any | PGENrsCZ031975 | PGENrsCZ03 | 1975 | 9.813 | 75
ComVint | PGENrsCZ03 | Ex | PGE | PGE | Nrs | Multiple | CZ03 | Any | PGENrsCZ031985 | PGENrsCZ03 | 1985 | 4.1852 | 85
ComVint | PGENrsCZ03 | Ex | PGE | PGE | Nrs | Multiple | CZ03 | Any | PGENrsCZ031996 | PGENrsCZ03 | 1996 | 2.5461 | 96
ComVint | PGENrsCZ03 | Ex | PGE | PGE | Nrs | Multiple | CZ03 | Any | PGENrsCZ032003 | PGENrsCZ03 | 2003 | 0.57795 | 03
ComVint | PGENrsCZ03 | Ex | PGE | PGE | Nrs | Multiple | CZ03 | Any | PGENrsCZ032007 | PGENrsCZ03 | 2007 | 0.5822 | 07
ComVint | PGENrsCZ03 | Ex | PGE | PGE | Nrs | Multiple | CZ03 | Any | PGENrsCZ032011 | PGENrsCZ03 | 2011 | 0.5822 | 11
ComVint | PGENrsCZ03 | Ex | PGE | PGE | Nrs | Multiple | CZ03 | Any | PGENrsCZ032014 | PGENrsCZ03 | 2014 | 0.2911 | 14
ComVint | PGENrsCZ04 | Ex | PGE | PGE | Nrs | Multiple | CZ04 | Any | PGENrsCZ041975 | PGENrsCZ04 | 1975 | 3.6872 | 75
ComVint | PGENrsCZ04 | Ex | PGE | PGE | Nrs | Multiple | CZ04 | Any | PGENrsCZ041985 | PGENrsCZ04 | 1985 | 2.1734 | 85
ComVint | PGENrsCZ04 | Ex | PGE | PGE | Nrs | Multiple | CZ04 | Any | PGENrsCZ041996 | PGENrsCZ04 | 1996 | 1.2394 | 96
ComVint | PGENrsCZ04 | Ex | PGE | PGE | Nrs | Multiple | CZ04 | Any | PGENrsCZ042003 | PGENrsCZ04 | 2003 | 0.6288 | 03
ComVint | PGENrsCZ04 | Ex | PGE | PGE | Nrs | Multiple | CZ04 | Any | PGENrsCZ042007 | PGENrsCZ04 | 2007 | 0.29791 | 07
ComVint | PGENrsCZ04 | Ex | PGE | PGE | Nrs | Multiple | CZ04 | Any | PGENrsCZ042011 | PGENrsCZ04 | 2011 | 0.29791 | 11
ComVint | PGENrsCZ04 | Ex | PGE | PGE | Nrs | Multiple | CZ04 | Any | PGENrsCZ042014 | PGENrsCZ04 | 2014 | 0.14896 | 14
ComVint | PGENrsCZ05 | Ex | PGE | PGE | Nrs | Multiple | CZ05 | Any | PGENrsCZ051975 | PGENrsCZ05 | 1975 | 0.56115 | 75
ComVint | PGENrsCZ05 | Ex | PGE | PGE | Nrs | Multiple | CZ05 | Any | PGENrsCZ051985 | PGENrsCZ05 | 1985 | 0.33078 | 85
ComVint | PGENrsCZ05 | Ex | PGE | PGE | Nrs | Multiple | CZ05 | Any | PGENrsCZ051996 | PGENrsCZ05 | 1996 | 0.18863 | 96
ComVint | PGENrsCZ05 | Ex | PGE | PGE | Nrs | Multiple | CZ05 | Any | PGENrsCZ052003 | PGENrsCZ05 | 2003 | 0.095715 | 03
ComVint | PGENrsCZ05 | Ex | PGE | PGE | Nrs | Multiple | CZ05 | Any | PGENrsCZ052007 | PGENrsCZ05 | 2007 | 0.04534 | 07
ComVint | PGENrsCZ05 | Ex | PGE | PGE | Nrs | Multiple | CZ05 | Any | PGENrsCZ052011 | PGENrsCZ05 | 2011 | 0.04534 | 11
ComVint | PGENrsCZ05 | Ex | PGE | PGE | Nrs | Multiple | CZ05 | Any | PGENrsCZ052014 | PGENrsCZ05 | 2014 | 0.02267 | 14
ComVint | PGENrsCZ06 | Ex | PGE | PGE | Nrs | Multiple | CZ06 | Any | PGENrsCZ061975 | PGENrsCZ06 | 1975 | 0 | 75
ComVint | PGENrsCZ06 | Ex | PGE | PGE | Nrs | Multiple | CZ06 | Any | PGENrsCZ061985 | PGENrsCZ06 | 1985 | 0 | 85
ComVint | PGENrsCZ06 | Ex | PGE | PGE | Nrs | Multiple | CZ06 | Any | PGENrsCZ061996 | PGENrsCZ06 | 1996 | 0 | 96
ComVint | PGENrsCZ06 | Ex | PGE | PGE | Nrs | Multiple | CZ06 | Any | PGENrsCZ062003 | PGENrsCZ06 | 2003 | 0 | 03
ComVint | PGENrsCZ06 | Ex | PGE | PGE | Nrs | Multiple | CZ06 | Any | PGENrsCZ062007 | PGENrsCZ06 | 2007 | 0 | 07
ComVint | PGENrsCZ06 | Ex | PGE | PGE | Nrs | Multiple | CZ06 | Any | PGENrsCZ062011 | PGENrsCZ06 | 2011 | 0 | 11
ComVint | PGENrsCZ06 | Ex | PGE | PGE | Nrs | Multiple | CZ06 | Any | PGENrsCZ062014 | PGENrsCZ06 | 2014 | 0 | 14
ComVint | PGENrsCZ07 | Ex | PGE | PGE | Nrs | Multiple | CZ07 | Any | PGENrsCZ071975 | PGENrsCZ07 | 1975 | 0 | 75
ComVint | PGENrsCZ07 | Ex | PGE | PGE | Nrs | Multiple | CZ07 | Any | PGENrsCZ071985 | PGENrsCZ07 | 1985 | 0 | 85
ComVint | PGENrsCZ07 | Ex | PGE | PGE | Nrs | Multiple | CZ07 | Any | PGENrsCZ071996 | PGENrsCZ07 | 1996 | 0 | 96
ComVint | PGENrsCZ07 | Ex | PGE | PGE | Nrs | Multiple | CZ07 | Any | PGENrsCZ072003 | PGENrsCZ07 | 2003 | 0 | 03
ComVint | PGENrsCZ07 | Ex | PGE | PGE | Nrs | Multiple | CZ07 | Any | PGENrsCZ072007 | PGENrsCZ07 | 2007 | 0 | 07
ComVint | PGENrsCZ07 | Ex | PGE | PGE | Nrs | Multiple | CZ07 | Any | PGENrsCZ072011 | PGENrsCZ07 | 2011 | 0 | 11
ComVint | PGENrsCZ07 | Ex | PGE | PGE | Nrs | Multiple | CZ07 | Any | PGENrsCZ072014 | PGENrsCZ07 | 2014 | 0 | 14
ComVint | PGENrsCZ08 | Ex | PGE | PGE | Nrs | Multiple | CZ08 | Any | PGENrsCZ081975 | PGENrsCZ08 | 1975 | 0 | 75
ComVint | PGENrsCZ08 | Ex | PGE | PGE | Nrs | Multiple | CZ08 | Any | PGENrsCZ081985 | PGENrsCZ08 | 1985 | 0 | 85
ComVint | PGENrsCZ08 | Ex | PGE | PGE | Nrs | Multiple | CZ08 | Any | PGENrsCZ081996 | PGENrsCZ08 | 1996 | 0 | 96
ComVint | PGENrsCZ08 | Ex | PGE | PGE | Nrs | Multiple | CZ08 | Any | PGENrsCZ082003 | PGENrsCZ08 | 2003 | 0 | 03
ComVint | PGENrsCZ08 | Ex | PGE | PGE | Nrs | Multiple | CZ08 | Any | PGENrsCZ082007 | PGENrsCZ08 | 2007 | 0 | 07
ComVint | PGENrsCZ08 | Ex | PGE | PGE | Nrs | Multiple | CZ08 | Any | PGENrsCZ082011 | PGENrsCZ08 | 2011 | 0 | 11
ComVint | PGENrsCZ08 | Ex | PGE | PGE | Nrs | Multiple | CZ08 | Any | PGENrsCZ082014 | PGENrsCZ08 | 2014 | 0 | 14
ComVint | PGENrsCZ09 | Ex | PGE | PGE | Nrs | Multiple | CZ09 | Any | PGENrsCZ091975 | PGENrsCZ09 | 1975 | 0 | 75
ComVint | PGENrsCZ09 | Ex | PGE | PGE | Nrs | Multiple | CZ09 | Any | PGENrsCZ091985 | PGENrsCZ09 | 1985 | 0 | 85
ComVint | PGENrsCZ09 | Ex | PGE | PGE | Nrs | Multiple | CZ09 | Any | PGENrsCZ091996 | PGENrsCZ09 | 1996 | 0 | 96
ComVint | PGENrsCZ09 | Ex | PGE | PGE | Nrs | Multiple | CZ09 | Any | PGENrsCZ092003 | PGENrsCZ09 | 2003 | 0 | 03
ComVint | PGENrsCZ09 | Ex | PGE | PGE | Nrs | Multiple | CZ09 | Any | PGENrsCZ092007 | PGENrsCZ09 | 2007 | 0 | 07
ComVint | PGENrsCZ09 | Ex | PGE | PGE | Nrs | Multiple | CZ09 | Any | PGENrsCZ092011 | PGENrsCZ09 | 2011 | 0 | 11
ComVint | PGENrsCZ09 | Ex | PGE | PGE | Nrs | Multiple | CZ09 | Any | PGENrsCZ092014 | PGENrsCZ09 | 2014 | 0 | 14
ComVint | PGENrsCZ10 | Ex | PGE | PGE | Nrs | Multiple | CZ10 | Any | PGENrsCZ101975 | PGENrsCZ10 | 1975 | 0 | 75
ComVint | PGENrsCZ10 | Ex | PGE | PGE | Nrs | Multiple | CZ10 | Any | PGENrsCZ101985 | PGENrsCZ10 | 1985 | 0 | 85
ComVint | PGENrsCZ10 | Ex | PGE | PGE | Nrs | Multiple | CZ10 | Any | PGENrsCZ101996 | PGENrsCZ10 | 1996 | 0 | 96
ComVint | PGENrsCZ10 | Ex | PGE | PGE | Nrs | Multiple | CZ10 | Any | PGENrsCZ102003 | PGENrsCZ10 | 2003 | 0 | 03
ComVint | PGENrsCZ10 | Ex | PGE | PGE | Nrs | Multiple | CZ10 | Any | PGENrsCZ102007 | PGENrsCZ10 | 2007 | 0 | 07
ComVint | PGENrsCZ10 | Ex | PGE | PGE | Nrs | Multiple | CZ10 | Any | PGENrsCZ102011 | PGENrsCZ10 | 2011 | 0 | 11
ComVint | PGENrsCZ10 | Ex | PGE | PGE | Nrs | Multiple | CZ10 | Any | PGENrsCZ102014 | PGENrsCZ10 | 2014 | 0 | 14
ComVint | PGENrsCZ11 | Ex | PGE | PGE | Nrs | Multiple | CZ11 | Any | PGENrsCZ111975 | PGENrsCZ11 | 1975 | 1.7299 | 75
ComVint | PGENrsCZ11 | Ex | PGE | PGE | Nrs | Multiple | CZ11 | Any | PGENrsCZ111985 | PGENrsCZ11 | 1985 | 1.0661 | 85
ComVint | PGENrsCZ11 | Ex | PGE | PGE | Nrs | Multiple | CZ11 | Any | PGENrsCZ111996 | PGENrsCZ11 | 1996 | 0.65285 | 96
ComVint | PGENrsCZ11 | Ex | PGE | PGE | Nrs | Multiple | CZ11 | Any | PGENrsCZ112003 | PGENrsCZ11 | 2003 | 0.42315 | 03
ComVint | PGENrsCZ11 | Ex | PGE | PGE | Nrs | Multiple | CZ11 | Any | PGENrsCZ112007 | PGENrsCZ11 | 2007 | 0.17985 | 07
ComVint | PGENrsCZ11 | Ex | PGE | PGE | Nrs | Multiple | CZ11 | Any | PGENrsCZ112011 | PGENrsCZ11 | 2011 | 0.17985 | 11
ComVint | PGENrsCZ11 | Ex | PGE | PGE | Nrs | Multiple | CZ11 | Any | PGENrsCZ112014 | PGENrsCZ11 | 2014 | 0.089925 | 14
ComVint | PGENrsCZ12 | Ex | PGE | PGE | Nrs | Multiple | CZ12 | Any | PGENrsCZ121975 | PGENrsCZ12 | 1975 | 5.7918 | 75
ComVint | PGENrsCZ12 | Ex | PGE | PGE | Nrs | Multiple | CZ12 | Any | PGENrsCZ121985 | PGENrsCZ12 | 1985 | 3.5365 | 85
ComVint | PGENrsCZ12 | Ex | PGE | PGE | Nrs | Multiple | CZ12 | Any | PGENrsCZ121996 | PGENrsCZ12 | 1996 | 2.33 | 96
ComVint | PGENrsCZ12 | Ex | PGE | PGE | Nrs | Multiple | CZ12 | Any | PGENrsCZ122003 | PGENrsCZ12 | 2003 | 1.0482 | 03
ComVint | PGENrsCZ12 | Ex | PGE | PGE | Nrs | Multiple | CZ12 | Any | PGENrsCZ122007 | PGENrsCZ12 | 2007 | 0.5935 | 07
ComVint | PGENrsCZ12 | Ex | PGE | PGE | Nrs | Multiple | CZ12 | Any | PGENrsCZ122011 | PGENrsCZ12 | 2011 | 0.5935 | 11
ComVint | PGENrsCZ12 | Ex | PGE | PGE | Nrs | Multiple | CZ12 | Any | PGENrsCZ122014 | PGENrsCZ12 | 2014 | 0.29675 | 14
ComVint | PGENrsCZ13 | Ex | PGE | PGE | Nrs | Multiple | CZ13 | Any | PGENrsCZ131975 | PGENrsCZ13 | 1975 | 4.2623 | 75
ComVint | PGENrsCZ13 | Ex | PGE | PGE | Nrs | Multiple | CZ13 | Any | PGENrsCZ131985 | PGENrsCZ13 | 1985 | 2.8817 | 85
ComVint | PGENrsCZ13 | Ex | PGE | PGE | Nrs | Multiple | CZ13 | Any | PGENrsCZ131996 | PGENrsCZ13 | 1996 | 1.6293 | 96
ComVint | PGENrsCZ13 | Ex | PGE | PGE | Nrs | Multiple | CZ13 | Any | PGENrsCZ132003 | PGENrsCZ13 | 2003 | 1.12 | 03
ComVint | PGENrsCZ13 | Ex | PGE | PGE | Nrs | Multiple | CZ13 | Any | PGENrsCZ132007 | PGENrsCZ13 | 2007 | 0.46655 | 07
ComVint | PGENrsCZ13 | Ex | PGE | PGE | Nrs | Multiple | CZ13 | Any | PGENrsCZ132011 | PGENrsCZ13 | 2011 | 0.46655 | 11
ComVint | PGENrsCZ13 | Ex | PGE | PGE | Nrs | Multiple | CZ13 | Any | PGENrsCZ132014 | PGENrsCZ13 | 2014 | 0.23328 | 14
ComVint | PGENrsCZ14 | Ex | PGE | PGE | Nrs | Multiple | CZ14 | Any | PGENrsCZ141975 | PGENrsCZ14 | 1975 | 0 | 75
ComVint | PGENrsCZ14 | Ex | PGE | PGE | Nrs | Multiple | CZ14 | Any | PGENrsCZ141985 | PGENrsCZ14 | 1985 | 0 | 85
ComVint | PGENrsCZ14 | Ex | PGE | PGE | Nrs | Multiple | CZ14 | Any | PGENrsCZ141996 | PGENrsCZ14 | 1996 | 0 | 96
ComVint | PGENrsCZ14 | Ex | PGE | PGE | Nrs | Multiple | CZ14 | Any | PGENrsCZ142003 | PGENrsCZ14 | 2003 | 0 | 03
ComVint | PGENrsCZ14 | Ex | PGE | PGE | Nrs | Multiple | CZ14 | Any | PGENrsCZ142007 | PGENrsCZ14 | 2007 | 0 | 07
ComVint | PGENrsCZ14 | Ex | PGE | PGE | Nrs | Multiple | CZ14 | Any | PGENrsCZ142011 | PGENrsCZ14 | 2011 | 0 | 11
ComVint | PGENrsCZ14 | Ex | PGE | PGE | Nrs | Multiple | CZ14 | Any | PGENrsCZ142014 | PGENrsCZ14 | 2014 | 0 | 14
ComVint | PGENrsCZ15 | Ex | PGE | PGE | Nrs | Multiple | CZ15 | Any | PGENrsCZ151975 | PGENrsCZ15 | 1975 | 0 | 75
ComVint | PGENrsCZ15 | Ex | PGE | PGE | Nrs | Multiple | CZ15 | Any | PGENrsCZ151985 | PGENrsCZ15 | 1985 | 0 | 85
ComVint | PGENrsCZ15 | Ex | PGE | PGE | Nrs | Multiple | CZ15 | Any | PGENrsCZ151996 | PGENrsCZ15 | 1996 | 0 | 96
ComVint | PGENrsCZ15 | Ex | PGE | PGE | Nrs | Multiple | CZ15 | Any | PGENrsCZ152003 | PGENrsCZ15 | 2003 | 0 | 03
ComVint | PGENrsCZ15 | Ex | PGE | PGE | Nrs | Multiple | CZ15 | Any | PGENrsCZ152007 | PGENrsCZ15 | 2007 | 0 | 07
ComVint | PGENrsCZ15 | Ex | PGE | PGE | Nrs | Multiple | CZ15 | Any | PGENrsCZ152011 | PGENrsCZ15 | 2011 | 0 | 11
ComVint | PGENrsCZ15 | Ex | PGE | PGE | Nrs | Multiple | CZ15 | Any | PGENrsCZ152014 | PGENrsCZ15 | 2014 | 0 | 14
ComVint | PGENrsCZ16 | Ex | PGE | PGE | Nrs | Multiple | CZ16 | Any | PGENrsCZ161975 | PGENrsCZ16 | 1975 | 0.11295 | 75
ComVint | PGENrsCZ16 | Ex | PGE | PGE | Nrs | Multiple | CZ16 | Any | PGENrsCZ161985 | PGENrsCZ16 | 1985 | 0.05145 | 85
ComVint | PGENrsCZ16 | Ex | PGE | PGE | Nrs | Multiple | CZ16 | Any | PGENrsCZ161996 | PGENrsCZ16 | 1996 | 0.03505 | 96
ComVint | PGENrsCZ16 | Ex | PGE | PGE | Nrs | Multiple | CZ16 | Any | PGENrsCZ162003 | PGENrsCZ16 | 2003 | 0.02555 | 03
ComVint | PGENrsCZ16 | Ex | PGE | PGE | Nrs | Multiple | CZ16 | Any | PGENrsCZ162007 | PGENrsCZ16 | 2007 | 0.0087 | 07
ComVint | PGENrsCZ16 | Ex | PGE | PGE | Nrs | Multiple | CZ16 | Any | PGENrsCZ162011 | PGENrsCZ16 | 2011 | 0.0087 | 11
ComVint | PGENrsCZ16 | Ex | PGE | PGE | Nrs | Multiple | CZ16 | Any | PGENrsCZ162014 | PGENrsCZ16 | 2014 | 0.00435 | 14
ComVint | PGEOfLCZ01 | Ex | PGE | PGE | OfL | Multiple | CZ01 | Any | PGEOfLCZ011975 | PGEOfLCZ01 | 1975 | 0.8816 | 75
ComVint | PGEOfLCZ01 | Ex | PGE | PGE | OfL | Multiple | CZ01 | Any | PGEOfLCZ011985 | PGEOfLCZ01 | 1985 | 0.3114 | 85
ComVint | PGEOfLCZ01 | Ex | PGE | PGE | OfL | Multiple | CZ01 | Any | PGEOfLCZ011996 | PGEOfLCZ01 | 1996 | 0.1285 | 96
ComVint | PGEOfLCZ01 | Ex | PGE | PGE | OfL | Multiple | CZ01 | Any | PGEOfLCZ012003 | PGEOfLCZ01 | 2003 | 0.2207 | 03
ComVint | PGEOfLCZ01 | Ex | PGE | PGE | OfL | Multiple | CZ01 | Any | PGEOfLCZ012007 | PGEOfLCZ01 | 2007 | 0.0482 | 07
ComVint | PGEOfLCZ01 | Ex | PGE | PGE | OfL | Multiple | CZ01 | Any | PGEOfLCZ012011 | PGEOfLCZ01 | 2011 | 0.0482 | 11
ComVint | PGEOfLCZ01 | Ex | PGE | PGE | OfL | Multiple | CZ01 | Any | PGEOfLCZ012014 | PGEOfLCZ01 | 2014 | 0.0241 | 14
ComVint | PGEOfLCZ02 | Ex | PGE | PGE | OfL | Multiple | CZ02 | Any | PGEOfLCZ021975 | PGEOfLCZ02 | 1975 | 6.7789 | 75
ComVint | PGEOfLCZ02 | Ex | PGE | PGE | OfL | Multiple | CZ02 | Any | PGEOfLCZ021985 | PGEOfLCZ02 | 1985 | 6.1752 | 85
ComVint | PGEOfLCZ02 | Ex | PGE | PGE | OfL | Multiple | CZ02 | Any | PGEOfLCZ021996 | PGEOfLCZ02 | 1996 | 2.8914 | 96
ComVint | PGEOfLCZ02 | Ex | PGE | PGE | OfL | Multiple | CZ02 | Any | PGEOfLCZ022003 | PGEOfLCZ02 | 2003 | 1.8798 | 03
ComVint | PGEOfLCZ02 | Ex | PGE | PGE | OfL | Multiple | CZ02 | Any | PGEOfLCZ022007 | PGEOfLCZ02 | 2007 | 0.7101 | 07
ComVint | PGEOfLCZ02 | Ex | PGE | PGE | OfL | Multiple | CZ02 | Any | PGEOfLCZ022011 | PGEOfLCZ02 | 2011 | 0.7101 | 11
ComVint | PGEOfLCZ02 | Ex | PGE | PGE | OfL | Multiple | CZ02 | Any | PGEOfLCZ022014 | PGEOfLCZ02 | 2014 | 0.35505 | 14
ComVint | PGEOfLCZ03 | Ex | PGE | PGE | OfL | Multiple | CZ03 | Any | PGEOfLCZ031975 | PGEOfLCZ03 | 1975 | 77.2396 | 75
ComVint | PGEOfLCZ03 | Ex | PGE | PGE | OfL | Multiple | CZ03 | Any | PGEOfLCZ031985 | PGEOfLCZ03 | 1985 | 69.1974 | 85
ComVint | PGEOfLCZ03 | Ex | PGE | PGE | OfL | Multiple | CZ03 | Any | PGEOfLCZ031996 | PGEOfLCZ03 | 1996 | 28.2107 | 96
ComVint | PGEOfLCZ03 | Ex | PGE | PGE | OfL | Multiple | CZ03 | Any | PGEOfLCZ032003 | PGEOfLCZ03 | 2003 | 16.7021 | 03
ComVint | PGEOfLCZ03 | Ex | PGE | PGE | OfL | Multiple | CZ03 | Any | PGEOfLCZ032007 | PGEOfLCZ03 | 2007 | 6.4925 | 07
ComVint | PGEOfLCZ03 | Ex | PGE | PGE | OfL | Multiple | CZ03 | Any | PGEOfLCZ032011 | PGEOfLCZ03 | 2011 | 6.4925 | 11
ComVint | PGEOfLCZ03 | Ex | PGE | PGE | OfL | Multiple | CZ03 | Any | PGEOfLCZ032014 | PGEOfLCZ03 | 2014 | 3.2462 | 14
ComVint | PGEOfLCZ04 | Ex | PGE | PGE | OfL | Multiple | CZ04 | Any | PGEOfLCZ041975 | PGEOfLCZ04 | 1975 | 27.4195 | 75
ComVint | PGEOfLCZ04 | Ex | PGE | PGE | OfL | Multiple | CZ04 | Any | PGEOfLCZ041985 | PGEOfLCZ04 | 1985 | 27.5304 | 85
ComVint | PGEOfLCZ04 | Ex | PGE | PGE | OfL | Multiple | CZ04 | Any | PGEOfLCZ041996 | PGEOfLCZ04 | 1996 | 14.391 | 96
ComVint | PGEOfLCZ04 | Ex | PGE | PGE | OfL | Multiple | CZ04 | Any | PGEOfLCZ042003 | PGEOfLCZ04 | 2003 | 9.3115 | 03
ComVint | PGEOfLCZ04 | Ex | PGE | PGE | OfL | Multiple | CZ04 | Any | PGEOfLCZ042007 | PGEOfLCZ04 | 2007 | 3.6099 | 07
ComVint | PGEOfLCZ04 | Ex | PGE | PGE | OfL | Multiple | CZ04 | Any | PGEOfLCZ042011 | PGEOfLCZ04 | 2011 | 3.6099 | 11
ComVint | PGEOfLCZ04 | Ex | PGE | PGE | OfL | Multiple | CZ04 | Any | PGEOfLCZ042014 | PGEOfLCZ04 | 2014 | 1.805 | 14
ComVint | PGEOfLCZ05 | Ex | PGE | PGE | OfL | Multiple | CZ05 | Any | PGEOfLCZ051975 | PGEOfLCZ05 | 1975 | 1.9224 | 75
ComVint | PGEOfLCZ05 | Ex | PGE | PGE | OfL | Multiple | CZ05 | Any | PGEOfLCZ051985 | PGEOfLCZ05 | 1985 | 1.9317 | 85
ComVint | PGEOfLCZ05 | Ex | PGE | PGE | OfL | Multiple | CZ05 | Any | PGEOfLCZ051996 | PGEOfLCZ05 | 1996 | 1.0112 | 96
ComVint | PGEOfLCZ05 | Ex | PGE | PGE | OfL | Multiple | CZ05 | Any | PGEOfLCZ052003 | PGEOfLCZ05 | 2003 | 0.6546 | 03
ComVint | PGEOfLCZ05 | Ex | PGE | PGE | OfL | Multiple | CZ05 | Any | PGEOfLCZ052007 | PGEOfLCZ05 | 2007 | 0.2538 | 07
ComVint | PGEOfLCZ05 | Ex | PGE | PGE | OfL | Multiple | CZ05 | Any | PGEOfLCZ052011 | PGEOfLCZ05 | 2011 | 0.2538 | 11
ComVint | PGEOfLCZ05 | Ex | PGE | PGE | OfL | Multiple | CZ05 | Any | PGEOfLCZ052014 | PGEOfLCZ05 | 2014 | 0.1269 | 14
ComVint | PGEOfLCZ06 | Ex | PGE | PGE | OfL | Multiple | CZ06 | Any | PGEOfLCZ061975 | PGEOfLCZ06 | 1975 | 0 | 75
ComVint | PGEOfLCZ06 | Ex | PGE | PGE | OfL | Multiple | CZ06 | Any | PGEOfLCZ061985 | PGEOfLCZ06 | 1985 | 0 | 85
ComVint | PGEOfLCZ06 | Ex | PGE | PGE | OfL | Multiple | CZ06 | Any | PGEOfLCZ061996 | PGEOfLCZ06 | 1996 | 0 | 96
ComVint | PGEOfLCZ06 | Ex | PGE | PGE | OfL | Multiple | CZ06 | Any | PGEOfLCZ062003 | PGEOfLCZ06 | 2003 | 0 | 03
ComVint | PGEOfLCZ06 | Ex | PGE | PGE | OfL | Multiple | CZ06 | Any | PGEOfLCZ062007 | PGEOfLCZ06 | 2007 | 0 | 07
ComVint | PGEOfLCZ06 | Ex | PGE | PGE | OfL | Multiple | CZ06 | Any | PGEOfLCZ062011 | PGEOfLCZ06 | 2011 | 0 | 11
ComVint | PGEOfLCZ06 | Ex | PGE | PGE | OfL | Multiple | CZ06 | Any | PGEOfLCZ062014 | PGEOfLCZ06 | 2014 | 0 | 14
ComVint | PGEOfLCZ07 | Ex | PGE | PGE | OfL | Multiple | CZ07 | Any | PGEOfLCZ071975 | PGEOfLCZ07 | 1975 | 0 | 75
ComVint | PGEOfLCZ07 | Ex | PGE | PGE | OfL | Multiple | CZ07 | Any | PGEOfLCZ071985 | PGEOfLCZ07 | 1985 | 0 | 85
ComVint | PGEOfLCZ07 | Ex | PGE | PGE | OfL | Multiple | CZ07 | Any | PGEOfLCZ071996 | PGEOfLCZ07 | 1996 | 0 | 96
ComVint | PGEOfLCZ07 | Ex | PGE | PGE | OfL | Multiple | CZ07 | Any | PGEOfLCZ072003 | PGEOfLCZ07 | 2003 | 0 | 03
ComVint | PGEOfLCZ07 | Ex | PGE | PGE | OfL | Multiple | CZ07 | Any | PGEOfLCZ072007 | PGEOfLCZ07 | 2007 | 0 | 07
ComVint | PGEOfLCZ07 | Ex | PGE | PGE | OfL | Multiple | CZ07 | Any | PGEOfLCZ072011 | PGEOfLCZ07 | 2011 | 0 | 11
ComVint | PGEOfLCZ07 | Ex | PGE | PGE | OfL | Multiple | CZ07 | Any | PGEOfLCZ072014 | PGEOfLCZ07 | 2014 | 0 | 14
ComVint | PGEOfLCZ08 | Ex | PGE | PGE | OfL | Multiple | CZ08 | Any | PGEOfLCZ081975 | PGEOfLCZ08 | 1975 | 0 | 75
ComVint | PGEOfLCZ08 | Ex | PGE | PGE | OfL | Multiple | CZ08 | Any | PGEOfLCZ081985 | PGEOfLCZ08 | 1985 | 0 | 85
ComVint | PGEOfLCZ08 | Ex | PGE | PGE | OfL | Multiple | CZ08 | Any | PGEOfLCZ081996 | PGEOfLCZ08 | 1996 | 0 | 96
ComVint | PGEOfLCZ08 | Ex | PGE | PGE | OfL | Multiple | CZ08 | Any | PGEOfLCZ082003 | PGEOfLCZ08 | 2003 | 0 | 03
ComVint | PGEOfLCZ08 | Ex | PGE | PGE | OfL | Multiple | CZ08 | Any | PGEOfLCZ082007 | PGEOfLCZ08 | 2007 | 0 | 07
ComVint | PGEOfLCZ08 | Ex | PGE | PGE | OfL | Multiple | CZ08 | Any | PGEOfLCZ082011 | PGEOfLCZ08 | 2011 | 0 | 11
ComVint | PGEOfLCZ08 | Ex | PGE | PGE | OfL | Multiple | CZ08 | Any | PGEOfLCZ082014 | PGEOfLCZ08 | 2014 | 0 | 14
ComVint | PGEOfLCZ09 | Ex | PGE | PGE | OfL | Multiple | CZ09 | Any | PGEOfLCZ091975 | PGEOfLCZ09 | 1975 | 0 | 75
ComVint | PGEOfLCZ09 | Ex | PGE | PGE | OfL | Multiple | CZ09 | Any | PGEOfLCZ091985 | PGEOfLCZ09 | 1985 | 0 | 85
ComVint | PGEOfLCZ09 | Ex | PGE | PGE | OfL | Multiple | CZ09 | Any | PGEOfLCZ091996 | PGEOfLCZ09 | 1996 | 0 | 96
ComVint | PGEOfLCZ09 | Ex | PGE | PGE | OfL | Multiple | CZ09 | Any | PGEOfLCZ092003 | PGEOfLCZ09 | 2003 | 0 | 03
ComVint | PGEOfLCZ09 | Ex | PGE | PGE | OfL | Multiple | CZ09 | Any | PGEOfLCZ092007 | PGEOfLCZ09 | 2007 | 0 | 07
ComVint | PGEOfLCZ09 | Ex | PGE | PGE | OfL | Multiple | CZ09 | Any | PGEOfLCZ092011 | PGEOfLCZ09 | 2011 | 0 | 11
ComVint | PGEOfLCZ09 | Ex | PGE | PGE | OfL | Multiple | CZ09 | Any | PGEOfLCZ092014 | PGEOfLCZ09 | 2014 | 0 | 14
ComVint | PGEOfLCZ10 | Ex | PGE | PGE | OfL | Multiple | CZ10 | Any | PGEOfLCZ101975 | PGEOfLCZ10 | 1975 | 0 | 75
ComVint | PGEOfLCZ10 | Ex | PGE | PGE | OfL | Multiple | CZ10 | Any | PGEOfLCZ101985 | PGEOfLCZ10 | 1985 | 0 | 85
ComVint | PGEOfLCZ10 | Ex | PGE | PGE | OfL | Multiple | CZ10 | Any | PGEOfLCZ101996 | PGEOfLCZ10 | 1996 | 0 | 96
ComVint | PGEOfLCZ10 | Ex | PGE | PGE | OfL | Multiple | CZ10 | Any | PGEOfLCZ102003 | PGEOfLCZ10 | 2003 | 0 | 03
ComVint | PGEOfLCZ10 | Ex | PGE | PGE | OfL | Multiple | CZ10 | Any | PGEOfLCZ102007 | PGEOfLCZ10 | 2007 | 0 | 07
ComVint | PGEOfLCZ10 | Ex | PGE | PGE | OfL | Multiple | CZ10 | Any | PGEOfLCZ102011 | PGEOfLCZ10 | 2011 | 0 | 11
ComVint | PGEOfLCZ10 | Ex | PGE | PGE | OfL | Multiple | CZ10 | Any | PGEOfLCZ102014 | PGEOfLCZ10 | 2014 | 0 | 14
ComVint | PGEOfLCZ11 | Ex | PGE | PGE | OfL | Multiple | CZ11 | Any | PGEOfLCZ111975 | PGEOfLCZ11 | 1975 | 2.9065 | 75
ComVint | PGEOfLCZ11 | Ex | PGE | PGE | OfL | Multiple | CZ11 | Any | PGEOfLCZ111985 | PGEOfLCZ11 | 1985 | 2.0025 | 85
ComVint | PGEOfLCZ11 | Ex | PGE | PGE | OfL | Multiple | CZ11 | Any | PGEOfLCZ111996 | PGEOfLCZ11 | 1996 | 0.8333 | 96
ComVint | PGEOfLCZ11 | Ex | PGE | PGE | OfL | Multiple | CZ11 | Any | PGEOfLCZ112003 | PGEOfLCZ11 | 2003 | 0.8149 | 03
ComVint | PGEOfLCZ11 | Ex | PGE | PGE | OfL | Multiple | CZ11 | Any | PGEOfLCZ112007 | PGEOfLCZ11 | 2007 | 0.4104 | 07
ComVint | PGEOfLCZ11 | Ex | PGE | PGE | OfL | Multiple | CZ11 | Any | PGEOfLCZ112011 | PGEOfLCZ11 | 2011 | 0.4104 | 11
ComVint | PGEOfLCZ11 | Ex | PGE | PGE | OfL | Multiple | CZ11 | Any | PGEOfLCZ112014 | PGEOfLCZ11 | 2014 | 0.2052 | 14
ComVint | PGEOfLCZ12 | Ex | PGE | PGE | OfL | Multiple | CZ12 | Any | PGEOfLCZ121975 | PGEOfLCZ12 | 1975 | 19.4493 | 75
ComVint | PGEOfLCZ12 | Ex | PGE | PGE | OfL | Multiple | CZ12 | Any | PGEOfLCZ121985 | PGEOfLCZ12 | 1985 | 17.3627 | 85
ComVint | PGEOfLCZ12 | Ex | PGE | PGE | OfL | Multiple | CZ12 | Any | PGEOfLCZ121996 | PGEOfLCZ12 | 1996 | 11.0288 | 96
ComVint | PGEOfLCZ12 | Ex | PGE | PGE | OfL | Multiple | CZ12 | Any | PGEOfLCZ122003 | PGEOfLCZ12 | 2003 | 8.2973 | 03
ComVint | PGEOfLCZ12 | Ex | PGE | PGE | OfL | Multiple | CZ12 | Any | PGEOfLCZ122007 | PGEOfLCZ12 | 2007 | 3.3869 | 07
ComVint | PGEOfLCZ12 | Ex | PGE | PGE | OfL | Multiple | CZ12 | Any | PGEOfLCZ122011 | PGEOfLCZ12 | 2011 | 3.3869 | 11
ComVint | PGEOfLCZ12 | Ex | PGE | PGE | OfL | Multiple | CZ12 | Any | PGEOfLCZ122014 | PGEOfLCZ12 | 2014 | 1.6934 | 14
ComVint | PGEOfLCZ13 | Ex | PGE | PGE | OfL | Multiple | CZ13 | Any | PGEOfLCZ131975 | PGEOfLCZ13 | 1975 | 10.2971 | 75
ComVint | PGEOfLCZ13 | Ex | PGE | PGE | OfL | Multiple | CZ13 | Any | PGEOfLCZ131985 | PGEOfLCZ13 | 1985 | 8.2456 | 85
ComVint | PGEOfLCZ13 | Ex | PGE | PGE | OfL | Multiple | CZ13 | Any | PGEOfLCZ131996 | PGEOfLCZ13 | 1996 | 2.4645 | 96
ComVint | PGEOfLCZ13 | Ex | PGE | PGE | OfL | Multiple | CZ13 | Any | PGEOfLCZ132003 | PGEOfLCZ13 | 2003 | 2.1364 | 03
ComVint | PGEOfLCZ13 | Ex | PGE | PGE | OfL | Multiple | CZ13 | Any | PGEOfLCZ132007 | PGEOfLCZ13 | 2007 | 1.3971 | 07
ComVint | PGEOfLCZ13 | Ex | PGE | PGE | OfL | Multiple | CZ13 | Any | PGEOfLCZ132011 | PGEOfLCZ13 | 2011 | 1.3971 | 11
ComVint | PGEOfLCZ13 | Ex | PGE | PGE | OfL | Multiple | CZ13 | Any | PGEOfLCZ132014 | PGEOfLCZ13 | 2014 | 0.69855 | 14
ComVint | PGEOfLCZ14 | Ex | PGE | PGE | OfL | Multiple | CZ14 | Any | PGEOfLCZ141975 | PGEOfLCZ14 | 1975 | 0 | 75
ComVint | PGEOfLCZ14 | Ex | PGE | PGE | OfL | Multiple | CZ14 | Any | PGEOfLCZ141985 | PGEOfLCZ14 | 1985 | 0 | 85
ComVint | PGEOfLCZ14 | Ex | PGE | PGE | OfL | Multiple | CZ14 | Any | PGEOfLCZ141996 | PGEOfLCZ14 | 1996 | 0 | 96
ComVint | PGEOfLCZ14 | Ex | PGE | PGE | OfL | Multiple | CZ14 | Any | PGEOfLCZ142003 | PGEOfLCZ14 | 2003 | 0 | 03
ComVint | PGEOfLCZ14 | Ex | PGE | PGE | OfL | Multiple | CZ14 | Any | PGEOfLCZ142007 | PGEOfLCZ14 | 2007 | 0 | 07
ComVint | PGEOfLCZ14 | Ex | PGE | PGE | OfL | Multiple | CZ14 | Any | PGEOfLCZ142011 | PGEOfLCZ14 | 2011 | 0 | 11
ComVint | PGEOfLCZ14 | Ex | PGE | PGE | OfL | Multiple | CZ14 | Any | PGEOfLCZ142014 | PGEOfLCZ14 | 2014 | 0 | 14
ComVint | PGEOfLCZ15 | Ex | PGE | PGE | OfL | Multiple | CZ15 | Any | PGEOfLCZ151975 | PGEOfLCZ15 | 1975 | 0 | 75
ComVint | PGEOfLCZ15 | Ex | PGE | PGE | OfL | Multiple | CZ15 | Any | PGEOfLCZ151985 | PGEOfLCZ15 | 1985 | 0 | 85
ComVint | PGEOfLCZ15 | Ex | PGE | PGE | OfL | Multiple | CZ15 | Any | PGEOfLCZ151996 | PGEOfLCZ15 | 1996 | 0 | 96
ComVint | PGEOfLCZ15 | Ex | PGE | PGE | OfL | Multiple | CZ15 | Any | PGEOfLCZ152003 | PGEOfLCZ15 | 2003 | 0 | 03
ComVint | PGEOfLCZ15 | Ex | PGE | PGE | OfL | Multiple | CZ15 | Any | PGEOfLCZ152007 | PGEOfLCZ15 | 2007 | 0 | 07
ComVint | PGEOfLCZ15 | Ex | PGE | PGE | OfL | Multiple | CZ15 | Any | PGEOfLCZ152011 | PGEOfLCZ15 | 2011 | 0 | 11
ComVint | PGEOfLCZ15 | Ex | PGE | PGE | OfL | Multiple | CZ15 | Any | PGEOfLCZ152014 | PGEOfLCZ15 | 2014 | 0 | 14
ComVint | PGEOfLCZ16 | Ex | PGE | PGE | OfL | Multiple | CZ16 | Any | PGEOfLCZ161975 | PGEOfLCZ16 | 1975 | 0.4162 | 75
ComVint | PGEOfLCZ16 | Ex | PGE | PGE | OfL | Multiple | CZ16 | Any | PGEOfLCZ161985 | PGEOfLCZ16 | 1985 | 0.1793 | 85
ComVint | PGEOfLCZ16 | Ex | PGE | PGE | OfL | Multiple | CZ16 | Any | PGEOfLCZ161996 | PGEOfLCZ16 | 1996 | 0.0783 | 96
ComVint | PGEOfLCZ16 | Ex | PGE | PGE | OfL | Multiple | CZ16 | Any | PGEOfLCZ162003 | PGEOfLCZ16 | 2003 | 0.1116 | 03
ComVint | PGEOfLCZ16 | Ex | PGE | PGE | OfL | Multiple | CZ16 | Any | PGEOfLCZ162007 | PGEOfLCZ16 | 2007 | 0.0346 | 07
ComVint | PGEOfLCZ16 | Ex | PGE | PGE | OfL | Multiple | CZ16 | Any | PGEOfLCZ162011 | PGEOfLCZ16 | 2011 | 0.0346 | 11
ComVint | PGEOfLCZ16 | Ex | PGE | PGE | OfL | Multiple | CZ16 | Any | PGEOfLCZ162014 | PGEOfLCZ16 | 2014 | 0.0173 | 14
ComVint | PGEOfSCZ01 | Ex | PGE | PGE | OfS | Multiple | CZ01 | Any | PGEOfSCZ011975 | PGEOfSCZ01 | 1975 | 1.1231 | 75
ComVint | PGEOfSCZ01 | Ex | PGE | PGE | OfS | Multiple | CZ01 | Any | PGEOfSCZ011985 | PGEOfSCZ01 | 1985 | 0.4456 | 85
ComVint | PGEOfSCZ01 | Ex | PGE | PGE | OfS | Multiple | CZ01 | Any | PGEOfSCZ011996 | PGEOfSCZ01 | 1996 | 0.3293 | 96
ComVint | PGEOfSCZ01 | Ex | PGE | PGE | OfS | Multiple | CZ01 | Any | PGEOfSCZ012003 | PGEOfSCZ01 | 2003 | 0.1317 | 03
ComVint | PGEOfSCZ01 | Ex | PGE | PGE | OfS | Multiple | CZ01 | Any | PGEOfSCZ012007 | PGEOfSCZ01 | 2007 | 0.0704 | 07
ComVint | PGEOfSCZ01 | Ex | PGE | PGE | OfS | Multiple | CZ01 | Any | PGEOfSCZ012011 | PGEOfSCZ01 | 2011 | 0.0704 | 11
ComVint | PGEOfSCZ01 | Ex | PGE | PGE | OfS | Multiple | CZ01 | Any | PGEOfSCZ012014 | PGEOfSCZ01 | 2014 | 0.0352 | 14
ComVint | PGEOfSCZ02 | Ex | PGE | PGE | OfS | Multiple | CZ02 | Any | PGEOfSCZ021975 | PGEOfSCZ02 | 1975 | 2.1726 | 75
ComVint | PGEOfSCZ02 | Ex | PGE | PGE | OfS | Multiple | CZ02 | Any | PGEOfSCZ021985 | PGEOfSCZ02 | 1985 | 1.6353 | 85
ComVint | PGEOfSCZ02 | Ex | PGE | PGE | OfS | Multiple | CZ02 | Any | PGEOfSCZ021996 | PGEOfSCZ02 | 1996 | 0.764 | 96
ComVint | PGEOfSCZ02 | Ex | PGE | PGE | OfS | Multiple | CZ02 | Any | PGEOfSCZ022003 | PGEOfSCZ02 | 2003 | 0.2995 | 03
ComVint | PGEOfSCZ02 | Ex | PGE | PGE | OfS | Multiple | CZ02 | Any | PGEOfSCZ022007 | PGEOfSCZ02 | 2007 | 0.1989 | 07
ComVint | PGEOfSCZ02 | Ex | PGE | PGE | OfS | Multiple | CZ02 | Any | PGEOfSCZ022011 | PGEOfSCZ02 | 2011 | 0.1989 | 11
ComVint | PGEOfSCZ02 | Ex | PGE | PGE | OfS | Multiple | CZ02 | Any | PGEOfSCZ022014 | PGEOfSCZ02 | 2014 | 0.09945 | 14
ComVint | PGEOfSCZ03 | Ex | PGE | PGE | OfS | Multiple | CZ03 | Any | PGEOfSCZ031975 | PGEOfSCZ03 | 1975 | 12.4599 | 75
ComVint | PGEOfSCZ03 | Ex | PGE | PGE | OfS | Multiple | CZ03 | Any | PGEOfSCZ031985 | PGEOfSCZ03 | 1985 | 10.8272 | 85
ComVint | PGEOfSCZ03 | Ex | PGE | PGE | OfS | Multiple | CZ03 | Any | PGEOfSCZ031996 | PGEOfSCZ03 | 1996 | 4.2215 | 96
ComVint | PGEOfSCZ03 | Ex | PGE | PGE | OfS | Multiple | CZ03 | Any | PGEOfSCZ032003 | PGEOfSCZ03 | 2003 | 1.4833 | 03
ComVint | PGEOfSCZ03 | Ex | PGE | PGE | OfS | Multiple | CZ03 | Any | PGEOfSCZ032007 | PGEOfSCZ03 | 2007 | 1.2048 | 07
ComVint | PGEOfSCZ03 | Ex | PGE | PGE | OfS | Multiple | CZ03 | Any | PGEOfSCZ032011 | PGEOfSCZ03 | 2011 | 1.2048 | 11
ComVint | PGEOfSCZ03 | Ex | PGE | PGE | OfS | Multiple | CZ03 | Any | PGEOfSCZ032014 | PGEOfSCZ03 | 2014 | 0.6024 | 14
ComVint | PGEOfSCZ04 | Ex | PGE | PGE | OfS | Multiple | CZ04 | Any | PGEOfSCZ041975 | PGEOfSCZ04 | 1975 | 9.2826 | 75
ComVint | PGEOfSCZ04 | Ex | PGE | PGE | OfS | Multiple | CZ04 | Any | PGEOfSCZ041985 | PGEOfSCZ04 | 1985 | 8.2469 | 85
ComVint | PGEOfSCZ04 | Ex | PGE | PGE | OfS | Multiple | CZ04 | Any | PGEOfSCZ041996 | PGEOfSCZ04 | 1996 | 3.6064 | 96
ComVint | PGEOfSCZ04 | Ex | PGE | PGE | OfS | Multiple | CZ04 | Any | PGEOfSCZ042003 | PGEOfSCZ04 | 2003 | 1.4606 | 03
ComVint | PGEOfSCZ04 | Ex | PGE | PGE | OfS | Multiple | CZ04 | Any | PGEOfSCZ042007 | PGEOfSCZ04 | 2007 | 0.9704 | 07
ComVint | PGEOfSCZ04 | Ex | PGE | PGE | OfS | Multiple | CZ04 | Any | PGEOfSCZ042011 | PGEOfSCZ04 | 2011 | 0.9704 | 11
ComVint | PGEOfSCZ04 | Ex | PGE | PGE | OfS | Multiple | CZ04 | Any | PGEOfSCZ042014 | PGEOfSCZ04 | 2014 | 0.4852 | 14
ComVint | PGEOfSCZ05 | Ex | PGE | PGE | OfS | Multiple | CZ05 | Any | PGEOfSCZ051975 | PGEOfSCZ05 | 1975 | 0.6533 | 75
ComVint | PGEOfSCZ05 | Ex | PGE | PGE | OfS | Multiple | CZ05 | Any | PGEOfSCZ051985 | PGEOfSCZ05 | 1985 | 0.5805 | 85
ComVint | PGEOfSCZ05 | Ex | PGE | PGE | OfS | Multiple | CZ05 | Any | PGEOfSCZ051996 | PGEOfSCZ05 | 1996 | 0.2539 | 96
ComVint | PGEOfSCZ05 | Ex | PGE | PGE | OfS | Multiple | CZ05 | Any | PGEOfSCZ052003 | PGEOfSCZ05 | 2003 | 0.1029 | 03
ComVint | PGEOfSCZ05 | Ex | PGE | PGE | OfS | Multiple | CZ05 | Any | PGEOfSCZ052007 | PGEOfSCZ05 | 2007 | 0.0683 | 07
ComVint | PGEOfSCZ05 | Ex | PGE | PGE | OfS | Multiple | CZ05 | Any | PGEOfSCZ052011 | PGEOfSCZ05 | 2011 | 0.0683 | 11
ComVint | PGEOfSCZ05 | Ex | PGE | PGE | OfS | Multiple | CZ05 | Any | PGEOfSCZ052014 | PGEOfSCZ05 | 2014 | 0.03415 | 14
ComVint | PGEOfSCZ06 | Ex | PGE | PGE | OfS | Multiple | CZ06 | Any | PGEOfSCZ061975 | PGEOfSCZ06 | 1975 | 0 | 75
ComVint | PGEOfSCZ06 | Ex | PGE | PGE | OfS | Multiple | CZ06 | Any | PGEOfSCZ061985 | PGEOfSCZ06 | 1985 | 0 | 85
ComVint | PGEOfSCZ06 | Ex | PGE | PGE | OfS | Multiple | CZ06 | Any | PGEOfSCZ061996 | PGEOfSCZ06 | 1996 | 0 | 96
ComVint | PGEOfSCZ06 | Ex | PGE | PGE | OfS | Multiple | CZ06 | Any | PGEOfSCZ062003 | PGEOfSCZ06 | 2003 | 0 | 03
ComVint | PGEOfSCZ06 | Ex | PGE | PGE | OfS | Multiple | CZ06 | Any | PGEOfSCZ062007 | PGEOfSCZ06 | 2007 | 0 | 07
ComVint | PGEOfSCZ06 | Ex | PGE | PGE | OfS | Multiple | CZ06 | Any | PGEOfSCZ062011 | PGEOfSCZ06 | 2011 | 0 | 11
ComVint | PGEOfSCZ06 | Ex | PGE | PGE | OfS | Multiple | CZ06 | Any | PGEOfSCZ062014 | PGEOfSCZ06 | 2014 | 0 | 14
ComVint | PGEOfSCZ07 | Ex | PGE | PGE | OfS | Multiple | CZ07 | Any | PGEOfSCZ071975 | PGEOfSCZ07 | 1975 | 0 | 75
ComVint | PGEOfSCZ07 | Ex | PGE | PGE | OfS | Multiple | CZ07 | Any | PGEOfSCZ071985 | PGEOfSCZ07 | 1985 | 0 | 85
ComVint | PGEOfSCZ07 | Ex | PGE | PGE | OfS | Multiple | CZ07 | Any | PGEOfSCZ071996 | PGEOfSCZ07 | 1996 | 0 | 96
ComVint | PGEOfSCZ07 | Ex | PGE | PGE | OfS | Multiple | CZ07 | Any | PGEOfSCZ072003 | PGEOfSCZ07 | 2003 | 0 | 03
ComVint | PGEOfSCZ07 | Ex | PGE | PGE | OfS | Multiple | CZ07 | Any | PGEOfSCZ072007 | PGEOfSCZ07 | 2007 | 0 | 07
ComVint | PGEOfSCZ07 | Ex | PGE | PGE | OfS | Multiple | CZ07 | Any | PGEOfSCZ072011 | PGEOfSCZ07 | 2011 | 0 | 11
ComVint | PGEOfSCZ07 | Ex | PGE | PGE | OfS | Multiple | CZ07 | Any | PGEOfSCZ072014 | PGEOfSCZ07 | 2014 | 0 | 14
ComVint | PGEOfSCZ08 | Ex | PGE | PGE | OfS | Multiple | CZ08 | Any | PGEOfSCZ081975 | PGEOfSCZ08 | 1975 | 0 | 75
ComVint | PGEOfSCZ08 | Ex | PGE | PGE | OfS | Multiple | CZ08 | Any | PGEOfSCZ081985 | PGEOfSCZ08 | 1985 | 0 | 85
ComVint | PGEOfSCZ08 | Ex | PGE | PGE | OfS | Multiple | CZ08 | Any | PGEOfSCZ081996 | PGEOfSCZ08 | 1996 | 0 | 96
ComVint | PGEOfSCZ08 | Ex | PGE | PGE | OfS | Multiple | CZ08 | Any | PGEOfSCZ082003 | PGEOfSCZ08 | 2003 | 0 | 03
ComVint | PGEOfSCZ08 | Ex | PGE | PGE | OfS | Multiple | CZ08 | Any | PGEOfSCZ082007 | PGEOfSCZ08 | 2007 | 0 | 07
ComVint | PGEOfSCZ08 | Ex | PGE | PGE | OfS | Multiple | CZ08 | Any | PGEOfSCZ082011 | PGEOfSCZ08 | 2011 | 0 | 11
ComVint | PGEOfSCZ08 | Ex | PGE | PGE | OfS | Multiple | CZ08 | Any | PGEOfSCZ082014 | PGEOfSCZ08 | 2014 | 0 | 14
ComVint | PGEOfSCZ09 | Ex | PGE | PGE | OfS | Multiple | CZ09 | Any | PGEOfSCZ091975 | PGEOfSCZ09 | 1975 | 0 | 75
ComVint | PGEOfSCZ09 | Ex | PGE | PGE | OfS | Multiple | CZ09 | Any | PGEOfSCZ091985 | PGEOfSCZ09 | 1985 | 0 | 85
ComVint | PGEOfSCZ09 | Ex | PGE | PGE | OfS | Multiple | CZ09 | Any | PGEOfSCZ091996 | PGEOfSCZ09 | 1996 | 0 | 96
ComVint | PGEOfSCZ09 | Ex | PGE | PGE | OfS | Multiple | CZ09 | Any | PGEOfSCZ092003 | PGEOfSCZ09 | 2003 | 0 | 03
ComVint | PGEOfSCZ09 | Ex | PGE | PGE | OfS | Multiple | CZ09 | Any | PGEOfSCZ092007 | PGEOfSCZ09 | 2007 | 0 | 07
ComVint | PGEOfSCZ09 | Ex | PGE | PGE | OfS | Multiple | CZ09 | Any | PGEOfSCZ092011 | PGEOfSCZ09 | 2011 | 0 | 11
ComVint | PGEOfSCZ09 | Ex | PGE | PGE | OfS | Multiple | CZ09 | Any | PGEOfSCZ092014 | PGEOfSCZ09 | 2014 | 0 | 14
ComVint | PGEOfSCZ10 | Ex | PGE | PGE | OfS | Multiple | CZ10 | Any | PGEOfSCZ101975 | PGEOfSCZ10 | 1975 | 0 | 75
ComVint | PGEOfSCZ10 | Ex | PGE | PGE | OfS | Multiple | CZ10 | Any | PGEOfSCZ101985 | PGEOfSCZ10 | 1985 | 0 | 85
ComVint | PGEOfSCZ10 | Ex | PGE | PGE | OfS | Multiple | CZ10 | Any | PGEOfSCZ101996 | PGEOfSCZ10 | 1996 | 0 | 96
ComVint | PGEOfSCZ10 | Ex | PGE | PGE | OfS | Multiple | CZ10 | Any | PGEOfSCZ102003 | PGEOfSCZ10 | 2003 | 0 | 03
ComVint | PGEOfSCZ10 | Ex | PGE | PGE | OfS | Multiple | CZ10 | Any | PGEOfSCZ102007 | PGEOfSCZ10 | 2007 | 0 | 07
ComVint | PGEOfSCZ10 | Ex | PGE | PGE | OfS | Multiple | CZ10 | Any | PGEOfSCZ102011 | PGEOfSCZ10 | 2011 | 0 | 11
ComVint | PGEOfSCZ10 | Ex | PGE | PGE | OfS | Multiple | CZ10 | Any | PGEOfSCZ102014 | PGEOfSCZ10 | 2014 | 0 | 14
ComVint | PGEOfSCZ11 | Ex | PGE | PGE | OfS | Multiple | CZ11 | Any | PGEOfSCZ111975 | PGEOfSCZ11 | 1975 | 3.3942 | 75
ComVint | PGEOfSCZ11 | Ex | PGE | PGE | OfS | Multiple | CZ11 | Any | PGEOfSCZ111985 | PGEOfSCZ11 | 1985 | 2.1029 | 85
ComVint | PGEOfSCZ11 | Ex | PGE | PGE | OfS | Multiple | CZ11 | Any | PGEOfSCZ111996 | PGEOfSCZ11 | 1996 | 1.0899 | 96
ComVint | PGEOfSCZ11 | Ex | PGE | PGE | OfS | Multiple | CZ11 | Any | PGEOfSCZ112003 | PGEOfSCZ11 | 2003 | 0.583 | 03
ComVint | PGEOfSCZ11 | Ex | PGE | PGE | OfS | Multiple | CZ11 | Any | PGEOfSCZ112007 | PGEOfSCZ11 | 2007 | 0.2998 | 07
ComVint | PGEOfSCZ11 | Ex | PGE | PGE | OfS | Multiple | CZ11 | Any | PGEOfSCZ112011 | PGEOfSCZ11 | 2011 | 0.2998 | 11
ComVint | PGEOfSCZ11 | Ex | PGE | PGE | OfS | Multiple | CZ11 | Any | PGEOfSCZ112014 | PGEOfSCZ11 | 2014 | 0.1499 | 14
ComVint | PGEOfSCZ12 | Ex | PGE | PGE | OfS | Multiple | CZ12 | Any | PGEOfSCZ121975 | PGEOfSCZ12 | 1975 | 13.1097 | 75
ComVint | PGEOfSCZ12 | Ex | PGE | PGE | OfS | Multiple | CZ12 | Any | PGEOfSCZ121985 | PGEOfSCZ12 | 1985 | 8.2575 | 85
ComVint | PGEOfSCZ12 | Ex | PGE | PGE | OfS | Multiple | CZ12 | Any | PGEOfSCZ121996 | PGEOfSCZ12 | 1996 | 4.4351 | 96
ComVint | PGEOfSCZ12 | Ex | PGE | PGE | OfS | Multiple | CZ12 | Any | PGEOfSCZ122003 | PGEOfSCZ12 | 2003 | 2.2155 | 03
ComVint | PGEOfSCZ12 | Ex | PGE | PGE | OfS | Multiple | CZ12 | Any | PGEOfSCZ122007 | PGEOfSCZ12 | 2007 | 1.2485 | 07
ComVint | PGEOfSCZ12 | Ex | PGE | PGE | OfS | Multiple | CZ12 | Any | PGEOfSCZ122011 | PGEOfSCZ12 | 2011 | 1.2485 | 11
ComVint | PGEOfSCZ12 | Ex | PGE | PGE | OfS | Multiple | CZ12 | Any | PGEOfSCZ122014 | PGEOfSCZ12 | 2014 | 0.62425 | 14
ComVint | PGEOfSCZ13 | Ex | PGE | PGE | OfS | Multiple | CZ13 | Any | PGEOfSCZ131975 | PGEOfSCZ13 | 1975 | 11.0185 | 75
ComVint | PGEOfSCZ13 | Ex | PGE | PGE | OfS | Multiple | CZ13 | Any | PGEOfSCZ131985 | PGEOfSCZ13 | 1985 | 8.1429 | 85
ComVint | PGEOfSCZ13 | Ex | PGE | PGE | OfS | Multiple | CZ13 | Any | PGEOfSCZ131996 | PGEOfSCZ13 | 1996 | 3.6818 | 96
ComVint | PGEOfSCZ13 | Ex | PGE | PGE | OfS | Multiple | CZ13 | Any | PGEOfSCZ132003 | PGEOfSCZ13 | 2003 | 2.0898 | 03
ComVint | PGEOfSCZ13 | Ex | PGE | PGE | OfS | Multiple | CZ13 | Any | PGEOfSCZ132007 | PGEOfSCZ13 | 2007 | 1.0654 | 07
ComVint | PGEOfSCZ13 | Ex | PGE | PGE | OfS | Multiple | CZ13 | Any | PGEOfSCZ132011 | PGEOfSCZ13 | 2011 | 1.0654 | 11
ComVint | PGEOfSCZ13 | Ex | PGE | PGE | OfS | Multiple | CZ13 | Any | PGEOfSCZ132014 | PGEOfSCZ13 | 2014 | 0.5327 | 14
ComVint | PGEOfSCZ14 | Ex | PGE | PGE | OfS | Multiple | CZ14 | Any | PGEOfSCZ141975 | PGEOfSCZ14 | 1975 | 0 | 75
ComVint | PGEOfSCZ14 | Ex | PGE | PGE | OfS | Multiple | CZ14 | Any | PGEOfSCZ141985 | PGEOfSCZ14 | 1985 | 0 | 85
ComVint | PGEOfSCZ14 | Ex | PGE | PGE | OfS | Multiple | CZ14 | Any | PGEOfSCZ141996 | PGEOfSCZ14 | 1996 | 0 | 96
ComVint | PGEOfSCZ14 | Ex | PGE | PGE | OfS | Multiple | CZ14 | Any | PGEOfSCZ142003 | PGEOfSCZ14 | 2003 | 0 | 03
ComVint | PGEOfSCZ14 | Ex | PGE | PGE | OfS | Multiple | CZ14 | Any | PGEOfSCZ142007 | PGEOfSCZ14 | 2007 | 0 | 07
ComVint | PGEOfSCZ14 | Ex | PGE | PGE | OfS | Multiple | CZ14 | Any | PGEOfSCZ142011 | PGEOfSCZ14 | 2011 | 0 | 11
ComVint | PGEOfSCZ14 | Ex | PGE | PGE | OfS | Multiple | CZ14 | Any | PGEOfSCZ142014 | PGEOfSCZ14 | 2014 | 0 | 14
ComVint | PGEOfSCZ15 | Ex | PGE | PGE | OfS | Multiple | CZ15 | Any | PGEOfSCZ151975 | PGEOfSCZ15 | 1975 | 0 | 75
ComVint | PGEOfSCZ15 | Ex | PGE | PGE | OfS | Multiple | CZ15 | Any | PGEOfSCZ151985 | PGEOfSCZ15 | 1985 | 0 | 85
ComVint | PGEOfSCZ15 | Ex | PGE | PGE | OfS | Multiple | CZ15 | Any | PGEOfSCZ151996 | PGEOfSCZ15 | 1996 | 0 | 96
ComVint | PGEOfSCZ15 | Ex | PGE | PGE | OfS | Multiple | CZ15 | Any | PGEOfSCZ152003 | PGEOfSCZ15 | 2003 | 0 | 03
ComVint | PGEOfSCZ15 | Ex | PGE | PGE | OfS | Multiple | CZ15 | Any | PGEOfSCZ152007 | PGEOfSCZ15 | 2007 | 0 | 07
ComVint | PGEOfSCZ15 | Ex | PGE | PGE | OfS | Multiple | CZ15 | Any | PGEOfSCZ152011 | PGEOfSCZ15 | 2011 | 0 | 11
ComVint | PGEOfSCZ15 | Ex | PGE | PGE | OfS | Multiple | CZ15 | Any | PGEOfSCZ152014 | PGEOfSCZ15 | 2014 | 0 | 14
ComVint | PGEOfSCZ16 | Ex | PGE | PGE | OfS | Multiple | CZ16 | Any | PGEOfSCZ161975 | PGEOfSCZ16 | 1975 | 0.5356 | 75
ComVint | PGEOfSCZ16 | Ex | PGE | PGE | OfS | Multiple | CZ16 | Any | PGEOfSCZ161985 | PGEOfSCZ16 | 1985 | 0.2418 | 85
ComVint | PGEOfSCZ16 | Ex | PGE | PGE | OfS | Multiple | CZ16 | Any | PGEOfSCZ161996 | PGEOfSCZ16 | 1996 | 0.1606 | 96
ComVint | PGEOfSCZ16 | Ex | PGE | PGE | OfS | Multiple | CZ16 | Any | PGEOfSCZ162003 | PGEOfSCZ16 | 2003 | 0.0712 | 03
ComVint | PGEOfSCZ16 | Ex | PGE | PGE | OfS | Multiple | CZ16 | Any | PGEOfSCZ162007 | PGEOfSCZ16 | 2007 | 0.0374 | 07
ComVint | PGEOfSCZ16 | Ex | PGE | PGE | OfS | Multiple | CZ16 | Any | PGEOfSCZ162011 | PGEOfSCZ16 | 2011 | 0.0374 | 11
ComVint | PGEOfSCZ16 | Ex | PGE | PGE | OfS | Multiple | CZ16 | Any | PGEOfSCZ162014 | PGEOfSCZ16 | 2014 | 0.0187 | 14
ComVint | PGERFFCZ01 | Ex | PGE | PGE | RFF | Multiple | CZ01 | Any | PGERFFCZ011975 | PGERFFCZ01 | 1975 | 0.29035 | 75
ComVint | PGERFFCZ01 | Ex | PGE | PGE | RFF | Multiple | CZ01 | Any | PGERFFCZ011985 | PGERFFCZ01 | 1985 | 0.04195 | 85
ComVint | PGERFFCZ01 | Ex | PGE | PGE | RFF | Multiple | CZ01 | Any | PGERFFCZ011996 | PGERFFCZ01 | 1996 | 0.023 | 96
ComVint | PGERFFCZ01 | Ex | PGE | PGE | RFF | Multiple | CZ01 | Any | PGERFFCZ012003 | PGERFFCZ01 | 2003 | 0.0069 | 03
ComVint | PGERFFCZ01 | Ex | PGE | PGE | RFF | Multiple | CZ01 | Any | PGERFFCZ012007 | PGERFFCZ01 | 2007 | 0.00665 | 07
ComVint | PGERFFCZ01 | Ex | PGE | PGE | RFF | Multiple | CZ01 | Any | PGERFFCZ012011 | PGERFFCZ01 | 2011 | 0.00665 | 11
ComVint | PGERFFCZ01 | Ex | PGE | PGE | RFF | Multiple | CZ01 | Any | PGERFFCZ012014 | PGERFFCZ01 | 2014 | 0.003325 | 14
ComVint | PGERFFCZ02 | Ex | PGE | PGE | RFF | Multiple | CZ02 | Any | PGERFFCZ021975 | PGERFFCZ02 | 1975 | 1.1219 | 75
ComVint | PGERFFCZ02 | Ex | PGE | PGE | RFF | Multiple | CZ02 | Any | PGERFFCZ021985 | PGERFFCZ02 | 1985 | 0.27735 | 85
ComVint | PGERFFCZ02 | Ex | PGE | PGE | RFF | Multiple | CZ02 | Any | PGERFFCZ021996 | PGERFFCZ02 | 1996 | 0.17445 | 96
ComVint | PGERFFCZ02 | Ex | PGE | PGE | RFF | Multiple | CZ02 | Any | PGERFFCZ022003 | PGERFFCZ02 | 2003 | 0.05815 | 03
ComVint | PGERFFCZ02 | Ex | PGE | PGE | RFF | Multiple | CZ02 | Any | PGERFFCZ022007 | PGERFFCZ02 | 2007 | 0.03805 | 07
ComVint | PGERFFCZ02 | Ex | PGE | PGE | RFF | Multiple | CZ02 | Any | PGERFFCZ022011 | PGERFFCZ02 | 2011 | 0.03805 | 11
ComVint | PGERFFCZ02 | Ex | PGE | PGE | RFF | Multiple | CZ02 | Any | PGERFFCZ022014 | PGERFFCZ02 | 2014 | 0.019025 | 14
ComVint | PGERFFCZ03 | Ex | PGE | PGE | RFF | Multiple | CZ03 | Any | PGERFFCZ031975 | PGERFFCZ03 | 1975 | 5.1409 | 75
ComVint | PGERFFCZ03 | Ex | PGE | PGE | RFF | Multiple | CZ03 | Any | PGERFFCZ031985 | PGERFFCZ03 | 1985 | 1.2435 | 85
ComVint | PGERFFCZ03 | Ex | PGE | PGE | RFF | Multiple | CZ03 | Any | PGERFFCZ031996 | PGERFFCZ03 | 1996 | 0.8028 | 96
ComVint | PGERFFCZ03 | Ex | PGE | PGE | RFF | Multiple | CZ03 | Any | PGERFFCZ032003 | PGERFFCZ03 | 2003 | 0.2457 | 03
ComVint | PGERFFCZ03 | Ex | PGE | PGE | RFF | Multiple | CZ03 | Any | PGERFFCZ032007 | PGERFFCZ03 | 2007 | 0.19175 | 07
ComVint | PGERFFCZ03 | Ex | PGE | PGE | RFF | Multiple | CZ03 | Any | PGERFFCZ032011 | PGERFFCZ03 | 2011 | 0.19175 | 11
ComVint | PGERFFCZ03 | Ex | PGE | PGE | RFF | Multiple | CZ03 | Any | PGERFFCZ032014 | PGERFFCZ03 | 2014 | 0.095875 | 14
ComVint | PGERFFCZ04 | Ex | PGE | PGE | RFF | Multiple | CZ04 | Any | PGERFFCZ041975 | PGERFFCZ04 | 1975 | 2.1732 | 75
ComVint | PGERFFCZ04 | Ex | PGE | PGE | RFF | Multiple | CZ04 | Any | PGERFFCZ041985 | PGERFFCZ04 | 1985 | 0.5958 | 85
ComVint | PGERFFCZ04 | Ex | PGE | PGE | RFF | Multiple | CZ04 | Any | PGERFFCZ041996 | PGERFFCZ04 | 1996 | 0.37755 | 96
ComVint | PGERFFCZ04 | Ex | PGE | PGE | RFF | Multiple | CZ04 | Any | PGERFFCZ042003 | PGERFFCZ04 | 2003 | 0.13069 | 03
ComVint | PGERFFCZ04 | Ex | PGE | PGE | RFF | Multiple | CZ04 | Any | PGERFFCZ042007 | PGERFFCZ04 | 2007 | 0.076675 | 07
ComVint | PGERFFCZ04 | Ex | PGE | PGE | RFF | Multiple | CZ04 | Any | PGERFFCZ042011 | PGERFFCZ04 | 2011 | 0.076675 | 11
ComVint | PGERFFCZ04 | Ex | PGE | PGE | RFF | Multiple | CZ04 | Any | PGERFFCZ042014 | PGERFFCZ04 | 2014 | 0.038337 | 14
ComVint | PGERFFCZ05 | Ex | PGE | PGE | RFF | Multiple | CZ05 | Any | PGERFFCZ051975 | PGERFFCZ05 | 1975 | 0.42656 | 75
ComVint | PGERFFCZ05 | Ex | PGE | PGE | RFF | Multiple | CZ05 | Any | PGERFFCZ051985 | PGERFFCZ05 | 1985 | 0.11703 | 85
ComVint | PGERFFCZ05 | Ex | PGE | PGE | RFF | Multiple | CZ05 | Any | PGERFFCZ051996 | PGERFFCZ05 | 1996 | 0.07415 | 96
ComVint | PGERFFCZ05 | Ex | PGE | PGE | RFF | Multiple | CZ05 | Any | PGERFFCZ052003 | PGERFFCZ05 | 2003 | 0.02568 | 03
ComVint | PGERFFCZ05 | Ex | PGE | PGE | RFF | Multiple | CZ05 | Any | PGERFFCZ052007 | PGERFFCZ05 | 2007 | 0.015045 | 07
ComVint | PGERFFCZ05 | Ex | PGE | PGE | RFF | Multiple | CZ05 | Any | PGERFFCZ052011 | PGERFFCZ05 | 2011 | 0.015045 | 11
ComVint | PGERFFCZ05 | Ex | PGE | PGE | RFF | Multiple | CZ05 | Any | PGERFFCZ052014 | PGERFFCZ05 | 2014 | 0.0075225 | 14
ComVint | PGERFFCZ06 | Ex | PGE | PGE | RFF | Multiple | CZ06 | Any | PGERFFCZ061975 | PGERFFCZ06 | 1975 | 0 | 75
ComVint | PGERFFCZ06 | Ex | PGE | PGE | RFF | Multiple | CZ06 | Any | PGERFFCZ061985 | PGERFFCZ06 | 1985 | 0 | 85
ComVint | PGERFFCZ06 | Ex | PGE | PGE | RFF | Multiple | CZ06 | Any | PGERFFCZ061996 | PGERFFCZ06 | 1996 | 0 | 96
ComVint | PGERFFCZ06 | Ex | PGE | PGE | RFF | Multiple | CZ06 | Any | PGERFFCZ062003 | PGERFFCZ06 | 2003 | 0 | 03
ComVint | PGERFFCZ06 | Ex | PGE | PGE | RFF | Multiple | CZ06 | Any | PGERFFCZ062007 | PGERFFCZ06 | 2007 | 0 | 07
ComVint | PGERFFCZ06 | Ex | PGE | PGE | RFF | Multiple | CZ06 | Any | PGERFFCZ062011 | PGERFFCZ06 | 2011 | 0 | 11
ComVint | PGERFFCZ06 | Ex | PGE | PGE | RFF | Multiple | CZ06 | Any | PGERFFCZ062014 | PGERFFCZ06 | 2014 | 0 | 14
ComVint | PGERFFCZ07 | Ex | PGE | PGE | RFF | Multiple | CZ07 | Any | PGERFFCZ071975 | PGERFFCZ07 | 1975 | 0 | 75
ComVint | PGERFFCZ07 | Ex | PGE | PGE | RFF | Multiple | CZ07 | Any | PGERFFCZ071985 | PGERFFCZ07 | 1985 | 0 | 85
ComVint | PGERFFCZ07 | Ex | PGE | PGE | RFF | Multiple | CZ07 | Any | PGERFFCZ071996 | PGERFFCZ07 | 1996 | 0 | 96
ComVint | PGERFFCZ07 | Ex | PGE | PGE | RFF | Multiple | CZ07 | Any | PGERFFCZ072003 | PGERFFCZ07 | 2003 | 0 | 03
ComVint | PGERFFCZ07 | Ex | PGE | PGE | RFF | Multiple | CZ07 | Any | PGERFFCZ072007 | PGERFFCZ07 | 2007 | 0 | 07
ComVint | PGERFFCZ07 | Ex | PGE | PGE | RFF | Multiple | CZ07 | Any | PGERFFCZ072011 | PGERFFCZ07 | 2011 | 0 | 11
ComVint | PGERFFCZ07 | Ex | PGE | PGE | RFF | Multiple | CZ07 | Any | PGERFFCZ072014 | PGERFFCZ07 | 2014 | 0 | 14
ComVint | PGERFFCZ08 | Ex | PGE | PGE | RFF | Multiple | CZ08 | Any | PGERFFCZ081975 | PGERFFCZ08 | 1975 | 0 | 75
ComVint | PGERFFCZ08 | Ex | PGE | PGE | RFF | Multiple | CZ08 | Any | PGERFFCZ081985 | PGERFFCZ08 | 1985 | 0 | 85
ComVint | PGERFFCZ08 | Ex | PGE | PGE | RFF | Multiple | CZ08 | Any | PGERFFCZ081996 | PGERFFCZ08 | 1996 | 0 | 96
ComVint | PGERFFCZ08 | Ex | PGE | PGE | RFF | Multiple | CZ08 | Any | PGERFFCZ082003 | PGERFFCZ08 | 2003 | 0 | 03
ComVint | PGERFFCZ08 | Ex | PGE | PGE | RFF | Multiple | CZ08 | Any | PGERFFCZ082007 | PGERFFCZ08 | 2007 | 0 | 07
ComVint | PGERFFCZ08 | Ex | PGE | PGE | RFF | Multiple | CZ08 | Any | PGERFFCZ082011 | PGERFFCZ08 | 2011 | 0 | 11
ComVint | PGERFFCZ08 | Ex | PGE | PGE | RFF | Multiple | CZ08 | Any | PGERFFCZ082014 | PGERFFCZ08 | 2014 | 0 | 14
ComVint | PGERFFCZ09 | Ex | PGE | PGE | RFF | Multiple | CZ09 | Any | PGERFFCZ091975 | PGERFFCZ09 | 1975 | 0 | 75
ComVint | PGERFFCZ09 | Ex | PGE | PGE | RFF | Multiple | CZ09 | Any | PGERFFCZ091985 | PGERFFCZ09 | 1985 | 0 | 85
ComVint | PGERFFCZ09 | Ex | PGE | PGE | RFF | Multiple | CZ09 | Any | PGERFFCZ091996 | PGERFFCZ09 | 1996 | 0 | 96
ComVint | PGERFFCZ09 | Ex | PGE | PGE | RFF | Multiple | CZ09 | Any | PGERFFCZ092003 | PGERFFCZ09 | 2003 | 0 | 03
ComVint | PGERFFCZ09 | Ex | PGE | PGE | RFF | Multiple | CZ09 | Any | PGERFFCZ092007 | PGERFFCZ09 | 2007 | 0 | 07
ComVint | PGERFFCZ09 | Ex | PGE | PGE | RFF | Multiple | CZ09 | Any | PGERFFCZ092011 | PGERFFCZ09 | 2011 | 0 | 11
ComVint | PGERFFCZ09 | Ex | PGE | PGE | RFF | Multiple | CZ09 | Any | PGERFFCZ092014 | PGERFFCZ09 | 2014 | 0 | 14
ComVint | PGERFFCZ10 | Ex | PGE | PGE | RFF | Multiple | CZ10 | Any | PGERFFCZ101975 | PGERFFCZ10 | 1975 | 0 | 75
ComVint | PGERFFCZ10 | Ex | PGE | PGE | RFF | Multiple | CZ10 | Any | PGERFFCZ101985 | PGERFFCZ10 | 1985 | 0 | 85
ComVint | PGERFFCZ10 | Ex | PGE | PGE | RFF | Multiple | CZ10 | Any | PGERFFCZ101996 | PGERFFCZ10 | 1996 | 0 | 96
ComVint | PGERFFCZ10 | Ex | PGE | PGE | RFF | Multiple | CZ10 | Any | PGERFFCZ102003 | PGERFFCZ10 | 2003 | 0 | 03
ComVint | PGERFFCZ10 | Ex | PGE | PGE | RFF | Multiple | CZ10 | Any | PGERFFCZ102007 | PGERFFCZ10 | 2007 | 0 | 07
ComVint | PGERFFCZ10 | Ex | PGE | PGE | RFF | Multiple | CZ10 | Any | PGERFFCZ102011 | PGERFFCZ10 | 2011 | 0 | 11
ComVint | PGERFFCZ10 | Ex | PGE | PGE | RFF | Multiple | CZ10 | Any | PGERFFCZ102014 | PGERFFCZ10 | 2014 | 0 | 14
ComVint | PGERFFCZ11 | Ex | PGE | PGE | RFF | Multiple | CZ11 | Any | PGERFFCZ111975 | PGERFFCZ11 | 1975 | 0.9477 | 75
ComVint | PGERFFCZ11 | Ex | PGE | PGE | RFF | Multiple | CZ11 | Any | PGERFFCZ111985 | PGERFFCZ11 | 1985 | 0.25405 | 85
ComVint | PGERFFCZ11 | Ex | PGE | PGE | RFF | Multiple | CZ11 | Any | PGERFFCZ111996 | PGERFFCZ11 | 1996 | 0.1718 | 96
ComVint | PGERFFCZ11 | Ex | PGE | PGE | RFF | Multiple | CZ11 | Any | PGERFFCZ112003 | PGERFFCZ11 | 2003 | 0.0715 | 03
ComVint | PGERFFCZ11 | Ex | PGE | PGE | RFF | Multiple | CZ11 | Any | PGERFFCZ112007 | PGERFFCZ11 | 2007 | 0.03925 | 07
ComVint | PGERFFCZ11 | Ex | PGE | PGE | RFF | Multiple | CZ11 | Any | PGERFFCZ112011 | PGERFFCZ11 | 2011 | 0.03925 | 11
ComVint | PGERFFCZ11 | Ex | PGE | PGE | RFF | Multiple | CZ11 | Any | PGERFFCZ112014 | PGERFFCZ11 | 2014 | 0.019625 | 14
ComVint | PGERFFCZ12 | Ex | PGE | PGE | RFF | Multiple | CZ12 | Any | PGERFFCZ121975 | PGERFFCZ12 | 1975 | 3.2614 | 75
ComVint | PGERFFCZ12 | Ex | PGE | PGE | RFF | Multiple | CZ12 | Any | PGERFFCZ121985 | PGERFFCZ12 | 1985 | 0.857 | 85
ComVint | PGERFFCZ12 | Ex | PGE | PGE | RFF | Multiple | CZ12 | Any | PGERFFCZ121996 | PGERFFCZ12 | 1996 | 0.5993 | 96
ComVint | PGERFFCZ12 | Ex | PGE | PGE | RFF | Multiple | CZ12 | Any | PGERFFCZ122003 | PGERFFCZ12 | 2003 | 0.27705 | 03
ComVint | PGERFFCZ12 | Ex | PGE | PGE | RFF | Multiple | CZ12 | Any | PGERFFCZ122007 | PGERFFCZ12 | 2007 | 0.13865 | 07
ComVint | PGERFFCZ12 | Ex | PGE | PGE | RFF | Multiple | CZ12 | Any | PGERFFCZ122011 | PGERFFCZ12 | 2011 | 0.13865 | 11
ComVint | PGERFFCZ12 | Ex | PGE | PGE | RFF | Multiple | CZ12 | Any | PGERFFCZ122014 | PGERFFCZ12 | 2014 | 0.069325 | 14
ComVint | PGERFFCZ13 | Ex | PGE | PGE | RFF | Multiple | CZ13 | Any | PGERFFCZ131975 | PGERFFCZ13 | 1975 | 2.1778 | 75
ComVint | PGERFFCZ13 | Ex | PGE | PGE | RFF | Multiple | CZ13 | Any | PGERFFCZ131985 | PGERFFCZ13 | 1985 | 0.692 | 85
ComVint | PGERFFCZ13 | Ex | PGE | PGE | RFF | Multiple | CZ13 | Any | PGERFFCZ131996 | PGERFFCZ13 | 1996 | 0.45925 | 96
ComVint | PGERFFCZ13 | Ex | PGE | PGE | RFF | Multiple | CZ13 | Any | PGERFFCZ132003 | PGERFFCZ13 | 2003 | 0.1705 | 03
ComVint | PGERFFCZ13 | Ex | PGE | PGE | RFF | Multiple | CZ13 | Any | PGERFFCZ132007 | PGERFFCZ13 | 2007 | 0.0959 | 07
ComVint | PGERFFCZ13 | Ex | PGE | PGE | RFF | Multiple | CZ13 | Any | PGERFFCZ132011 | PGERFFCZ13 | 2011 | 0.0959 | 11
ComVint | PGERFFCZ13 | Ex | PGE | PGE | RFF | Multiple | CZ13 | Any | PGERFFCZ132014 | PGERFFCZ13 | 2014 | 0.04795 | 14
ComVint | PGERFFCZ14 | Ex | PGE | PGE | RFF | Multiple | CZ14 | Any | PGERFFCZ141975 | PGERFFCZ14 | 1975 | 0 | 75
ComVint | PGERFFCZ14 | Ex | PGE | PGE | RFF | Multiple | CZ14 | Any | PGERFFCZ141985 | PGERFFCZ14 | 1985 | 0 | 85
ComVint | PGERFFCZ14 | Ex | PGE | PGE | RFF | Multiple | CZ14 | Any | PGERFFCZ141996 | PGERFFCZ14 | 1996 | 0 | 96
ComVint | PGERFFCZ14 | Ex | PGE | PGE | RFF | Multiple | CZ14 | Any | PGERFFCZ142003 | PGERFFCZ14 | 2003 | 0 | 03
ComVint | PGERFFCZ14 | Ex | PGE | PGE | RFF | Multiple | CZ14 | Any | PGERFFCZ142007 | PGERFFCZ14 | 2007 | 0 | 07
ComVint | PGERFFCZ14 | Ex | PGE | PGE | RFF | Multiple | CZ14 | Any | PGERFFCZ142011 | PGERFFCZ14 | 2011 | 0 | 11
ComVint | PGERFFCZ14 | Ex | PGE | PGE | RFF | Multiple | CZ14 | Any | PGERFFCZ142014 | PGERFFCZ14 | 2014 | 0 | 14
ComVint | PGERFFCZ15 | Ex | PGE | PGE | RFF | Multiple | CZ15 | Any | PGERFFCZ151975 | PGERFFCZ15 | 1975 | 0 | 75
ComVint | PGERFFCZ15 | Ex | PGE | PGE | RFF | Multiple | CZ15 | Any | PGERFFCZ151985 | PGERFFCZ15 | 1985 | 0 | 85
ComVint | PGERFFCZ15 | Ex | PGE | PGE | RFF | Multiple | CZ15 | Any | PGERFFCZ151996 | PGERFFCZ15 | 1996 | 0 | 96
ComVint | PGERFFCZ15 | Ex | PGE | PGE | RFF | Multiple | CZ15 | Any | PGERFFCZ152003 | PGERFFCZ15 | 2003 | 0 | 03
ComVint | PGERFFCZ15 | Ex | PGE | PGE | RFF | Multiple | CZ15 | Any | PGERFFCZ152007 | PGERFFCZ15 | 2007 | 0 | 07
ComVint | PGERFFCZ15 | Ex | PGE | PGE | RFF | Multiple | CZ15 | Any | PGERFFCZ152011 | PGERFFCZ15 | 2011 | 0 | 11
ComVint | PGERFFCZ15 | Ex | PGE | PGE | RFF | Multiple | CZ15 | Any | PGERFFCZ152014 | PGERFFCZ15 | 2014 | 0 | 14
ComVint | PGERFFCZ16 | Ex | PGE | PGE | RFF | Multiple | CZ16 | Any | PGERFFCZ161975 | PGERFFCZ16 | 1975 | 0.2081 | 75
ComVint | PGERFFCZ16 | Ex | PGE | PGE | RFF | Multiple | CZ16 | Any | PGERFFCZ161985 | PGERFFCZ16 | 1985 | 0.0457 | 85
ComVint | PGERFFCZ16 | Ex | PGE | PGE | RFF | Multiple | CZ16 | Any | PGERFFCZ161996 | PGERFFCZ16 | 1996 | 0.0296 | 96
ComVint | PGERFFCZ16 | Ex | PGE | PGE | RFF | Multiple | CZ16 | Any | PGERFFCZ162003 | PGERFFCZ16 | 2003 | 0.0118 | 03
ComVint | PGERFFCZ16 | Ex | PGE | PGE | RFF | Multiple | CZ16 | Any | PGERFFCZ162007 | PGERFFCZ16 | 2007 | 0.0072 | 07
ComVint | PGERFFCZ16 | Ex | PGE | PGE | RFF | Multiple | CZ16 | Any | PGERFFCZ162011 | PGERFFCZ16 | 2011 | 0.0072 | 11
ComVint | PGERFFCZ16 | Ex | PGE | PGE | RFF | Multiple | CZ16 | Any | PGERFFCZ162014 | PGERFFCZ16 | 2014 | 0.0036 | 14
ComVint | PGERSDCZ01 | Ex | PGE | PGE | RSD | Multiple | CZ01 | Any | PGERSDCZ011975 | PGERSDCZ01 | 1975 | 0.29035 | 75
ComVint | PGERSDCZ01 | Ex | PGE | PGE | RSD | Multiple | CZ01 | Any | PGERSDCZ011985 | PGERSDCZ01 | 1985 | 0.04195 | 85
ComVint | PGERSDCZ01 | Ex | PGE | PGE | RSD | Multiple | CZ01 | Any | PGERSDCZ011996 | PGERSDCZ01 | 1996 | 0.023 | 96
ComVint | PGERSDCZ01 | Ex | PGE | PGE | RSD | Multiple | CZ01 | Any | PGERSDCZ012003 | PGERSDCZ01 | 2003 | 0.0069 | 03
ComVint | PGERSDCZ01 | Ex | PGE | PGE | RSD | Multiple | CZ01 | Any | PGERSDCZ012007 | PGERSDCZ01 | 2007 | 0.00665 | 07
ComVint | PGERSDCZ01 | Ex | PGE | PGE | RSD | Multiple | CZ01 | Any | PGERSDCZ012011 | PGERSDCZ01 | 2011 | 0.00665 | 11
ComVint | PGERSDCZ01 | Ex | PGE | PGE | RSD | Multiple | CZ01 | Any | PGERSDCZ012014 | PGERSDCZ01 | 2014 | 0.003325 | 14
ComVint | PGERSDCZ02 | Ex | PGE | PGE | RSD | Multiple | CZ02 | Any | PGERSDCZ021975 | PGERSDCZ02 | 1975 | 1.1219 | 75
ComVint | PGERSDCZ02 | Ex | PGE | PGE | RSD | Multiple | CZ02 | Any | PGERSDCZ021985 | PGERSDCZ02 | 1985 | 0.27735 | 85
ComVint | PGERSDCZ02 | Ex | PGE | PGE | RSD | Multiple | CZ02 | Any | PGERSDCZ021996 | PGERSDCZ02 | 1996 | 0.17445 | 96
ComVint | PGERSDCZ02 | Ex | PGE | PGE | RSD | Multiple | CZ02 | Any | PGERSDCZ022003 | PGERSDCZ02 | 2003 | 0.05815 | 03
ComVint | PGERSDCZ02 | Ex | PGE | PGE | RSD | Multiple | CZ02 | Any | PGERSDCZ022007 | PGERSDCZ02 | 2007 | 0.03805 | 07
ComVint | PGERSDCZ02 | Ex | PGE | PGE | RSD | Multiple | CZ02 | Any | PGERSDCZ022011 | PGERSDCZ02 | 2011 | 0.03805 | 11
ComVint | PGERSDCZ02 | Ex | PGE | PGE | RSD | Multiple | CZ02 | Any | PGERSDCZ022014 | PGERSDCZ02 | 2014 | 0.019025 | 14
ComVint | PGERSDCZ03 | Ex | PGE | PGE | RSD | Multiple | CZ03 | Any | PGERSDCZ031975 | PGERSDCZ03 | 1975 | 5.1409 | 75
ComVint | PGERSDCZ03 | Ex | PGE | PGE | RSD | Multiple | CZ03 | Any | PGERSDCZ031985 | PGERSDCZ03 | 1985 | 1.2435 | 85
ComVint | PGERSDCZ03 | Ex | PGE | PGE | RSD | Multiple | CZ03 | Any | PGERSDCZ031996 | PGERSDCZ03 | 1996 | 0.8028 | 96
ComVint | PGERSDCZ03 | Ex | PGE | PGE | RSD | Multiple | CZ03 | Any | PGERSDCZ032003 | PGERSDCZ03 | 2003 | 0.2457 | 03
ComVint | PGERSDCZ03 | Ex | PGE | PGE | RSD | Multiple | CZ03 | Any | PGERSDCZ032007 | PGERSDCZ03 | 2007 | 0.19175 | 07
ComVint | PGERSDCZ03 | Ex | PGE | PGE | RSD | Multiple | CZ03 | Any | PGERSDCZ032011 | PGERSDCZ03 | 2011 | 0.19175 | 11
ComVint | PGERSDCZ03 | Ex | PGE | PGE | RSD | Multiple | CZ03 | Any | PGERSDCZ032014 | PGERSDCZ03 | 2014 | 0.095875 | 14
ComVint | PGERSDCZ04 | Ex | PGE | PGE | RSD | Multiple | CZ04 | Any | PGERSDCZ041975 | PGERSDCZ04 | 1975 | 2.1732 | 75
ComVint | PGERSDCZ04 | Ex | PGE | PGE | RSD | Multiple | CZ04 | Any | PGERSDCZ041985 | PGERSDCZ04 | 1985 | 0.5958 | 85
ComVint | PGERSDCZ04 | Ex | PGE | PGE | RSD | Multiple | CZ04 | Any | PGERSDCZ041996 | PGERSDCZ04 | 1996 | 0.37755 | 96
ComVint | PGERSDCZ04 | Ex | PGE | PGE | RSD | Multiple | CZ04 | Any | PGERSDCZ042003 | PGERSDCZ04 | 2003 | 0.13069 | 03
ComVint | PGERSDCZ04 | Ex | PGE | PGE | RSD | Multiple | CZ04 | Any | PGERSDCZ042007 | PGERSDCZ04 | 2007 | 0.076675 | 07
ComVint | PGERSDCZ04 | Ex | PGE | PGE | RSD | Multiple | CZ04 | Any | PGERSDCZ042011 | PGERSDCZ04 | 2011 | 0.076675 | 11
ComVint | PGERSDCZ04 | Ex | PGE | PGE | RSD | Multiple | CZ04 | Any | PGERSDCZ042014 | PGERSDCZ04 | 2014 | 0.038337 | 14
ComVint | PGERSDCZ05 | Ex | PGE | PGE | RSD | Multiple | CZ05 | Any | PGERSDCZ051975 | PGERSDCZ05 | 1975 | 0.42656 | 75
ComVint | PGERSDCZ05 | Ex | PGE | PGE | RSD | Multiple | CZ05 | Any | PGERSDCZ051985 | PGERSDCZ05 | 1985 | 0.11703 | 85
ComVint | PGERSDCZ05 | Ex | PGE | PGE | RSD | Multiple | CZ05 | Any | PGERSDCZ051996 | PGERSDCZ05 | 1996 | 0.07415 | 96
ComVint | PGERSDCZ05 | Ex | PGE | PGE | RSD | Multiple | CZ05 | Any | PGERSDCZ052003 | PGERSDCZ05 | 2003 | 0.02568 | 03
ComVint | PGERSDCZ05 | Ex | PGE | PGE | RSD | Multiple | CZ05 | Any | PGERSDCZ052007 | PGERSDCZ05 | 2007 | 0.015045 | 07
ComVint | PGERSDCZ05 | Ex | PGE | PGE | RSD | Multiple | CZ05 | Any | PGERSDCZ052011 | PGERSDCZ05 | 2011 | 0.015045 | 11
ComVint | PGERSDCZ05 | Ex | PGE | PGE | RSD | Multiple | CZ05 | Any | PGERSDCZ052014 | PGERSDCZ05 | 2014 | 0.0075225 | 14
ComVint | PGERSDCZ06 | Ex | PGE | PGE | RSD | Multiple | CZ06 | Any | PGERSDCZ061975 | PGERSDCZ06 | 1975 | 0 | 75
ComVint | PGERSDCZ06 | Ex | PGE | PGE | RSD | Multiple | CZ06 | Any | PGERSDCZ061985 | PGERSDCZ06 | 1985 | 0 | 85
ComVint | PGERSDCZ06 | Ex | PGE | PGE | RSD | Multiple | CZ06 | Any | PGERSDCZ061996 | PGERSDCZ06 | 1996 | 0 | 96
ComVint | PGERSDCZ06 | Ex | PGE | PGE | RSD | Multiple | CZ06 | Any | PGERSDCZ062003 | PGERSDCZ06 | 2003 | 0 | 03
ComVint | PGERSDCZ06 | Ex | PGE | PGE | RSD | Multiple | CZ06 | Any | PGERSDCZ062007 | PGERSDCZ06 | 2007 | 0 | 07
ComVint | PGERSDCZ06 | Ex | PGE | PGE | RSD | Multiple | CZ06 | Any | PGERSDCZ062011 | PGERSDCZ06 | 2011 | 0 | 11
ComVint | PGERSDCZ06 | Ex | PGE | PGE | RSD | Multiple | CZ06 | Any | PGERSDCZ062014 | PGERSDCZ06 | 2014 | 0 | 14
ComVint | PGERSDCZ07 | Ex | PGE | PGE | RSD | Multiple | CZ07 | Any | PGERSDCZ071975 | PGERSDCZ07 | 1975 | 0 | 75
ComVint | PGERSDCZ07 | Ex | PGE | PGE | RSD | Multiple | CZ07 | Any | PGERSDCZ071985 | PGERSDCZ07 | 1985 | 0 | 85
ComVint | PGERSDCZ07 | Ex | PGE | PGE | RSD | Multiple | CZ07 | Any | PGERSDCZ071996 | PGERSDCZ07 | 1996 | 0 | 96
ComVint | PGERSDCZ07 | Ex | PGE | PGE | RSD | Multiple | CZ07 | Any | PGERSDCZ072003 | PGERSDCZ07 | 2003 | 0 | 03
ComVint | PGERSDCZ07 | Ex | PGE | PGE | RSD | Multiple | CZ07 | Any | PGERSDCZ072007 | PGERSDCZ07 | 2007 | 0 | 07
ComVint | PGERSDCZ07 | Ex | PGE | PGE | RSD | Multiple | CZ07 | Any | PGERSDCZ072011 | PGERSDCZ07 | 2011 | 0 | 11
ComVint | PGERSDCZ07 | Ex | PGE | PGE | RSD | Multiple | CZ07 | Any | PGERSDCZ072014 | PGERSDCZ07 | 2014 | 0 | 14
ComVint | PGERSDCZ08 | Ex | PGE | PGE | RSD | Multiple | CZ08 | Any | PGERSDCZ081975 | PGERSDCZ08 | 1975 | 0 | 75
ComVint | PGERSDCZ08 | Ex | PGE | PGE | RSD | Multiple | CZ08 | Any | PGERSDCZ081985 | PGERSDCZ08 | 1985 | 0 | 85
ComVint | PGERSDCZ08 | Ex | PGE | PGE | RSD | Multiple | CZ08 | Any | PGERSDCZ081996 | PGERSDCZ08 | 1996 | 0 | 96
ComVint | PGERSDCZ08 | Ex | PGE | PGE | RSD | Multiple | CZ08 | Any | PGERSDCZ082003 | PGERSDCZ08 | 2003 | 0 | 03
ComVint | PGERSDCZ08 | Ex | PGE | PGE | RSD | Multiple | CZ08 | Any | PGERSDCZ082007 | PGERSDCZ08 | 2007 | 0 | 07
ComVint | PGERSDCZ08 | Ex | PGE | PGE | RSD | Multiple | CZ08 | Any | PGERSDCZ082011 | PGERSDCZ08 | 2011 | 0 | 11
ComVint | PGERSDCZ08 | Ex | PGE | PGE | RSD | Multiple | CZ08 | Any | PGERSDCZ082014 | PGERSDCZ08 | 2014 | 0 | 14
ComVint | PGERSDCZ09 | Ex | PGE | PGE | RSD | Multiple | CZ09 | Any | PGERSDCZ091975 | PGERSDCZ09 | 1975 | 0 | 75
ComVint | PGERSDCZ09 | Ex | PGE | PGE | RSD | Multiple | CZ09 | Any | PGERSDCZ091985 | PGERSDCZ09 | 1985 | 0 | 85
ComVint | PGERSDCZ09 | Ex | PGE | PGE | RSD | Multiple | CZ09 | Any | PGERSDCZ091996 | PGERSDCZ09 | 1996 | 0 | 96
ComVint | PGERSDCZ09 | Ex | PGE | PGE | RSD | Multiple | CZ09 | Any | PGERSDCZ092003 | PGERSDCZ09 | 2003 | 0 | 03
ComVint | PGERSDCZ09 | Ex | PGE | PGE | RSD | Multiple | CZ09 | Any | PGERSDCZ092007 | PGERSDCZ09 | 2007 | 0 | 07
ComVint | PGERSDCZ09 | Ex | PGE | PGE | RSD | Multiple | CZ09 | Any | PGERSDCZ092011 | PGERSDCZ09 | 2011 | 0 | 11
ComVint | PGERSDCZ09 | Ex | PGE | PGE | RSD | Multiple | CZ09 | Any | PGERSDCZ092014 | PGERSDCZ09 | 2014 | 0 | 14
ComVint | PGERSDCZ10 | Ex | PGE | PGE | RSD | Multiple | CZ10 | Any | PGERSDCZ101975 | PGERSDCZ10 | 1975 | 0 | 75
ComVint | PGERSDCZ10 | Ex | PGE | PGE | RSD | Multiple | CZ10 | Any | PGERSDCZ101985 | PGERSDCZ10 | 1985 | 0 | 85
ComVint | PGERSDCZ10 | Ex | PGE | PGE | RSD | Multiple | CZ10 | Any | PGERSDCZ101996 | PGERSDCZ10 | 1996 | 0 | 96
ComVint | PGERSDCZ10 | Ex | PGE | PGE | RSD | Multiple | CZ10 | Any | PGERSDCZ102003 | PGERSDCZ10 | 2003 | 0 | 03
ComVint | PGERSDCZ10 | Ex | PGE | PGE | RSD | Multiple | CZ10 | Any | PGERSDCZ102007 | PGERSDCZ10 | 2007 | 0 | 07
ComVint | PGERSDCZ10 | Ex | PGE | PGE | RSD | Multiple | CZ10 | Any | PGERSDCZ102011 | PGERSDCZ10 | 2011 | 0 | 11
ComVint | PGERSDCZ10 | Ex | PGE | PGE | RSD | Multiple | CZ10 | Any | PGERSDCZ102014 | PGERSDCZ10 | 2014 | 0 | 14
ComVint | PGERSDCZ11 | Ex | PGE | PGE | RSD | Multiple | CZ11 | Any | PGERSDCZ111975 | PGERSDCZ11 | 1975 | 0.9477 | 75
ComVint | PGERSDCZ11 | Ex | PGE | PGE | RSD | Multiple | CZ11 | Any | PGERSDCZ111985 | PGERSDCZ11 | 1985 | 0.25405 | 85
ComVint | PGERSDCZ11 | Ex | PGE | PGE | RSD | Multiple | CZ11 | Any | PGERSDCZ111996 | PGERSDCZ11 | 1996 | 0.1718 | 96
ComVint | PGERSDCZ11 | Ex | PGE | PGE | RSD | Multiple | CZ11 | Any | PGERSDCZ112003 | PGERSDCZ11 | 2003 | 0.0715 | 03
ComVint | PGERSDCZ11 | Ex | PGE | PGE | RSD | Multiple | CZ11 | Any | PGERSDCZ112007 | PGERSDCZ11 | 2007 | 0.03925 | 07
ComVint | PGERSDCZ11 | Ex | PGE | PGE | RSD | Multiple | CZ11 | Any | PGERSDCZ112011 | PGERSDCZ11 | 2011 | 0.03925 | 11
ComVint | PGERSDCZ11 | Ex | PGE | PGE | RSD | Multiple | CZ11 | Any | PGERSDCZ112014 | PGERSDCZ11 | 2014 | 0.019625 | 14
ComVint | PGERSDCZ12 | Ex | PGE | PGE | RSD | Multiple | CZ12 | Any | PGERSDCZ121975 | PGERSDCZ12 | 1975 | 3.2614 | 75
ComVint | PGERSDCZ12 | Ex | PGE | PGE | RSD | Multiple | CZ12 | Any | PGERSDCZ121985 | PGERSDCZ12 | 1985 | 0.857 | 85
ComVint | PGERSDCZ12 | Ex | PGE | PGE | RSD | Multiple | CZ12 | Any | PGERSDCZ121996 | PGERSDCZ12 | 1996 | 0.5993 | 96
ComVint | PGERSDCZ12 | Ex | PGE | PGE | RSD | Multiple | CZ12 | Any | PGERSDCZ122003 | PGERSDCZ12 | 2003 | 0.27705 | 03
ComVint | PGERSDCZ12 | Ex | PGE | PGE | RSD | Multiple | CZ12 | Any | PGERSDCZ122007 | PGERSDCZ12 | 2007 | 0.13865 | 07
ComVint | PGERSDCZ12 | Ex | PGE | PGE | RSD | Multiple | CZ12 | Any | PGERSDCZ122011 | PGERSDCZ12 | 2011 | 0.13865 | 11
ComVint | PGERSDCZ12 | Ex | PGE | PGE | RSD | Multiple | CZ12 | Any | PGERSDCZ122014 | PGERSDCZ12 | 2014 | 0.069325 | 14
ComVint | PGERSDCZ13 | Ex | PGE | PGE | RSD | Multiple | CZ13 | Any | PGERSDCZ131975 | PGERSDCZ13 | 1975 | 2.1778 | 75
ComVint | PGERSDCZ13 | Ex | PGE | PGE | RSD | Multiple | CZ13 | Any | PGERSDCZ131985 | PGERSDCZ13 | 1985 | 0.692 | 85
ComVint | PGERSDCZ13 | Ex | PGE | PGE | RSD | Multiple | CZ13 | Any | PGERSDCZ131996 | PGERSDCZ13 | 1996 | 0.45925 | 96
ComVint | PGERSDCZ13 | Ex | PGE | PGE | RSD | Multiple | CZ13 | Any | PGERSDCZ132003 | PGERSDCZ13 | 2003 | 0.1705 | 03
ComVint | PGERSDCZ13 | Ex | PGE | PGE | RSD | Multiple | CZ13 | Any | PGERSDCZ132007 | PGERSDCZ13 | 2007 | 0.0959 | 07
ComVint | PGERSDCZ13 | Ex | PGE | PGE | RSD | Multiple | CZ13 | Any | PGERSDCZ132011 | PGERSDCZ13 | 2011 | 0.0959 | 11
ComVint | PGERSDCZ13 | Ex | PGE | PGE | RSD | Multiple | CZ13 | Any | PGERSDCZ132014 | PGERSDCZ13 | 2014 | 0.04795 | 14
ComVint | PGERSDCZ14 | Ex | PGE | PGE | RSD | Multiple | CZ14 | Any | PGERSDCZ141975 | PGERSDCZ14 | 1975 | 0 | 75
ComVint | PGERSDCZ14 | Ex | PGE | PGE | RSD | Multiple | CZ14 | Any | PGERSDCZ141985 | PGERSDCZ14 | 1985 | 0 | 85
ComVint | PGERSDCZ14 | Ex | PGE | PGE | RSD | Multiple | CZ14 | Any | PGERSDCZ141996 | PGERSDCZ14 | 1996 | 0 | 96
ComVint | PGERSDCZ14 | Ex | PGE | PGE | RSD | Multiple | CZ14 | Any | PGERSDCZ142003 | PGERSDCZ14 | 2003 | 0 | 03
ComVint | PGERSDCZ14 | Ex | PGE | PGE | RSD | Multiple | CZ14 | Any | PGERSDCZ142007 | PGERSDCZ14 | 2007 | 0 | 07
ComVint | PGERSDCZ14 | Ex | PGE | PGE | RSD | Multiple | CZ14 | Any | PGERSDCZ142011 | PGERSDCZ14 | 2011 | 0 | 11
ComVint | PGERSDCZ14 | Ex | PGE | PGE | RSD | Multiple | CZ14 | Any | PGERSDCZ142014 | PGERSDCZ14 | 2014 | 0 | 14
ComVint | PGERSDCZ15 | Ex | PGE | PGE | RSD | Multiple | CZ15 | Any | PGERSDCZ151975 | PGERSDCZ15 | 1975 | 0 | 75
ComVint | PGERSDCZ15 | Ex | PGE | PGE | RSD | Multiple | CZ15 | Any | PGERSDCZ151985 | PGERSDCZ15 | 1985 | 0 | 85
ComVint | PGERSDCZ15 | Ex | PGE | PGE | RSD | Multiple | CZ15 | Any | PGERSDCZ151996 | PGERSDCZ15 | 1996 | 0 | 96
ComVint | PGERSDCZ15 | Ex | PGE | PGE | RSD | Multiple | CZ15 | Any | PGERSDCZ152003 | PGERSDCZ15 | 2003 | 0 | 03
ComVint | PGERSDCZ15 | Ex | PGE | PGE | RSD | Multiple | CZ15 | Any | PGERSDCZ152007 | PGERSDCZ15 | 2007 | 0 | 07
ComVint | PGERSDCZ15 | Ex | PGE | PGE | RSD | Multiple | CZ15 | Any | PGERSDCZ152011 | PGERSDCZ15 | 2011 | 0 | 11
ComVint | PGERSDCZ15 | Ex | PGE | PGE | RSD | Multiple | CZ15 | Any | PGERSDCZ152014 | PGERSDCZ15 | 2014 | 0 | 14
ComVint | PGERSDCZ16 | Ex | PGE | PGE | RSD | Multiple | CZ16 | Any | PGERSDCZ161975 | PGERSDCZ16 | 1975 | 0.2081 | 75
ComVint | PGERSDCZ16 | Ex | PGE | PGE | RSD | Multiple | CZ16 | Any | PGERSDCZ161985 | PGERSDCZ16 | 1985 | 0.0457 | 85
ComVint | PGERSDCZ16 | Ex | PGE | PGE | RSD | Multiple | CZ16 | Any | PGERSDCZ161996 | PGERSDCZ16 | 1996 | 0.0296 | 96
ComVint | PGERSDCZ16 | Ex | PGE | PGE | RSD | Multiple | CZ16 | Any | PGERSDCZ162003 | PGERSDCZ16 | 2003 | 0.0118 | 03
ComVint | PGERSDCZ16 | Ex | PGE | PGE | RSD | Multiple | CZ16 | Any | PGERSDCZ162007 | PGERSDCZ16 | 2007 | 0.0072 | 07
ComVint | PGERSDCZ16 | Ex | PGE | PGE | RSD | Multiple | CZ16 | Any | PGERSDCZ162011 | PGERSDCZ16 | 2011 | 0.0072 | 11
ComVint | PGERSDCZ16 | Ex | PGE | PGE | RSD | Multiple | CZ16 | Any | PGERSDCZ162014 | PGERSDCZ16 | 2014 | 0.0036 | 14
ComVint | PGERt3CZ01 | Ex | PGE | PGE | Rt3 | Multiple | CZ01 | Any | PGERt3CZ011975 | PGERt3CZ01 | 1975 | 0.5907 | 75
ComVint | PGERt3CZ01 | Ex | PGE | PGE | Rt3 | Multiple | CZ01 | Any | PGERt3CZ011985 | PGERt3CZ01 | 1985 | 0.397 | 85
ComVint | PGERt3CZ01 | Ex | PGE | PGE | Rt3 | Multiple | CZ01 | Any | PGERt3CZ011996 | PGERt3CZ01 | 1996 | 0.14767 | 96
ComVint | PGERt3CZ01 | Ex | PGE | PGE | Rt3 | Multiple | CZ01 | Any | PGERt3CZ012003 | PGERt3CZ01 | 2003 | 0.065933 | 03
ComVint | PGERt3CZ01 | Ex | PGE | PGE | Rt3 | Multiple | CZ01 | Any | PGERt3CZ012007 | PGERt3CZ01 | 2007 | 0.039633 | 07
ComVint | PGERt3CZ01 | Ex | PGE | PGE | Rt3 | Multiple | CZ01 | Any | PGERt3CZ012011 | PGERt3CZ01 | 2011 | 0.039633 | 11
ComVint | PGERt3CZ01 | Ex | PGE | PGE | Rt3 | Multiple | CZ01 | Any | PGERt3CZ012014 | PGERt3CZ01 | 2014 | 0.019817 | 14
ComVint | PGERt3CZ02 | Ex | PGE | PGE | Rt3 | Multiple | CZ02 | Any | PGERt3CZ021975 | PGERt3CZ02 | 1975 | 4.226 | 75
ComVint | PGERt3CZ02 | Ex | PGE | PGE | Rt3 | Multiple | CZ02 | Any | PGERt3CZ021985 | PGERt3CZ02 | 1985 | 2.0891 | 85
ComVint | PGERt3CZ02 | Ex | PGE | PGE | Rt3 | Multiple | CZ02 | Any | PGERt3CZ021996 | PGERt3CZ02 | 1996 | 1.2221 | 96
ComVint | PGERt3CZ02 | Ex | PGE | PGE | Rt3 | Multiple | CZ02 | Any | PGERt3CZ022003 | PGERt3CZ02 | 2003 | 0.49977 | 03
ComVint | PGERt3CZ02 | Ex | PGE | PGE | Rt3 | Multiple | CZ02 | Any | PGERt3CZ022007 | PGERt3CZ02 | 2007 | 0.28533 | 07
ComVint | PGERt3CZ02 | Ex | PGE | PGE | Rt3 | Multiple | CZ02 | Any | PGERt3CZ022011 | PGERt3CZ02 | 2011 | 0.28533 | 11
ComVint | PGERt3CZ02 | Ex | PGE | PGE | Rt3 | Multiple | CZ02 | Any | PGERt3CZ022014 | PGERt3CZ02 | 2014 | 0.14267 | 14
ComVint | PGERt3CZ03 | Ex | PGE | PGE | Rt3 | Multiple | CZ03 | Any | PGERt3CZ031975 | PGERt3CZ03 | 1975 | 22.6443 | 75
ComVint | PGERt3CZ03 | Ex | PGE | PGE | Rt3 | Multiple | CZ03 | Any | PGERt3CZ031985 | PGERt3CZ03 | 1985 | 8.2988 | 85
ComVint | PGERt3CZ03 | Ex | PGE | PGE | Rt3 | Multiple | CZ03 | Any | PGERt3CZ031996 | PGERt3CZ03 | 1996 | 4.7576 | 96
ComVint | PGERt3CZ03 | Ex | PGE | PGE | Rt3 | Multiple | CZ03 | Any | PGERt3CZ032003 | PGERt3CZ03 | 2003 | 1.9028 | 03
ComVint | PGERt3CZ03 | Ex | PGE | PGE | Rt3 | Multiple | CZ03 | Any | PGERt3CZ032007 | PGERt3CZ03 | 2007 | 1.2201 | 07
ComVint | PGERt3CZ03 | Ex | PGE | PGE | Rt3 | Multiple | CZ03 | Any | PGERt3CZ032011 | PGERt3CZ03 | 2011 | 1.2201 | 11
ComVint | PGERt3CZ03 | Ex | PGE | PGE | Rt3 | Multiple | CZ03 | Any | PGERt3CZ032014 | PGERt3CZ03 | 2014 | 0.61003 | 14
ComVint | PGERt3CZ04 | Ex | PGE | PGE | Rt3 | Multiple | CZ04 | Any | PGERt3CZ041975 | PGERt3CZ04 | 1975 | 8.1886 | 75
ComVint | PGERt3CZ04 | Ex | PGE | PGE | Rt3 | Multiple | CZ04 | Any | PGERt3CZ041985 | PGERt3CZ04 | 1985 | 4.3539 | 85
ComVint | PGERt3CZ04 | Ex | PGE | PGE | Rt3 | Multiple | CZ04 | Any | PGERt3CZ041996 | PGERt3CZ04 | 1996 | 2.6775 | 96
ComVint | PGERt3CZ04 | Ex | PGE | PGE | Rt3 | Multiple | CZ04 | Any | PGERt3CZ042003 | PGERt3CZ04 | 2003 | 1.094 | 03
ComVint | PGERt3CZ04 | Ex | PGE | PGE | Rt3 | Multiple | CZ04 | Any | PGERt3CZ042007 | PGERt3CZ04 | 2007 | 0.60113 | 07
ComVint | PGERt3CZ04 | Ex | PGE | PGE | Rt3 | Multiple | CZ04 | Any | PGERt3CZ042011 | PGERt3CZ04 | 2011 | 0.60113 | 11
ComVint | PGERt3CZ04 | Ex | PGE | PGE | Rt3 | Multiple | CZ04 | Any | PGERt3CZ042014 | PGERt3CZ04 | 2014 | 0.30057 | 14
ComVint | PGERt3CZ05 | Ex | PGE | PGE | Rt3 | Multiple | CZ05 | Any | PGERt3CZ051975 | PGERt3CZ05 | 1975 | 1.3998 | 75
ComVint | PGERt3CZ05 | Ex | PGE | PGE | Rt3 | Multiple | CZ05 | Any | PGERt3CZ051985 | PGERt3CZ05 | 1985 | 0.75287 | 85
ComVint | PGERt3CZ05 | Ex | PGE | PGE | Rt3 | Multiple | CZ05 | Any | PGERt3CZ051996 | PGERt3CZ05 | 1996 | 0.4638 | 96
ComVint | PGERt3CZ05 | Ex | PGE | PGE | Rt3 | Multiple | CZ05 | Any | PGERt3CZ052003 | PGERt3CZ05 | 2003 | 0.1896 | 03
ComVint | PGERt3CZ05 | Ex | PGE | PGE | Rt3 | Multiple | CZ05 | Any | PGERt3CZ052007 | PGERt3CZ05 | 2007 | 0.10377 | 07
ComVint | PGERt3CZ05 | Ex | PGE | PGE | Rt3 | Multiple | CZ05 | Any | PGERt3CZ052011 | PGERt3CZ05 | 2011 | 0.10377 | 11
ComVint | PGERt3CZ05 | Ex | PGE | PGE | Rt3 | Multiple | CZ05 | Any | PGERt3CZ052014 | PGERt3CZ05 | 2014 | 0.051883 | 14
ComVint | PGERt3CZ06 | Ex | PGE | PGE | Rt3 | Multiple | CZ06 | Any | PGERt3CZ061975 | PGERt3CZ06 | 1975 | 0 | 75
ComVint | PGERt3CZ06 | Ex | PGE | PGE | Rt3 | Multiple | CZ06 | Any | PGERt3CZ061985 | PGERt3CZ06 | 1985 | 0 | 85
ComVint | PGERt3CZ06 | Ex | PGE | PGE | Rt3 | Multiple | CZ06 | Any | PGERt3CZ061996 | PGERt3CZ06 | 1996 | 0 | 96
ComVint | PGERt3CZ06 | Ex | PGE | PGE | Rt3 | Multiple | CZ06 | Any | PGERt3CZ062003 | PGERt3CZ06 | 2003 | 0 | 03
ComVint | PGERt3CZ06 | Ex | PGE | PGE | Rt3 | Multiple | CZ06 | Any | PGERt3CZ062007 | PGERt3CZ06 | 2007 | 0 | 07
ComVint | PGERt3CZ06 | Ex | PGE | PGE | Rt3 | Multiple | CZ06 | Any | PGERt3CZ062011 | PGERt3CZ06 | 2011 | 0 | 11
ComVint | PGERt3CZ06 | Ex | PGE | PGE | Rt3 | Multiple | CZ06 | Any | PGERt3CZ062014 | PGERt3CZ06 | 2014 | 0 | 14
ComVint | PGERt3CZ07 | Ex | PGE | PGE | Rt3 | Multiple | CZ07 | Any | PGERt3CZ071975 | PGERt3CZ07 | 1975 | 0 | 75
ComVint | PGERt3CZ07 | Ex | PGE | PGE | Rt3 | Multiple | CZ07 | Any | PGERt3CZ071985 | PGERt3CZ07 | 1985 | 0 | 85
ComVint | PGERt3CZ07 | Ex | PGE | PGE | Rt3 | Multiple | CZ07 | Any | PGERt3CZ071996 | PGERt3CZ07 | 1996 | 0 | 96
ComVint | PGERt3CZ07 | Ex | PGE | PGE | Rt3 | Multiple | CZ07 | Any | PGERt3CZ072003 | PGERt3CZ07 | 2003 | 0 | 03
ComVint | PGERt3CZ07 | Ex | PGE | PGE | Rt3 | Multiple | CZ07 | Any | PGERt3CZ072007 | PGERt3CZ07 | 2007 | 0 | 07
ComVint | PGERt3CZ07 | Ex | PGE | PGE | Rt3 | Multiple | CZ07 | Any | PGERt3CZ072011 | PGERt3CZ07 | 2011 | 0 | 11
ComVint | PGERt3CZ07 | Ex | PGE | PGE | Rt3 | Multiple | CZ07 | Any | PGERt3CZ072014 | PGERt3CZ07 | 2014 | 0 | 14
ComVint | PGERt3CZ08 | Ex | PGE | PGE | Rt3 | Multiple | CZ08 | Any | PGERt3CZ081975 | PGERt3CZ08 | 1975 | 0 | 75
ComVint | PGERt3CZ08 | Ex | PGE | PGE | Rt3 | Multiple | CZ08 | Any | PGERt3CZ081985 | PGERt3CZ08 | 1985 | 0 | 85
ComVint | PGERt3CZ08 | Ex | PGE | PGE | Rt3 | Multiple | CZ08 | Any | PGERt3CZ081996 | PGERt3CZ08 | 1996 | 0 | 96
ComVint | PGERt3CZ08 | Ex | PGE | PGE | Rt3 | Multiple | CZ08 | Any | PGERt3CZ082003 | PGERt3CZ08 | 2003 | 0 | 03
ComVint | PGERt3CZ08 | Ex | PGE | PGE | Rt3 | Multiple | CZ08 | Any | PGERt3CZ082007 | PGERt3CZ08 | 2007 | 0 | 07
ComVint | PGERt3CZ08 | Ex | PGE | PGE | Rt3 | Multiple | CZ08 | Any | PGERt3CZ082011 | PGERt3CZ08 | 2011 | 0 | 11
ComVint | PGERt3CZ08 | Ex | PGE | PGE | Rt3 | Multiple | CZ08 | Any | PGERt3CZ082014 | PGERt3CZ08 | 2014 | 0 | 14
ComVint | PGERt3CZ09 | Ex | PGE | PGE | Rt3 | Multiple | CZ09 | Any | PGERt3CZ091975 | PGERt3CZ09 | 1975 | 0 | 75
ComVint | PGERt3CZ09 | Ex | PGE | PGE | Rt3 | Multiple | CZ09 | Any | PGERt3CZ091985 | PGERt3CZ09 | 1985 | 0 | 85
ComVint | PGERt3CZ09 | Ex | PGE | PGE | Rt3 | Multiple | CZ09 | Any | PGERt3CZ091996 | PGERt3CZ09 | 1996 | 0 | 96
ComVint | PGERt3CZ09 | Ex | PGE | PGE | Rt3 | Multiple | CZ09 | Any | PGERt3CZ092003 | PGERt3CZ09 | 2003 | 0 | 03
ComVint | PGERt3CZ09 | Ex | PGE | PGE | Rt3 | Multiple | CZ09 | Any | PGERt3CZ092007 | PGERt3CZ09 | 2007 | 0 | 07
ComVint | PGERt3CZ09 | Ex | PGE | PGE | Rt3 | Multiple | CZ09 | Any | PGERt3CZ092011 | PGERt3CZ09 | 2011 | 0 | 11
ComVint | PGERt3CZ09 | Ex | PGE | PGE | Rt3 | Multiple | CZ09 | Any | PGERt3CZ092014 | PGERt3CZ09 | 2014 | 0 | 14
ComVint | PGERt3CZ10 | Ex | PGE | PGE | Rt3 | Multiple | CZ10 | Any | PGERt3CZ101975 | PGERt3CZ10 | 1975 | 0 | 75
ComVint | PGERt3CZ10 | Ex | PGE | PGE | Rt3 | Multiple | CZ10 | Any | PGERt3CZ101985 | PGERt3CZ10 | 1985 | 0 | 85
ComVint | PGERt3CZ10 | Ex | PGE | PGE | Rt3 | Multiple | CZ10 | Any | PGERt3CZ101996 | PGERt3CZ10 | 1996 | 0 | 96
ComVint | PGERt3CZ10 | Ex | PGE | PGE | Rt3 | Multiple | CZ10 | Any | PGERt3CZ102003 | PGERt3CZ10 | 2003 | 0 | 03
ComVint | PGERt3CZ10 | Ex | PGE | PGE | Rt3 | Multiple | CZ10 | Any | PGERt3CZ102007 | PGERt3CZ10 | 2007 | 0 | 07
ComVint | PGERt3CZ10 | Ex | PGE | PGE | Rt3 | Multiple | CZ10 | Any | PGERt3CZ102011 | PGERt3CZ10 | 2011 | 0 | 11
ComVint | PGERt3CZ10 | Ex | PGE | PGE | Rt3 | Multiple | CZ10 | Any | PGERt3CZ102014 | PGERt3CZ10 | 2014 | 0 | 14
ComVint | PGERt3CZ11 | Ex | PGE | PGE | Rt3 | Multiple | CZ11 | Any | PGERt3CZ111975 | PGERt3CZ11 | 1975 | 2.5678 | 75
ComVint | PGERt3CZ11 | Ex | PGE | PGE | Rt3 | Multiple | CZ11 | Any | PGERt3CZ111985 | PGERt3CZ11 | 1985 | 2.0578 | 85
ComVint | PGERt3CZ11 | Ex | PGE | PGE | Rt3 | Multiple | CZ11 | Any | PGERt3CZ111996 | PGERt3CZ11 | 1996 | 1.0982 | 96
ComVint | PGERt3CZ11 | Ex | PGE | PGE | Rt3 | Multiple | CZ11 | Any | PGERt3CZ112003 | PGERt3CZ11 | 2003 | 0.57987 | 03
ComVint | PGERt3CZ11 | Ex | PGE | PGE | Rt3 | Multiple | CZ11 | Any | PGERt3CZ112007 | PGERt3CZ11 | 2007 | 0.3246 | 07
ComVint | PGERt3CZ11 | Ex | PGE | PGE | Rt3 | Multiple | CZ11 | Any | PGERt3CZ112011 | PGERt3CZ11 | 2011 | 0.3246 | 11
ComVint | PGERt3CZ11 | Ex | PGE | PGE | Rt3 | Multiple | CZ11 | Any | PGERt3CZ112014 | PGERt3CZ11 | 2014 | 0.1623 | 14
ComVint | PGERt3CZ12 | Ex | PGE | PGE | Rt3 | Multiple | CZ12 | Any | PGERt3CZ121975 | PGERt3CZ12 | 1975 | 11.6842 | 75
ComVint | PGERt3CZ12 | Ex | PGE | PGE | Rt3 | Multiple | CZ12 | Any | PGERt3CZ121985 | PGERt3CZ12 | 1985 | 7.3604 | 85
ComVint | PGERt3CZ12 | Ex | PGE | PGE | Rt3 | Multiple | CZ12 | Any | PGERt3CZ121996 | PGERt3CZ12 | 1996 | 5.0078 | 96
ComVint | PGERt3CZ12 | Ex | PGE | PGE | Rt3 | Multiple | CZ12 | Any | PGERt3CZ122003 | PGERt3CZ12 | 2003 | 2.7038 | 03
ComVint | PGERt3CZ12 | Ex | PGE | PGE | Rt3 | Multiple | CZ12 | Any | PGERt3CZ122007 | PGERt3CZ12 | 2007 | 1.2358 | 07
ComVint | PGERt3CZ12 | Ex | PGE | PGE | Rt3 | Multiple | CZ12 | Any | PGERt3CZ122011 | PGERt3CZ12 | 2011 | 1.2358 | 11
ComVint | PGERt3CZ12 | Ex | PGE | PGE | Rt3 | Multiple | CZ12 | Any | PGERt3CZ122014 | PGERt3CZ12 | 2014 | 0.61792 | 14
ComVint | PGERt3CZ13 | Ex | PGE | PGE | Rt3 | Multiple | CZ13 | Any | PGERt3CZ131975 | PGERt3CZ13 | 1975 | 6.5733 | 75
ComVint | PGERt3CZ13 | Ex | PGE | PGE | Rt3 | Multiple | CZ13 | Any | PGERt3CZ131985 | PGERt3CZ13 | 1985 | 5.4246 | 85
ComVint | PGERt3CZ13 | Ex | PGE | PGE | Rt3 | Multiple | CZ13 | Any | PGERt3CZ131996 | PGERt3CZ13 | 1996 | 2.779 | 96
ComVint | PGERt3CZ13 | Ex | PGE | PGE | Rt3 | Multiple | CZ13 | Any | PGERt3CZ132003 | PGERt3CZ13 | 2003 | 1.3579 | 03
ComVint | PGERt3CZ13 | Ex | PGE | PGE | Rt3 | Multiple | CZ13 | Any | PGERt3CZ132007 | PGERt3CZ13 | 2007 | 0.8523 | 07
ComVint | PGERt3CZ13 | Ex | PGE | PGE | Rt3 | Multiple | CZ13 | Any | PGERt3CZ132011 | PGERt3CZ13 | 2011 | 0.8523 | 11
ComVint | PGERt3CZ13 | Ex | PGE | PGE | Rt3 | Multiple | CZ13 | Any | PGERt3CZ132014 | PGERt3CZ13 | 2014 | 0.42615 | 14
ComVint | PGERt3CZ14 | Ex | PGE | PGE | Rt3 | Multiple | CZ14 | Any | PGERt3CZ141975 | PGERt3CZ14 | 1975 | 0 | 75
ComVint | PGERt3CZ14 | Ex | PGE | PGE | Rt3 | Multiple | CZ14 | Any | PGERt3CZ141985 | PGERt3CZ14 | 1985 | 0 | 85
ComVint | PGERt3CZ14 | Ex | PGE | PGE | Rt3 | Multiple | CZ14 | Any | PGERt3CZ141996 | PGERt3CZ14 | 1996 | 0 | 96
ComVint | PGERt3CZ14 | Ex | PGE | PGE | Rt3 | Multiple | CZ14 | Any | PGERt3CZ142003 | PGERt3CZ14 | 2003 | 0 | 03
ComVint | PGERt3CZ14 | Ex | PGE | PGE | Rt3 | Multiple | CZ14 | Any | PGERt3CZ142007 | PGERt3CZ14 | 2007 | 0 | 07
ComVint | PGERt3CZ14 | Ex | PGE | PGE | Rt3 | Multiple | CZ14 | Any | PGERt3CZ142011 | PGERt3CZ14 | 2011 | 0 | 11
ComVint | PGERt3CZ14 | Ex | PGE | PGE | Rt3 | Multiple | CZ14 | Any | PGERt3CZ142014 | PGERt3CZ14 | 2014 | 0 | 14
ComVint | PGERt3CZ15 | Ex | PGE | PGE | Rt3 | Multiple | CZ15 | Any | PGERt3CZ151975 | PGERt3CZ15 | 1975 | 0 | 75
ComVint | PGERt3CZ15 | Ex | PGE | PGE | Rt3 | Multiple | CZ15 | Any | PGERt3CZ151985 | PGERt3CZ15 | 1985 | 0 | 85
ComVint | PGERt3CZ15 | Ex | PGE | PGE | Rt3 | Multiple | CZ15 | Any | PGERt3CZ151996 | PGERt3CZ15 | 1996 | 0 | 96
ComVint | PGERt3CZ15 | Ex | PGE | PGE | Rt3 | Multiple | CZ15 | Any | PGERt3CZ152003 | PGERt3CZ15 | 2003 | 0 | 03
ComVint | PGERt3CZ15 | Ex | PGE | PGE | Rt3 | Multiple | CZ15 | Any | PGERt3CZ152007 | PGERt3CZ15 | 2007 | 0 | 07
ComVint | PGERt3CZ15 | Ex | PGE | PGE | Rt3 | Multiple | CZ15 | Any | PGERt3CZ152011 | PGERt3CZ15 | 2011 | 0 | 11
ComVint | PGERt3CZ15 | Ex | PGE | PGE | Rt3 | Multiple | CZ15 | Any | PGERt3CZ152014 | PGERt3CZ15 | 2014 | 0 | 14
ComVint | PGERt3CZ16 | Ex | PGE | PGE | Rt3 | Multiple | CZ16 | Any | PGERt3CZ161975 | PGERt3CZ16 | 1975 | 0.16417 | 75
ComVint | PGERt3CZ16 | Ex | PGE | PGE | Rt3 | Multiple | CZ16 | Any | PGERt3CZ161985 | PGERt3CZ16 | 1985 | 0.12003 | 85
ComVint | PGERt3CZ16 | Ex | PGE | PGE | Rt3 | Multiple | CZ16 | Any | PGERt3CZ161996 | PGERt3CZ16 | 1996 | 0.054067 | 96
ComVint | PGERt3CZ16 | Ex | PGE | PGE | Rt3 | Multiple | CZ16 | Any | PGERt3CZ162003 | PGERt3CZ16 | 2003 | 0.0268 | 03
ComVint | PGERt3CZ16 | Ex | PGE | PGE | Rt3 | Multiple | CZ16 | Any | PGERt3CZ162007 | PGERt3CZ16 | 2007 | 0.015367 | 07
ComVint | PGERt3CZ16 | Ex | PGE | PGE | Rt3 | Multiple | CZ16 | Any | PGERt3CZ162011 | PGERt3CZ16 | 2011 | 0.015367 | 11
ComVint | PGERt3CZ16 | Ex | PGE | PGE | Rt3 | Multiple | CZ16 | Any | PGERt3CZ162014 | PGERt3CZ16 | 2014 | 0.0076833 | 14
ComVint | PGERtLCZ01 | Ex | PGE | PGE | RtL | Multiple | CZ01 | Any | PGERtLCZ011975 | PGERtLCZ01 | 1975 | 0.5907 | 75
ComVint | PGERtLCZ01 | Ex | PGE | PGE | RtL | Multiple | CZ01 | Any | PGERtLCZ011985 | PGERtLCZ01 | 1985 | 0.397 | 85
ComVint | PGERtLCZ01 | Ex | PGE | PGE | RtL | Multiple | CZ01 | Any | PGERtLCZ011996 | PGERtLCZ01 | 1996 | 0.14767 | 96
ComVint | PGERtLCZ01 | Ex | PGE | PGE | RtL | Multiple | CZ01 | Any | PGERtLCZ012003 | PGERtLCZ01 | 2003 | 0.065933 | 03
ComVint | PGERtLCZ01 | Ex | PGE | PGE | RtL | Multiple | CZ01 | Any | PGERtLCZ012007 | PGERtLCZ01 | 2007 | 0.039633 | 07
ComVint | PGERtLCZ01 | Ex | PGE | PGE | RtL | Multiple | CZ01 | Any | PGERtLCZ012011 | PGERtLCZ01 | 2011 | 0.039633 | 11
ComVint | PGERtLCZ01 | Ex | PGE | PGE | RtL | Multiple | CZ01 | Any | PGERtLCZ012014 | PGERtLCZ01 | 2014 | 0.019817 | 14
ComVint | PGERtLCZ02 | Ex | PGE | PGE | RtL | Multiple | CZ02 | Any | PGERtLCZ021975 | PGERtLCZ02 | 1975 | 4.226 | 75
ComVint | PGERtLCZ02 | Ex | PGE | PGE | RtL | Multiple | CZ02 | Any | PGERtLCZ021985 | PGERtLCZ02 | 1985 | 2.0891 | 85
ComVint | PGERtLCZ02 | Ex | PGE | PGE | RtL | Multiple | CZ02 | Any | PGERtLCZ021996 | PGERtLCZ02 | 1996 | 1.2221 | 96
ComVint | PGERtLCZ02 | Ex | PGE | PGE | RtL | Multiple | CZ02 | Any | PGERtLCZ022003 | PGERtLCZ02 | 2003 | 0.49977 | 03
ComVint | PGERtLCZ02 | Ex | PGE | PGE | RtL | Multiple | CZ02 | Any | PGERtLCZ022007 | PGERtLCZ02 | 2007 | 0.28533 | 07
ComVint | PGERtLCZ02 | Ex | PGE | PGE | RtL | Multiple | CZ02 | Any | PGERtLCZ022011 | PGERtLCZ02 | 2011 | 0.28533 | 11
ComVint | PGERtLCZ02 | Ex | PGE | PGE | RtL | Multiple | CZ02 | Any | PGERtLCZ022014 | PGERtLCZ02 | 2014 | 0.14267 | 14
ComVint | PGERtLCZ03 | Ex | PGE | PGE | RtL | Multiple | CZ03 | Any | PGERtLCZ031975 | PGERtLCZ03 | 1975 | 22.6443 | 75
ComVint | PGERtLCZ03 | Ex | PGE | PGE | RtL | Multiple | CZ03 | Any | PGERtLCZ031985 | PGERtLCZ03 | 1985 | 8.2988 | 85
ComVint | PGERtLCZ03 | Ex | PGE | PGE | RtL | Multiple | CZ03 | Any | PGERtLCZ031996 | PGERtLCZ03 | 1996 | 4.7576 | 96
ComVint | PGERtLCZ03 | Ex | PGE | PGE | RtL | Multiple | CZ03 | Any | PGERtLCZ032003 | PGERtLCZ03 | 2003 | 1.9028 | 03
ComVint | PGERtLCZ03 | Ex | PGE | PGE | RtL | Multiple | CZ03 | Any | PGERtLCZ032007 | PGERtLCZ03 | 2007 | 1.2201 | 07
ComVint | PGERtLCZ03 | Ex | PGE | PGE | RtL | Multiple | CZ03 | Any | PGERtLCZ032011 | PGERtLCZ03 | 2011 | 1.2201 | 11
ComVint | PGERtLCZ03 | Ex | PGE | PGE | RtL | Multiple | CZ03 | Any | PGERtLCZ032014 | PGERtLCZ03 | 2014 | 0.61003 | 14
ComVint | PGERtLCZ04 | Ex | PGE | PGE | RtL | Multiple | CZ04 | Any | PGERtLCZ041975 | PGERtLCZ04 | 1975 | 8.1886 | 75
ComVint | PGERtLCZ04 | Ex | PGE | PGE | RtL | Multiple | CZ04 | Any | PGERtLCZ041985 | PGERtLCZ04 | 1985 | 4.3539 | 85
ComVint | PGERtLCZ04 | Ex | PGE | PGE | RtL | Multiple | CZ04 | Any | PGERtLCZ041996 | PGERtLCZ04 | 1996 | 2.6775 | 96
ComVint | PGERtLCZ04 | Ex | PGE | PGE | RtL | Multiple | CZ04 | Any | PGERtLCZ042003 | PGERtLCZ04 | 2003 | 1.094 | 03
ComVint | PGERtLCZ04 | Ex | PGE | PGE | RtL | Multiple | CZ04 | Any | PGERtLCZ042007 | PGERtLCZ04 | 2007 | 0.60113 | 07
ComVint | PGERtLCZ04 | Ex | PGE | PGE | RtL | Multiple | CZ04 | Any | PGERtLCZ042011 | PGERtLCZ04 | 2011 | 0.60113 | 11
ComVint | PGERtLCZ04 | Ex | PGE | PGE | RtL | Multiple | CZ04 | Any | PGERtLCZ042014 | PGERtLCZ04 | 2014 | 0.30057 | 14
ComVint | PGERtLCZ05 | Ex | PGE | PGE | RtL | Multiple | CZ05 | Any | PGERtLCZ051975 | PGERtLCZ05 | 1975 | 1.3998 | 75
ComVint | PGERtLCZ05 | Ex | PGE | PGE | RtL | Multiple | CZ05 | Any | PGERtLCZ051985 | PGERtLCZ05 | 1985 | 0.75287 | 85
ComVint | PGERtLCZ05 | Ex | PGE | PGE | RtL | Multiple | CZ05 | Any | PGERtLCZ051996 | PGERtLCZ05 | 1996 | 0.4638 | 96
ComVint | PGERtLCZ05 | Ex | PGE | PGE | RtL | Multiple | CZ05 | Any | PGERtLCZ052003 | PGERtLCZ05 | 2003 | 0.1896 | 03
ComVint | PGERtLCZ05 | Ex | PGE | PGE | RtL | Multiple | CZ05 | Any | PGERtLCZ052007 | PGERtLCZ05 | 2007 | 0.10377 | 07
ComVint | PGERtLCZ05 | Ex | PGE | PGE | RtL | Multiple | CZ05 | Any | PGERtLCZ052011 | PGERtLCZ05 | 2011 | 0.10377 | 11
ComVint | PGERtLCZ05 | Ex | PGE | PGE | RtL | Multiple | CZ05 | Any | PGERtLCZ052014 | PGERtLCZ05 | 2014 | 0.051883 | 14
ComVint | PGERtLCZ06 | Ex | PGE | PGE | RtL | Multiple | CZ06 | Any | PGERtLCZ061975 | PGERtLCZ06 | 1975 | 0 | 75
ComVint | PGERtLCZ06 | Ex | PGE | PGE | RtL | Multiple | CZ06 | Any | PGERtLCZ061985 | PGERtLCZ06 | 1985 | 0 | 85
ComVint | PGERtLCZ06 | Ex | PGE | PGE | RtL | Multiple | CZ06 | Any | PGERtLCZ061996 | PGERtLCZ06 | 1996 | 0 | 96
ComVint | PGERtLCZ06 | Ex | PGE | PGE | RtL | Multiple | CZ06 | Any | PGERtLCZ062003 | PGERtLCZ06 | 2003 | 0 | 03
ComVint | PGERtLCZ06 | Ex | PGE | PGE | RtL | Multiple | CZ06 | Any | PGERtLCZ062007 | PGERtLCZ06 | 2007 | 0 | 07
ComVint | PGERtLCZ06 | Ex | PGE | PGE | RtL | Multiple | CZ06 | Any | PGERtLCZ062011 | PGERtLCZ06 | 2011 | 0 | 11
ComVint | PGERtLCZ06 | Ex | PGE | PGE | RtL | Multiple | CZ06 | Any | PGERtLCZ062014 | PGERtLCZ06 | 2014 | 0 | 14
ComVint | PGERtLCZ07 | Ex | PGE | PGE | RtL | Multiple | CZ07 | Any | PGERtLCZ071975 | PGERtLCZ07 | 1975 | 0 | 75
ComVint | PGERtLCZ07 | Ex | PGE | PGE | RtL | Multiple | CZ07 | Any | PGERtLCZ071985 | PGERtLCZ07 | 1985 | 0 | 85
ComVint | PGERtLCZ07 | Ex | PGE | PGE | RtL | Multiple | CZ07 | Any | PGERtLCZ071996 | PGERtLCZ07 | 1996 | 0 | 96
ComVint | PGERtLCZ07 | Ex | PGE | PGE | RtL | Multiple | CZ07 | Any | PGERtLCZ072003 | PGERtLCZ07 | 2003 | 0 | 03
ComVint | PGERtLCZ07 | Ex | PGE | PGE | RtL | Multiple | CZ07 | Any | PGERtLCZ072007 | PGERtLCZ07 | 2007 | 0 | 07
ComVint | PGERtLCZ07 | Ex | PGE | PGE | RtL | Multiple | CZ07 | Any | PGERtLCZ072011 | PGERtLCZ07 | 2011 | 0 | 11
ComVint | PGERtLCZ07 | Ex | PGE | PGE | RtL | Multiple | CZ07 | Any | PGERtLCZ072014 | PGERtLCZ07 | 2014 | 0 | 14
ComVint | PGERtLCZ08 | Ex | PGE | PGE | RtL | Multiple | CZ08 | Any | PGERtLCZ081975 | PGERtLCZ08 | 1975 | 0 | 75
ComVint | PGERtLCZ08 | Ex | PGE | PGE | RtL | Multiple | CZ08 | Any | PGERtLCZ081985 | PGERtLCZ08 | 1985 | 0 | 85
ComVint | PGERtLCZ08 | Ex | PGE | PGE | RtL | Multiple | CZ08 | Any | PGERtLCZ081996 | PGERtLCZ08 | 1996 | 0 | 96
ComVint | PGERtLCZ08 | Ex | PGE | PGE | RtL | Multiple | CZ08 | Any | PGERtLCZ082003 | PGERtLCZ08 | 2003 | 0 | 03
ComVint | PGERtLCZ08 | Ex | PGE | PGE | RtL | Multiple | CZ08 | Any | PGERtLCZ082007 | PGERtLCZ08 | 2007 | 0 | 07
ComVint | PGERtLCZ08 | Ex | PGE | PGE | RtL | Multiple | CZ08 | Any | PGERtLCZ082011 | PGERtLCZ08 | 2011 | 0 | 11
ComVint | PGERtLCZ08 | Ex | PGE | PGE | RtL | Multiple | CZ08 | Any | PGERtLCZ082014 | PGERtLCZ08 | 2014 | 0 | 14
ComVint | PGERtLCZ09 | Ex | PGE | PGE | RtL | Multiple | CZ09 | Any | PGERtLCZ091975 | PGERtLCZ09 | 1975 | 0 | 75
ComVint | PGERtLCZ09 | Ex | PGE | PGE | RtL | Multiple | CZ09 | Any | PGERtLCZ091985 | PGERtLCZ09 | 1985 | 0 | 85
ComVint | PGERtLCZ09 | Ex | PGE | PGE | RtL | Multiple | CZ09 | Any | PGERtLCZ091996 | PGERtLCZ09 | 1996 | 0 | 96
ComVint | PGERtLCZ09 | Ex | PGE | PGE | RtL | Multiple | CZ09 | Any | PGERtLCZ092003 | PGERtLCZ09 | 2003 | 0 | 03
ComVint | PGERtLCZ09 | Ex | PGE | PGE | RtL | Multiple | CZ09 | Any | PGERtLCZ092007 | PGERtLCZ09 | 2007 | 0 | 07
ComVint | PGERtLCZ09 | Ex | PGE | PGE | RtL | Multiple | CZ09 | Any | PGERtLCZ092011 | PGERtLCZ09 | 2011 | 0 | 11
ComVint | PGERtLCZ09 | Ex | PGE | PGE | RtL | Multiple | CZ09 | Any | PGERtLCZ092014 | PGERtLCZ09 | 2014 | 0 | 14
ComVint | PGERtLCZ10 | Ex | PGE | PGE | RtL | Multiple | CZ10 | Any | PGERtLCZ101975 | PGERtLCZ10 | 1975 | 0 | 75
ComVint | PGERtLCZ10 | Ex | PGE | PGE | RtL | Multiple | CZ10 | Any | PGERtLCZ101985 | PGERtLCZ10 | 1985 | 0 | 85
ComVint | PGERtLCZ10 | Ex | PGE | PGE | RtL | Multiple | CZ10 | Any | PGERtLCZ101996 | PGERtLCZ10 | 1996 | 0 | 96
ComVint | PGERtLCZ10 | Ex | PGE | PGE | RtL | Multiple | CZ10 | Any | PGERtLCZ102003 | PGERtLCZ10 | 2003 | 0 | 03
ComVint | PGERtLCZ10 | Ex | PGE | PGE | RtL | Multiple | CZ10 | Any | PGERtLCZ102007 | PGERtLCZ10 | 2007 | 0 | 07
ComVint | PGERtLCZ10 | Ex | PGE | PGE | RtL | Multiple | CZ10 | Any | PGERtLCZ102011 | PGERtLCZ10 | 2011 | 0 | 11
ComVint | PGERtLCZ10 | Ex | PGE | PGE | RtL | Multiple | CZ10 | Any | PGERtLCZ102014 | PGERtLCZ10 | 2014 | 0 | 14
ComVint | PGERtLCZ11 | Ex | PGE | PGE | RtL | Multiple | CZ11 | Any | PGERtLCZ111975 | PGERtLCZ11 | 1975 | 2.5678 | 75
ComVint | PGERtLCZ11 | Ex | PGE | PGE | RtL | Multiple | CZ11 | Any | PGERtLCZ111985 | PGERtLCZ11 | 1985 | 2.0578 | 85
ComVint | PGERtLCZ11 | Ex | PGE | PGE | RtL | Multiple | CZ11 | Any | PGERtLCZ111996 | PGERtLCZ11 | 1996 | 1.0982 | 96
ComVint | PGERtLCZ11 | Ex | PGE | PGE | RtL | Multiple | CZ11 | Any | PGERtLCZ112003 | PGERtLCZ11 | 2003 | 0.57987 | 03
ComVint | PGERtLCZ11 | Ex | PGE | PGE | RtL | Multiple | CZ11 | Any | PGERtLCZ112007 | PGERtLCZ11 | 2007 | 0.3246 | 07
ComVint | PGERtLCZ11 | Ex | PGE | PGE | RtL | Multiple | CZ11 | Any | PGERtLCZ112011 | PGERtLCZ11 | 2011 | 0.3246 | 11
ComVint | PGERtLCZ11 | Ex | PGE | PGE | RtL | Multiple | CZ11 | Any | PGERtLCZ112014 | PGERtLCZ11 | 2014 | 0.1623 | 14
ComVint | PGERtLCZ12 | Ex | PGE | PGE | RtL | Multiple | CZ12 | Any | PGERtLCZ121975 | PGERtLCZ12 | 1975 | 11.6842 | 75
ComVint | PGERtLCZ12 | Ex | PGE | PGE | RtL | Multiple | CZ12 | Any | PGERtLCZ121985 | PGERtLCZ12 | 1985 | 7.3604 | 85
ComVint | PGERtLCZ12 | Ex | PGE | PGE | RtL | Multiple | CZ12 | Any | PGERtLCZ121996 | PGERtLCZ12 | 1996 | 5.0078 | 96
ComVint | PGERtLCZ12 | Ex | PGE | PGE | RtL | Multiple | CZ12 | Any | PGERtLCZ122003 | PGERtLCZ12 | 2003 | 2.7038 | 03
ComVint | PGERtLCZ12 | Ex | PGE | PGE | RtL | Multiple | CZ12 | Any | PGERtLCZ122007 | PGERtLCZ12 | 2007 | 1.2358 | 07
ComVint | PGERtLCZ12 | Ex | PGE | PGE | RtL | Multiple | CZ12 | Any | PGERtLCZ122011 | PGERtLCZ12 | 2011 | 1.2358 | 11
ComVint | PGERtLCZ12 | Ex | PGE | PGE | RtL | Multiple | CZ12 | Any | PGERtLCZ122014 | PGERtLCZ12 | 2014 | 0.61792 | 14
ComVint | PGERtLCZ13 | Ex | PGE | PGE | RtL | Multiple | CZ13 | Any | PGERtLCZ131975 | PGERtLCZ13 | 1975 | 6.5733 | 75
ComVint | PGERtLCZ13 | Ex | PGE | PGE | RtL | Multiple | CZ13 | Any | PGERtLCZ131985 | PGERtLCZ13 | 1985 | 5.4246 | 85
ComVint | PGERtLCZ13 | Ex | PGE | PGE | RtL | Multiple | CZ13 | Any | PGERtLCZ131996 | PGERtLCZ13 | 1996 | 2.779 | 96
ComVint | PGERtLCZ13 | Ex | PGE | PGE | RtL | Multiple | CZ13 | Any | PGERtLCZ132003 | PGERtLCZ13 | 2003 | 1.3579 | 03
ComVint | PGERtLCZ13 | Ex | PGE | PGE | RtL | Multiple | CZ13 | Any | PGERtLCZ132007 | PGERtLCZ13 | 2007 | 0.8523 | 07
ComVint | PGERtLCZ13 | Ex | PGE | PGE | RtL | Multiple | CZ13 | Any | PGERtLCZ132011 | PGERtLCZ13 | 2011 | 0.8523 | 11
ComVint | PGERtLCZ13 | Ex | PGE | PGE | RtL | Multiple | CZ13 | Any | PGERtLCZ132014 | PGERtLCZ13 | 2014 | 0.42615 | 14
ComVint | PGERtLCZ14 | Ex | PGE | PGE | RtL | Multiple | CZ14 | Any | PGERtLCZ141975 | PGERtLCZ14 | 1975 | 0 | 75
ComVint | PGERtLCZ14 | Ex | PGE | PGE | RtL | Multiple | CZ14 | Any | PGERtLCZ141985 | PGERtLCZ14 | 1985 | 0 | 85
ComVint | PGERtLCZ14 | Ex | PGE | PGE | RtL | Multiple | CZ14 | Any | PGERtLCZ141996 | PGERtLCZ14 | 1996 | 0 | 96
ComVint | PGERtLCZ14 | Ex | PGE | PGE | RtL | Multiple | CZ14 | Any | PGERtLCZ142003 | PGERtLCZ14 | 2003 | 0 | 03
ComVint | PGERtLCZ14 | Ex | PGE | PGE | RtL | Multiple | CZ14 | Any | PGERtLCZ142007 | PGERtLCZ14 | 2007 | 0 | 07
ComVint | PGERtLCZ14 | Ex | PGE | PGE | RtL | Multiple | CZ14 | Any | PGERtLCZ142011 | PGERtLCZ14 | 2011 | 0 | 11
ComVint | PGERtLCZ14 | Ex | PGE | PGE | RtL | Multiple | CZ14 | Any | PGERtLCZ142014 | PGERtLCZ14 | 2014 | 0 | 14
ComVint | PGERtLCZ15 | Ex | PGE | PGE | RtL | Multiple | CZ15 | Any | PGERtLCZ151975 | PGERtLCZ15 | 1975 | 0 | 75
ComVint | PGERtLCZ15 | Ex | PGE | PGE | RtL | Multiple | CZ15 | Any | PGERtLCZ151985 | PGERtLCZ15 | 1985 | 0 | 85
ComVint | PGERtLCZ15 | Ex | PGE | PGE | RtL | Multiple | CZ15 | Any | PGERtLCZ151996 | PGERtLCZ15 | 1996 | 0 | 96
ComVint | PGERtLCZ15 | Ex | PGE | PGE | RtL | Multiple | CZ15 | Any | PGERtLCZ152003 | PGERtLCZ15 | 2003 | 0 | 03
ComVint | PGERtLCZ15 | Ex | PGE | PGE | RtL | Multiple | CZ15 | Any | PGERtLCZ152007 | PGERtLCZ15 | 2007 | 0 | 07
ComVint | PGERtLCZ15 | Ex | PGE | PGE | RtL | Multiple | CZ15 | Any | PGERtLCZ152011 | PGERtLCZ15 | 2011 | 0 | 11
ComVint | PGERtLCZ15 | Ex | PGE | PGE | RtL | Multiple | CZ15 | Any | PGERtLCZ152014 | PGERtLCZ15 | 2014 | 0 | 14
ComVint | PGERtLCZ16 | Ex | PGE | PGE | RtL | Multiple | CZ16 | Any | PGERtLCZ161975 | PGERtLCZ16 | 1975 | 0.16417 | 75
ComVint | PGERtLCZ16 | Ex | PGE | PGE | RtL | Multiple | CZ16 | Any | PGERtLCZ161985 | PGERtLCZ16 | 1985 | 0.12003 | 85
ComVint | PGERtLCZ16 | Ex | PGE | PGE | RtL | Multiple | CZ16 | Any | PGERtLCZ161996 | PGERtLCZ16 | 1996 | 0.054067 | 96
ComVint | PGERtLCZ16 | Ex | PGE | PGE | RtL | Multiple | CZ16 | Any | PGERtLCZ162003 | PGERtLCZ16 | 2003 | 0.0268 | 03
ComVint | PGERtLCZ16 | Ex | PGE | PGE | RtL | Multiple | CZ16 | Any | PGERtLCZ162007 | PGERtLCZ16 | 2007 | 0.015367 | 07
ComVint | PGERtLCZ16 | Ex | PGE | PGE | RtL | Multiple | CZ16 | Any | PGERtLCZ162011 | PGERtLCZ16 | 2011 | 0.015367 | 11
ComVint | PGERtLCZ16 | Ex | PGE | PGE | RtL | Multiple | CZ16 | Any | PGERtLCZ162014 | PGERtLCZ16 | 2014 | 0.0076833 | 14
ComVint | PGERtSCZ01 | Ex | PGE | PGE | RtS | Multiple | CZ01 | Any | PGERtSCZ011975 | PGERtSCZ01 | 1975 | 0.5907 | 75
ComVint | PGERtSCZ01 | Ex | PGE | PGE | RtS | Multiple | CZ01 | Any | PGERtSCZ011985 | PGERtSCZ01 | 1985 | 0.397 | 85
ComVint | PGERtSCZ01 | Ex | PGE | PGE | RtS | Multiple | CZ01 | Any | PGERtSCZ011996 | PGERtSCZ01 | 1996 | 0.14767 | 96
ComVint | PGERtSCZ01 | Ex | PGE | PGE | RtS | Multiple | CZ01 | Any | PGERtSCZ012003 | PGERtSCZ01 | 2003 | 0.065933 | 03
ComVint | PGERtSCZ01 | Ex | PGE | PGE | RtS | Multiple | CZ01 | Any | PGERtSCZ012007 | PGERtSCZ01 | 2007 | 0.039633 | 07
ComVint | PGERtSCZ01 | Ex | PGE | PGE | RtS | Multiple | CZ01 | Any | PGERtSCZ012011 | PGERtSCZ01 | 2011 | 0.039633 | 11
ComVint | PGERtSCZ01 | Ex | PGE | PGE | RtS | Multiple | CZ01 | Any | PGERtSCZ012014 | PGERtSCZ01 | 2014 | 0.019817 | 14
ComVint | PGERtSCZ02 | Ex | PGE | PGE | RtS | Multiple | CZ02 | Any | PGERtSCZ021975 | PGERtSCZ02 | 1975 | 4.226 | 75
ComVint | PGERtSCZ02 | Ex | PGE | PGE | RtS | Multiple | CZ02 | Any | PGERtSCZ021985 | PGERtSCZ02 | 1985 | 2.0891 | 85
ComVint | PGERtSCZ02 | Ex | PGE | PGE | RtS | Multiple | CZ02 | Any | PGERtSCZ021996 | PGERtSCZ02 | 1996 | 1.2221 | 96
ComVint | PGERtSCZ02 | Ex | PGE | PGE | RtS | Multiple | CZ02 | Any | PGERtSCZ022003 | PGERtSCZ02 | 2003 | 0.49977 | 03
ComVint | PGERtSCZ02 | Ex | PGE | PGE | RtS | Multiple | CZ02 | Any | PGERtSCZ022007 | PGERtSCZ02 | 2007 | 0.28533 | 07
ComVint | PGERtSCZ02 | Ex | PGE | PGE | RtS | Multiple | CZ02 | Any | PGERtSCZ022011 | PGERtSCZ02 | 2011 | 0.28533 | 11
ComVint | PGERtSCZ02 | Ex | PGE | PGE | RtS | Multiple | CZ02 | Any | PGERtSCZ022014 | PGERtSCZ02 | 2014 | 0.14267 | 14
ComVint | PGERtSCZ03 | Ex | PGE | PGE | RtS | Multiple | CZ03 | Any | PGERtSCZ031975 | PGERtSCZ03 | 1975 | 22.6443 | 75
ComVint | PGERtSCZ03 | Ex | PGE | PGE | RtS | Multiple | CZ03 | Any | PGERtSCZ031985 | PGERtSCZ03 | 1985 | 8.2988 | 85
ComVint | PGERtSCZ03 | Ex | PGE | PGE | RtS | Multiple | CZ03 | Any | PGERtSCZ031996 | PGERtSCZ03 | 1996 | 4.7576 | 96
ComVint | PGERtSCZ03 | Ex | PGE | PGE | RtS | Multiple | CZ03 | Any | PGERtSCZ032003 | PGERtSCZ03 | 2003 | 1.9028 | 03
ComVint | PGERtSCZ03 | Ex | PGE | PGE | RtS | Multiple | CZ03 | Any | PGERtSCZ032007 | PGERtSCZ03 | 2007 | 1.2201 | 07
ComVint | PGERtSCZ03 | Ex | PGE | PGE | RtS | Multiple | CZ03 | Any | PGERtSCZ032011 | PGERtSCZ03 | 2011 | 1.2201 | 11
ComVint | PGERtSCZ03 | Ex | PGE | PGE | RtS | Multiple | CZ03 | Any | PGERtSCZ032014 | PGERtSCZ03 | 2014 | 0.61003 | 14
ComVint | PGERtSCZ04 | Ex | PGE | PGE | RtS | Multiple | CZ04 | Any | PGERtSCZ041975 | PGERtSCZ04 | 1975 | 8.1886 | 75
ComVint | PGERtSCZ04 | Ex | PGE | PGE | RtS | Multiple | CZ04 | Any | PGERtSCZ041985 | PGERtSCZ04 | 1985 | 4.3539 | 85
ComVint | PGERtSCZ04 | Ex | PGE | PGE | RtS | Multiple | CZ04 | Any | PGERtSCZ041996 | PGERtSCZ04 | 1996 | 2.6775 | 96
ComVint | PGERtSCZ04 | Ex | PGE | PGE | RtS | Multiple | CZ04 | Any | PGERtSCZ042003 | PGERtSCZ04 | 2003 | 1.094 | 03
ComVint | PGERtSCZ04 | Ex | PGE | PGE | RtS | Multiple | CZ04 | Any | PGERtSCZ042007 | PGERtSCZ04 | 2007 | 0.60113 | 07
ComVint | PGERtSCZ04 | Ex | PGE | PGE | RtS | Multiple | CZ04 | Any | PGERtSCZ042011 | PGERtSCZ04 | 2011 | 0.60113 | 11
ComVint | PGERtSCZ04 | Ex | PGE | PGE | RtS | Multiple | CZ04 | Any | PGERtSCZ042014 | PGERtSCZ04 | 2014 | 0.30057 | 14
ComVint | PGERtSCZ05 | Ex | PGE | PGE | RtS | Multiple | CZ05 | Any | PGERtSCZ051975 | PGERtSCZ05 | 1975 | 1.3998 | 75
ComVint | PGERtSCZ05 | Ex | PGE | PGE | RtS | Multiple | CZ05 | Any | PGERtSCZ051985 | PGERtSCZ05 | 1985 | 0.75287 | 85
ComVint | PGERtSCZ05 | Ex | PGE | PGE | RtS | Multiple | CZ05 | Any | PGERtSCZ051996 | PGERtSCZ05 | 1996 | 0.4638 | 96
ComVint | PGERtSCZ05 | Ex | PGE | PGE | RtS | Multiple | CZ05 | Any | PGERtSCZ052003 | PGERtSCZ05 | 2003 | 0.1896 | 03
ComVint | PGERtSCZ05 | Ex | PGE | PGE | RtS | Multiple | CZ05 | Any | PGERtSCZ052007 | PGERtSCZ05 | 2007 | 0.10377 | 07
ComVint | PGERtSCZ05 | Ex | PGE | PGE | RtS | Multiple | CZ05 | Any | PGERtSCZ052011 | PGERtSCZ05 | 2011 | 0.10377 | 11
ComVint | PGERtSCZ05 | Ex | PGE | PGE | RtS | Multiple | CZ05 | Any | PGERtSCZ052014 | PGERtSCZ05 | 2014 | 0.051883 | 14
ComVint | PGERtSCZ06 | Ex | PGE | PGE | RtS | Multiple | CZ06 | Any | PGERtSCZ061975 | PGERtSCZ06 | 1975 | 0 | 75
ComVint | PGERtSCZ06 | Ex | PGE | PGE | RtS | Multiple | CZ06 | Any | PGERtSCZ061985 | PGERtSCZ06 | 1985 | 0 | 85
ComVint | PGERtSCZ06 | Ex | PGE | PGE | RtS | Multiple | CZ06 | Any | PGERtSCZ061996 | PGERtSCZ06 | 1996 | 0 | 96
ComVint | PGERtSCZ06 | Ex | PGE | PGE | RtS | Multiple | CZ06 | Any | PGERtSCZ062003 | PGERtSCZ06 | 2003 | 0 | 03
ComVint | PGERtSCZ06 | Ex | PGE | PGE | RtS | Multiple | CZ06 | Any | PGERtSCZ062007 | PGERtSCZ06 | 2007 | 0 | 07
ComVint | PGERtSCZ06 | Ex | PGE | PGE | RtS | Multiple | CZ06 | Any | PGERtSCZ062011 | PGERtSCZ06 | 2011 | 0 | 11
ComVint | PGERtSCZ06 | Ex | PGE | PGE | RtS | Multiple | CZ06 | Any | PGERtSCZ062014 | PGERtSCZ06 | 2014 | 0 | 14
ComVint | PGERtSCZ07 | Ex | PGE | PGE | RtS | Multiple | CZ07 | Any | PGERtSCZ071975 | PGERtSCZ07 | 1975 | 0 | 75
ComVint | PGERtSCZ07 | Ex | PGE | PGE | RtS | Multiple | CZ07 | Any | PGERtSCZ071985 | PGERtSCZ07 | 1985 | 0 | 85
ComVint | PGERtSCZ07 | Ex | PGE | PGE | RtS | Multiple | CZ07 | Any | PGERtSCZ071996 | PGERtSCZ07 | 1996 | 0 | 96
ComVint | PGERtSCZ07 | Ex | PGE | PGE | RtS | Multiple | CZ07 | Any | PGERtSCZ072003 | PGERtSCZ07 | 2003 | 0 | 03
ComVint | PGERtSCZ07 | Ex | PGE | PGE | RtS | Multiple | CZ07 | Any | PGERtSCZ072007 | PGERtSCZ07 | 2007 | 0 | 07
ComVint | PGERtSCZ07 | Ex | PGE | PGE | RtS | Multiple | CZ07 | Any | PGERtSCZ072011 | PGERtSCZ07 | 2011 | 0 | 11
ComVint | PGERtSCZ07 | Ex | PGE | PGE | RtS | Multiple | CZ07 | Any | PGERtSCZ072014 | PGERtSCZ07 | 2014 | 0 | 14
ComVint | PGERtSCZ08 | Ex | PGE | PGE | RtS | Multiple | CZ08 | Any | PGERtSCZ081975 | PGERtSCZ08 | 1975 | 0 | 75
ComVint | PGERtSCZ08 | Ex | PGE | PGE | RtS | Multiple | CZ08 | Any | PGERtSCZ081985 | PGERtSCZ08 | 1985 | 0 | 85
ComVint | PGERtSCZ08 | Ex | PGE | PGE | RtS | Multiple | CZ08 | Any | PGERtSCZ081996 | PGERtSCZ08 | 1996 | 0 | 96
ComVint | PGERtSCZ08 | Ex | PGE | PGE | RtS | Multiple | CZ08 | Any | PGERtSCZ082003 | PGERtSCZ08 | 2003 | 0 | 03
ComVint | PGERtSCZ08 | Ex | PGE | PGE | RtS | Multiple | CZ08 | Any | PGERtSCZ082007 | PGERtSCZ08 | 2007 | 0 | 07
ComVint | PGERtSCZ08 | Ex | PGE | PGE | RtS | Multiple | CZ08 | Any | PGERtSCZ082011 | PGERtSCZ08 | 2011 | 0 | 11
ComVint | PGERtSCZ08 | Ex | PGE | PGE | RtS | Multiple | CZ08 | Any | PGERtSCZ082014 | PGERtSCZ08 | 2014 | 0 | 14
ComVint | PGERtSCZ09 | Ex | PGE | PGE | RtS | Multiple | CZ09 | Any | PGERtSCZ091975 | PGERtSCZ09 | 1975 | 0 | 75
ComVint | PGERtSCZ09 | Ex | PGE | PGE | RtS | Multiple | CZ09 | Any | PGERtSCZ091985 | PGERtSCZ09 | 1985 | 0 | 85
ComVint | PGERtSCZ09 | Ex | PGE | PGE | RtS | Multiple | CZ09 | Any | PGERtSCZ091996 | PGERtSCZ09 | 1996 | 0 | 96
ComVint | PGERtSCZ09 | Ex | PGE | PGE | RtS | Multiple | CZ09 | Any | PGERtSCZ092003 | PGERtSCZ09 | 2003 | 0 | 03
ComVint | PGERtSCZ09 | Ex | PGE | PGE | RtS | Multiple | CZ09 | Any | PGERtSCZ092007 | PGERtSCZ09 | 2007 | 0 | 07
ComVint | PGERtSCZ09 | Ex | PGE | PGE | RtS | Multiple | CZ09 | Any | PGERtSCZ092011 | PGERtSCZ09 | 2011 | 0 | 11
ComVint | PGERtSCZ09 | Ex | PGE | PGE | RtS | Multiple | CZ09 | Any | PGERtSCZ092014 | PGERtSCZ09 | 2014 | 0 | 14
ComVint | PGERtSCZ10 | Ex | PGE | PGE | RtS | Multiple | CZ10 | Any | PGERtSCZ101975 | PGERtSCZ10 | 1975 | 0 | 75
ComVint | PGERtSCZ10 | Ex | PGE | PGE | RtS | Multiple | CZ10 | Any | PGERtSCZ101985 | PGERtSCZ10 | 1985 | 0 | 85
ComVint | PGERtSCZ10 | Ex | PGE | PGE | RtS | Multiple | CZ10 | Any | PGERtSCZ101996 | PGERtSCZ10 | 1996 | 0 | 96
ComVint | PGERtSCZ10 | Ex | PGE | PGE | RtS | Multiple | CZ10 | Any | PGERtSCZ102003 | PGERtSCZ10 | 2003 | 0 | 03
ComVint | PGERtSCZ10 | Ex | PGE | PGE | RtS | Multiple | CZ10 | Any | PGERtSCZ102007 | PGERtSCZ10 | 2007 | 0 | 07
ComVint | PGERtSCZ10 | Ex | PGE | PGE | RtS | Multiple | CZ10 | Any | PGERtSCZ102011 | PGERtSCZ10 | 2011 | 0 | 11
ComVint | PGERtSCZ10 | Ex | PGE | PGE | RtS | Multiple | CZ10 | Any | PGERtSCZ102014 | PGERtSCZ10 | 2014 | 0 | 14
ComVint | PGERtSCZ11 | Ex | PGE | PGE | RtS | Multiple | CZ11 | Any | PGERtSCZ111975 | PGERtSCZ11 | 1975 | 2.5678 | 75
ComVint | PGERtSCZ11 | Ex | PGE | PGE | RtS | Multiple | CZ11 | Any | PGERtSCZ111985 | PGERtSCZ11 | 1985 | 2.0578 | 85
ComVint | PGERtSCZ11 | Ex | PGE | PGE | RtS | Multiple | CZ11 | Any | PGERtSCZ111996 | PGERtSCZ11 | 1996 | 1.0982 | 96
ComVint | PGERtSCZ11 | Ex | PGE | PGE | RtS | Multiple | CZ11 | Any | PGERtSCZ112003 | PGERtSCZ11 | 2003 | 0.57987 | 03
ComVint | PGERtSCZ11 | Ex | PGE | PGE | RtS | Multiple | CZ11 | Any | PGERtSCZ112007 | PGERtSCZ11 | 2007 | 0.3246 | 07
ComVint | PGERtSCZ11 | Ex | PGE | PGE | RtS | Multiple | CZ11 | Any | PGERtSCZ112011 | PGERtSCZ11 | 2011 | 0.3246 | 11
ComVint | PGERtSCZ11 | Ex | PGE | PGE | RtS | Multiple | CZ11 | Any | PGERtSCZ112014 | PGERtSCZ11 | 2014 | 0.1623 | 14
ComVint | PGERtSCZ12 | Ex | PGE | PGE | RtS | Multiple | CZ12 | Any | PGERtSCZ121975 | PGERtSCZ12 | 1975 | 11.6842 | 75
ComVint | PGERtSCZ12 | Ex | PGE | PGE | RtS | Multiple | CZ12 | Any | PGERtSCZ121985 | PGERtSCZ12 | 1985 | 7.3604 | 85
ComVint | PGERtSCZ12 | Ex | PGE | PGE | RtS | Multiple | CZ12 | Any | PGERtSCZ121996 | PGERtSCZ12 | 1996 | 5.0078 | 96
ComVint | PGERtSCZ12 | Ex | PGE | PGE | RtS | Multiple | CZ12 | Any | PGERtSCZ122003 | PGERtSCZ12 | 2003 | 2.7038 | 03
ComVint | PGERtSCZ12 | Ex | PGE | PGE | RtS | Multiple | CZ12 | Any | PGERtSCZ122007 | PGERtSCZ12 | 2007 | 1.2358 | 07
ComVint | PGERtSCZ12 | Ex | PGE | PGE | RtS | Multiple | CZ12 | Any | PGERtSCZ122011 | PGERtSCZ12 | 2011 | 1.2358 | 11
ComVint | PGERtSCZ12 | Ex | PGE | PGE | RtS | Multiple | CZ12 | Any | PGERtSCZ122014 | PGERtSCZ12 | 2014 | 0.61792 | 14
ComVint | PGERtSCZ13 | Ex | PGE | PGE | RtS | Multiple | CZ13 | Any | PGERtSCZ131975 | PGERtSCZ13 | 1975 | 6.5733 | 75
ComVint | PGERtSCZ13 | Ex | PGE | PGE | RtS | Multiple | CZ13 | Any | PGERtSCZ131985 | PGERtSCZ13 | 1985 | 5.4246 | 85
ComVint | PGERtSCZ13 | Ex | PGE | PGE | RtS | Multiple | CZ13 | Any | PGERtSCZ131996 | PGERtSCZ13 | 1996 | 2.779 | 96
ComVint | PGERtSCZ13 | Ex | PGE | PGE | RtS | Multiple | CZ13 | Any | PGERtSCZ132003 | PGERtSCZ13 | 2003 | 1.3579 | 03
ComVint | PGERtSCZ13 | Ex | PGE | PGE | RtS | Multiple | CZ13 | Any | PGERtSCZ132007 | PGERtSCZ13 | 2007 | 0.8523 | 07
ComVint | PGERtSCZ13 | Ex | PGE | PGE | RtS | Multiple | CZ13 | Any | PGERtSCZ132011 | PGERtSCZ13 | 2011 | 0.8523 | 11
ComVint | PGERtSCZ13 | Ex | PGE | PGE | RtS | Multiple | CZ13 | Any | PGERtSCZ132014 | PGERtSCZ13 | 2014 | 0.42615 | 14
ComVint | PGERtSCZ14 | Ex | PGE | PGE | RtS | Multiple | CZ14 | Any | PGERtSCZ141975 | PGERtSCZ14 | 1975 | 0 | 75
ComVint | PGERtSCZ14 | Ex | PGE | PGE | RtS | Multiple | CZ14 | Any | PGERtSCZ141985 | PGERtSCZ14 | 1985 | 0 | 85
ComVint | PGERtSCZ14 | Ex | PGE | PGE | RtS | Multiple | CZ14 | Any | PGERtSCZ141996 | PGERtSCZ14 | 1996 | 0 | 96
ComVint | PGERtSCZ14 | Ex | PGE | PGE | RtS | Multiple | CZ14 | Any | PGERtSCZ142003 | PGERtSCZ14 | 2003 | 0 | 03
ComVint | PGERtSCZ14 | Ex | PGE | PGE | RtS | Multiple | CZ14 | Any | PGERtSCZ142007 | PGERtSCZ14 | 2007 | 0 | 07
ComVint | PGERtSCZ14 | Ex | PGE | PGE | RtS | Multiple | CZ14 | Any | PGERtSCZ142011 | PGERtSCZ14 | 2011 | 0 | 11
ComVint | PGERtSCZ14 | Ex | PGE | PGE | RtS | Multiple | CZ14 | Any | PGERtSCZ142014 | PGERtSCZ14 | 2014 | 0 | 14
ComVint | PGERtSCZ15 | Ex | PGE | PGE | RtS | Multiple | CZ15 | Any | PGERtSCZ151975 | PGERtSCZ15 | 1975 | 0 | 75
ComVint | PGERtSCZ15 | Ex | PGE | PGE | RtS | Multiple | CZ15 | Any | PGERtSCZ151985 | PGERtSCZ15 | 1985 | 0 | 85
ComVint | PGERtSCZ15 | Ex | PGE | PGE | RtS | Multiple | CZ15 | Any | PGERtSCZ151996 | PGERtSCZ15 | 1996 | 0 | 96
ComVint | PGERtSCZ15 | Ex | PGE | PGE | RtS | Multiple | CZ15 | Any | PGERtSCZ152003 | PGERtSCZ15 | 2003 | 0 | 03
ComVint | PGERtSCZ15 | Ex | PGE | PGE | RtS | Multiple | CZ15 | Any | PGERtSCZ152007 | PGERtSCZ15 | 2007 | 0 | 07
ComVint | PGERtSCZ15 | Ex | PGE | PGE | RtS | Multiple | CZ15 | Any | PGERtSCZ152011 | PGERtSCZ15 | 2011 | 0 | 11
ComVint | PGERtSCZ15 | Ex | PGE | PGE | RtS | Multiple | CZ15 | Any | PGERtSCZ152014 | PGERtSCZ15 | 2014 | 0 | 14
ComVint | PGERtSCZ16 | Ex | PGE | PGE | RtS | Multiple | CZ16 | Any | PGERtSCZ161975 | PGERtSCZ16 | 1975 | 0.16417 | 75
ComVint | PGERtSCZ16 | Ex | PGE | PGE | RtS | Multiple | CZ16 | Any | PGERtSCZ161985 | PGERtSCZ16 | 1985 | 0.12003 | 85
ComVint | PGERtSCZ16 | Ex | PGE | PGE | RtS | Multiple | CZ16 | Any | PGERtSCZ161996 | PGERtSCZ16 | 1996 | 0.054067 | 96
ComVint | PGERtSCZ16 | Ex | PGE | PGE | RtS | Multiple | CZ16 | Any | PGERtSCZ162003 | PGERtSCZ16 | 2003 | 0.0268 | 03
ComVint | PGERtSCZ16 | Ex | PGE | PGE | RtS | Multiple | CZ16 | Any | PGERtSCZ162007 | PGERtSCZ16 | 2007 | 0.015367 | 07
ComVint | PGERtSCZ16 | Ex | PGE | PGE | RtS | Multiple | CZ16 | Any | PGERtSCZ162011 | PGERtSCZ16 | 2011 | 0.015367 | 11
ComVint | PGERtSCZ16 | Ex | PGE | PGE | RtS | Multiple | CZ16 | Any | PGERtSCZ162014 | PGERtSCZ16 | 2014 | 0.0076833 | 14
ComVint | PGESCnCZ01 | Ex | PGE | PGE | SCn | Multiple | CZ01 | Any | PGESCnCZ011975 | PGESCnCZ01 | 1975 | 0.39215 | 75
ComVint | PGESCnCZ01 | Ex | PGE | PGE | SCn | Multiple | CZ01 | Any | PGESCnCZ011985 | PGESCnCZ01 | 1985 | 0.3626 | 85
ComVint | PGESCnCZ01 | Ex | PGE | PGE | SCn | Multiple | CZ01 | Any | PGESCnCZ011996 | PGESCnCZ01 | 1996 | 0.25595 | 96
ComVint | PGESCnCZ01 | Ex | PGE | PGE | SCn | Multiple | CZ01 | Any | PGESCnCZ012003 | PGESCnCZ01 | 2003 | 0.21045 | 03
ComVint | PGESCnCZ01 | Ex | PGE | PGE | SCn | Multiple | CZ01 | Any | PGESCnCZ012007 | PGESCnCZ01 | 2007 | 0.0603 | 07
ComVint | PGESCnCZ01 | Ex | PGE | PGE | SCn | Multiple | CZ01 | Any | PGESCnCZ012011 | PGESCnCZ01 | 2011 | 0.0603 | 11
ComVint | PGESCnCZ01 | Ex | PGE | PGE | SCn | Multiple | CZ01 | Any | PGESCnCZ012014 | PGESCnCZ01 | 2014 | 0.03015 | 14
ComVint | PGESCnCZ02 | Ex | PGE | PGE | SCn | Multiple | CZ02 | Any | PGESCnCZ021975 | PGESCnCZ02 | 1975 | 2.6853 | 75
ComVint | PGESCnCZ02 | Ex | PGE | PGE | SCn | Multiple | CZ02 | Any | PGESCnCZ021985 | PGESCnCZ02 | 1985 | 4.2741 | 85
ComVint | PGESCnCZ02 | Ex | PGE | PGE | SCn | Multiple | CZ02 | Any | PGESCnCZ021996 | PGESCnCZ02 | 1996 | 1.7932 | 96
ComVint | PGESCnCZ02 | Ex | PGE | PGE | SCn | Multiple | CZ02 | Any | PGESCnCZ022003 | PGESCnCZ02 | 2003 | 0.80945 | 03
ComVint | PGESCnCZ02 | Ex | PGE | PGE | SCn | Multiple | CZ02 | Any | PGESCnCZ022007 | PGESCnCZ02 | 2007 | 0.35505 | 07
ComVint | PGESCnCZ02 | Ex | PGE | PGE | SCn | Multiple | CZ02 | Any | PGESCnCZ022011 | PGESCnCZ02 | 2011 | 0.35505 | 11
ComVint | PGESCnCZ02 | Ex | PGE | PGE | SCn | Multiple | CZ02 | Any | PGESCnCZ022014 | PGESCnCZ02 | 2014 | 0.17752 | 14
ComVint | PGESCnCZ03 | Ex | PGE | PGE | SCn | Multiple | CZ03 | Any | PGESCnCZ031975 | PGESCnCZ03 | 1975 | 23.4105 | 75
ComVint | PGESCnCZ03 | Ex | PGE | PGE | SCn | Multiple | CZ03 | Any | PGESCnCZ031985 | PGESCnCZ03 | 1985 | 19.4975 | 85
ComVint | PGESCnCZ03 | Ex | PGE | PGE | SCn | Multiple | CZ03 | Any | PGESCnCZ031996 | PGESCnCZ03 | 1996 | 6.232 | 96
ComVint | PGESCnCZ03 | Ex | PGE | PGE | SCn | Multiple | CZ03 | Any | PGESCnCZ032003 | PGESCnCZ03 | 2003 | 1.8029 | 03
ComVint | PGESCnCZ03 | Ex | PGE | PGE | SCn | Multiple | CZ03 | Any | PGESCnCZ032007 | PGESCnCZ03 | 2007 | 1.8681 | 07
ComVint | PGESCnCZ03 | Ex | PGE | PGE | SCn | Multiple | CZ03 | Any | PGESCnCZ032011 | PGESCnCZ03 | 2011 | 1.8681 | 11
ComVint | PGESCnCZ03 | Ex | PGE | PGE | SCn | Multiple | CZ03 | Any | PGESCnCZ032014 | PGESCnCZ03 | 2014 | 0.93407 | 14
ComVint | PGESCnCZ04 | Ex | PGE | PGE | SCn | Multiple | CZ04 | Any | PGESCnCZ041975 | PGESCnCZ04 | 1975 | 4.8277 | 75
ComVint | PGESCnCZ04 | Ex | PGE | PGE | SCn | Multiple | CZ04 | Any | PGESCnCZ041985 | PGESCnCZ04 | 1985 | 8.688 | 85
ComVint | PGESCnCZ04 | Ex | PGE | PGE | SCn | Multiple | CZ04 | Any | PGESCnCZ041996 | PGESCnCZ04 | 1996 | 3.6185 | 96
ComVint | PGESCnCZ04 | Ex | PGE | PGE | SCn | Multiple | CZ04 | Any | PGESCnCZ042003 | PGESCnCZ04 | 2003 | 1.5772 | 03
ComVint | PGESCnCZ04 | Ex | PGE | PGE | SCn | Multiple | CZ04 | Any | PGESCnCZ042007 | PGESCnCZ04 | 2007 | 0.68025 | 07
ComVint | PGESCnCZ04 | Ex | PGE | PGE | SCn | Multiple | CZ04 | Any | PGESCnCZ042011 | PGESCnCZ04 | 2011 | 0.68025 | 11
ComVint | PGESCnCZ04 | Ex | PGE | PGE | SCn | Multiple | CZ04 | Any | PGESCnCZ042014 | PGESCnCZ04 | 2014 | 0.34013 | 14
ComVint | PGESCnCZ05 | Ex | PGE | PGE | SCn | Multiple | CZ05 | Any | PGESCnCZ051975 | PGESCnCZ05 | 1975 | 0.35885 | 75
ComVint | PGESCnCZ05 | Ex | PGE | PGE | SCn | Multiple | CZ05 | Any | PGESCnCZ051985 | PGESCnCZ05 | 1985 | 0.6633 | 85
ComVint | PGESCnCZ05 | Ex | PGE | PGE | SCn | Multiple | CZ05 | Any | PGESCnCZ051996 | PGESCnCZ05 | 1996 | 0.2777 | 96
ComVint | PGESCnCZ05 | Ex | PGE | PGE | SCn | Multiple | CZ05 | Any | PGESCnCZ052003 | PGESCnCZ05 | 2003 | 0.12175 | 03
ComVint | PGESCnCZ05 | Ex | PGE | PGE | SCn | Multiple | CZ05 | Any | PGESCnCZ052007 | PGESCnCZ05 | 2007 | 0.05165 | 07
ComVint | PGESCnCZ05 | Ex | PGE | PGE | SCn | Multiple | CZ05 | Any | PGESCnCZ052011 | PGESCnCZ05 | 2011 | 0.05165 | 11
ComVint | PGESCnCZ05 | Ex | PGE | PGE | SCn | Multiple | CZ05 | Any | PGESCnCZ052014 | PGESCnCZ05 | 2014 | 0.025825 | 14
ComVint | PGESCnCZ06 | Ex | PGE | PGE | SCn | Multiple | CZ06 | Any | PGESCnCZ061975 | PGESCnCZ06 | 1975 | 0 | 75
ComVint | PGESCnCZ06 | Ex | PGE | PGE | SCn | Multiple | CZ06 | Any | PGESCnCZ061985 | PGESCnCZ06 | 1985 | 0 | 85
ComVint | PGESCnCZ06 | Ex | PGE | PGE | SCn | Multiple | CZ06 | Any | PGESCnCZ061996 | PGESCnCZ06 | 1996 | 0 | 96
ComVint | PGESCnCZ06 | Ex | PGE | PGE | SCn | Multiple | CZ06 | Any | PGESCnCZ062003 | PGESCnCZ06 | 2003 | 0 | 03
ComVint | PGESCnCZ06 | Ex | PGE | PGE | SCn | Multiple | CZ06 | Any | PGESCnCZ062007 | PGESCnCZ06 | 2007 | 0 | 07
ComVint | PGESCnCZ06 | Ex | PGE | PGE | SCn | Multiple | CZ06 | Any | PGESCnCZ062011 | PGESCnCZ06 | 2011 | 0 | 11
ComVint | PGESCnCZ06 | Ex | PGE | PGE | SCn | Multiple | CZ06 | Any | PGESCnCZ062014 | PGESCnCZ06 | 2014 | 0 | 14
ComVint | PGESCnCZ07 | Ex | PGE | PGE | SCn | Multiple | CZ07 | Any | PGESCnCZ071975 | PGESCnCZ07 | 1975 | 0 | 75
ComVint | PGESCnCZ07 | Ex | PGE | PGE | SCn | Multiple | CZ07 | Any | PGESCnCZ071985 | PGESCnCZ07 | 1985 | 0 | 85
ComVint | PGESCnCZ07 | Ex | PGE | PGE | SCn | Multiple | CZ07 | Any | PGESCnCZ071996 | PGESCnCZ07 | 1996 | 0 | 96
ComVint | PGESCnCZ07 | Ex | PGE | PGE | SCn | Multiple | CZ07 | Any | PGESCnCZ072003 | PGESCnCZ07 | 2003 | 0 | 03
ComVint | PGESCnCZ07 | Ex | PGE | PGE | SCn | Multiple | CZ07 | Any | PGESCnCZ072007 | PGESCnCZ07 | 2007 | 0 | 07
ComVint | PGESCnCZ07 | Ex | PGE | PGE | SCn | Multiple | CZ07 | Any | PGESCnCZ072011 | PGESCnCZ07 | 2011 | 0 | 11
ComVint | PGESCnCZ07 | Ex | PGE | PGE | SCn | Multiple | CZ07 | Any | PGESCnCZ072014 | PGESCnCZ07 | 2014 | 0 | 14
ComVint | PGESCnCZ08 | Ex | PGE | PGE | SCn | Multiple | CZ08 | Any | PGESCnCZ081975 | PGESCnCZ08 | 1975 | 0 | 75
ComVint | PGESCnCZ08 | Ex | PGE | PGE | SCn | Multiple | CZ08 | Any | PGESCnCZ081985 | PGESCnCZ08 | 1985 | 0 | 85
ComVint | PGESCnCZ08 | Ex | PGE | PGE | SCn | Multiple | CZ08 | Any | PGESCnCZ081996 | PGESCnCZ08 | 1996 | 0 | 96
ComVint | PGESCnCZ08 | Ex | PGE | PGE | SCn | Multiple | CZ08 | Any | PGESCnCZ082003 | PGESCnCZ08 | 2003 | 0 | 03
ComVint | PGESCnCZ08 | Ex | PGE | PGE | SCn | Multiple | CZ08 | Any | PGESCnCZ082007 | PGESCnCZ08 | 2007 | 0 | 07
ComVint | PGESCnCZ08 | Ex | PGE | PGE | SCn | Multiple | CZ08 | Any | PGESCnCZ082011 | PGESCnCZ08 | 2011 | 0 | 11
ComVint | PGESCnCZ08 | Ex | PGE | PGE | SCn | Multiple | CZ08 | Any | PGESCnCZ082014 | PGESCnCZ08 | 2014 | 0 | 14
ComVint | PGESCnCZ09 | Ex | PGE | PGE | SCn | Multiple | CZ09 | Any | PGESCnCZ091975 | PGESCnCZ09 | 1975 | 0 | 75
ComVint | PGESCnCZ09 | Ex | PGE | PGE | SCn | Multiple | CZ09 | Any | PGESCnCZ091985 | PGESCnCZ09 | 1985 | 0 | 85
ComVint | PGESCnCZ09 | Ex | PGE | PGE | SCn | Multiple | CZ09 | Any | PGESCnCZ091996 | PGESCnCZ09 | 1996 | 0 | 96
ComVint | PGESCnCZ09 | Ex | PGE | PGE | SCn | Multiple | CZ09 | Any | PGESCnCZ092003 | PGESCnCZ09 | 2003 | 0 | 03
ComVint | PGESCnCZ09 | Ex | PGE | PGE | SCn | Multiple | CZ09 | Any | PGESCnCZ092007 | PGESCnCZ09 | 2007 | 0 | 07
ComVint | PGESCnCZ09 | Ex | PGE | PGE | SCn | Multiple | CZ09 | Any | PGESCnCZ092011 | PGESCnCZ09 | 2011 | 0 | 11
ComVint | PGESCnCZ09 | Ex | PGE | PGE | SCn | Multiple | CZ09 | Any | PGESCnCZ092014 | PGESCnCZ09 | 2014 | 0 | 14
ComVint | PGESCnCZ10 | Ex | PGE | PGE | SCn | Multiple | CZ10 | Any | PGESCnCZ101975 | PGESCnCZ10 | 1975 | 0 | 75
ComVint | PGESCnCZ10 | Ex | PGE | PGE | SCn | Multiple | CZ10 | Any | PGESCnCZ101985 | PGESCnCZ10 | 1985 | 0 | 85
ComVint | PGESCnCZ10 | Ex | PGE | PGE | SCn | Multiple | CZ10 | Any | PGESCnCZ101996 | PGESCnCZ10 | 1996 | 0 | 96
ComVint | PGESCnCZ10 | Ex | PGE | PGE | SCn | Multiple | CZ10 | Any | PGESCnCZ102003 | PGESCnCZ10 | 2003 | 0 | 03
ComVint | PGESCnCZ10 | Ex | PGE | PGE | SCn | Multiple | CZ10 | Any | PGESCnCZ102007 | PGESCnCZ10 | 2007 | 0 | 07
ComVint | PGESCnCZ10 | Ex | PGE | PGE | SCn | Multiple | CZ10 | Any | PGESCnCZ102011 | PGESCnCZ10 | 2011 | 0 | 11
ComVint | PGESCnCZ10 | Ex | PGE | PGE | SCn | Multiple | CZ10 | Any | PGESCnCZ102014 | PGESCnCZ10 | 2014 | 0 | 14
ComVint | PGESCnCZ11 | Ex | PGE | PGE | SCn | Multiple | CZ11 | Any | PGESCnCZ111975 | PGESCnCZ11 | 1975 | 1.6777 | 75
ComVint | PGESCnCZ11 | Ex | PGE | PGE | SCn | Multiple | CZ11 | Any | PGESCnCZ111985 | PGESCnCZ11 | 1985 | 2.9564 | 85
ComVint | PGESCnCZ11 | Ex | PGE | PGE | SCn | Multiple | CZ11 | Any | PGESCnCZ111996 | PGESCnCZ11 | 1996 | 2.1603 | 96
ComVint | PGESCnCZ11 | Ex | PGE | PGE | SCn | Multiple | CZ11 | Any | PGESCnCZ112003 | PGESCnCZ11 | 2003 | 1.5291 | 03
ComVint | PGESCnCZ11 | Ex | PGE | PGE | SCn | Multiple | CZ11 | Any | PGESCnCZ112007 | PGESCnCZ11 | 2007 | 0.6836 | 07
ComVint | PGESCnCZ11 | Ex | PGE | PGE | SCn | Multiple | CZ11 | Any | PGESCnCZ112011 | PGESCnCZ11 | 2011 | 0.6836 | 11
ComVint | PGESCnCZ11 | Ex | PGE | PGE | SCn | Multiple | CZ11 | Any | PGESCnCZ112014 | PGESCnCZ11 | 2014 | 0.3418 | 14
ComVint | PGESCnCZ12 | Ex | PGE | PGE | SCn | Multiple | CZ12 | Any | PGESCnCZ121975 | PGESCnCZ12 | 1975 | 5.9236 | 75
ComVint | PGESCnCZ12 | Ex | PGE | PGE | SCn | Multiple | CZ12 | Any | PGESCnCZ121985 | PGESCnCZ12 | 1985 | 13.1211 | 85
ComVint | PGESCnCZ12 | Ex | PGE | PGE | SCn | Multiple | CZ12 | Any | PGESCnCZ121996 | PGESCnCZ12 | 1996 | 9.5385 | 96
ComVint | PGESCnCZ12 | Ex | PGE | PGE | SCn | Multiple | CZ12 | Any | PGESCnCZ122003 | PGESCnCZ12 | 2003 | 5.0995 | 03
ComVint | PGESCnCZ12 | Ex | PGE | PGE | SCn | Multiple | CZ12 | Any | PGESCnCZ122007 | PGESCnCZ12 | 2007 | 2.5873 | 07
ComVint | PGESCnCZ12 | Ex | PGE | PGE | SCn | Multiple | CZ12 | Any | PGESCnCZ122011 | PGESCnCZ12 | 2011 | 2.5873 | 11
ComVint | PGESCnCZ12 | Ex | PGE | PGE | SCn | Multiple | CZ12 | Any | PGESCnCZ122014 | PGESCnCZ12 | 2014 | 1.2936 | 14
ComVint | PGESCnCZ13 | Ex | PGE | PGE | SCn | Multiple | CZ13 | Any | PGESCnCZ131975 | PGESCnCZ13 | 1975 | 4.7485 | 75
ComVint | PGESCnCZ13 | Ex | PGE | PGE | SCn | Multiple | CZ13 | Any | PGESCnCZ131985 | PGESCnCZ13 | 1985 | 7.6752 | 85
ComVint | PGESCnCZ13 | Ex | PGE | PGE | SCn | Multiple | CZ13 | Any | PGESCnCZ131996 | PGESCnCZ13 | 1996 | 4.8511 | 96
ComVint | PGESCnCZ13 | Ex | PGE | PGE | SCn | Multiple | CZ13 | Any | PGESCnCZ132003 | PGESCnCZ13 | 2003 | 3.7821 | 03
ComVint | PGESCnCZ13 | Ex | PGE | PGE | SCn | Multiple | CZ13 | Any | PGESCnCZ132007 | PGESCnCZ13 | 2007 | 1.5846 | 07
ComVint | PGESCnCZ13 | Ex | PGE | PGE | SCn | Multiple | CZ13 | Any | PGESCnCZ132011 | PGESCnCZ13 | 2011 | 1.5846 | 11
ComVint | PGESCnCZ13 | Ex | PGE | PGE | SCn | Multiple | CZ13 | Any | PGESCnCZ132014 | PGESCnCZ13 | 2014 | 0.7923 | 14
ComVint | PGESCnCZ14 | Ex | PGE | PGE | SCn | Multiple | CZ14 | Any | PGESCnCZ141975 | PGESCnCZ14 | 1975 | 0 | 75
ComVint | PGESCnCZ14 | Ex | PGE | PGE | SCn | Multiple | CZ14 | Any | PGESCnCZ141985 | PGESCnCZ14 | 1985 | 0 | 85
ComVint | PGESCnCZ14 | Ex | PGE | PGE | SCn | Multiple | CZ14 | Any | PGESCnCZ141996 | PGESCnCZ14 | 1996 | 0 | 96
ComVint | PGESCnCZ14 | Ex | PGE | PGE | SCn | Multiple | CZ14 | Any | PGESCnCZ142003 | PGESCnCZ14 | 2003 | 0 | 03
ComVint | PGESCnCZ14 | Ex | PGE | PGE | SCn | Multiple | CZ14 | Any | PGESCnCZ142007 | PGESCnCZ14 | 2007 | 0 | 07
ComVint | PGESCnCZ14 | Ex | PGE | PGE | SCn | Multiple | CZ14 | Any | PGESCnCZ142011 | PGESCnCZ14 | 2011 | 0 | 11
ComVint | PGESCnCZ14 | Ex | PGE | PGE | SCn | Multiple | CZ14 | Any | PGESCnCZ142014 | PGESCnCZ14 | 2014 | 0 | 14
ComVint | PGESCnCZ15 | Ex | PGE | PGE | SCn | Multiple | CZ15 | Any | PGESCnCZ151975 | PGESCnCZ15 | 1975 | 0 | 75
ComVint | PGESCnCZ15 | Ex | PGE | PGE | SCn | Multiple | CZ15 | Any | PGESCnCZ151985 | PGESCnCZ15 | 1985 | 0 | 85
ComVint | PGESCnCZ15 | Ex | PGE | PGE | SCn | Multiple | CZ15 | Any | PGESCnCZ151996 | PGESCnCZ15 | 1996 | 0 | 96
ComVint | PGESCnCZ15 | Ex | PGE | PGE | SCn | Multiple | CZ15 | Any | PGESCnCZ152003 | PGESCnCZ15 | 2003 | 0 | 03
ComVint | PGESCnCZ15 | Ex | PGE | PGE | SCn | Multiple | CZ15 | Any | PGESCnCZ152007 | PGESCnCZ15 | 2007 | 0 | 07
ComVint | PGESCnCZ15 | Ex | PGE | PGE | SCn | Multiple | CZ15 | Any | PGESCnCZ152011 | PGESCnCZ15 | 2011 | 0 | 11
ComVint | PGESCnCZ15 | Ex | PGE | PGE | SCn | Multiple | CZ15 | Any | PGESCnCZ152014 | PGESCnCZ15 | 2014 | 0 | 14
ComVint | PGESCnCZ16 | Ex | PGE | PGE | SCn | Multiple | CZ16 | Any | PGESCnCZ161975 | PGESCnCZ16 | 1975 | 0.24935 | 75
ComVint | PGESCnCZ16 | Ex | PGE | PGE | SCn | Multiple | CZ16 | Any | PGESCnCZ161985 | PGESCnCZ16 | 1985 | 0.38215 | 85
ComVint | PGESCnCZ16 | Ex | PGE | PGE | SCn | Multiple | CZ16 | Any | PGESCnCZ161996 | PGESCnCZ16 | 1996 | 0.24455 | 96
ComVint | PGESCnCZ16 | Ex | PGE | PGE | SCn | Multiple | CZ16 | Any | PGESCnCZ162003 | PGESCnCZ16 | 2003 | 0.19105 | 03
ComVint | PGESCnCZ16 | Ex | PGE | PGE | SCn | Multiple | CZ16 | Any | PGESCnCZ162007 | PGESCnCZ16 | 2007 | 0.07795 | 07
ComVint | PGESCnCZ16 | Ex | PGE | PGE | SCn | Multiple | CZ16 | Any | PGESCnCZ162011 | PGESCnCZ16 | 2011 | 0.07795 | 11
ComVint | PGESCnCZ16 | Ex | PGE | PGE | SCn | Multiple | CZ16 | Any | PGESCnCZ162014 | PGESCnCZ16 | 2014 | 0.038975 | 14
ComVint | PGESUnCZ01 | Ex | PGE | PGE | SUn | Multiple | CZ01 | Any | PGESUnCZ011975 | PGESUnCZ01 | 1975 | 0.39215 | 75
ComVint | PGESUnCZ01 | Ex | PGE | PGE | SUn | Multiple | CZ01 | Any | PGESUnCZ011985 | PGESUnCZ01 | 1985 | 0.3626 | 85
ComVint | PGESUnCZ01 | Ex | PGE | PGE | SUn | Multiple | CZ01 | Any | PGESUnCZ011996 | PGESUnCZ01 | 1996 | 0.25595 | 96
ComVint | PGESUnCZ01 | Ex | PGE | PGE | SUn | Multiple | CZ01 | Any | PGESUnCZ012003 | PGESUnCZ01 | 2003 | 0.21045 | 03
ComVint | PGESUnCZ01 | Ex | PGE | PGE | SUn | Multiple | CZ01 | Any | PGESUnCZ012007 | PGESUnCZ01 | 2007 | 0.0603 | 07
ComVint | PGESUnCZ01 | Ex | PGE | PGE | SUn | Multiple | CZ01 | Any | PGESUnCZ012011 | PGESUnCZ01 | 2011 | 0.0603 | 11
ComVint | PGESUnCZ01 | Ex | PGE | PGE | SUn | Multiple | CZ01 | Any | PGESUnCZ012014 | PGESUnCZ01 | 2014 | 0.03015 | 14
ComVint | PGESUnCZ02 | Ex | PGE | PGE | SUn | Multiple | CZ02 | Any | PGESUnCZ021975 | PGESUnCZ02 | 1975 | 2.6853 | 75
ComVint | PGESUnCZ02 | Ex | PGE | PGE | SUn | Multiple | CZ02 | Any | PGESUnCZ021985 | PGESUnCZ02 | 1985 | 4.2741 | 85
ComVint | PGESUnCZ02 | Ex | PGE | PGE | SUn | Multiple | CZ02 | Any | PGESUnCZ021996 | PGESUnCZ02 | 1996 | 1.7932 | 96
ComVint | PGESUnCZ02 | Ex | PGE | PGE | SUn | Multiple | CZ02 | Any | PGESUnCZ022003 | PGESUnCZ02 | 2003 | 0.80945 | 03
ComVint | PGESUnCZ02 | Ex | PGE | PGE | SUn | Multiple | CZ02 | Any | PGESUnCZ022007 | PGESUnCZ02 | 2007 | 0.35505 | 07
ComVint | PGESUnCZ02 | Ex | PGE | PGE | SUn | Multiple | CZ02 | Any | PGESUnCZ022011 | PGESUnCZ02 | 2011 | 0.35505 | 11
ComVint | PGESUnCZ02 | Ex | PGE | PGE | SUn | Multiple | CZ02 | Any | PGESUnCZ022014 | PGESUnCZ02 | 2014 | 0.17752 | 14
ComVint | PGESUnCZ03 | Ex | PGE | PGE | SUn | Multiple | CZ03 | Any | PGESUnCZ031975 | PGESUnCZ03 | 1975 | 23.4105 | 75
ComVint | PGESUnCZ03 | Ex | PGE | PGE | SUn | Multiple | CZ03 | Any | PGESUnCZ031985 | PGESUnCZ03 | 1985 | 19.4975 | 85
ComVint | PGESUnCZ03 | Ex | PGE | PGE | SUn | Multiple | CZ03 | Any | PGESUnCZ031996 | PGESUnCZ03 | 1996 | 6.232 | 96
ComVint | PGESUnCZ03 | Ex | PGE | PGE | SUn | Multiple | CZ03 | Any | PGESUnCZ032003 | PGESUnCZ03 | 2003 | 1.8029 | 03
ComVint | PGESUnCZ03 | Ex | PGE | PGE | SUn | Multiple | CZ03 | Any | PGESUnCZ032007 | PGESUnCZ03 | 2007 | 1.8681 | 07
ComVint | PGESUnCZ03 | Ex | PGE | PGE | SUn | Multiple | CZ03 | Any | PGESUnCZ032011 | PGESUnCZ03 | 2011 | 1.8681 | 11
ComVint | PGESUnCZ03 | Ex | PGE | PGE | SUn | Multiple | CZ03 | Any | PGESUnCZ032014 | PGESUnCZ03 | 2014 | 0.93407 | 14
ComVint | PGESUnCZ04 | Ex | PGE | PGE | SUn | Multiple | CZ04 | Any | PGESUnCZ041975 | PGESUnCZ04 | 1975 | 4.8277 | 75
ComVint | PGESUnCZ04 | Ex | PGE | PGE | SUn | Multiple | CZ04 | Any | PGESUnCZ041985 | PGESUnCZ04 | 1985 | 8.688 | 85
ComVint | PGESUnCZ04 | Ex | PGE | PGE | SUn | Multiple | CZ04 | Any | PGESUnCZ041996 | PGESUnCZ04 | 1996 | 3.6185 | 96
ComVint | PGESUnCZ04 | Ex | PGE | PGE | SUn | Multiple | CZ04 | Any | PGESUnCZ042003 | PGESUnCZ04 | 2003 | 1.5772 | 03
ComVint | PGESUnCZ04 | Ex | PGE | PGE | SUn | Multiple | CZ04 | Any | PGESUnCZ042007 | PGESUnCZ04 | 2007 | 0.68025 | 07
ComVint | PGESUnCZ04 | Ex | PGE | PGE | SUn | Multiple | CZ04 | Any | PGESUnCZ042011 | PGESUnCZ04 | 2011 | 0.68025 | 11
ComVint | PGESUnCZ04 | Ex | PGE | PGE | SUn | Multiple | CZ04 | Any | PGESUnCZ042014 | PGESUnCZ04 | 2014 | 0.34013 | 14
ComVint | PGESUnCZ05 | Ex | PGE | PGE | SUn | Multiple | CZ05 | Any | PGESUnCZ051975 | PGESUnCZ05 | 1975 | 0.35885 | 75
ComVint | PGESUnCZ05 | Ex | PGE | PGE | SUn | Multiple | CZ05 | Any | PGESUnCZ051985 | PGESUnCZ05 | 1985 | 0.6633 | 85
ComVint | PGESUnCZ05 | Ex | PGE | PGE | SUn | Multiple | CZ05 | Any | PGESUnCZ051996 | PGESUnCZ05 | 1996 | 0.2777 | 96
ComVint | PGESUnCZ05 | Ex | PGE | PGE | SUn | Multiple | CZ05 | Any | PGESUnCZ052003 | PGESUnCZ05 | 2003 | 0.12175 | 03
ComVint | PGESUnCZ05 | Ex | PGE | PGE | SUn | Multiple | CZ05 | Any | PGESUnCZ052007 | PGESUnCZ05 | 2007 | 0.05165 | 07
ComVint | PGESUnCZ05 | Ex | PGE | PGE | SUn | Multiple | CZ05 | Any | PGESUnCZ052011 | PGESUnCZ05 | 2011 | 0.05165 | 11
ComVint | PGESUnCZ05 | Ex | PGE | PGE | SUn | Multiple | CZ05 | Any | PGESUnCZ052014 | PGESUnCZ05 | 2014 | 0.025825 | 14
ComVint | PGESUnCZ06 | Ex | PGE | PGE | SUn | Multiple | CZ06 | Any | PGESUnCZ061975 | PGESUnCZ06 | 1975 | 0 | 75
ComVint | PGESUnCZ06 | Ex | PGE | PGE | SUn | Multiple | CZ06 | Any | PGESUnCZ061985 | PGESUnCZ06 | 1985 | 0 | 85
ComVint | PGESUnCZ06 | Ex | PGE | PGE | SUn | Multiple | CZ06 | Any | PGESUnCZ061996 | PGESUnCZ06 | 1996 | 0 | 96
ComVint | PGESUnCZ06 | Ex | PGE | PGE | SUn | Multiple | CZ06 | Any | PGESUnCZ062003 | PGESUnCZ06 | 2003 | 0 | 03
ComVint | PGESUnCZ06 | Ex | PGE | PGE | SUn | Multiple | CZ06 | Any | PGESUnCZ062007 | PGESUnCZ06 | 2007 | 0 | 07
ComVint | PGESUnCZ06 | Ex | PGE | PGE | SUn | Multiple | CZ06 | Any | PGESUnCZ062011 | PGESUnCZ06 | 2011 | 0 | 11
ComVint | PGESUnCZ06 | Ex | PGE | PGE | SUn | Multiple | CZ06 | Any | PGESUnCZ062014 | PGESUnCZ06 | 2014 | 0 | 14
ComVint | PGESUnCZ07 | Ex | PGE | PGE | SUn | Multiple | CZ07 | Any | PGESUnCZ071975 | PGESUnCZ07 | 1975 | 0 | 75
ComVint | PGESUnCZ07 | Ex | PGE | PGE | SUn | Multiple | CZ07 | Any | PGESUnCZ071985 | PGESUnCZ07 | 1985 | 0 | 85
ComVint | PGESUnCZ07 | Ex | PGE | PGE | SUn | Multiple | CZ07 | Any | PGESUnCZ071996 | PGESUnCZ07 | 1996 | 0 | 96
ComVint | PGESUnCZ07 | Ex | PGE | PGE | SUn | Multiple | CZ07 | Any | PGESUnCZ072003 | PGESUnCZ07 | 2003 | 0 | 03
ComVint | PGESUnCZ07 | Ex | PGE | PGE | SUn | Multiple | CZ07 | Any | PGESUnCZ072007 | PGESUnCZ07 | 2007 | 0 | 07
ComVint | PGESUnCZ07 | Ex | PGE | PGE | SUn | Multiple | CZ07 | Any | PGESUnCZ072011 | PGESUnCZ07 | 2011 | 0 | 11
ComVint | PGESUnCZ07 | Ex | PGE | PGE | SUn | Multiple | CZ07 | Any | PGESUnCZ072014 | PGESUnCZ07 | 2014 | 0 | 14
ComVint | PGESUnCZ08 | Ex | PGE | PGE | SUn | Multiple | CZ08 | Any | PGESUnCZ081975 | PGESUnCZ08 | 1975 | 0 | 75
ComVint | PGESUnCZ08 | Ex | PGE | PGE | SUn | Multiple | CZ08 | Any | PGESUnCZ081985 | PGESUnCZ08 | 1985 | 0 | 85
ComVint | PGESUnCZ08 | Ex | PGE | PGE | SUn | Multiple | CZ08 | Any | PGESUnCZ081996 | PGESUnCZ08 | 1996 | 0 | 96
ComVint | PGESUnCZ08 | Ex | PGE | PGE | SUn | Multiple | CZ08 | Any | PGESUnCZ082003 | PGESUnCZ08 | 2003 | 0 | 03
ComVint | PGESUnCZ08 | Ex | PGE | PGE | SUn | Multiple | CZ08 | Any | PGESUnCZ082007 | PGESUnCZ08 | 2007 | 0 | 07
ComVint | PGESUnCZ08 | Ex | PGE | PGE | SUn | Multiple | CZ08 | Any | PGESUnCZ082011 | PGESUnCZ08 | 2011 | 0 | 11
ComVint | PGESUnCZ08 | Ex | PGE | PGE | SUn | Multiple | CZ08 | Any | PGESUnCZ082014 | PGESUnCZ08 | 2014 | 0 | 14
ComVint | PGESUnCZ09 | Ex | PGE | PGE | SUn | Multiple | CZ09 | Any | PGESUnCZ091975 | PGESUnCZ09 | 1975 | 0 | 75
ComVint | PGESUnCZ09 | Ex | PGE | PGE | SUn | Multiple | CZ09 | Any | PGESUnCZ091985 | PGESUnCZ09 | 1985 | 0 | 85
ComVint | PGESUnCZ09 | Ex | PGE | PGE | SUn | Multiple | CZ09 | Any | PGESUnCZ091996 | PGESUnCZ09 | 1996 | 0 | 96
ComVint | PGESUnCZ09 | Ex | PGE | PGE | SUn | Multiple | CZ09 | Any | PGESUnCZ092003 | PGESUnCZ09 | 2003 | 0 | 03
ComVint | PGESUnCZ09 | Ex | PGE | PGE | SUn | Multiple | CZ09 | Any | PGESUnCZ092007 | PGESUnCZ09 | 2007 | 0 | 07
ComVint | PGESUnCZ09 | Ex | PGE | PGE | SUn | Multiple | CZ09 | Any | PGESUnCZ092011 | PGESUnCZ09 | 2011 | 0 | 11
ComVint | PGESUnCZ09 | Ex | PGE | PGE | SUn | Multiple | CZ09 | Any | PGESUnCZ092014 | PGESUnCZ09 | 2014 | 0 | 14
ComVint | PGESUnCZ10 | Ex | PGE | PGE | SUn | Multiple | CZ10 | Any | PGESUnCZ101975 | PGESUnCZ10 | 1975 | 0 | 75
ComVint | PGESUnCZ10 | Ex | PGE | PGE | SUn | Multiple | CZ10 | Any | PGESUnCZ101985 | PGESUnCZ10 | 1985 | 0 | 85
ComVint | PGESUnCZ10 | Ex | PGE | PGE | SUn | Multiple | CZ10 | Any | PGESUnCZ101996 | PGESUnCZ10 | 1996 | 0 | 96
ComVint | PGESUnCZ10 | Ex | PGE | PGE | SUn | Multiple | CZ10 | Any | PGESUnCZ102003 | PGESUnCZ10 | 2003 | 0 | 03
ComVint | PGESUnCZ10 | Ex | PGE | PGE | SUn | Multiple | CZ10 | Any | PGESUnCZ102007 | PGESUnCZ10 | 2007 | 0 | 07
ComVint | PGESUnCZ10 | Ex | PGE | PGE | SUn | Multiple | CZ10 | Any | PGESUnCZ102011 | PGESUnCZ10 | 2011 | 0 | 11
ComVint | PGESUnCZ10 | Ex | PGE | PGE | SUn | Multiple | CZ10 | Any | PGESUnCZ102014 | PGESUnCZ10 | 2014 | 0 | 14
ComVint | PGESUnCZ11 | Ex | PGE | PGE | SUn | Multiple | CZ11 | Any | PGESUnCZ111975 | PGESUnCZ11 | 1975 | 1.6777 | 75
ComVint | PGESUnCZ11 | Ex | PGE | PGE | SUn | Multiple | CZ11 | Any | PGESUnCZ111985 | PGESUnCZ11 | 1985 | 2.9564 | 85
ComVint | PGESUnCZ11 | Ex | PGE | PGE | SUn | Multiple | CZ11 | Any | PGESUnCZ111996 | PGESUnCZ11 | 1996 | 2.1603 | 96
ComVint | PGESUnCZ11 | Ex | PGE | PGE | SUn | Multiple | CZ11 | Any | PGESUnCZ112003 | PGESUnCZ11 | 2003 | 1.5291 | 03
ComVint | PGESUnCZ11 | Ex | PGE | PGE | SUn | Multiple | CZ11 | Any | PGESUnCZ112007 | PGESUnCZ11 | 2007 | 0.6836 | 07
ComVint | PGESUnCZ11 | Ex | PGE | PGE | SUn | Multiple | CZ11 | Any | PGESUnCZ112011 | PGESUnCZ11 | 2011 | 0.6836 | 11
ComVint | PGESUnCZ11 | Ex | PGE | PGE | SUn | Multiple | CZ11 | Any | PGESUnCZ112014 | PGESUnCZ11 | 2014 | 0.3418 | 14
ComVint | PGESUnCZ12 | Ex | PGE | PGE | SUn | Multiple | CZ12 | Any | PGESUnCZ121975 | PGESUnCZ12 | 1975 | 5.9236 | 75
ComVint | PGESUnCZ12 | Ex | PGE | PGE | SUn | Multiple | CZ12 | Any | PGESUnCZ121985 | PGESUnCZ12 | 1985 | 13.1211 | 85
ComVint | PGESUnCZ12 | Ex | PGE | PGE | SUn | Multiple | CZ12 | Any | PGESUnCZ121996 | PGESUnCZ12 | 1996 | 9.5385 | 96
ComVint | PGESUnCZ12 | Ex | PGE | PGE | SUn | Multiple | CZ12 | Any | PGESUnCZ122003 | PGESUnCZ12 | 2003 | 5.0995 | 03
ComVint | PGESUnCZ12 | Ex | PGE | PGE | SUn | Multiple | CZ12 | Any | PGESUnCZ122007 | PGESUnCZ12 | 2007 | 2.5873 | 07
ComVint | PGESUnCZ12 | Ex | PGE | PGE | SUn | Multiple | CZ12 | Any | PGESUnCZ122011 | PGESUnCZ12 | 2011 | 2.5873 | 11
ComVint | PGESUnCZ12 | Ex | PGE | PGE | SUn | Multiple | CZ12 | Any | PGESUnCZ122014 | PGESUnCZ12 | 2014 | 1.2936 | 14
ComVint | PGESUnCZ13 | Ex | PGE | PGE | SUn | Multiple | CZ13 | Any | PGESUnCZ131975 | PGESUnCZ13 | 1975 | 4.7485 | 75
ComVint | PGESUnCZ13 | Ex | PGE | PGE | SUn | Multiple | CZ13 | Any | PGESUnCZ131985 | PGESUnCZ13 | 1985 | 7.6752 | 85
ComVint | PGESUnCZ13 | Ex | PGE | PGE | SUn | Multiple | CZ13 | Any | PGESUnCZ131996 | PGESUnCZ13 | 1996 | 4.8511 | 96
ComVint | PGESUnCZ13 | Ex | PGE | PGE | SUn | Multiple | CZ13 | Any | PGESUnCZ132003 | PGESUnCZ13 | 2003 | 3.7821 | 03
ComVint | PGESUnCZ13 | Ex | PGE | PGE | SUn | Multiple | CZ13 | Any | PGESUnCZ132007 | PGESUnCZ13 | 2007 | 1.5846 | 07
ComVint | PGESUnCZ13 | Ex | PGE | PGE | SUn | Multiple | CZ13 | Any | PGESUnCZ132011 | PGESUnCZ13 | 2011 | 1.5846 | 11
ComVint | PGESUnCZ13 | Ex | PGE | PGE | SUn | Multiple | CZ13 | Any | PGESUnCZ132014 | PGESUnCZ13 | 2014 | 0.7923 | 14
ComVint | PGESUnCZ14 | Ex | PGE | PGE | SUn | Multiple | CZ14 | Any | PGESUnCZ141975 | PGESUnCZ14 | 1975 | 0 | 75
ComVint | PGESUnCZ14 | Ex | PGE | PGE | SUn | Multiple | CZ14 | Any | PGESUnCZ141985 | PGESUnCZ14 | 1985 | 0 | 85
ComVint | PGESUnCZ14 | Ex | PGE | PGE | SUn | Multiple | CZ14 | Any | PGESUnCZ141996 | PGESUnCZ14 | 1996 | 0 | 96
ComVint | PGESUnCZ14 | Ex | PGE | PGE | SUn | Multiple | CZ14 | Any | PGESUnCZ142003 | PGESUnCZ14 | 2003 | 0 | 03
ComVint | PGESUnCZ14 | Ex | PGE | PGE | SUn | Multiple | CZ14 | Any | PGESUnCZ142007 | PGESUnCZ14 | 2007 | 0 | 07
ComVint | PGESUnCZ14 | Ex | PGE | PGE | SUn | Multiple | CZ14 | Any | PGESUnCZ142011 | PGESUnCZ14 | 2011 | 0 | 11
ComVint | PGESUnCZ14 | Ex | PGE | PGE | SUn | Multiple | CZ14 | Any | PGESUnCZ142014 | PGESUnCZ14 | 2014 | 0 | 14
ComVint | PGESUnCZ15 | Ex | PGE | PGE | SUn | Multiple | CZ15 | Any | PGESUnCZ151975 | PGESUnCZ15 | 1975 | 0 | 75
ComVint | PGESUnCZ15 | Ex | PGE | PGE | SUn | Multiple | CZ15 | Any | PGESUnCZ151985 | PGESUnCZ15 | 1985 | 0 | 85
ComVint | PGESUnCZ15 | Ex | PGE | PGE | SUn | Multiple | CZ15 | Any | PGESUnCZ151996 | PGESUnCZ15 | 1996 | 0 | 96
ComVint | PGESUnCZ15 | Ex | PGE | PGE | SUn | Multiple | CZ15 | Any | PGESUnCZ152003 | PGESUnCZ15 | 2003 | 0 | 03
ComVint | PGESUnCZ15 | Ex | PGE | PGE | SUn | Multiple | CZ15 | Any | PGESUnCZ152007 | PGESUnCZ15 | 2007 | 0 | 07
ComVint | PGESUnCZ15 | Ex | PGE | PGE | SUn | Multiple | CZ15 | Any | PGESUnCZ152011 | PGESUnCZ15 | 2011 | 0 | 11
ComVint | PGESUnCZ15 | Ex | PGE | PGE | SUn | Multiple | CZ15 | Any | PGESUnCZ152014 | PGESUnCZ15 | 2014 | 0 | 14
ComVint | PGESUnCZ16 | Ex | PGE | PGE | SUn | Multiple | CZ16 | Any | PGESUnCZ161975 | PGESUnCZ16 | 1975 | 0.24935 | 75
ComVint | PGESUnCZ16 | Ex | PGE | PGE | SUn | Multiple | CZ16 | Any | PGESUnCZ161985 | PGESUnCZ16 | 1985 | 0.38215 | 85
ComVint | PGESUnCZ16 | Ex | PGE | PGE | SUn | Multiple | CZ16 | Any | PGESUnCZ161996 | PGESUnCZ16 | 1996 | 0.24455 | 96
ComVint | PGESUnCZ16 | Ex | PGE | PGE | SUn | Multiple | CZ16 | Any | PGESUnCZ162003 | PGESUnCZ16 | 2003 | 0.19105 | 03
ComVint | PGESUnCZ16 | Ex | PGE | PGE | SUn | Multiple | CZ16 | Any | PGESUnCZ162007 | PGESUnCZ16 | 2007 | 0.07795 | 07
ComVint | PGESUnCZ16 | Ex | PGE | PGE | SUn | Multiple | CZ16 | Any | PGESUnCZ162011 | PGESUnCZ16 | 2011 | 0.07795 | 11
ComVint | PGESUnCZ16 | Ex | PGE | PGE | SUn | Multiple | CZ16 | Any | PGESUnCZ162014 | PGESUnCZ16 | 2014 | 0.038975 | 14
ComVint | PGEWRfCZ01 | Ex | PGE | PGE | WRf | Multiple | CZ01 | Any | PGEWRfCZ011975 | PGEWRfCZ01 | 1975 | 0.03784 | 75
ComVint | PGEWRfCZ01 | Ex | PGE | PGE | WRf | Multiple | CZ01 | Any | PGEWRfCZ011985 | PGEWRfCZ01 | 1985 | 0.04018 | 85
ComVint | PGEWRfCZ01 | Ex | PGE | PGE | WRf | Multiple | CZ01 | Any | PGEWRfCZ011996 | PGEWRfCZ01 | 1996 | 0.02586 | 96
ComVint | PGEWRfCZ01 | Ex | PGE | PGE | WRf | Multiple | CZ01 | Any | PGEWRfCZ012003 | PGEWRfCZ01 | 2003 | 0.02693 | 03
ComVint | PGEWRfCZ01 | Ex | PGE | PGE | WRf | Multiple | CZ01 | Any | PGEWRfCZ012007 | PGEWRfCZ01 | 2007 | 0.00644 | 07
ComVint | PGEWRfCZ01 | Ex | PGE | PGE | WRf | Multiple | CZ01 | Any | PGEWRfCZ012011 | PGEWRfCZ01 | 2011 | 0.00644 | 11
ComVint | PGEWRfCZ01 | Ex | PGE | PGE | WRf | Multiple | CZ01 | Any | PGEWRfCZ012014 | PGEWRfCZ01 | 2014 | 0.00322 | 14
ComVint | PGEWRfCZ02 | Ex | PGE | PGE | WRf | Multiple | CZ02 | Any | PGEWRfCZ021975 | PGEWRfCZ02 | 1975 | 0.24801 | 75
ComVint | PGEWRfCZ02 | Ex | PGE | PGE | WRf | Multiple | CZ02 | Any | PGEWRfCZ021985 | PGEWRfCZ02 | 1985 | 0.33187 | 85
ComVint | PGEWRfCZ02 | Ex | PGE | PGE | WRf | Multiple | CZ02 | Any | PGEWRfCZ021996 | PGEWRfCZ02 | 1996 | 0.18144 | 96
ComVint | PGEWRfCZ02 | Ex | PGE | PGE | WRf | Multiple | CZ02 | Any | PGEWRfCZ022003 | PGEWRfCZ02 | 2003 | 0.07432 | 03
ComVint | PGEWRfCZ02 | Ex | PGE | PGE | WRf | Multiple | CZ02 | Any | PGEWRfCZ022007 | PGEWRfCZ02 | 2007 | 0.03398 | 07
ComVint | PGEWRfCZ02 | Ex | PGE | PGE | WRf | Multiple | CZ02 | Any | PGEWRfCZ022011 | PGEWRfCZ02 | 2011 | 0.03398 | 11
ComVint | PGEWRfCZ02 | Ex | PGE | PGE | WRf | Multiple | CZ02 | Any | PGEWRfCZ022014 | PGEWRfCZ02 | 2014 | 0.01699 | 14
ComVint | PGEWRfCZ03 | Ex | PGE | PGE | WRf | Multiple | CZ03 | Any | PGEWRfCZ031975 | PGEWRfCZ03 | 1975 | 3.7193 | 75
ComVint | PGEWRfCZ03 | Ex | PGE | PGE | WRf | Multiple | CZ03 | Any | PGEWRfCZ031985 | PGEWRfCZ03 | 1985 | 3.5038 | 85
ComVint | PGEWRfCZ03 | Ex | PGE | PGE | WRf | Multiple | CZ03 | Any | PGEWRfCZ031996 | PGEWRfCZ03 | 1996 | 1.6152 | 96
ComVint | PGEWRfCZ03 | Ex | PGE | PGE | WRf | Multiple | CZ03 | Any | PGEWRfCZ032003 | PGEWRfCZ03 | 2003 | 0.38748 | 03
ComVint | PGEWRfCZ03 | Ex | PGE | PGE | WRf | Multiple | CZ03 | Any | PGEWRfCZ032007 | PGEWRfCZ03 | 2007 | 0.36751 | 07
ComVint | PGEWRfCZ03 | Ex | PGE | PGE | WRf | Multiple | CZ03 | Any | PGEWRfCZ032011 | PGEWRfCZ03 | 2011 | 0.36751 | 11
ComVint | PGEWRfCZ03 | Ex | PGE | PGE | WRf | Multiple | CZ03 | Any | PGEWRfCZ032014 | PGEWRfCZ03 | 2014 | 0.18376 | 14
ComVint | PGEWRfCZ04 | Ex | PGE | PGE | WRf | Multiple | CZ04 | Any | PGEWRfCZ041975 | PGEWRfCZ04 | 1975 | 0.48191 | 75
ComVint | PGEWRfCZ04 | Ex | PGE | PGE | WRf | Multiple | CZ04 | Any | PGEWRfCZ041985 | PGEWRfCZ04 | 1985 | 0.72555 | 85
ComVint | PGEWRfCZ04 | Ex | PGE | PGE | WRf | Multiple | CZ04 | Any | PGEWRfCZ041996 | PGEWRfCZ04 | 1996 | 0.39504 | 96
ComVint | PGEWRfCZ04 | Ex | PGE | PGE | WRf | Multiple | CZ04 | Any | PGEWRfCZ042003 | PGEWRfCZ04 | 2003 | 0.12194 | 03
ComVint | PGEWRfCZ04 | Ex | PGE | PGE | WRf | Multiple | CZ04 | Any | PGEWRfCZ042007 | PGEWRfCZ04 | 2007 | 0.06702 | 07
ComVint | PGEWRfCZ04 | Ex | PGE | PGE | WRf | Multiple | CZ04 | Any | PGEWRfCZ042011 | PGEWRfCZ04 | 2011 | 0.06702 | 11
ComVint | PGEWRfCZ04 | Ex | PGE | PGE | WRf | Multiple | CZ04 | Any | PGEWRfCZ042014 | PGEWRfCZ04 | 2014 | 0.03351 | 14
ComVint | PGEWRfCZ05 | Ex | PGE | PGE | WRf | Multiple | CZ05 | Any | PGEWRfCZ051975 | PGEWRfCZ05 | 1975 | 0.28331 | 75
ComVint | PGEWRfCZ05 | Ex | PGE | PGE | WRf | Multiple | CZ05 | Any | PGEWRfCZ051985 | PGEWRfCZ05 | 1985 | 0.42654 | 85
ComVint | PGEWRfCZ05 | Ex | PGE | PGE | WRf | Multiple | CZ05 | Any | PGEWRfCZ051996 | PGEWRfCZ05 | 1996 | 0.23224 | 96
ComVint | PGEWRfCZ05 | Ex | PGE | PGE | WRf | Multiple | CZ05 | Any | PGEWRfCZ052003 | PGEWRfCZ05 | 2003 | 0.07169 | 03
ComVint | PGEWRfCZ05 | Ex | PGE | PGE | WRf | Multiple | CZ05 | Any | PGEWRfCZ052007 | PGEWRfCZ05 | 2007 | 0.0394 | 07
ComVint | PGEWRfCZ05 | Ex | PGE | PGE | WRf | Multiple | CZ05 | Any | PGEWRfCZ052011 | PGEWRfCZ05 | 2011 | 0.0394 | 11
ComVint | PGEWRfCZ05 | Ex | PGE | PGE | WRf | Multiple | CZ05 | Any | PGEWRfCZ052014 | PGEWRfCZ05 | 2014 | 0.0197 | 14
ComVint | PGEWRfCZ06 | Ex | PGE | PGE | WRf | Multiple | CZ06 | Any | PGEWRfCZ061975 | PGEWRfCZ06 | 1975 | 0 | 75
ComVint | PGEWRfCZ06 | Ex | PGE | PGE | WRf | Multiple | CZ06 | Any | PGEWRfCZ061985 | PGEWRfCZ06 | 1985 | 0 | 85
ComVint | PGEWRfCZ06 | Ex | PGE | PGE | WRf | Multiple | CZ06 | Any | PGEWRfCZ061996 | PGEWRfCZ06 | 1996 | 0 | 96
ComVint | PGEWRfCZ06 | Ex | PGE | PGE | WRf | Multiple | CZ06 | Any | PGEWRfCZ062003 | PGEWRfCZ06 | 2003 | 0 | 03
ComVint | PGEWRfCZ06 | Ex | PGE | PGE | WRf | Multiple | CZ06 | Any | PGEWRfCZ062007 | PGEWRfCZ06 | 2007 | 0 | 07
ComVint | PGEWRfCZ06 | Ex | PGE | PGE | WRf | Multiple | CZ06 | Any | PGEWRfCZ062011 | PGEWRfCZ06 | 2011 | 0 | 11
ComVint | PGEWRfCZ06 | Ex | PGE | PGE | WRf | Multiple | CZ06 | Any | PGEWRfCZ062014 | PGEWRfCZ06 | 2014 | 0 | 14
ComVint | PGEWRfCZ07 | Ex | PGE | PGE | WRf | Multiple | CZ07 | Any | PGEWRfCZ071975 | PGEWRfCZ07 | 1975 | 0 | 75
ComVint | PGEWRfCZ07 | Ex | PGE | PGE | WRf | Multiple | CZ07 | Any | PGEWRfCZ071985 | PGEWRfCZ07 | 1985 | 0 | 85
ComVint | PGEWRfCZ07 | Ex | PGE | PGE | WRf | Multiple | CZ07 | Any | PGEWRfCZ071996 | PGEWRfCZ07 | 1996 | 0 | 96
ComVint | PGEWRfCZ07 | Ex | PGE | PGE | WRf | Multiple | CZ07 | Any | PGEWRfCZ072003 | PGEWRfCZ07 | 2003 | 0 | 03
ComVint | PGEWRfCZ07 | Ex | PGE | PGE | WRf | Multiple | CZ07 | Any | PGEWRfCZ072007 | PGEWRfCZ07 | 2007 | 0 | 07
ComVint | PGEWRfCZ07 | Ex | PGE | PGE | WRf | Multiple | CZ07 | Any | PGEWRfCZ072011 | PGEWRfCZ07 | 2011 | 0 | 11
ComVint | PGEWRfCZ07 | Ex | PGE | PGE | WRf | Multiple | CZ07 | Any | PGEWRfCZ072014 | PGEWRfCZ07 | 2014 | 0 | 14
ComVint | PGEWRfCZ08 | Ex | PGE | PGE | WRf | Multiple | CZ08 | Any | PGEWRfCZ081975 | PGEWRfCZ08 | 1975 | 0 | 75
ComVint | PGEWRfCZ08 | Ex | PGE | PGE | WRf | Multiple | CZ08 | Any | PGEWRfCZ081985 | PGEWRfCZ08 | 1985 | 0 | 85
ComVint | PGEWRfCZ08 | Ex | PGE | PGE | WRf | Multiple | CZ08 | Any | PGEWRfCZ081996 | PGEWRfCZ08 | 1996 | 0 | 96
ComVint | PGEWRfCZ08 | Ex | PGE | PGE | WRf | Multiple | CZ08 | Any | PGEWRfCZ082003 | PGEWRfCZ08 | 2003 | 0 | 03
ComVint | PGEWRfCZ08 | Ex | PGE | PGE | WRf | Multiple | CZ08 | Any | PGEWRfCZ082007 | PGEWRfCZ08 | 2007 | 0 | 07
ComVint | PGEWRfCZ08 | Ex | PGE | PGE | WRf | Multiple | CZ08 | Any | PGEWRfCZ082011 | PGEWRfCZ08 | 2011 | 0 | 11
ComVint | PGEWRfCZ08 | Ex | PGE | PGE | WRf | Multiple | CZ08 | Any | PGEWRfCZ082014 | PGEWRfCZ08 | 2014 | 0 | 14
ComVint | PGEWRfCZ09 | Ex | PGE | PGE | WRf | Multiple | CZ09 | Any | PGEWRfCZ091975 | PGEWRfCZ09 | 1975 | 0 | 75
ComVint | PGEWRfCZ09 | Ex | PGE | PGE | WRf | Multiple | CZ09 | Any | PGEWRfCZ091985 | PGEWRfCZ09 | 1985 | 0 | 85
ComVint | PGEWRfCZ09 | Ex | PGE | PGE | WRf | Multiple | CZ09 | Any | PGEWRfCZ091996 | PGEWRfCZ09 | 1996 | 0 | 96
ComVint | PGEWRfCZ09 | Ex | PGE | PGE | WRf | Multiple | CZ09 | Any | PGEWRfCZ092003 | PGEWRfCZ09 | 2003 | 0 | 03
ComVint | PGEWRfCZ09 | Ex | PGE | PGE | WRf | Multiple | CZ09 | Any | PGEWRfCZ092007 | PGEWRfCZ09 | 2007 | 0 | 07
ComVint | PGEWRfCZ09 | Ex | PGE | PGE | WRf | Multiple | CZ09 | Any | PGEWRfCZ092011 | PGEWRfCZ09 | 2011 | 0 | 11
ComVint | PGEWRfCZ09 | Ex | PGE | PGE | WRf | Multiple | CZ09 | Any | PGEWRfCZ092014 | PGEWRfCZ09 | 2014 | 0 | 14
ComVint | PGEWRfCZ10 | Ex | PGE | PGE | WRf | Multiple | CZ10 | Any | PGEWRfCZ101975 | PGEWRfCZ10 | 1975 | 0 | 75
ComVint | PGEWRfCZ10 | Ex | PGE | PGE | WRf | Multiple | CZ10 | Any | PGEWRfCZ101985 | PGEWRfCZ10 | 1985 | 0 | 85
ComVint | PGEWRfCZ10 | Ex | PGE | PGE | WRf | Multiple | CZ10 | Any | PGEWRfCZ101996 | PGEWRfCZ10 | 1996 | 0 | 96
ComVint | PGEWRfCZ10 | Ex | PGE | PGE | WRf | Multiple | CZ10 | Any | PGEWRfCZ102003 | PGEWRfCZ10 | 2003 | 0 | 03
ComVint | PGEWRfCZ10 | Ex | PGE | PGE | WRf | Multiple | CZ10 | Any | PGEWRfCZ102007 | PGEWRfCZ10 | 2007 | 0 | 07
ComVint | PGEWRfCZ10 | Ex | PGE | PGE | WRf | Multiple | CZ10 | Any | PGEWRfCZ102011 | PGEWRfCZ10 | 2011 | 0 | 11
ComVint | PGEWRfCZ10 | Ex | PGE | PGE | WRf | Multiple | CZ10 | Any | PGEWRfCZ102014 | PGEWRfCZ10 | 2014 | 0 | 14
ComVint | PGEWRfCZ11 | Ex | PGE | PGE | WRf | Multiple | CZ11 | Any | PGEWRfCZ111975 | PGEWRfCZ11 | 1975 | 0.24243 | 75
ComVint | PGEWRfCZ11 | Ex | PGE | PGE | WRf | Multiple | CZ11 | Any | PGEWRfCZ111985 | PGEWRfCZ11 | 1985 | 0.39601 | 85
ComVint | PGEWRfCZ11 | Ex | PGE | PGE | WRf | Multiple | CZ11 | Any | PGEWRfCZ111996 | PGEWRfCZ11 | 1996 | 0.36187 | 96
ComVint | PGEWRfCZ11 | Ex | PGE | PGE | WRf | Multiple | CZ11 | Any | PGEWRfCZ112003 | PGEWRfCZ11 | 2003 | 0.136 | 03
ComVint | PGEWRfCZ11 | Ex | PGE | PGE | WRf | Multiple | CZ11 | Any | PGEWRfCZ112007 | PGEWRfCZ11 | 2007 | 0.09113 | 07
ComVint | PGEWRfCZ11 | Ex | PGE | PGE | WRf | Multiple | CZ11 | Any | PGEWRfCZ112011 | PGEWRfCZ11 | 2011 | 0.09113 | 11
ComVint | PGEWRfCZ11 | Ex | PGE | PGE | WRf | Multiple | CZ11 | Any | PGEWRfCZ112014 | PGEWRfCZ11 | 2014 | 0.045565 | 14
ComVint | PGEWRfCZ12 | Ex | PGE | PGE | WRf | Multiple | CZ12 | Any | PGEWRfCZ121975 | PGEWRfCZ12 | 1975 | 0.79726 | 75
ComVint | PGEWRfCZ12 | Ex | PGE | PGE | WRf | Multiple | CZ12 | Any | PGEWRfCZ121985 | PGEWRfCZ12 | 1985 | 1.6599 | 85
ComVint | PGEWRfCZ12 | Ex | PGE | PGE | WRf | Multiple | CZ12 | Any | PGEWRfCZ121996 | PGEWRfCZ12 | 1996 | 2.0719 | 96
ComVint | PGEWRfCZ12 | Ex | PGE | PGE | WRf | Multiple | CZ12 | Any | PGEWRfCZ122003 | PGEWRfCZ12 | 2003 | 0.51273 | 03
ComVint | PGEWRfCZ12 | Ex | PGE | PGE | WRf | Multiple | CZ12 | Any | PGEWRfCZ122007 | PGEWRfCZ12 | 2007 | 0.52793 | 07
ComVint | PGEWRfCZ12 | Ex | PGE | PGE | WRf | Multiple | CZ12 | Any | PGEWRfCZ122011 | PGEWRfCZ12 | 2011 | 0.52793 | 11
ComVint | PGEWRfCZ12 | Ex | PGE | PGE | WRf | Multiple | CZ12 | Any | PGEWRfCZ122014 | PGEWRfCZ12 | 2014 | 0.26397 | 14
ComVint | PGEWRfCZ13 | Ex | PGE | PGE | WRf | Multiple | CZ13 | Any | PGEWRfCZ131975 | PGEWRfCZ13 | 1975 | 1.7555 | 75
ComVint | PGEWRfCZ13 | Ex | PGE | PGE | WRf | Multiple | CZ13 | Any | PGEWRfCZ131985 | PGEWRfCZ13 | 1985 | 2.7289 | 85
ComVint | PGEWRfCZ13 | Ex | PGE | PGE | WRf | Multiple | CZ13 | Any | PGEWRfCZ131996 | PGEWRfCZ13 | 1996 | 2.232 | 96
ComVint | PGEWRfCZ13 | Ex | PGE | PGE | WRf | Multiple | CZ13 | Any | PGEWRfCZ132003 | PGEWRfCZ13 | 2003 | 0.92675 | 03
ComVint | PGEWRfCZ13 | Ex | PGE | PGE | WRf | Multiple | CZ13 | Any | PGEWRfCZ132007 | PGEWRfCZ13 | 2007 | 0.55314 | 07
ComVint | PGEWRfCZ13 | Ex | PGE | PGE | WRf | Multiple | CZ13 | Any | PGEWRfCZ132011 | PGEWRfCZ13 | 2011 | 0.55314 | 11
ComVint | PGEWRfCZ13 | Ex | PGE | PGE | WRf | Multiple | CZ13 | Any | PGEWRfCZ132014 | PGEWRfCZ13 | 2014 | 0.27657 | 14
ComVint | PGEWRfCZ14 | Ex | PGE | PGE | WRf | Multiple | CZ14 | Any | PGEWRfCZ141975 | PGEWRfCZ14 | 1975 | 0 | 75
ComVint | PGEWRfCZ14 | Ex | PGE | PGE | WRf | Multiple | CZ14 | Any | PGEWRfCZ141985 | PGEWRfCZ14 | 1985 | 0 | 85
ComVint | PGEWRfCZ14 | Ex | PGE | PGE | WRf | Multiple | CZ14 | Any | PGEWRfCZ141996 | PGEWRfCZ14 | 1996 | 0 | 96
ComVint | PGEWRfCZ14 | Ex | PGE | PGE | WRf | Multiple | CZ14 | Any | PGEWRfCZ142003 | PGEWRfCZ14 | 2003 | 0 | 03
ComVint | PGEWRfCZ14 | Ex | PGE | PGE | WRf | Multiple | CZ14 | Any | PGEWRfCZ142007 | PGEWRfCZ14 | 2007 | 0 | 07
ComVint | PGEWRfCZ14 | Ex | PGE | PGE | WRf | Multiple | CZ14 | Any | PGEWRfCZ142011 | PGEWRfCZ14 | 2011 | 0 | 11
ComVint | PGEWRfCZ14 | Ex | PGE | PGE | WRf | Multiple | CZ14 | Any | PGEWRfCZ142014 | PGEWRfCZ14 | 2014 | 0 | 14
ComVint | PGEWRfCZ15 | Ex | PGE | PGE | WRf | Multiple | CZ15 | Any | PGEWRfCZ151975 | PGEWRfCZ15 | 1975 | 0 | 75
ComVint | PGEWRfCZ15 | Ex | PGE | PGE | WRf | Multiple | CZ15 | Any | PGEWRfCZ151985 | PGEWRfCZ15 | 1985 | 0 | 85
ComVint | PGEWRfCZ15 | Ex | PGE | PGE | WRf | Multiple | CZ15 | Any | PGEWRfCZ151996 | PGEWRfCZ15 | 1996 | 0 | 96
ComVint | PGEWRfCZ15 | Ex | PGE | PGE | WRf | Multiple | CZ15 | Any | PGEWRfCZ152003 | PGEWRfCZ15 | 2003 | 0 | 03
ComVint | PGEWRfCZ15 | Ex | PGE | PGE | WRf | Multiple | CZ15 | Any | PGEWRfCZ152007 | PGEWRfCZ15 | 2007 | 0 | 07
ComVint | PGEWRfCZ15 | Ex | PGE | PGE | WRf | Multiple | CZ15 | Any | PGEWRfCZ152011 | PGEWRfCZ15 | 2011 | 0 | 11
ComVint | PGEWRfCZ15 | Ex | PGE | PGE | WRf | Multiple | CZ15 | Any | PGEWRfCZ152014 | PGEWRfCZ15 | 2014 | 0 | 14
ComVint | PGEWRfCZ16 | Ex | PGE | PGE | WRf | Multiple | CZ16 | Any | PGEWRfCZ161975 | PGEWRfCZ16 | 1975 | 0.00222 | 75
ComVint | PGEWRfCZ16 | Ex | PGE | PGE | WRf | Multiple | CZ16 | Any | PGEWRfCZ161985 | PGEWRfCZ16 | 1985 | 0.00351 | 85
ComVint | PGEWRfCZ16 | Ex | PGE | PGE | WRf | Multiple | CZ16 | Any | PGEWRfCZ161996 | PGEWRfCZ16 | 1996 | 0.00324 | 96
ComVint | PGEWRfCZ16 | Ex | PGE | PGE | WRf | Multiple | CZ16 | Any | PGEWRfCZ162003 | PGEWRfCZ16 | 2003 | 0.00132 | 03
ComVint | PGEWRfCZ16 | Ex | PGE | PGE | WRf | Multiple | CZ16 | Any | PGEWRfCZ162007 | PGEWRfCZ16 | 2007 | 0.00082 | 07
ComVint | PGEWRfCZ16 | Ex | PGE | PGE | WRf | Multiple | CZ16 | Any | PGEWRfCZ162011 | PGEWRfCZ16 | 2011 | 0.00082 | 11
ComVint | PGEWRfCZ16 | Ex | PGE | PGE | WRf | Multiple | CZ16 | Any | PGEWRfCZ162014 | PGEWRfCZ16 | 2014 | 0.00041 | 14
ComVint | SCEAsmCZ01 | Ex | SCE | SCE | Asm | Multiple | CZ01 | Any | SCEAsmCZ011975 | SCEAsmCZ01 | 1975 | 0 | 75
ComVint | SCEAsmCZ01 | Ex | SCE | SCE | Asm | Multiple | CZ01 | Any | SCEAsmCZ011985 | SCEAsmCZ01 | 1985 | 0 | 85
ComVint | SCEAsmCZ01 | Ex | SCE | SCE | Asm | Multiple | CZ01 | Any | SCEAsmCZ011996 | SCEAsmCZ01 | 1996 | 0 | 96
ComVint | SCEAsmCZ01 | Ex | SCE | SCE | Asm | Multiple | CZ01 | Any | SCEAsmCZ012003 | SCEAsmCZ01 | 2003 | 0 | 03
ComVint | SCEAsmCZ01 | Ex | SCE | SCE | Asm | Multiple | CZ01 | Any | SCEAsmCZ012007 | SCEAsmCZ01 | 2007 | 0 | 07
ComVint | SCEAsmCZ01 | Ex | SCE | SCE | Asm | Multiple | CZ01 | Any | SCEAsmCZ012011 | SCEAsmCZ01 | 2011 | 0 | 11
ComVint | SCEAsmCZ01 | Ex | SCE | SCE | Asm | Multiple | CZ01 | Any | SCEAsmCZ012014 | SCEAsmCZ01 | 2014 | 0 | 14
ComVint | SCEAsmCZ02 | Ex | SCE | SCE | Asm | Multiple | CZ02 | Any | SCEAsmCZ021975 | SCEAsmCZ02 | 1975 | 0 | 75
ComVint | SCEAsmCZ02 | Ex | SCE | SCE | Asm | Multiple | CZ02 | Any | SCEAsmCZ021985 | SCEAsmCZ02 | 1985 | 0 | 85
ComVint | SCEAsmCZ02 | Ex | SCE | SCE | Asm | Multiple | CZ02 | Any | SCEAsmCZ021996 | SCEAsmCZ02 | 1996 | 0 | 96
ComVint | SCEAsmCZ02 | Ex | SCE | SCE | Asm | Multiple | CZ02 | Any | SCEAsmCZ022003 | SCEAsmCZ02 | 2003 | 0 | 03
ComVint | SCEAsmCZ02 | Ex | SCE | SCE | Asm | Multiple | CZ02 | Any | SCEAsmCZ022007 | SCEAsmCZ02 | 2007 | 0 | 07
ComVint | SCEAsmCZ02 | Ex | SCE | SCE | Asm | Multiple | CZ02 | Any | SCEAsmCZ022011 | SCEAsmCZ02 | 2011 | 0 | 11
ComVint | SCEAsmCZ02 | Ex | SCE | SCE | Asm | Multiple | CZ02 | Any | SCEAsmCZ022014 | SCEAsmCZ02 | 2014 | 0 | 14
ComVint | SCEAsmCZ03 | Ex | SCE | SCE | Asm | Multiple | CZ03 | Any | SCEAsmCZ031975 | SCEAsmCZ03 | 1975 | 0 | 75
ComVint | SCEAsmCZ03 | Ex | SCE | SCE | Asm | Multiple | CZ03 | Any | SCEAsmCZ031985 | SCEAsmCZ03 | 1985 | 0 | 85
ComVint | SCEAsmCZ03 | Ex | SCE | SCE | Asm | Multiple | CZ03 | Any | SCEAsmCZ031996 | SCEAsmCZ03 | 1996 | 0 | 96
ComVint | SCEAsmCZ03 | Ex | SCE | SCE | Asm | Multiple | CZ03 | Any | SCEAsmCZ032003 | SCEAsmCZ03 | 2003 | 0 | 03
ComVint | SCEAsmCZ03 | Ex | SCE | SCE | Asm | Multiple | CZ03 | Any | SCEAsmCZ032007 | SCEAsmCZ03 | 2007 | 0 | 07
ComVint | SCEAsmCZ03 | Ex | SCE | SCE | Asm | Multiple | CZ03 | Any | SCEAsmCZ032011 | SCEAsmCZ03 | 2011 | 0 | 11
ComVint | SCEAsmCZ03 | Ex | SCE | SCE | Asm | Multiple | CZ03 | Any | SCEAsmCZ032014 | SCEAsmCZ03 | 2014 | 0 | 14
ComVint | SCEAsmCZ04 | Ex | SCE | SCE | Asm | Multiple | CZ04 | Any | SCEAsmCZ041975 | SCEAsmCZ04 | 1975 | 0 | 75
ComVint | SCEAsmCZ04 | Ex | SCE | SCE | Asm | Multiple | CZ04 | Any | SCEAsmCZ041985 | SCEAsmCZ04 | 1985 | 0 | 85
ComVint | SCEAsmCZ04 | Ex | SCE | SCE | Asm | Multiple | CZ04 | Any | SCEAsmCZ041996 | SCEAsmCZ04 | 1996 | 0 | 96
ComVint | SCEAsmCZ04 | Ex | SCE | SCE | Asm | Multiple | CZ04 | Any | SCEAsmCZ042003 | SCEAsmCZ04 | 2003 | 0 | 03
ComVint | SCEAsmCZ04 | Ex | SCE | SCE | Asm | Multiple | CZ04 | Any | SCEAsmCZ042007 | SCEAsmCZ04 | 2007 | 0 | 07
ComVint | SCEAsmCZ04 | Ex | SCE | SCE | Asm | Multiple | CZ04 | Any | SCEAsmCZ042011 | SCEAsmCZ04 | 2011 | 0 | 11
ComVint | SCEAsmCZ04 | Ex | SCE | SCE | Asm | Multiple | CZ04 | Any | SCEAsmCZ042014 | SCEAsmCZ04 | 2014 | 0 | 14
ComVint | SCEAsmCZ05 | Ex | SCE | SCE | Asm | Multiple | CZ05 | Any | SCEAsmCZ051975 | SCEAsmCZ05 | 1975 | 0.21597 | 75
ComVint | SCEAsmCZ05 | Ex | SCE | SCE | Asm | Multiple | CZ05 | Any | SCEAsmCZ051985 | SCEAsmCZ05 | 1985 | 0.11523 | 85
ComVint | SCEAsmCZ05 | Ex | SCE | SCE | Asm | Multiple | CZ05 | Any | SCEAsmCZ051996 | SCEAsmCZ05 | 1996 | 0.055633 | 96
ComVint | SCEAsmCZ05 | Ex | SCE | SCE | Asm | Multiple | CZ05 | Any | SCEAsmCZ052003 | SCEAsmCZ05 | 2003 | 0.027467 | 03
ComVint | SCEAsmCZ05 | Ex | SCE | SCE | Asm | Multiple | CZ05 | Any | SCEAsmCZ052007 | SCEAsmCZ05 | 2007 | 0.017567 | 07
ComVint | SCEAsmCZ05 | Ex | SCE | SCE | Asm | Multiple | CZ05 | Any | SCEAsmCZ052011 | SCEAsmCZ05 | 2011 | 0.017567 | 11
ComVint | SCEAsmCZ05 | Ex | SCE | SCE | Asm | Multiple | CZ05 | Any | SCEAsmCZ052014 | SCEAsmCZ05 | 2014 | 0.0087833 | 14
ComVint | SCEAsmCZ06 | Ex | SCE | SCE | Asm | Multiple | CZ06 | Any | SCEAsmCZ061975 | SCEAsmCZ06 | 1975 | 18.1747 | 75
ComVint | SCEAsmCZ06 | Ex | SCE | SCE | Asm | Multiple | CZ06 | Any | SCEAsmCZ061985 | SCEAsmCZ06 | 1985 | 9.6399 | 85
ComVint | SCEAsmCZ06 | Ex | SCE | SCE | Asm | Multiple | CZ06 | Any | SCEAsmCZ061996 | SCEAsmCZ06 | 1996 | 4.6949 | 96
ComVint | SCEAsmCZ06 | Ex | SCE | SCE | Asm | Multiple | CZ06 | Any | SCEAsmCZ062003 | SCEAsmCZ06 | 2003 | 2.3309 | 03
ComVint | SCEAsmCZ06 | Ex | SCE | SCE | Asm | Multiple | CZ06 | Any | SCEAsmCZ062007 | SCEAsmCZ06 | 2007 | 1.4671 | 07
ComVint | SCEAsmCZ06 | Ex | SCE | SCE | Asm | Multiple | CZ06 | Any | SCEAsmCZ062011 | SCEAsmCZ06 | 2011 | 1.4671 | 11
ComVint | SCEAsmCZ06 | Ex | SCE | SCE | Asm | Multiple | CZ06 | Any | SCEAsmCZ062014 | SCEAsmCZ06 | 2014 | 0.73353 | 14
ComVint | SCEAsmCZ07 | Ex | SCE | SCE | Asm | Multiple | CZ07 | Any | SCEAsmCZ071975 | SCEAsmCZ07 | 1975 | 0 | 75
ComVint | SCEAsmCZ07 | Ex | SCE | SCE | Asm | Multiple | CZ07 | Any | SCEAsmCZ071985 | SCEAsmCZ07 | 1985 | 0 | 85
ComVint | SCEAsmCZ07 | Ex | SCE | SCE | Asm | Multiple | CZ07 | Any | SCEAsmCZ071996 | SCEAsmCZ07 | 1996 | 0 | 96
ComVint | SCEAsmCZ07 | Ex | SCE | SCE | Asm | Multiple | CZ07 | Any | SCEAsmCZ072003 | SCEAsmCZ07 | 2003 | 0 | 03
ComVint | SCEAsmCZ07 | Ex | SCE | SCE | Asm | Multiple | CZ07 | Any | SCEAsmCZ072007 | SCEAsmCZ07 | 2007 | 0 | 07
ComVint | SCEAsmCZ07 | Ex | SCE | SCE | Asm | Multiple | CZ07 | Any | SCEAsmCZ072011 | SCEAsmCZ07 | 2011 | 0 | 11
ComVint | SCEAsmCZ07 | Ex | SCE | SCE | Asm | Multiple | CZ07 | Any | SCEAsmCZ072014 | SCEAsmCZ07 | 2014 | 0 | 14
ComVint | SCEAsmCZ08 | Ex | SCE | SCE | Asm | Multiple | CZ08 | Any | SCEAsmCZ081975 | SCEAsmCZ08 | 1975 | 26.5415 | 75
ComVint | SCEAsmCZ08 | Ex | SCE | SCE | Asm | Multiple | CZ08 | Any | SCEAsmCZ081985 | SCEAsmCZ08 | 1985 | 14.036 | 85
ComVint | SCEAsmCZ08 | Ex | SCE | SCE | Asm | Multiple | CZ08 | Any | SCEAsmCZ081996 | SCEAsmCZ08 | 1996 | 6.8658 | 96
ComVint | SCEAsmCZ08 | Ex | SCE | SCE | Asm | Multiple | CZ08 | Any | SCEAsmCZ082003 | SCEAsmCZ08 | 2003 | 3.4183 | 03
ComVint | SCEAsmCZ08 | Ex | SCE | SCE | Asm | Multiple | CZ08 | Any | SCEAsmCZ082007 | SCEAsmCZ08 | 2007 | 2.1348 | 07
ComVint | SCEAsmCZ08 | Ex | SCE | SCE | Asm | Multiple | CZ08 | Any | SCEAsmCZ082011 | SCEAsmCZ08 | 2011 | 2.1348 | 11
ComVint | SCEAsmCZ08 | Ex | SCE | SCE | Asm | Multiple | CZ08 | Any | SCEAsmCZ082014 | SCEAsmCZ08 | 2014 | 1.0674 | 14
ComVint | SCEAsmCZ09 | Ex | SCE | SCE | Asm | Multiple | CZ09 | Any | SCEAsmCZ091975 | SCEAsmCZ09 | 1975 | 12.478 | 75
ComVint | SCEAsmCZ09 | Ex | SCE | SCE | Asm | Multiple | CZ09 | Any | SCEAsmCZ091985 | SCEAsmCZ09 | 1985 | 6.3972 | 85
ComVint | SCEAsmCZ09 | Ex | SCE | SCE | Asm | Multiple | CZ09 | Any | SCEAsmCZ091996 | SCEAsmCZ09 | 1996 | 3.2742 | 96
ComVint | SCEAsmCZ09 | Ex | SCE | SCE | Asm | Multiple | CZ09 | Any | SCEAsmCZ092003 | SCEAsmCZ09 | 2003 | 1.6768 | 03
ComVint | SCEAsmCZ09 | Ex | SCE | SCE | Asm | Multiple | CZ09 | Any | SCEAsmCZ092007 | SCEAsmCZ09 | 2007 | 0.9664 | 07
ComVint | SCEAsmCZ09 | Ex | SCE | SCE | Asm | Multiple | CZ09 | Any | SCEAsmCZ092011 | SCEAsmCZ09 | 2011 | 0.9664 | 11
ComVint | SCEAsmCZ09 | Ex | SCE | SCE | Asm | Multiple | CZ09 | Any | SCEAsmCZ092014 | SCEAsmCZ09 | 2014 | 0.4832 | 14
ComVint | SCEAsmCZ10 | Ex | SCE | SCE | Asm | Multiple | CZ10 | Any | SCEAsmCZ101975 | SCEAsmCZ10 | 1975 | 3.9942 | 75
ComVint | SCEAsmCZ10 | Ex | SCE | SCE | Asm | Multiple | CZ10 | Any | SCEAsmCZ101985 | SCEAsmCZ10 | 1985 | 9.3056 | 85
ComVint | SCEAsmCZ10 | Ex | SCE | SCE | Asm | Multiple | CZ10 | Any | SCEAsmCZ101996 | SCEAsmCZ10 | 1996 | 5.6663 | 96
ComVint | SCEAsmCZ10 | Ex | SCE | SCE | Asm | Multiple | CZ10 | Any | SCEAsmCZ102003 | SCEAsmCZ10 | 2003 | 5.2879 | 03
ComVint | SCEAsmCZ10 | Ex | SCE | SCE | Asm | Multiple | CZ10 | Any | SCEAsmCZ102007 | SCEAsmCZ10 | 2007 | 2.9381 | 07
ComVint | SCEAsmCZ10 | Ex | SCE | SCE | Asm | Multiple | CZ10 | Any | SCEAsmCZ102011 | SCEAsmCZ10 | 2011 | 2.9381 | 11
ComVint | SCEAsmCZ10 | Ex | SCE | SCE | Asm | Multiple | CZ10 | Any | SCEAsmCZ102014 | SCEAsmCZ10 | 2014 | 1.469 | 14
ComVint | SCEAsmCZ11 | Ex | SCE | SCE | Asm | Multiple | CZ11 | Any | SCEAsmCZ111975 | SCEAsmCZ11 | 1975 | 0 | 75
ComVint | SCEAsmCZ11 | Ex | SCE | SCE | Asm | Multiple | CZ11 | Any | SCEAsmCZ111985 | SCEAsmCZ11 | 1985 | 0 | 85
ComVint | SCEAsmCZ11 | Ex | SCE | SCE | Asm | Multiple | CZ11 | Any | SCEAsmCZ111996 | SCEAsmCZ11 | 1996 | 0 | 96
ComVint | SCEAsmCZ11 | Ex | SCE | SCE | Asm | Multiple | CZ11 | Any | SCEAsmCZ112003 | SCEAsmCZ11 | 2003 | 0 | 03
ComVint | SCEAsmCZ11 | Ex | SCE | SCE | Asm | Multiple | CZ11 | Any | SCEAsmCZ112007 | SCEAsmCZ11 | 2007 | 0 | 07
ComVint | SCEAsmCZ11 | Ex | SCE | SCE | Asm | Multiple | CZ11 | Any | SCEAsmCZ112011 | SCEAsmCZ11 | 2011 | 0 | 11
ComVint | SCEAsmCZ11 | Ex | SCE | SCE | Asm | Multiple | CZ11 | Any | SCEAsmCZ112014 | SCEAsmCZ11 | 2014 | 0 | 14
ComVint | SCEAsmCZ12 | Ex | SCE | SCE | Asm | Multiple | CZ12 | Any | SCEAsmCZ121975 | SCEAsmCZ12 | 1975 | 0 | 75
ComVint | SCEAsmCZ12 | Ex | SCE | SCE | Asm | Multiple | CZ12 | Any | SCEAsmCZ121985 | SCEAsmCZ12 | 1985 | 0 | 85
ComVint | SCEAsmCZ12 | Ex | SCE | SCE | Asm | Multiple | CZ12 | Any | SCEAsmCZ121996 | SCEAsmCZ12 | 1996 | 0 | 96
ComVint | SCEAsmCZ12 | Ex | SCE | SCE | Asm | Multiple | CZ12 | Any | SCEAsmCZ122003 | SCEAsmCZ12 | 2003 | 0 | 03
ComVint | SCEAsmCZ12 | Ex | SCE | SCE | Asm | Multiple | CZ12 | Any | SCEAsmCZ122007 | SCEAsmCZ12 | 2007 | 0 | 07
ComVint | SCEAsmCZ12 | Ex | SCE | SCE | Asm | Multiple | CZ12 | Any | SCEAsmCZ122011 | SCEAsmCZ12 | 2011 | 0 | 11
ComVint | SCEAsmCZ12 | Ex | SCE | SCE | Asm | Multiple | CZ12 | Any | SCEAsmCZ122014 | SCEAsmCZ12 | 2014 | 0 | 14
ComVint | SCEAsmCZ13 | Ex | SCE | SCE | Asm | Multiple | CZ13 | Any | SCEAsmCZ131975 | SCEAsmCZ13 | 1975 | 0.8993 | 75
ComVint | SCEAsmCZ13 | Ex | SCE | SCE | Asm | Multiple | CZ13 | Any | SCEAsmCZ131985 | SCEAsmCZ13 | 1985 | 1.0845 | 85
ComVint | SCEAsmCZ13 | Ex | SCE | SCE | Asm | Multiple | CZ13 | Any | SCEAsmCZ131996 | SCEAsmCZ13 | 1996 | 0.90283 | 96
ComVint | SCEAsmCZ13 | Ex | SCE | SCE | Asm | Multiple | CZ13 | Any | SCEAsmCZ132003 | SCEAsmCZ13 | 2003 | 0.34917 | 03
ComVint | SCEAsmCZ13 | Ex | SCE | SCE | Asm | Multiple | CZ13 | Any | SCEAsmCZ132007 | SCEAsmCZ13 | 2007 | 0.223 | 07
ComVint | SCEAsmCZ13 | Ex | SCE | SCE | Asm | Multiple | CZ13 | Any | SCEAsmCZ132011 | SCEAsmCZ13 | 2011 | 0.223 | 11
ComVint | SCEAsmCZ13 | Ex | SCE | SCE | Asm | Multiple | CZ13 | Any | SCEAsmCZ132014 | SCEAsmCZ13 | 2014 | 0.1115 | 14
ComVint | SCEAsmCZ14 | Ex | SCE | SCE | Asm | Multiple | CZ14 | Any | SCEAsmCZ141975 | SCEAsmCZ14 | 1975 | 1.8781 | 75
ComVint | SCEAsmCZ14 | Ex | SCE | SCE | Asm | Multiple | CZ14 | Any | SCEAsmCZ141985 | SCEAsmCZ14 | 1985 | 1.9161 | 85
ComVint | SCEAsmCZ14 | Ex | SCE | SCE | Asm | Multiple | CZ14 | Any | SCEAsmCZ141996 | SCEAsmCZ14 | 1996 | 1.1522 | 96
ComVint | SCEAsmCZ14 | Ex | SCE | SCE | Asm | Multiple | CZ14 | Any | SCEAsmCZ142003 | SCEAsmCZ14 | 2003 | 0.87703 | 03
ComVint | SCEAsmCZ14 | Ex | SCE | SCE | Asm | Multiple | CZ14 | Any | SCEAsmCZ142007 | SCEAsmCZ14 | 2007 | 0.48587 | 07
ComVint | SCEAsmCZ14 | Ex | SCE | SCE | Asm | Multiple | CZ14 | Any | SCEAsmCZ142011 | SCEAsmCZ14 | 2011 | 0.48587 | 11
ComVint | SCEAsmCZ14 | Ex | SCE | SCE | Asm | Multiple | CZ14 | Any | SCEAsmCZ142014 | SCEAsmCZ14 | 2014 | 0.24293 | 14
ComVint | SCEAsmCZ15 | Ex | SCE | SCE | Asm | Multiple | CZ15 | Any | SCEAsmCZ151975 | SCEAsmCZ15 | 1975 | 1.4458 | 75
ComVint | SCEAsmCZ15 | Ex | SCE | SCE | Asm | Multiple | CZ15 | Any | SCEAsmCZ151985 | SCEAsmCZ15 | 1985 | 3.3685 | 85
ComVint | SCEAsmCZ15 | Ex | SCE | SCE | Asm | Multiple | CZ15 | Any | SCEAsmCZ151996 | SCEAsmCZ15 | 1996 | 2.0511 | 96
ComVint | SCEAsmCZ15 | Ex | SCE | SCE | Asm | Multiple | CZ15 | Any | SCEAsmCZ152003 | SCEAsmCZ15 | 2003 | 1.9141 | 03
ComVint | SCEAsmCZ15 | Ex | SCE | SCE | Asm | Multiple | CZ15 | Any | SCEAsmCZ152007 | SCEAsmCZ15 | 2007 | 1.0635 | 07
ComVint | SCEAsmCZ15 | Ex | SCE | SCE | Asm | Multiple | CZ15 | Any | SCEAsmCZ152011 | SCEAsmCZ15 | 2011 | 1.0635 | 11
ComVint | SCEAsmCZ15 | Ex | SCE | SCE | Asm | Multiple | CZ15 | Any | SCEAsmCZ152014 | SCEAsmCZ15 | 2014 | 0.53177 | 14
ComVint | SCEAsmCZ16 | Ex | SCE | SCE | Asm | Multiple | CZ16 | Any | SCEAsmCZ161975 | SCEAsmCZ16 | 1975 | 0.8882 | 75
ComVint | SCEAsmCZ16 | Ex | SCE | SCE | Asm | Multiple | CZ16 | Any | SCEAsmCZ161985 | SCEAsmCZ16 | 1985 | 1.1749 | 85
ComVint | SCEAsmCZ16 | Ex | SCE | SCE | Asm | Multiple | CZ16 | Any | SCEAsmCZ161996 | SCEAsmCZ16 | 1996 | 0.7864 | 96
ComVint | SCEAsmCZ16 | Ex | SCE | SCE | Asm | Multiple | CZ16 | Any | SCEAsmCZ162003 | SCEAsmCZ16 | 2003 | 0.5353 | 03
ComVint | SCEAsmCZ16 | Ex | SCE | SCE | Asm | Multiple | CZ16 | Any | SCEAsmCZ162007 | SCEAsmCZ16 | 2007 | 0.306 | 07
ComVint | SCEAsmCZ16 | Ex | SCE | SCE | Asm | Multiple | CZ16 | Any | SCEAsmCZ162011 | SCEAsmCZ16 | 2011 | 0.306 | 11
ComVint | SCEAsmCZ16 | Ex | SCE | SCE | Asm | Multiple | CZ16 | Any | SCEAsmCZ162014 | SCEAsmCZ16 | 2014 | 0.153 | 14
ComVint | SCEECCCZ01 | Ex | SCE | SCE | ECC | Multiple | CZ01 | Any | SCEECCCZ011975 | SCEECCCZ01 | 1975 | 0 | 75
ComVint | SCEECCCZ01 | Ex | SCE | SCE | ECC | Multiple | CZ01 | Any | SCEECCCZ011985 | SCEECCCZ01 | 1985 | 0 | 85
ComVint | SCEECCCZ01 | Ex | SCE | SCE | ECC | Multiple | CZ01 | Any | SCEECCCZ011996 | SCEECCCZ01 | 1996 | 0 | 96
ComVint | SCEECCCZ01 | Ex | SCE | SCE | ECC | Multiple | CZ01 | Any | SCEECCCZ012003 | SCEECCCZ01 | 2003 | 0 | 03
ComVint | SCEECCCZ01 | Ex | SCE | SCE | ECC | Multiple | CZ01 | Any | SCEECCCZ012007 | SCEECCCZ01 | 2007 | 0 | 07
ComVint | SCEECCCZ01 | Ex | SCE | SCE | ECC | Multiple | CZ01 | Any | SCEECCCZ012011 | SCEECCCZ01 | 2011 | 0 | 11
ComVint | SCEECCCZ01 | Ex | SCE | SCE | ECC | Multiple | CZ01 | Any | SCEECCCZ012014 | SCEECCCZ01 | 2014 | 0 | 14
ComVint | SCEECCCZ02 | Ex | SCE | SCE | ECC | Multiple | CZ02 | Any | SCEECCCZ021975 | SCEECCCZ02 | 1975 | 0 | 75
ComVint | SCEECCCZ02 | Ex | SCE | SCE | ECC | Multiple | CZ02 | Any | SCEECCCZ021985 | SCEECCCZ02 | 1985 | 0 | 85
ComVint | SCEECCCZ02 | Ex | SCE | SCE | ECC | Multiple | CZ02 | Any | SCEECCCZ021996 | SCEECCCZ02 | 1996 | 0 | 96
ComVint | SCEECCCZ02 | Ex | SCE | SCE | ECC | Multiple | CZ02 | Any | SCEECCCZ022003 | SCEECCCZ02 | 2003 | 0 | 03
ComVint | SCEECCCZ02 | Ex | SCE | SCE | ECC | Multiple | CZ02 | Any | SCEECCCZ022007 | SCEECCCZ02 | 2007 | 0 | 07
ComVint | SCEECCCZ02 | Ex | SCE | SCE | ECC | Multiple | CZ02 | Any | SCEECCCZ022011 | SCEECCCZ02 | 2011 | 0 | 11
ComVint | SCEECCCZ02 | Ex | SCE | SCE | ECC | Multiple | CZ02 | Any | SCEECCCZ022014 | SCEECCCZ02 | 2014 | 0 | 14
ComVint | SCEECCCZ03 | Ex | SCE | SCE | ECC | Multiple | CZ03 | Any | SCEECCCZ031975 | SCEECCCZ03 | 1975 | 0 | 75
ComVint | SCEECCCZ03 | Ex | SCE | SCE | ECC | Multiple | CZ03 | Any | SCEECCCZ031985 | SCEECCCZ03 | 1985 | 0 | 85
ComVint | SCEECCCZ03 | Ex | SCE | SCE | ECC | Multiple | CZ03 | Any | SCEECCCZ031996 | SCEECCCZ03 | 1996 | 0 | 96
ComVint | SCEECCCZ03 | Ex | SCE | SCE | ECC | Multiple | CZ03 | Any | SCEECCCZ032003 | SCEECCCZ03 | 2003 | 0 | 03
ComVint | SCEECCCZ03 | Ex | SCE | SCE | ECC | Multiple | CZ03 | Any | SCEECCCZ032007 | SCEECCCZ03 | 2007 | 0 | 07
ComVint | SCEECCCZ03 | Ex | SCE | SCE | ECC | Multiple | CZ03 | Any | SCEECCCZ032011 | SCEECCCZ03 | 2011 | 0 | 11
ComVint | SCEECCCZ03 | Ex | SCE | SCE | ECC | Multiple | CZ03 | Any | SCEECCCZ032014 | SCEECCCZ03 | 2014 | 0 | 14
ComVint | SCEECCCZ04 | Ex | SCE | SCE | ECC | Multiple | CZ04 | Any | SCEECCCZ041975 | SCEECCCZ04 | 1975 | 0 | 75
ComVint | SCEECCCZ04 | Ex | SCE | SCE | ECC | Multiple | CZ04 | Any | SCEECCCZ041985 | SCEECCCZ04 | 1985 | 0 | 85
ComVint | SCEECCCZ04 | Ex | SCE | SCE | ECC | Multiple | CZ04 | Any | SCEECCCZ041996 | SCEECCCZ04 | 1996 | 0 | 96
ComVint | SCEECCCZ04 | Ex | SCE | SCE | ECC | Multiple | CZ04 | Any | SCEECCCZ042003 | SCEECCCZ04 | 2003 | 0 | 03
ComVint | SCEECCCZ04 | Ex | SCE | SCE | ECC | Multiple | CZ04 | Any | SCEECCCZ042007 | SCEECCCZ04 | 2007 | 0 | 07
ComVint | SCEECCCZ04 | Ex | SCE | SCE | ECC | Multiple | CZ04 | Any | SCEECCCZ042011 | SCEECCCZ04 | 2011 | 0 | 11
ComVint | SCEECCCZ04 | Ex | SCE | SCE | ECC | Multiple | CZ04 | Any | SCEECCCZ042014 | SCEECCCZ04 | 2014 | 0 | 14
ComVint | SCEECCCZ05 | Ex | SCE | SCE | ECC | Multiple | CZ05 | Any | SCEECCCZ051975 | SCEECCCZ05 | 1975 | 0.00875 | 75
ComVint | SCEECCCZ05 | Ex | SCE | SCE | ECC | Multiple | CZ05 | Any | SCEECCCZ051985 | SCEECCCZ05 | 1985 | 0.00295 | 85
ComVint | SCEECCCZ05 | Ex | SCE | SCE | ECC | Multiple | CZ05 | Any | SCEECCCZ051996 | SCEECCCZ05 | 1996 | 0.0019 | 96
ComVint | SCEECCCZ05 | Ex | SCE | SCE | ECC | Multiple | CZ05 | Any | SCEECCCZ052003 | SCEECCCZ05 | 2003 | 0.0011 | 03
ComVint | SCEECCCZ05 | Ex | SCE | SCE | ECC | Multiple | CZ05 | Any | SCEECCCZ052007 | SCEECCCZ05 | 2007 | 0.0005 | 07
ComVint | SCEECCCZ05 | Ex | SCE | SCE | ECC | Multiple | CZ05 | Any | SCEECCCZ052011 | SCEECCCZ05 | 2011 | 0.0005 | 11
ComVint | SCEECCCZ05 | Ex | SCE | SCE | ECC | Multiple | CZ05 | Any | SCEECCCZ052014 | SCEECCCZ05 | 2014 | 0.00025 | 14
ComVint | SCEECCCZ06 | Ex | SCE | SCE | ECC | Multiple | CZ06 | Any | SCEECCCZ061975 | SCEECCCZ06 | 1975 | 7.2263 | 75
ComVint | SCEECCCZ06 | Ex | SCE | SCE | ECC | Multiple | CZ06 | Any | SCEECCCZ061985 | SCEECCCZ06 | 1985 | 2.4742 | 85
ComVint | SCEECCCZ06 | Ex | SCE | SCE | ECC | Multiple | CZ06 | Any | SCEECCCZ061996 | SCEECCCZ06 | 1996 | 1.6747 | 96
ComVint | SCEECCCZ06 | Ex | SCE | SCE | ECC | Multiple | CZ06 | Any | SCEECCCZ062003 | SCEECCCZ06 | 2003 | 0.97855 | 03
ComVint | SCEECCCZ06 | Ex | SCE | SCE | ECC | Multiple | CZ06 | Any | SCEECCCZ062007 | SCEECCCZ06 | 2007 | 0.43465 | 07
ComVint | SCEECCCZ06 | Ex | SCE | SCE | ECC | Multiple | CZ06 | Any | SCEECCCZ062011 | SCEECCCZ06 | 2011 | 0.43465 | 11
ComVint | SCEECCCZ06 | Ex | SCE | SCE | ECC | Multiple | CZ06 | Any | SCEECCCZ062014 | SCEECCCZ06 | 2014 | 0.21732 | 14
ComVint | SCEECCCZ07 | Ex | SCE | SCE | ECC | Multiple | CZ07 | Any | SCEECCCZ071975 | SCEECCCZ07 | 1975 | 0 | 75
ComVint | SCEECCCZ07 | Ex | SCE | SCE | ECC | Multiple | CZ07 | Any | SCEECCCZ071985 | SCEECCCZ07 | 1985 | 0 | 85
ComVint | SCEECCCZ07 | Ex | SCE | SCE | ECC | Multiple | CZ07 | Any | SCEECCCZ071996 | SCEECCCZ07 | 1996 | 0 | 96
ComVint | SCEECCCZ07 | Ex | SCE | SCE | ECC | Multiple | CZ07 | Any | SCEECCCZ072003 | SCEECCCZ07 | 2003 | 0 | 03
ComVint | SCEECCCZ07 | Ex | SCE | SCE | ECC | Multiple | CZ07 | Any | SCEECCCZ072007 | SCEECCCZ07 | 2007 | 0 | 07
ComVint | SCEECCCZ07 | Ex | SCE | SCE | ECC | Multiple | CZ07 | Any | SCEECCCZ072011 | SCEECCCZ07 | 2011 | 0 | 11
ComVint | SCEECCCZ07 | Ex | SCE | SCE | ECC | Multiple | CZ07 | Any | SCEECCCZ072014 | SCEECCCZ07 | 2014 | 0 | 14
ComVint | SCEECCCZ08 | Ex | SCE | SCE | ECC | Multiple | CZ08 | Any | SCEECCCZ081975 | SCEECCCZ08 | 1975 | 11.7734 | 75
ComVint | SCEECCCZ08 | Ex | SCE | SCE | ECC | Multiple | CZ08 | Any | SCEECCCZ081985 | SCEECCCZ08 | 1985 | 4.0205 | 85
ComVint | SCEECCCZ08 | Ex | SCE | SCE | ECC | Multiple | CZ08 | Any | SCEECCCZ081996 | SCEECCCZ08 | 1996 | 2.6526 | 96
ComVint | SCEECCCZ08 | Ex | SCE | SCE | ECC | Multiple | CZ08 | Any | SCEECCCZ082003 | SCEECCCZ08 | 2003 | 1.5431 | 03
ComVint | SCEECCCZ08 | Ex | SCE | SCE | ECC | Multiple | CZ08 | Any | SCEECCCZ082007 | SCEECCCZ08 | 2007 | 0.6893 | 07
ComVint | SCEECCCZ08 | Ex | SCE | SCE | ECC | Multiple | CZ08 | Any | SCEECCCZ082011 | SCEECCCZ08 | 2011 | 0.6893 | 11
ComVint | SCEECCCZ08 | Ex | SCE | SCE | ECC | Multiple | CZ08 | Any | SCEECCCZ082014 | SCEECCCZ08 | 2014 | 0.34465 | 14
ComVint | SCEECCCZ09 | Ex | SCE | SCE | ECC | Multiple | CZ09 | Any | SCEECCCZ091975 | SCEECCCZ09 | 1975 | 2.4268 | 75
ComVint | SCEECCCZ09 | Ex | SCE | SCE | ECC | Multiple | CZ09 | Any | SCEECCCZ091985 | SCEECCCZ09 | 1985 | 0.84785 | 85
ComVint | SCEECCCZ09 | Ex | SCE | SCE | ECC | Multiple | CZ09 | Any | SCEECCCZ091996 | SCEECCCZ09 | 1996 | 0.684 | 96
ComVint | SCEECCCZ09 | Ex | SCE | SCE | ECC | Multiple | CZ09 | Any | SCEECCCZ092003 | SCEECCCZ09 | 2003 | 0.4108 | 03
ComVint | SCEECCCZ09 | Ex | SCE | SCE | ECC | Multiple | CZ09 | Any | SCEECCCZ092007 | SCEECCCZ09 | 2007 | 0.17615 | 07
ComVint | SCEECCCZ09 | Ex | SCE | SCE | ECC | Multiple | CZ09 | Any | SCEECCCZ092011 | SCEECCCZ09 | 2011 | 0.17615 | 11
ComVint | SCEECCCZ09 | Ex | SCE | SCE | ECC | Multiple | CZ09 | Any | SCEECCCZ092014 | SCEECCCZ09 | 2014 | 0.088075 | 14
ComVint | SCEECCCZ10 | Ex | SCE | SCE | ECC | Multiple | CZ10 | Any | SCEECCCZ101975 | SCEECCCZ10 | 1975 | 2.2193 | 75
ComVint | SCEECCCZ10 | Ex | SCE | SCE | ECC | Multiple | CZ10 | Any | SCEECCCZ101985 | SCEECCCZ10 | 1985 | 1.3482 | 85
ComVint | SCEECCCZ10 | Ex | SCE | SCE | ECC | Multiple | CZ10 | Any | SCEECCCZ101996 | SCEECCCZ10 | 1996 | 0.9341 | 96
ComVint | SCEECCCZ10 | Ex | SCE | SCE | ECC | Multiple | CZ10 | Any | SCEECCCZ102003 | SCEECCCZ10 | 2003 | 1.0091 | 03
ComVint | SCEECCCZ10 | Ex | SCE | SCE | ECC | Multiple | CZ10 | Any | SCEECCCZ102007 | SCEECCCZ10 | 2007 | 0.42155 | 07
ComVint | SCEECCCZ10 | Ex | SCE | SCE | ECC | Multiple | CZ10 | Any | SCEECCCZ102011 | SCEECCCZ10 | 2011 | 0.42155 | 11
ComVint | SCEECCCZ10 | Ex | SCE | SCE | ECC | Multiple | CZ10 | Any | SCEECCCZ102014 | SCEECCCZ10 | 2014 | 0.21077 | 14
ComVint | SCEECCCZ11 | Ex | SCE | SCE | ECC | Multiple | CZ11 | Any | SCEECCCZ111975 | SCEECCCZ11 | 1975 | 0 | 75
ComVint | SCEECCCZ11 | Ex | SCE | SCE | ECC | Multiple | CZ11 | Any | SCEECCCZ111985 | SCEECCCZ11 | 1985 | 0 | 85
ComVint | SCEECCCZ11 | Ex | SCE | SCE | ECC | Multiple | CZ11 | Any | SCEECCCZ111996 | SCEECCCZ11 | 1996 | 0 | 96
ComVint | SCEECCCZ11 | Ex | SCE | SCE | ECC | Multiple | CZ11 | Any | SCEECCCZ112003 | SCEECCCZ11 | 2003 | 0 | 03
ComVint | SCEECCCZ11 | Ex | SCE | SCE | ECC | Multiple | CZ11 | Any | SCEECCCZ112007 | SCEECCCZ11 | 2007 | 0 | 07
ComVint | SCEECCCZ11 | Ex | SCE | SCE | ECC | Multiple | CZ11 | Any | SCEECCCZ112011 | SCEECCCZ11 | 2011 | 0 | 11
ComVint | SCEECCCZ11 | Ex | SCE | SCE | ECC | Multiple | CZ11 | Any | SCEECCCZ112014 | SCEECCCZ11 | 2014 | 0 | 14
ComVint | SCEECCCZ12 | Ex | SCE | SCE | ECC | Multiple | CZ12 | Any | SCEECCCZ121975 | SCEECCCZ12 | 1975 | 0 | 75
ComVint | SCEECCCZ12 | Ex | SCE | SCE | ECC | Multiple | CZ12 | Any | SCEECCCZ121985 | SCEECCCZ12 | 1985 | 0 | 85
ComVint | SCEECCCZ12 | Ex | SCE | SCE | ECC | Multiple | CZ12 | Any | SCEECCCZ121996 | SCEECCCZ12 | 1996 | 0 | 96
ComVint | SCEECCCZ12 | Ex | SCE | SCE | ECC | Multiple | CZ12 | Any | SCEECCCZ122003 | SCEECCCZ12 | 2003 | 0 | 03
ComVint | SCEECCCZ12 | Ex | SCE | SCE | ECC | Multiple | CZ12 | Any | SCEECCCZ122007 | SCEECCCZ12 | 2007 | 0 | 07
ComVint | SCEECCCZ12 | Ex | SCE | SCE | ECC | Multiple | CZ12 | Any | SCEECCCZ122011 | SCEECCCZ12 | 2011 | 0 | 11
ComVint | SCEECCCZ12 | Ex | SCE | SCE | ECC | Multiple | CZ12 | Any | SCEECCCZ122014 | SCEECCCZ12 | 2014 | 0 | 14
ComVint | SCEECCCZ13 | Ex | SCE | SCE | ECC | Multiple | CZ13 | Any | SCEECCCZ131975 | SCEECCCZ13 | 1975 | 0.43195 | 75
ComVint | SCEECCCZ13 | Ex | SCE | SCE | ECC | Multiple | CZ13 | Any | SCEECCCZ131985 | SCEECCCZ13 | 1985 | 0.2563 | 85
ComVint | SCEECCCZ13 | Ex | SCE | SCE | ECC | Multiple | CZ13 | Any | SCEECCCZ131996 | SCEECCCZ13 | 1996 | 0.1863 | 96
ComVint | SCEECCCZ13 | Ex | SCE | SCE | ECC | Multiple | CZ13 | Any | SCEECCCZ132003 | SCEECCCZ13 | 2003 | 0.20825 | 03
ComVint | SCEECCCZ13 | Ex | SCE | SCE | ECC | Multiple | CZ13 | Any | SCEECCCZ132007 | SCEECCCZ13 | 2007 | 0.1116 | 07
ComVint | SCEECCCZ13 | Ex | SCE | SCE | ECC | Multiple | CZ13 | Any | SCEECCCZ132011 | SCEECCCZ13 | 2011 | 0.1116 | 11
ComVint | SCEECCCZ13 | Ex | SCE | SCE | ECC | Multiple | CZ13 | Any | SCEECCCZ132014 | SCEECCCZ13 | 2014 | 0.0558 | 14
ComVint | SCEECCCZ14 | Ex | SCE | SCE | ECC | Multiple | CZ14 | Any | SCEECCCZ141975 | SCEECCCZ14 | 1975 | 0.82315 | 75
ComVint | SCEECCCZ14 | Ex | SCE | SCE | ECC | Multiple | CZ14 | Any | SCEECCCZ141985 | SCEECCCZ14 | 1985 | 0.46445 | 85
ComVint | SCEECCCZ14 | Ex | SCE | SCE | ECC | Multiple | CZ14 | Any | SCEECCCZ141996 | SCEECCCZ14 | 1996 | 0.32915 | 96
ComVint | SCEECCCZ14 | Ex | SCE | SCE | ECC | Multiple | CZ14 | Any | SCEECCCZ142003 | SCEECCCZ14 | 2003 | 0.33605 | 03
ComVint | SCEECCCZ14 | Ex | SCE | SCE | ECC | Multiple | CZ14 | Any | SCEECCCZ142007 | SCEECCCZ14 | 2007 | 0.1407 | 07
ComVint | SCEECCCZ14 | Ex | SCE | SCE | ECC | Multiple | CZ14 | Any | SCEECCCZ142011 | SCEECCCZ14 | 2011 | 0.1407 | 11
ComVint | SCEECCCZ14 | Ex | SCE | SCE | ECC | Multiple | CZ14 | Any | SCEECCCZ142014 | SCEECCCZ14 | 2014 | 0.07035 | 14
ComVint | SCEECCCZ15 | Ex | SCE | SCE | ECC | Multiple | CZ15 | Any | SCEECCCZ151975 | SCEECCCZ15 | 1975 | 0.64585 | 75
ComVint | SCEECCCZ15 | Ex | SCE | SCE | ECC | Multiple | CZ15 | Any | SCEECCCZ151985 | SCEECCCZ15 | 1985 | 0.39235 | 85
ComVint | SCEECCCZ15 | Ex | SCE | SCE | ECC | Multiple | CZ15 | Any | SCEECCCZ151996 | SCEECCCZ15 | 1996 | 0.27185 | 96
ComVint | SCEECCCZ15 | Ex | SCE | SCE | ECC | Multiple | CZ15 | Any | SCEECCCZ152003 | SCEECCCZ15 | 2003 | 0.2937 | 03
ComVint | SCEECCCZ15 | Ex | SCE | SCE | ECC | Multiple | CZ15 | Any | SCEECCCZ152007 | SCEECCCZ15 | 2007 | 0.12265 | 07
ComVint | SCEECCCZ15 | Ex | SCE | SCE | ECC | Multiple | CZ15 | Any | SCEECCCZ152011 | SCEECCCZ15 | 2011 | 0.12265 | 11
ComVint | SCEECCCZ15 | Ex | SCE | SCE | ECC | Multiple | CZ15 | Any | SCEECCCZ152014 | SCEECCCZ15 | 2014 | 0.061325 | 14
ComVint | SCEECCCZ16 | Ex | SCE | SCE | ECC | Multiple | CZ16 | Any | SCEECCCZ161975 | SCEECCCZ16 | 1975 | 1.447 | 75
ComVint | SCEECCCZ16 | Ex | SCE | SCE | ECC | Multiple | CZ16 | Any | SCEECCCZ161985 | SCEECCCZ16 | 1985 | 0.87195 | 85
ComVint | SCEECCCZ16 | Ex | SCE | SCE | ECC | Multiple | CZ16 | Any | SCEECCCZ161996 | SCEECCCZ16 | 1996 | 0.6068 | 96
ComVint | SCEECCCZ16 | Ex | SCE | SCE | ECC | Multiple | CZ16 | Any | SCEECCCZ162003 | SCEECCCZ16 | 2003 | 0.6533 | 03
ComVint | SCEECCCZ16 | Ex | SCE | SCE | ECC | Multiple | CZ16 | Any | SCEECCCZ162007 | SCEECCCZ16 | 2007 | 0.2769 | 07
ComVint | SCEECCCZ16 | Ex | SCE | SCE | ECC | Multiple | CZ16 | Any | SCEECCCZ162011 | SCEECCCZ16 | 2011 | 0.2769 | 11
ComVint | SCEECCCZ16 | Ex | SCE | SCE | ECC | Multiple | CZ16 | Any | SCEECCCZ162014 | SCEECCCZ16 | 2014 | 0.13845 | 14
ComVint | SCEEPrCZ01 | Ex | SCE | SCE | EPr | Multiple | CZ01 | Any | SCEEPrCZ011975 | SCEEPrCZ01 | 1975 | 0 | 75
ComVint | SCEEPrCZ01 | Ex | SCE | SCE | EPr | Multiple | CZ01 | Any | SCEEPrCZ011985 | SCEEPrCZ01 | 1985 | 0 | 85
ComVint | SCEEPrCZ01 | Ex | SCE | SCE | EPr | Multiple | CZ01 | Any | SCEEPrCZ011996 | SCEEPrCZ01 | 1996 | 0 | 96
ComVint | SCEEPrCZ01 | Ex | SCE | SCE | EPr | Multiple | CZ01 | Any | SCEEPrCZ012003 | SCEEPrCZ01 | 2003 | 0 | 03
ComVint | SCEEPrCZ01 | Ex | SCE | SCE | EPr | Multiple | CZ01 | Any | SCEEPrCZ012007 | SCEEPrCZ01 | 2007 | 0 | 07
ComVint | SCEEPrCZ01 | Ex | SCE | SCE | EPr | Multiple | CZ01 | Any | SCEEPrCZ012011 | SCEEPrCZ01 | 2011 | 0 | 11
ComVint | SCEEPrCZ01 | Ex | SCE | SCE | EPr | Multiple | CZ01 | Any | SCEEPrCZ012014 | SCEEPrCZ01 | 2014 | 0 | 14
ComVint | SCEEPrCZ02 | Ex | SCE | SCE | EPr | Multiple | CZ02 | Any | SCEEPrCZ021975 | SCEEPrCZ02 | 1975 | 0 | 75
ComVint | SCEEPrCZ02 | Ex | SCE | SCE | EPr | Multiple | CZ02 | Any | SCEEPrCZ021985 | SCEEPrCZ02 | 1985 | 0 | 85
ComVint | SCEEPrCZ02 | Ex | SCE | SCE | EPr | Multiple | CZ02 | Any | SCEEPrCZ021996 | SCEEPrCZ02 | 1996 | 0 | 96
ComVint | SCEEPrCZ02 | Ex | SCE | SCE | EPr | Multiple | CZ02 | Any | SCEEPrCZ022003 | SCEEPrCZ02 | 2003 | 0 | 03
ComVint | SCEEPrCZ02 | Ex | SCE | SCE | EPr | Multiple | CZ02 | Any | SCEEPrCZ022007 | SCEEPrCZ02 | 2007 | 0 | 07
ComVint | SCEEPrCZ02 | Ex | SCE | SCE | EPr | Multiple | CZ02 | Any | SCEEPrCZ022011 | SCEEPrCZ02 | 2011 | 0 | 11
ComVint | SCEEPrCZ02 | Ex | SCE | SCE | EPr | Multiple | CZ02 | Any | SCEEPrCZ022014 | SCEEPrCZ02 | 2014 | 0 | 14
ComVint | SCEEPrCZ03 | Ex | SCE | SCE | EPr | Multiple | CZ03 | Any | SCEEPrCZ031975 | SCEEPrCZ03 | 1975 | 0 | 75
ComVint | SCEEPrCZ03 | Ex | SCE | SCE | EPr | Multiple | CZ03 | Any | SCEEPrCZ031985 | SCEEPrCZ03 | 1985 | 0 | 85
ComVint | SCEEPrCZ03 | Ex | SCE | SCE | EPr | Multiple | CZ03 | Any | SCEEPrCZ031996 | SCEEPrCZ03 | 1996 | 0 | 96
ComVint | SCEEPrCZ03 | Ex | SCE | SCE | EPr | Multiple | CZ03 | Any | SCEEPrCZ032003 | SCEEPrCZ03 | 2003 | 0 | 03
ComVint | SCEEPrCZ03 | Ex | SCE | SCE | EPr | Multiple | CZ03 | Any | SCEEPrCZ032007 | SCEEPrCZ03 | 2007 | 0 | 07
ComVint | SCEEPrCZ03 | Ex | SCE | SCE | EPr | Multiple | CZ03 | Any | SCEEPrCZ032011 | SCEEPrCZ03 | 2011 | 0 | 11
ComVint | SCEEPrCZ03 | Ex | SCE | SCE | EPr | Multiple | CZ03 | Any | SCEEPrCZ032014 | SCEEPrCZ03 | 2014 | 0 | 14
ComVint | SCEEPrCZ04 | Ex | SCE | SCE | EPr | Multiple | CZ04 | Any | SCEEPrCZ041975 | SCEEPrCZ04 | 1975 | 0 | 75
ComVint | SCEEPrCZ04 | Ex | SCE | SCE | EPr | Multiple | CZ04 | Any | SCEEPrCZ041985 | SCEEPrCZ04 | 1985 | 0 | 85
ComVint | SCEEPrCZ04 | Ex | SCE | SCE | EPr | Multiple | CZ04 | Any | SCEEPrCZ041996 | SCEEPrCZ04 | 1996 | 0 | 96
ComVint | SCEEPrCZ04 | Ex | SCE | SCE | EPr | Multiple | CZ04 | Any | SCEEPrCZ042003 | SCEEPrCZ04 | 2003 | 0 | 03
ComVint | SCEEPrCZ04 | Ex | SCE | SCE | EPr | Multiple | CZ04 | Any | SCEEPrCZ042007 | SCEEPrCZ04 | 2007 | 0 | 07
ComVint | SCEEPrCZ04 | Ex | SCE | SCE | EPr | Multiple | CZ04 | Any | SCEEPrCZ042011 | SCEEPrCZ04 | 2011 | 0 | 11
ComVint | SCEEPrCZ04 | Ex | SCE | SCE | EPr | Multiple | CZ04 | Any | SCEEPrCZ042014 | SCEEPrCZ04 | 2014 | 0 | 14
ComVint | SCEEPrCZ05 | Ex | SCE | SCE | EPr | Multiple | CZ05 | Any | SCEEPrCZ051975 | SCEEPrCZ05 | 1975 | 0.050833 | 75
ComVint | SCEEPrCZ05 | Ex | SCE | SCE | EPr | Multiple | CZ05 | Any | SCEEPrCZ051985 | SCEEPrCZ05 | 1985 | 0.0057667 | 85
ComVint | SCEEPrCZ05 | Ex | SCE | SCE | EPr | Multiple | CZ05 | Any | SCEEPrCZ051996 | SCEEPrCZ05 | 1996 | 0.005 | 96
ComVint | SCEEPrCZ05 | Ex | SCE | SCE | EPr | Multiple | CZ05 | Any | SCEEPrCZ052003 | SCEEPrCZ05 | 2003 | 0.0037667 | 03
ComVint | SCEEPrCZ05 | Ex | SCE | SCE | EPr | Multiple | CZ05 | Any | SCEEPrCZ052007 | SCEEPrCZ05 | 2007 | 0.0011333 | 07
ComVint | SCEEPrCZ05 | Ex | SCE | SCE | EPr | Multiple | CZ05 | Any | SCEEPrCZ052011 | SCEEPrCZ05 | 2011 | 0.0011333 | 11
ComVint | SCEEPrCZ05 | Ex | SCE | SCE | EPr | Multiple | CZ05 | Any | SCEEPrCZ052014 | SCEEPrCZ05 | 2014 | 0.00056667 | 14
ComVint | SCEEPrCZ06 | Ex | SCE | SCE | EPr | Multiple | CZ06 | Any | SCEEPrCZ061975 | SCEEPrCZ06 | 1975 | 8.9887 | 75
ComVint | SCEEPrCZ06 | Ex | SCE | SCE | EPr | Multiple | CZ06 | Any | SCEEPrCZ061985 | SCEEPrCZ06 | 1985 | 1.0225 | 85
ComVint | SCEEPrCZ06 | Ex | SCE | SCE | EPr | Multiple | CZ06 | Any | SCEEPrCZ061996 | SCEEPrCZ06 | 1996 | 0.89 | 96
ComVint | SCEEPrCZ06 | Ex | SCE | SCE | EPr | Multiple | CZ06 | Any | SCEEPrCZ062003 | SCEEPrCZ06 | 2003 | 0.67947 | 03
ComVint | SCEEPrCZ06 | Ex | SCE | SCE | EPr | Multiple | CZ06 | Any | SCEEPrCZ062007 | SCEEPrCZ06 | 2007 | 0.20437 | 07
ComVint | SCEEPrCZ06 | Ex | SCE | SCE | EPr | Multiple | CZ06 | Any | SCEEPrCZ062011 | SCEEPrCZ06 | 2011 | 0.20437 | 11
ComVint | SCEEPrCZ06 | Ex | SCE | SCE | EPr | Multiple | CZ06 | Any | SCEEPrCZ062014 | SCEEPrCZ06 | 2014 | 0.10218 | 14
ComVint | SCEEPrCZ07 | Ex | SCE | SCE | EPr | Multiple | CZ07 | Any | SCEEPrCZ071975 | SCEEPrCZ07 | 1975 | 0 | 75
ComVint | SCEEPrCZ07 | Ex | SCE | SCE | EPr | Multiple | CZ07 | Any | SCEEPrCZ071985 | SCEEPrCZ07 | 1985 | 0 | 85
ComVint | SCEEPrCZ07 | Ex | SCE | SCE | EPr | Multiple | CZ07 | Any | SCEEPrCZ071996 | SCEEPrCZ07 | 1996 | 0 | 96
ComVint | SCEEPrCZ07 | Ex | SCE | SCE | EPr | Multiple | CZ07 | Any | SCEEPrCZ072003 | SCEEPrCZ07 | 2003 | 0 | 03
ComVint | SCEEPrCZ07 | Ex | SCE | SCE | EPr | Multiple | CZ07 | Any | SCEEPrCZ072007 | SCEEPrCZ07 | 2007 | 0 | 07
ComVint | SCEEPrCZ07 | Ex | SCE | SCE | EPr | Multiple | CZ07 | Any | SCEEPrCZ072011 | SCEEPrCZ07 | 2011 | 0 | 11
ComVint | SCEEPrCZ07 | Ex | SCE | SCE | EPr | Multiple | CZ07 | Any | SCEEPrCZ072014 | SCEEPrCZ07 | 2014 | 0 | 14
ComVint | SCEEPrCZ08 | Ex | SCE | SCE | EPr | Multiple | CZ08 | Any | SCEEPrCZ081975 | SCEEPrCZ08 | 1975 | 15.5894 | 75
ComVint | SCEEPrCZ08 | Ex | SCE | SCE | EPr | Multiple | CZ08 | Any | SCEEPrCZ081985 | SCEEPrCZ08 | 1985 | 1.7767 | 85
ComVint | SCEEPrCZ08 | Ex | SCE | SCE | EPr | Multiple | CZ08 | Any | SCEEPrCZ081996 | SCEEPrCZ08 | 1996 | 1.5605 | 96
ComVint | SCEEPrCZ08 | Ex | SCE | SCE | EPr | Multiple | CZ08 | Any | SCEEPrCZ082003 | SCEEPrCZ08 | 2003 | 1.2324 | 03
ComVint | SCEEPrCZ08 | Ex | SCE | SCE | EPr | Multiple | CZ08 | Any | SCEEPrCZ082007 | SCEEPrCZ08 | 2007 | 0.3627 | 07
ComVint | SCEEPrCZ08 | Ex | SCE | SCE | EPr | Multiple | CZ08 | Any | SCEEPrCZ082011 | SCEEPrCZ08 | 2011 | 0.3627 | 11
ComVint | SCEEPrCZ08 | Ex | SCE | SCE | EPr | Multiple | CZ08 | Any | SCEEPrCZ082014 | SCEEPrCZ08 | 2014 | 0.18135 | 14
ComVint | SCEEPrCZ09 | Ex | SCE | SCE | EPr | Multiple | CZ09 | Any | SCEEPrCZ091975 | SCEEPrCZ09 | 1975 | 8.0811 | 75
ComVint | SCEEPrCZ09 | Ex | SCE | SCE | EPr | Multiple | CZ09 | Any | SCEEPrCZ091985 | SCEEPrCZ09 | 1985 | 0.92747 | 85
ComVint | SCEEPrCZ09 | Ex | SCE | SCE | EPr | Multiple | CZ09 | Any | SCEEPrCZ091996 | SCEEPrCZ09 | 1996 | 0.8419 | 96
ComVint | SCEEPrCZ09 | Ex | SCE | SCE | EPr | Multiple | CZ09 | Any | SCEEPrCZ092003 | SCEEPrCZ09 | 2003 | 0.7439 | 03
ComVint | SCEEPrCZ09 | Ex | SCE | SCE | EPr | Multiple | CZ09 | Any | SCEEPrCZ092007 | SCEEPrCZ09 | 2007 | 0.20407 | 07
ComVint | SCEEPrCZ09 | Ex | SCE | SCE | EPr | Multiple | CZ09 | Any | SCEEPrCZ092011 | SCEEPrCZ09 | 2011 | 0.20407 | 11
ComVint | SCEEPrCZ09 | Ex | SCE | SCE | EPr | Multiple | CZ09 | Any | SCEEPrCZ092014 | SCEEPrCZ09 | 2014 | 0.10203 | 14
ComVint | SCEEPrCZ10 | Ex | SCE | SCE | EPr | Multiple | CZ10 | Any | SCEEPrCZ101975 | SCEEPrCZ10 | 1975 | 5.5983 | 75
ComVint | SCEEPrCZ10 | Ex | SCE | SCE | EPr | Multiple | CZ10 | Any | SCEEPrCZ101985 | SCEEPrCZ10 | 1985 | 2.3975 | 85
ComVint | SCEEPrCZ10 | Ex | SCE | SCE | EPr | Multiple | CZ10 | Any | SCEEPrCZ101996 | SCEEPrCZ10 | 1996 | 2.4324 | 96
ComVint | SCEEPrCZ10 | Ex | SCE | SCE | EPr | Multiple | CZ10 | Any | SCEEPrCZ102003 | SCEEPrCZ10 | 2003 | 2.2477 | 03
ComVint | SCEEPrCZ10 | Ex | SCE | SCE | EPr | Multiple | CZ10 | Any | SCEEPrCZ102007 | SCEEPrCZ10 | 2007 | 0.5695 | 07
ComVint | SCEEPrCZ10 | Ex | SCE | SCE | EPr | Multiple | CZ10 | Any | SCEEPrCZ102011 | SCEEPrCZ10 | 2011 | 0.5695 | 11
ComVint | SCEEPrCZ10 | Ex | SCE | SCE | EPr | Multiple | CZ10 | Any | SCEEPrCZ102014 | SCEEPrCZ10 | 2014 | 0.28475 | 14
ComVint | SCEEPrCZ11 | Ex | SCE | SCE | EPr | Multiple | CZ11 | Any | SCEEPrCZ111975 | SCEEPrCZ11 | 1975 | 0 | 75
ComVint | SCEEPrCZ11 | Ex | SCE | SCE | EPr | Multiple | CZ11 | Any | SCEEPrCZ111985 | SCEEPrCZ11 | 1985 | 0 | 85
ComVint | SCEEPrCZ11 | Ex | SCE | SCE | EPr | Multiple | CZ11 | Any | SCEEPrCZ111996 | SCEEPrCZ11 | 1996 | 0 | 96
ComVint | SCEEPrCZ11 | Ex | SCE | SCE | EPr | Multiple | CZ11 | Any | SCEEPrCZ112003 | SCEEPrCZ11 | 2003 | 0 | 03
ComVint | SCEEPrCZ11 | Ex | SCE | SCE | EPr | Multiple | CZ11 | Any | SCEEPrCZ112007 | SCEEPrCZ11 | 2007 | 0 | 07
ComVint | SCEEPrCZ11 | Ex | SCE | SCE | EPr | Multiple | CZ11 | Any | SCEEPrCZ112011 | SCEEPrCZ11 | 2011 | 0 | 11
ComVint | SCEEPrCZ11 | Ex | SCE | SCE | EPr | Multiple | CZ11 | Any | SCEEPrCZ112014 | SCEEPrCZ11 | 2014 | 0 | 14
ComVint | SCEEPrCZ12 | Ex | SCE | SCE | EPr | Multiple | CZ12 | Any | SCEEPrCZ121975 | SCEEPrCZ12 | 1975 | 0 | 75
ComVint | SCEEPrCZ12 | Ex | SCE | SCE | EPr | Multiple | CZ12 | Any | SCEEPrCZ121985 | SCEEPrCZ12 | 1985 | 0 | 85
ComVint | SCEEPrCZ12 | Ex | SCE | SCE | EPr | Multiple | CZ12 | Any | SCEEPrCZ121996 | SCEEPrCZ12 | 1996 | 0 | 96
ComVint | SCEEPrCZ12 | Ex | SCE | SCE | EPr | Multiple | CZ12 | Any | SCEEPrCZ122003 | SCEEPrCZ12 | 2003 | 0 | 03
ComVint | SCEEPrCZ12 | Ex | SCE | SCE | EPr | Multiple | CZ12 | Any | SCEEPrCZ122007 | SCEEPrCZ12 | 2007 | 0 | 07
ComVint | SCEEPrCZ12 | Ex | SCE | SCE | EPr | Multiple | CZ12 | Any | SCEEPrCZ122011 | SCEEPrCZ12 | 2011 | 0 | 11
ComVint | SCEEPrCZ12 | Ex | SCE | SCE | EPr | Multiple | CZ12 | Any | SCEEPrCZ122014 | SCEEPrCZ12 | 2014 | 0 | 14
ComVint | SCEEPrCZ13 | Ex | SCE | SCE | EPr | Multiple | CZ13 | Any | SCEEPrCZ131975 | SCEEPrCZ13 | 1975 | 1.4684 | 75
ComVint | SCEEPrCZ13 | Ex | SCE | SCE | EPr | Multiple | CZ13 | Any | SCEEPrCZ131985 | SCEEPrCZ13 | 1985 | 0.35783 | 85
ComVint | SCEEPrCZ13 | Ex | SCE | SCE | EPr | Multiple | CZ13 | Any | SCEEPrCZ131996 | SCEEPrCZ13 | 1996 | 0.45763 | 96
ComVint | SCEEPrCZ13 | Ex | SCE | SCE | EPr | Multiple | CZ13 | Any | SCEEPrCZ132003 | SCEEPrCZ13 | 2003 | 0.2804 | 03
ComVint | SCEEPrCZ13 | Ex | SCE | SCE | EPr | Multiple | CZ13 | Any | SCEEPrCZ132007 | SCEEPrCZ13 | 2007 | 0.12477 | 07
ComVint | SCEEPrCZ13 | Ex | SCE | SCE | EPr | Multiple | CZ13 | Any | SCEEPrCZ132011 | SCEEPrCZ13 | 2011 | 0.12477 | 11
ComVint | SCEEPrCZ13 | Ex | SCE | SCE | EPr | Multiple | CZ13 | Any | SCEEPrCZ132014 | SCEEPrCZ13 | 2014 | 0.062383 | 14
ComVint | SCEEPrCZ14 | Ex | SCE | SCE | EPr | Multiple | CZ14 | Any | SCEEPrCZ141975 | SCEEPrCZ14 | 1975 | 1.7946 | 75
ComVint | SCEEPrCZ14 | Ex | SCE | SCE | EPr | Multiple | CZ14 | Any | SCEEPrCZ141985 | SCEEPrCZ14 | 1985 | 0.52763 | 85
ComVint | SCEEPrCZ14 | Ex | SCE | SCE | EPr | Multiple | CZ14 | Any | SCEEPrCZ141996 | SCEEPrCZ14 | 1996 | 0.53707 | 96
ComVint | SCEEPrCZ14 | Ex | SCE | SCE | EPr | Multiple | CZ14 | Any | SCEEPrCZ142003 | SCEEPrCZ14 | 2003 | 0.49503 | 03
ComVint | SCEEPrCZ14 | Ex | SCE | SCE | EPr | Multiple | CZ14 | Any | SCEEPrCZ142007 | SCEEPrCZ14 | 2007 | 0.12883 | 07
ComVint | SCEEPrCZ14 | Ex | SCE | SCE | EPr | Multiple | CZ14 | Any | SCEEPrCZ142011 | SCEEPrCZ14 | 2011 | 0.12883 | 11
ComVint | SCEEPrCZ14 | Ex | SCE | SCE | EPr | Multiple | CZ14 | Any | SCEEPrCZ142014 | SCEEPrCZ14 | 2014 | 0.064417 | 14
ComVint | SCEEPrCZ15 | Ex | SCE | SCE | EPr | Multiple | CZ15 | Any | SCEEPrCZ151975 | SCEEPrCZ15 | 1975 | 0.4989 | 75
ComVint | SCEEPrCZ15 | Ex | SCE | SCE | EPr | Multiple | CZ15 | Any | SCEEPrCZ151985 | SCEEPrCZ15 | 1985 | 0.21367 | 85
ComVint | SCEEPrCZ15 | Ex | SCE | SCE | EPr | Multiple | CZ15 | Any | SCEEPrCZ151996 | SCEEPrCZ15 | 1996 | 0.21677 | 96
ComVint | SCEEPrCZ15 | Ex | SCE | SCE | EPr | Multiple | CZ15 | Any | SCEEPrCZ152003 | SCEEPrCZ15 | 2003 | 0.2003 | 03
ComVint | SCEEPrCZ15 | Ex | SCE | SCE | EPr | Multiple | CZ15 | Any | SCEEPrCZ152007 | SCEEPrCZ15 | 2007 | 0.050767 | 07
ComVint | SCEEPrCZ15 | Ex | SCE | SCE | EPr | Multiple | CZ15 | Any | SCEEPrCZ152011 | SCEEPrCZ15 | 2011 | 0.050767 | 11
ComVint | SCEEPrCZ15 | Ex | SCE | SCE | EPr | Multiple | CZ15 | Any | SCEEPrCZ152014 | SCEEPrCZ15 | 2014 | 0.025383 | 14
ComVint | SCEEPrCZ16 | Ex | SCE | SCE | EPr | Multiple | CZ16 | Any | SCEEPrCZ161975 | SCEEPrCZ16 | 1975 | 0.77643 | 75
ComVint | SCEEPrCZ16 | Ex | SCE | SCE | EPr | Multiple | CZ16 | Any | SCEEPrCZ161985 | SCEEPrCZ16 | 1985 | 0.2606 | 85
ComVint | SCEEPrCZ16 | Ex | SCE | SCE | EPr | Multiple | CZ16 | Any | SCEEPrCZ161996 | SCEEPrCZ16 | 1996 | 0.27593 | 96
ComVint | SCEEPrCZ16 | Ex | SCE | SCE | EPr | Multiple | CZ16 | Any | SCEEPrCZ162003 | SCEEPrCZ16 | 2003 | 0.23783 | 03
ComVint | SCEEPrCZ16 | Ex | SCE | SCE | EPr | Multiple | CZ16 | Any | SCEEPrCZ162007 | SCEEPrCZ16 | 2007 | 0.0672 | 07
ComVint | SCEEPrCZ16 | Ex | SCE | SCE | EPr | Multiple | CZ16 | Any | SCEEPrCZ162011 | SCEEPrCZ16 | 2011 | 0.0672 | 11
ComVint | SCEEPrCZ16 | Ex | SCE | SCE | EPr | Multiple | CZ16 | Any | SCEEPrCZ162014 | SCEEPrCZ16 | 2014 | 0.0336 | 14
ComVint | SCEERCCZ01 | Ex | SCE | SCE | ERC | Multiple | CZ01 | Any | SCEERCCZ011975 | SCEERCCZ01 | 1975 | 0 | 75
ComVint | SCEERCCZ01 | Ex | SCE | SCE | ERC | Multiple | CZ01 | Any | SCEERCCZ011985 | SCEERCCZ01 | 1985 | 0 | 85
ComVint | SCEERCCZ01 | Ex | SCE | SCE | ERC | Multiple | CZ01 | Any | SCEERCCZ011996 | SCEERCCZ01 | 1996 | 0 | 96
ComVint | SCEERCCZ01 | Ex | SCE | SCE | ERC | Multiple | CZ01 | Any | SCEERCCZ012003 | SCEERCCZ01 | 2003 | 0 | 03
ComVint | SCEERCCZ01 | Ex | SCE | SCE | ERC | Multiple | CZ01 | Any | SCEERCCZ012007 | SCEERCCZ01 | 2007 | 0 | 07
ComVint | SCEERCCZ01 | Ex | SCE | SCE | ERC | Multiple | CZ01 | Any | SCEERCCZ012011 | SCEERCCZ01 | 2011 | 0 | 11
ComVint | SCEERCCZ01 | Ex | SCE | SCE | ERC | Multiple | CZ01 | Any | SCEERCCZ012014 | SCEERCCZ01 | 2014 | 0 | 14
ComVint | SCEERCCZ02 | Ex | SCE | SCE | ERC | Multiple | CZ02 | Any | SCEERCCZ021975 | SCEERCCZ02 | 1975 | 0 | 75
ComVint | SCEERCCZ02 | Ex | SCE | SCE | ERC | Multiple | CZ02 | Any | SCEERCCZ021985 | SCEERCCZ02 | 1985 | 0 | 85
ComVint | SCEERCCZ02 | Ex | SCE | SCE | ERC | Multiple | CZ02 | Any | SCEERCCZ021996 | SCEERCCZ02 | 1996 | 0 | 96
ComVint | SCEERCCZ02 | Ex | SCE | SCE | ERC | Multiple | CZ02 | Any | SCEERCCZ022003 | SCEERCCZ02 | 2003 | 0 | 03
ComVint | SCEERCCZ02 | Ex | SCE | SCE | ERC | Multiple | CZ02 | Any | SCEERCCZ022007 | SCEERCCZ02 | 2007 | 0 | 07
ComVint | SCEERCCZ02 | Ex | SCE | SCE | ERC | Multiple | CZ02 | Any | SCEERCCZ022011 | SCEERCCZ02 | 2011 | 0 | 11
ComVint | SCEERCCZ02 | Ex | SCE | SCE | ERC | Multiple | CZ02 | Any | SCEERCCZ022014 | SCEERCCZ02 | 2014 | 0 | 14
ComVint | SCEERCCZ03 | Ex | SCE | SCE | ERC | Multiple | CZ03 | Any | SCEERCCZ031975 | SCEERCCZ03 | 1975 | 0 | 75
ComVint | SCEERCCZ03 | Ex | SCE | SCE | ERC | Multiple | CZ03 | Any | SCEERCCZ031985 | SCEERCCZ03 | 1985 | 0 | 85
ComVint | SCEERCCZ03 | Ex | SCE | SCE | ERC | Multiple | CZ03 | Any | SCEERCCZ031996 | SCEERCCZ03 | 1996 | 0 | 96
ComVint | SCEERCCZ03 | Ex | SCE | SCE | ERC | Multiple | CZ03 | Any | SCEERCCZ032003 | SCEERCCZ03 | 2003 | 0 | 03
ComVint | SCEERCCZ03 | Ex | SCE | SCE | ERC | Multiple | CZ03 | Any | SCEERCCZ032007 | SCEERCCZ03 | 2007 | 0 | 07
ComVint | SCEERCCZ03 | Ex | SCE | SCE | ERC | Multiple | CZ03 | Any | SCEERCCZ032011 | SCEERCCZ03 | 2011 | 0 | 11
ComVint | SCEERCCZ03 | Ex | SCE | SCE | ERC | Multiple | CZ03 | Any | SCEERCCZ032014 | SCEERCCZ03 | 2014 | 0 | 14
ComVint | SCEERCCZ04 | Ex | SCE | SCE | ERC | Multiple | CZ04 | Any | SCEERCCZ041975 | SCEERCCZ04 | 1975 | 0 | 75
ComVint | SCEERCCZ04 | Ex | SCE | SCE | ERC | Multiple | CZ04 | Any | SCEERCCZ041985 | SCEERCCZ04 | 1985 | 0 | 85
ComVint | SCEERCCZ04 | Ex | SCE | SCE | ERC | Multiple | CZ04 | Any | SCEERCCZ041996 | SCEERCCZ04 | 1996 | 0 | 96
ComVint | SCEERCCZ04 | Ex | SCE | SCE | ERC | Multiple | CZ04 | Any | SCEERCCZ042003 | SCEERCCZ04 | 2003 | 0 | 03
ComVint | SCEERCCZ04 | Ex | SCE | SCE | ERC | Multiple | CZ04 | Any | SCEERCCZ042007 | SCEERCCZ04 | 2007 | 0 | 07
ComVint | SCEERCCZ04 | Ex | SCE | SCE | ERC | Multiple | CZ04 | Any | SCEERCCZ042011 | SCEERCCZ04 | 2011 | 0 | 11
ComVint | SCEERCCZ04 | Ex | SCE | SCE | ERC | Multiple | CZ04 | Any | SCEERCCZ042014 | SCEERCCZ04 | 2014 | 0 | 14
ComVint | SCEERCCZ05 | Ex | SCE | SCE | ERC | Multiple | CZ05 | Any | SCEERCCZ051975 | SCEERCCZ05 | 1975 | 0.050833 | 75
ComVint | SCEERCCZ05 | Ex | SCE | SCE | ERC | Multiple | CZ05 | Any | SCEERCCZ051985 | SCEERCCZ05 | 1985 | 0.0057667 | 85
ComVint | SCEERCCZ05 | Ex | SCE | SCE | ERC | Multiple | CZ05 | Any | SCEERCCZ051996 | SCEERCCZ05 | 1996 | 0.005 | 96
ComVint | SCEERCCZ05 | Ex | SCE | SCE | ERC | Multiple | CZ05 | Any | SCEERCCZ052003 | SCEERCCZ05 | 2003 | 0.0037667 | 03
ComVint | SCEERCCZ05 | Ex | SCE | SCE | ERC | Multiple | CZ05 | Any | SCEERCCZ052007 | SCEERCCZ05 | 2007 | 0.0011333 | 07
ComVint | SCEERCCZ05 | Ex | SCE | SCE | ERC | Multiple | CZ05 | Any | SCEERCCZ052011 | SCEERCCZ05 | 2011 | 0.0011333 | 11
ComVint | SCEERCCZ05 | Ex | SCE | SCE | ERC | Multiple | CZ05 | Any | SCEERCCZ052014 | SCEERCCZ05 | 2014 | 0.00056667 | 14
ComVint | SCEERCCZ06 | Ex | SCE | SCE | ERC | Multiple | CZ06 | Any | SCEERCCZ061975 | SCEERCCZ06 | 1975 | 8.9887 | 75
ComVint | SCEERCCZ06 | Ex | SCE | SCE | ERC | Multiple | CZ06 | Any | SCEERCCZ061985 | SCEERCCZ06 | 1985 | 1.0225 | 85
ComVint | SCEERCCZ06 | Ex | SCE | SCE | ERC | Multiple | CZ06 | Any | SCEERCCZ061996 | SCEERCCZ06 | 1996 | 0.89 | 96
ComVint | SCEERCCZ06 | Ex | SCE | SCE | ERC | Multiple | CZ06 | Any | SCEERCCZ062003 | SCEERCCZ06 | 2003 | 0.67947 | 03
ComVint | SCEERCCZ06 | Ex | SCE | SCE | ERC | Multiple | CZ06 | Any | SCEERCCZ062007 | SCEERCCZ06 | 2007 | 0.20437 | 07
ComVint | SCEERCCZ06 | Ex | SCE | SCE | ERC | Multiple | CZ06 | Any | SCEERCCZ062011 | SCEERCCZ06 | 2011 | 0.20437 | 11
ComVint | SCEERCCZ06 | Ex | SCE | SCE | ERC | Multiple | CZ06 | Any | SCEERCCZ062014 | SCEERCCZ06 | 2014 | 0.10218 | 14
ComVint | SCEERCCZ07 | Ex | SCE | SCE | ERC | Multiple | CZ07 | Any | SCEERCCZ071975 | SCEERCCZ07 | 1975 | 0 | 75
ComVint | SCEERCCZ07 | Ex | SCE | SCE | ERC | Multiple | CZ07 | Any | SCEERCCZ071985 | SCEERCCZ07 | 1985 | 0 | 85
ComVint | SCEERCCZ07 | Ex | SCE | SCE | ERC | Multiple | CZ07 | Any | SCEERCCZ071996 | SCEERCCZ07 | 1996 | 0 | 96
ComVint | SCEERCCZ07 | Ex | SCE | SCE | ERC | Multiple | CZ07 | Any | SCEERCCZ072003 | SCEERCCZ07 | 2003 | 0 | 03
ComVint | SCEERCCZ07 | Ex | SCE | SCE | ERC | Multiple | CZ07 | Any | SCEERCCZ072007 | SCEERCCZ07 | 2007 | 0 | 07
ComVint | SCEERCCZ07 | Ex | SCE | SCE | ERC | Multiple | CZ07 | Any | SCEERCCZ072011 | SCEERCCZ07 | 2011 | 0 | 11
ComVint | SCEERCCZ07 | Ex | SCE | SCE | ERC | Multiple | CZ07 | Any | SCEERCCZ072014 | SCEERCCZ07 | 2014 | 0 | 14
ComVint | SCEERCCZ08 | Ex | SCE | SCE | ERC | Multiple | CZ08 | Any | SCEERCCZ081975 | SCEERCCZ08 | 1975 | 15.5894 | 75
ComVint | SCEERCCZ08 | Ex | SCE | SCE | ERC | Multiple | CZ08 | Any | SCEERCCZ081985 | SCEERCCZ08 | 1985 | 1.7767 | 85
ComVint | SCEERCCZ08 | Ex | SCE | SCE | ERC | Multiple | CZ08 | Any | SCEERCCZ081996 | SCEERCCZ08 | 1996 | 1.5605 | 96
ComVint | SCEERCCZ08 | Ex | SCE | SCE | ERC | Multiple | CZ08 | Any | SCEERCCZ082003 | SCEERCCZ08 | 2003 | 1.2324 | 03
ComVint | SCEERCCZ08 | Ex | SCE | SCE | ERC | Multiple | CZ08 | Any | SCEERCCZ082007 | SCEERCCZ08 | 2007 | 0.3627 | 07
ComVint | SCEERCCZ08 | Ex | SCE | SCE | ERC | Multiple | CZ08 | Any | SCEERCCZ082011 | SCEERCCZ08 | 2011 | 0.3627 | 11
ComVint | SCEERCCZ08 | Ex | SCE | SCE | ERC | Multiple | CZ08 | Any | SCEERCCZ082014 | SCEERCCZ08 | 2014 | 0.18135 | 14
ComVint | SCEERCCZ09 | Ex | SCE | SCE | ERC | Multiple | CZ09 | Any | SCEERCCZ091975 | SCEERCCZ09 | 1975 | 8.0811 | 75
ComVint | SCEERCCZ09 | Ex | SCE | SCE | ERC | Multiple | CZ09 | Any | SCEERCCZ091985 | SCEERCCZ09 | 1985 | 0.92747 | 85
ComVint | SCEERCCZ09 | Ex | SCE | SCE | ERC | Multiple | CZ09 | Any | SCEERCCZ091996 | SCEERCCZ09 | 1996 | 0.8419 | 96
ComVint | SCEERCCZ09 | Ex | SCE | SCE | ERC | Multiple | CZ09 | Any | SCEERCCZ092003 | SCEERCCZ09 | 2003 | 0.7439 | 03
ComVint | SCEERCCZ09 | Ex | SCE | SCE | ERC | Multiple | CZ09 | Any | SCEERCCZ092007 | SCEERCCZ09 | 2007 | 0.20407 | 07
ComVint | SCEERCCZ09 | Ex | SCE | SCE | ERC | Multiple | CZ09 | Any | SCEERCCZ092011 | SCEERCCZ09 | 2011 | 0.20407 | 11
ComVint | SCEERCCZ09 | Ex | SCE | SCE | ERC | Multiple | CZ09 | Any | SCEERCCZ092014 | SCEERCCZ09 | 2014 | 0.10203 | 14
ComVint | SCEERCCZ10 | Ex | SCE | SCE | ERC | Multiple | CZ10 | Any | SCEERCCZ101975 | SCEERCCZ10 | 1975 | 5.5983 | 75
ComVint | SCEERCCZ10 | Ex | SCE | SCE | ERC | Multiple | CZ10 | Any | SCEERCCZ101985 | SCEERCCZ10 | 1985 | 2.3975 | 85
ComVint | SCEERCCZ10 | Ex | SCE | SCE | ERC | Multiple | CZ10 | Any | SCEERCCZ101996 | SCEERCCZ10 | 1996 | 2.4324 | 96
ComVint | SCEERCCZ10 | Ex | SCE | SCE | ERC | Multiple | CZ10 | Any | SCEERCCZ102003 | SCEERCCZ10 | 2003 | 2.2477 | 03
ComVint | SCEERCCZ10 | Ex | SCE | SCE | ERC | Multiple | CZ10 | Any | SCEERCCZ102007 | SCEERCCZ10 | 2007 | 0.5695 | 07
ComVint | SCEERCCZ10 | Ex | SCE | SCE | ERC | Multiple | CZ10 | Any | SCEERCCZ102011 | SCEERCCZ10 | 2011 | 0.5695 | 11
ComVint | SCEERCCZ10 | Ex | SCE | SCE | ERC | Multiple | CZ10 | Any | SCEERCCZ102014 | SCEERCCZ10 | 2014 | 0.28475 | 14
ComVint | SCEERCCZ11 | Ex | SCE | SCE | ERC | Multiple | CZ11 | Any | SCEERCCZ111975 | SCEERCCZ11 | 1975 | 0 | 75
ComVint | SCEERCCZ11 | Ex | SCE | SCE | ERC | Multiple | CZ11 | Any | SCEERCCZ111985 | SCEERCCZ11 | 1985 | 0 | 85
ComVint | SCEERCCZ11 | Ex | SCE | SCE | ERC | Multiple | CZ11 | Any | SCEERCCZ111996 | SCEERCCZ11 | 1996 | 0 | 96
ComVint | SCEERCCZ11 | Ex | SCE | SCE | ERC | Multiple | CZ11 | Any | SCEERCCZ112003 | SCEERCCZ11 | 2003 | 0 | 03
ComVint | SCEERCCZ11 | Ex | SCE | SCE | ERC | Multiple | CZ11 | Any | SCEERCCZ112007 | SCEERCCZ11 | 2007 | 0 | 07
ComVint | SCEERCCZ11 | Ex | SCE | SCE | ERC | Multiple | CZ11 | Any | SCEERCCZ112011 | SCEERCCZ11 | 2011 | 0 | 11
ComVint | SCEERCCZ11 | Ex | SCE | SCE | ERC | Multiple | CZ11 | Any | SCEERCCZ112014 | SCEERCCZ11 | 2014 | 0 | 14
ComVint | SCEERCCZ12 | Ex | SCE | SCE | ERC | Multiple | CZ12 | Any | SCEERCCZ121975 | SCEERCCZ12 | 1975 | 0 | 75
ComVint | SCEERCCZ12 | Ex | SCE | SCE | ERC | Multiple | CZ12 | Any | SCEERCCZ121985 | SCEERCCZ12 | 1985 | 0 | 85
ComVint | SCEERCCZ12 | Ex | SCE | SCE | ERC | Multiple | CZ12 | Any | SCEERCCZ121996 | SCEERCCZ12 | 1996 | 0 | 96
ComVint | SCEERCCZ12 | Ex | SCE | SCE | ERC | Multiple | CZ12 | Any | SCEERCCZ122003 | SCEERCCZ12 | 2003 | 0 | 03
ComVint | SCEERCCZ12 | Ex | SCE | SCE | ERC | Multiple | CZ12 | Any | SCEERCCZ122007 | SCEERCCZ12 | 2007 | 0 | 07
ComVint | SCEERCCZ12 | Ex | SCE | SCE | ERC | Multiple | CZ12 | Any | SCEERCCZ122011 | SCEERCCZ12 | 2011 | 0 | 11
ComVint | SCEERCCZ12 | Ex | SCE | SCE | ERC | Multiple | CZ12 | Any | SCEERCCZ122014 | SCEERCCZ12 | 2014 | 0 | 14
ComVint | SCEERCCZ13 | Ex | SCE | SCE | ERC | Multiple | CZ13 | Any | SCEERCCZ131975 | SCEERCCZ13 | 1975 | 1.4684 | 75
ComVint | SCEERCCZ13 | Ex | SCE | SCE | ERC | Multiple | CZ13 | Any | SCEERCCZ131985 | SCEERCCZ13 | 1985 | 0.35783 | 85
ComVint | SCEERCCZ13 | Ex | SCE | SCE | ERC | Multiple | CZ13 | Any | SCEERCCZ131996 | SCEERCCZ13 | 1996 | 0.45763 | 96
ComVint | SCEERCCZ13 | Ex | SCE | SCE | ERC | Multiple | CZ13 | Any | SCEERCCZ132003 | SCEERCCZ13 | 2003 | 0.2804 | 03
ComVint | SCEERCCZ13 | Ex | SCE | SCE | ERC | Multiple | CZ13 | Any | SCEERCCZ132007 | SCEERCCZ13 | 2007 | 0.12477 | 07
ComVint | SCEERCCZ13 | Ex | SCE | SCE | ERC | Multiple | CZ13 | Any | SCEERCCZ132011 | SCEERCCZ13 | 2011 | 0.12477 | 11
ComVint | SCEERCCZ13 | Ex | SCE | SCE | ERC | Multiple | CZ13 | Any | SCEERCCZ132014 | SCEERCCZ13 | 2014 | 0.062383 | 14
ComVint | SCEERCCZ14 | Ex | SCE | SCE | ERC | Multiple | CZ14 | Any | SCEERCCZ141975 | SCEERCCZ14 | 1975 | 1.7946 | 75
ComVint | SCEERCCZ14 | Ex | SCE | SCE | ERC | Multiple | CZ14 | Any | SCEERCCZ141985 | SCEERCCZ14 | 1985 | 0.52763 | 85
ComVint | SCEERCCZ14 | Ex | SCE | SCE | ERC | Multiple | CZ14 | Any | SCEERCCZ141996 | SCEERCCZ14 | 1996 | 0.53707 | 96
ComVint | SCEERCCZ14 | Ex | SCE | SCE | ERC | Multiple | CZ14 | Any | SCEERCCZ142003 | SCEERCCZ14 | 2003 | 0.49503 | 03
ComVint | SCEERCCZ14 | Ex | SCE | SCE | ERC | Multiple | CZ14 | Any | SCEERCCZ142007 | SCEERCCZ14 | 2007 | 0.12883 | 07
ComVint | SCEERCCZ14 | Ex | SCE | SCE | ERC | Multiple | CZ14 | Any | SCEERCCZ142011 | SCEERCCZ14 | 2011 | 0.12883 | 11
ComVint | SCEERCCZ14 | Ex | SCE | SCE | ERC | Multiple | CZ14 | Any | SCEERCCZ142014 | SCEERCCZ14 | 2014 | 0.064417 | 14
ComVint | SCEERCCZ15 | Ex | SCE | SCE | ERC | Multiple | CZ15 | Any | SCEERCCZ151975 | SCEERCCZ15 | 1975 | 0.4989 | 75
ComVint | SCEERCCZ15 | Ex | SCE | SCE | ERC | Multiple | CZ15 | Any | SCEERCCZ151985 | SCEERCCZ15 | 1985 | 0.21367 | 85
ComVint | SCEERCCZ15 | Ex | SCE | SCE | ERC | Multiple | CZ15 | Any | SCEERCCZ151996 | SCEERCCZ15 | 1996 | 0.21677 | 96
ComVint | SCEERCCZ15 | Ex | SCE | SCE | ERC | Multiple | CZ15 | Any | SCEERCCZ152003 | SCEERCCZ15 | 2003 | 0.2003 | 03
ComVint | SCEERCCZ15 | Ex | SCE | SCE | ERC | Multiple | CZ15 | Any | SCEERCCZ152007 | SCEERCCZ15 | 2007 | 0.050767 | 07
ComVint | SCEERCCZ15 | Ex | SCE | SCE | ERC | Multiple | CZ15 | Any | SCEERCCZ152011 | SCEERCCZ15 | 2011 | 0.050767 | 11
ComVint | SCEERCCZ15 | Ex | SCE | SCE | ERC | Multiple | CZ15 | Any | SCEERCCZ152014 | SCEERCCZ15 | 2014 | 0.025383 | 14
ComVint | SCEERCCZ16 | Ex | SCE | SCE | ERC | Multiple | CZ16 | Any | SCEERCCZ161975 | SCEERCCZ16 | 1975 | 0.77643 | 75
ComVint | SCEERCCZ16 | Ex | SCE | SCE | ERC | Multiple | CZ16 | Any | SCEERCCZ161985 | SCEERCCZ16 | 1985 | 0.2606 | 85
ComVint | SCEERCCZ16 | Ex | SCE | SCE | ERC | Multiple | CZ16 | Any | SCEERCCZ161996 | SCEERCCZ16 | 1996 | 0.27593 | 96
ComVint | SCEERCCZ16 | Ex | SCE | SCE | ERC | Multiple | CZ16 | Any | SCEERCCZ162003 | SCEERCCZ16 | 2003 | 0.23783 | 03
ComVint | SCEERCCZ16 | Ex | SCE | SCE | ERC | Multiple | CZ16 | Any | SCEERCCZ162007 | SCEERCCZ16 | 2007 | 0.0672 | 07
ComVint | SCEERCCZ16 | Ex | SCE | SCE | ERC | Multiple | CZ16 | Any | SCEERCCZ162011 | SCEERCCZ16 | 2011 | 0.0672 | 11
ComVint | SCEERCCZ16 | Ex | SCE | SCE | ERC | Multiple | CZ16 | Any | SCEERCCZ162014 | SCEERCCZ16 | 2014 | 0.0336 | 14
ComVint | SCEESeCZ01 | Ex | SCE | SCE | ESe | Multiple | CZ01 | Any | SCEESeCZ011975 | SCEESeCZ01 | 1975 | 0 | 75
ComVint | SCEESeCZ01 | Ex | SCE | SCE | ESe | Multiple | CZ01 | Any | SCEESeCZ011985 | SCEESeCZ01 | 1985 | 0 | 85
ComVint | SCEESeCZ01 | Ex | SCE | SCE | ESe | Multiple | CZ01 | Any | SCEESeCZ011996 | SCEESeCZ01 | 1996 | 0 | 96
ComVint | SCEESeCZ01 | Ex | SCE | SCE | ESe | Multiple | CZ01 | Any | SCEESeCZ012003 | SCEESeCZ01 | 2003 | 0 | 03
ComVint | SCEESeCZ01 | Ex | SCE | SCE | ESe | Multiple | CZ01 | Any | SCEESeCZ012007 | SCEESeCZ01 | 2007 | 0 | 07
ComVint | SCEESeCZ01 | Ex | SCE | SCE | ESe | Multiple | CZ01 | Any | SCEESeCZ012011 | SCEESeCZ01 | 2011 | 0 | 11
ComVint | SCEESeCZ01 | Ex | SCE | SCE | ESe | Multiple | CZ01 | Any | SCEESeCZ012014 | SCEESeCZ01 | 2014 | 0 | 14
ComVint | SCEESeCZ02 | Ex | SCE | SCE | ESe | Multiple | CZ02 | Any | SCEESeCZ021975 | SCEESeCZ02 | 1975 | 0 | 75
ComVint | SCEESeCZ02 | Ex | SCE | SCE | ESe | Multiple | CZ02 | Any | SCEESeCZ021985 | SCEESeCZ02 | 1985 | 0 | 85
ComVint | SCEESeCZ02 | Ex | SCE | SCE | ESe | Multiple | CZ02 | Any | SCEESeCZ021996 | SCEESeCZ02 | 1996 | 0 | 96
ComVint | SCEESeCZ02 | Ex | SCE | SCE | ESe | Multiple | CZ02 | Any | SCEESeCZ022003 | SCEESeCZ02 | 2003 | 0 | 03
ComVint | SCEESeCZ02 | Ex | SCE | SCE | ESe | Multiple | CZ02 | Any | SCEESeCZ022007 | SCEESeCZ02 | 2007 | 0 | 07
ComVint | SCEESeCZ02 | Ex | SCE | SCE | ESe | Multiple | CZ02 | Any | SCEESeCZ022011 | SCEESeCZ02 | 2011 | 0 | 11
ComVint | SCEESeCZ02 | Ex | SCE | SCE | ESe | Multiple | CZ02 | Any | SCEESeCZ022014 | SCEESeCZ02 | 2014 | 0 | 14
ComVint | SCEESeCZ03 | Ex | SCE | SCE | ESe | Multiple | CZ03 | Any | SCEESeCZ031975 | SCEESeCZ03 | 1975 | 0 | 75
ComVint | SCEESeCZ03 | Ex | SCE | SCE | ESe | Multiple | CZ03 | Any | SCEESeCZ031985 | SCEESeCZ03 | 1985 | 0 | 85
ComVint | SCEESeCZ03 | Ex | SCE | SCE | ESe | Multiple | CZ03 | Any | SCEESeCZ031996 | SCEESeCZ03 | 1996 | 0 | 96
ComVint | SCEESeCZ03 | Ex | SCE | SCE | ESe | Multiple | CZ03 | Any | SCEESeCZ032003 | SCEESeCZ03 | 2003 | 0 | 03
ComVint | SCEESeCZ03 | Ex | SCE | SCE | ESe | Multiple | CZ03 | Any | SCEESeCZ032007 | SCEESeCZ03 | 2007 | 0 | 07
ComVint | SCEESeCZ03 | Ex | SCE | SCE | ESe | Multiple | CZ03 | Any | SCEESeCZ032011 | SCEESeCZ03 | 2011 | 0 | 11
ComVint | SCEESeCZ03 | Ex | SCE | SCE | ESe | Multiple | CZ03 | Any | SCEESeCZ032014 | SCEESeCZ03 | 2014 | 0 | 14
ComVint | SCEESeCZ04 | Ex | SCE | SCE | ESe | Multiple | CZ04 | Any | SCEESeCZ041975 | SCEESeCZ04 | 1975 | 0 | 75
ComVint | SCEESeCZ04 | Ex | SCE | SCE | ESe | Multiple | CZ04 | Any | SCEESeCZ041985 | SCEESeCZ04 | 1985 | 0 | 85
ComVint | SCEESeCZ04 | Ex | SCE | SCE | ESe | Multiple | CZ04 | Any | SCEESeCZ041996 | SCEESeCZ04 | 1996 | 0 | 96
ComVint | SCEESeCZ04 | Ex | SCE | SCE | ESe | Multiple | CZ04 | Any | SCEESeCZ042003 | SCEESeCZ04 | 2003 | 0 | 03
ComVint | SCEESeCZ04 | Ex | SCE | SCE | ESe | Multiple | CZ04 | Any | SCEESeCZ042007 | SCEESeCZ04 | 2007 | 0 | 07
ComVint | SCEESeCZ04 | Ex | SCE | SCE | ESe | Multiple | CZ04 | Any | SCEESeCZ042011 | SCEESeCZ04 | 2011 | 0 | 11
ComVint | SCEESeCZ04 | Ex | SCE | SCE | ESe | Multiple | CZ04 | Any | SCEESeCZ042014 | SCEESeCZ04 | 2014 | 0 | 14
ComVint | SCEESeCZ05 | Ex | SCE | SCE | ESe | Multiple | CZ05 | Any | SCEESeCZ051975 | SCEESeCZ05 | 1975 | 0.050833 | 75
ComVint | SCEESeCZ05 | Ex | SCE | SCE | ESe | Multiple | CZ05 | Any | SCEESeCZ051985 | SCEESeCZ05 | 1985 | 0.0057667 | 85
ComVint | SCEESeCZ05 | Ex | SCE | SCE | ESe | Multiple | CZ05 | Any | SCEESeCZ051996 | SCEESeCZ05 | 1996 | 0.005 | 96
ComVint | SCEESeCZ05 | Ex | SCE | SCE | ESe | Multiple | CZ05 | Any | SCEESeCZ052003 | SCEESeCZ05 | 2003 | 0.0037667 | 03
ComVint | SCEESeCZ05 | Ex | SCE | SCE | ESe | Multiple | CZ05 | Any | SCEESeCZ052007 | SCEESeCZ05 | 2007 | 0.0011333 | 07
ComVint | SCEESeCZ05 | Ex | SCE | SCE | ESe | Multiple | CZ05 | Any | SCEESeCZ052011 | SCEESeCZ05 | 2011 | 0.0011333 | 11
ComVint | SCEESeCZ05 | Ex | SCE | SCE | ESe | Multiple | CZ05 | Any | SCEESeCZ052014 | SCEESeCZ05 | 2014 | 0.00056667 | 14
ComVint | SCEESeCZ06 | Ex | SCE | SCE | ESe | Multiple | CZ06 | Any | SCEESeCZ061975 | SCEESeCZ06 | 1975 | 8.9887 | 75
ComVint | SCEESeCZ06 | Ex | SCE | SCE | ESe | Multiple | CZ06 | Any | SCEESeCZ061985 | SCEESeCZ06 | 1985 | 1.0225 | 85
ComVint | SCEESeCZ06 | Ex | SCE | SCE | ESe | Multiple | CZ06 | Any | SCEESeCZ061996 | SCEESeCZ06 | 1996 | 0.89 | 96
ComVint | SCEESeCZ06 | Ex | SCE | SCE | ESe | Multiple | CZ06 | Any | SCEESeCZ062003 | SCEESeCZ06 | 2003 | 0.67947 | 03
ComVint | SCEESeCZ06 | Ex | SCE | SCE | ESe | Multiple | CZ06 | Any | SCEESeCZ062007 | SCEESeCZ06 | 2007 | 0.20437 | 07
ComVint | SCEESeCZ06 | Ex | SCE | SCE | ESe | Multiple | CZ06 | Any | SCEESeCZ062011 | SCEESeCZ06 | 2011 | 0.20437 | 11
ComVint | SCEESeCZ06 | Ex | SCE | SCE | ESe | Multiple | CZ06 | Any | SCEESeCZ062014 | SCEESeCZ06 | 2014 | 0.10218 | 14
ComVint | SCEESeCZ07 | Ex | SCE | SCE | ESe | Multiple | CZ07 | Any | SCEESeCZ071975 | SCEESeCZ07 | 1975 | 0 | 75
ComVint | SCEESeCZ07 | Ex | SCE | SCE | ESe | Multiple | CZ07 | Any | SCEESeCZ071985 | SCEESeCZ07 | 1985 | 0 | 85
ComVint | SCEESeCZ07 | Ex | SCE | SCE | ESe | Multiple | CZ07 | Any | SCEESeCZ071996 | SCEESeCZ07 | 1996 | 0 | 96
ComVint | SCEESeCZ07 | Ex | SCE | SCE | ESe | Multiple | CZ07 | Any | SCEESeCZ072003 | SCEESeCZ07 | 2003 | 0 | 03
ComVint | SCEESeCZ07 | Ex | SCE | SCE | ESe | Multiple | CZ07 | Any | SCEESeCZ072007 | SCEESeCZ07 | 2007 | 0 | 07
ComVint | SCEESeCZ07 | Ex | SCE | SCE | ESe | Multiple | CZ07 | Any | SCEESeCZ072011 | SCEESeCZ07 | 2011 | 0 | 11
ComVint | SCEESeCZ07 | Ex | SCE | SCE | ESe | Multiple | CZ07 | Any | SCEESeCZ072014 | SCEESeCZ07 | 2014 | 0 | 14
ComVint | SCEESeCZ08 | Ex | SCE | SCE | ESe | Multiple | CZ08 | Any | SCEESeCZ081975 | SCEESeCZ08 | 1975 | 15.5894 | 75
ComVint | SCEESeCZ08 | Ex | SCE | SCE | ESe | Multiple | CZ08 | Any | SCEESeCZ081985 | SCEESeCZ08 | 1985 | 1.7767 | 85
ComVint | SCEESeCZ08 | Ex | SCE | SCE | ESe | Multiple | CZ08 | Any | SCEESeCZ081996 | SCEESeCZ08 | 1996 | 1.5605 | 96
ComVint | SCEESeCZ08 | Ex | SCE | SCE | ESe | Multiple | CZ08 | Any | SCEESeCZ082003 | SCEESeCZ08 | 2003 | 1.2324 | 03
ComVint | SCEESeCZ08 | Ex | SCE | SCE | ESe | Multiple | CZ08 | Any | SCEESeCZ082007 | SCEESeCZ08 | 2007 | 0.3627 | 07
ComVint | SCEESeCZ08 | Ex | SCE | SCE | ESe | Multiple | CZ08 | Any | SCEESeCZ082011 | SCEESeCZ08 | 2011 | 0.3627 | 11
ComVint | SCEESeCZ08 | Ex | SCE | SCE | ESe | Multiple | CZ08 | Any | SCEESeCZ082014 | SCEESeCZ08 | 2014 | 0.18135 | 14
ComVint | SCEESeCZ09 | Ex | SCE | SCE | ESe | Multiple | CZ09 | Any | SCEESeCZ091975 | SCEESeCZ09 | 1975 | 8.0811 | 75
ComVint | SCEESeCZ09 | Ex | SCE | SCE | ESe | Multiple | CZ09 | Any | SCEESeCZ091985 | SCEESeCZ09 | 1985 | 0.92747 | 85
ComVint | SCEESeCZ09 | Ex | SCE | SCE | ESe | Multiple | CZ09 | Any | SCEESeCZ091996 | SCEESeCZ09 | 1996 | 0.8419 | 96
ComVint | SCEESeCZ09 | Ex | SCE | SCE | ESe | Multiple | CZ09 | Any | SCEESeCZ092003 | SCEESeCZ09 | 2003 | 0.7439 | 03
ComVint | SCEESeCZ09 | Ex | SCE | SCE | ESe | Multiple | CZ09 | Any | SCEESeCZ092007 | SCEESeCZ09 | 2007 | 0.20407 | 07
ComVint | SCEESeCZ09 | Ex | SCE | SCE | ESe | Multiple | CZ09 | Any | SCEESeCZ092011 | SCEESeCZ09 | 2011 | 0.20407 | 11
ComVint | SCEESeCZ09 | Ex | SCE | SCE | ESe | Multiple | CZ09 | Any | SCEESeCZ092014 | SCEESeCZ09 | 2014 | 0.10203 | 14
ComVint | SCEESeCZ10 | Ex | SCE | SCE | ESe | Multiple | CZ10 | Any | SCEESeCZ101975 | SCEESeCZ10 | 1975 | 5.5983 | 75
ComVint | SCEESeCZ10 | Ex | SCE | SCE | ESe | Multiple | CZ10 | Any | SCEESeCZ101985 | SCEESeCZ10 | 1985 | 2.3975 | 85
ComVint | SCEESeCZ10 | Ex | SCE | SCE | ESe | Multiple | CZ10 | Any | SCEESeCZ101996 | SCEESeCZ10 | 1996 | 2.4324 | 96
ComVint | SCEESeCZ10 | Ex | SCE | SCE | ESe | Multiple | CZ10 | Any | SCEESeCZ102003 | SCEESeCZ10 | 2003 | 2.2477 | 03
ComVint | SCEESeCZ10 | Ex | SCE | SCE | ESe | Multiple | CZ10 | Any | SCEESeCZ102007 | SCEESeCZ10 | 2007 | 0.5695 | 07
ComVint | SCEESeCZ10 | Ex | SCE | SCE | ESe | Multiple | CZ10 | Any | SCEESeCZ102011 | SCEESeCZ10 | 2011 | 0.5695 | 11
ComVint | SCEESeCZ10 | Ex | SCE | SCE | ESe | Multiple | CZ10 | Any | SCEESeCZ102014 | SCEESeCZ10 | 2014 | 0.28475 | 14
ComVint | SCEESeCZ11 | Ex | SCE | SCE | ESe | Multiple | CZ11 | Any | SCEESeCZ111975 | SCEESeCZ11 | 1975 | 0 | 75
ComVint | SCEESeCZ11 | Ex | SCE | SCE | ESe | Multiple | CZ11 | Any | SCEESeCZ111985 | SCEESeCZ11 | 1985 | 0 | 85
ComVint | SCEESeCZ11 | Ex | SCE | SCE | ESe | Multiple | CZ11 | Any | SCEESeCZ111996 | SCEESeCZ11 | 1996 | 0 | 96
ComVint | SCEESeCZ11 | Ex | SCE | SCE | ESe | Multiple | CZ11 | Any | SCEESeCZ112003 | SCEESeCZ11 | 2003 | 0 | 03
ComVint | SCEESeCZ11 | Ex | SCE | SCE | ESe | Multiple | CZ11 | Any | SCEESeCZ112007 | SCEESeCZ11 | 2007 | 0 | 07
ComVint | SCEESeCZ11 | Ex | SCE | SCE | ESe | Multiple | CZ11 | Any | SCEESeCZ112011 | SCEESeCZ11 | 2011 | 0 | 11
ComVint | SCEESeCZ11 | Ex | SCE | SCE | ESe | Multiple | CZ11 | Any | SCEESeCZ112014 | SCEESeCZ11 | 2014 | 0 | 14
ComVint | SCEESeCZ12 | Ex | SCE | SCE | ESe | Multiple | CZ12 | Any | SCEESeCZ121975 | SCEESeCZ12 | 1975 | 0 | 75
ComVint | SCEESeCZ12 | Ex | SCE | SCE | ESe | Multiple | CZ12 | Any | SCEESeCZ121985 | SCEESeCZ12 | 1985 | 0 | 85
ComVint | SCEESeCZ12 | Ex | SCE | SCE | ESe | Multiple | CZ12 | Any | SCEESeCZ121996 | SCEESeCZ12 | 1996 | 0 | 96
ComVint | SCEESeCZ12 | Ex | SCE | SCE | ESe | Multiple | CZ12 | Any | SCEESeCZ122003 | SCEESeCZ12 | 2003 | 0 | 03
ComVint | SCEESeCZ12 | Ex | SCE | SCE | ESe | Multiple | CZ12 | Any | SCEESeCZ122007 | SCEESeCZ12 | 2007 | 0 | 07
ComVint | SCEESeCZ12 | Ex | SCE | SCE | ESe | Multiple | CZ12 | Any | SCEESeCZ122011 | SCEESeCZ12 | 2011 | 0 | 11
ComVint | SCEESeCZ12 | Ex | SCE | SCE | ESe | Multiple | CZ12 | Any | SCEESeCZ122014 | SCEESeCZ12 | 2014 | 0 | 14
ComVint | SCEESeCZ13 | Ex | SCE | SCE | ESe | Multiple | CZ13 | Any | SCEESeCZ131975 | SCEESeCZ13 | 1975 | 1.4684 | 75
ComVint | SCEESeCZ13 | Ex | SCE | SCE | ESe | Multiple | CZ13 | Any | SCEESeCZ131985 | SCEESeCZ13 | 1985 | 0.35783 | 85
ComVint | SCEESeCZ13 | Ex | SCE | SCE | ESe | Multiple | CZ13 | Any | SCEESeCZ131996 | SCEESeCZ13 | 1996 | 0.45763 | 96
ComVint | SCEESeCZ13 | Ex | SCE | SCE | ESe | Multiple | CZ13 | Any | SCEESeCZ132003 | SCEESeCZ13 | 2003 | 0.2804 | 03
ComVint | SCEESeCZ13 | Ex | SCE | SCE | ESe | Multiple | CZ13 | Any | SCEESeCZ132007 | SCEESeCZ13 | 2007 | 0.12477 | 07
ComVint | SCEESeCZ13 | Ex | SCE | SCE | ESe | Multiple | CZ13 | Any | SCEESeCZ132011 | SCEESeCZ13 | 2011 | 0.12477 | 11
ComVint | SCEESeCZ13 | Ex | SCE | SCE | ESe | Multiple | CZ13 | Any | SCEESeCZ132014 | SCEESeCZ13 | 2014 | 0.062383 | 14
ComVint | SCEESeCZ14 | Ex | SCE | SCE | ESe | Multiple | CZ14 | Any | SCEESeCZ141975 | SCEESeCZ14 | 1975 | 1.7946 | 75
ComVint | SCEESeCZ14 | Ex | SCE | SCE | ESe | Multiple | CZ14 | Any | SCEESeCZ141985 | SCEESeCZ14 | 1985 | 0.52763 | 85
ComVint | SCEESeCZ14 | Ex | SCE | SCE | ESe | Multiple | CZ14 | Any | SCEESeCZ141996 | SCEESeCZ14 | 1996 | 0.53707 | 96
ComVint | SCEESeCZ14 | Ex | SCE | SCE | ESe | Multiple | CZ14 | Any | SCEESeCZ142003 | SCEESeCZ14 | 2003 | 0.49503 | 03
ComVint | SCEESeCZ14 | Ex | SCE | SCE | ESe | Multiple | CZ14 | Any | SCEESeCZ142007 | SCEESeCZ14 | 2007 | 0.12883 | 07
ComVint | SCEESeCZ14 | Ex | SCE | SCE | ESe | Multiple | CZ14 | Any | SCEESeCZ142011 | SCEESeCZ14 | 2011 | 0.12883 | 11
ComVint | SCEESeCZ14 | Ex | SCE | SCE | ESe | Multiple | CZ14 | Any | SCEESeCZ142014 | SCEESeCZ14 | 2014 | 0.064417 | 14
ComVint | SCEESeCZ15 | Ex | SCE | SCE | ESe | Multiple | CZ15 | Any | SCEESeCZ151975 | SCEESeCZ15 | 1975 | 0.4989 | 75
ComVint | SCEESeCZ15 | Ex | SCE | SCE | ESe | Multiple | CZ15 | Any | SCEESeCZ151985 | SCEESeCZ15 | 1985 | 0.21367 | 85
ComVint | SCEESeCZ15 | Ex | SCE | SCE | ESe | Multiple | CZ15 | Any | SCEESeCZ151996 | SCEESeCZ15 | 1996 | 0.21677 | 96
ComVint | SCEESeCZ15 | Ex | SCE | SCE | ESe | Multiple | CZ15 | Any | SCEESeCZ152003 | SCEESeCZ15 | 2003 | 0.2003 | 03
ComVint | SCEESeCZ15 | Ex | SCE | SCE | ESe | Multiple | CZ15 | Any | SCEESeCZ152007 | SCEESeCZ15 | 2007 | 0.050767 | 07
ComVint | SCEESeCZ15 | Ex | SCE | SCE | ESe | Multiple | CZ15 | Any | SCEESeCZ152011 | SCEESeCZ15 | 2011 | 0.050767 | 11
ComVint | SCEESeCZ15 | Ex | SCE | SCE | ESe | Multiple | CZ15 | Any | SCEESeCZ152014 | SCEESeCZ15 | 2014 | 0.025383 | 14
ComVint | SCEESeCZ16 | Ex | SCE | SCE | ESe | Multiple | CZ16 | Any | SCEESeCZ161975 | SCEESeCZ16 | 1975 | 0.77643 | 75
ComVint | SCEESeCZ16 | Ex | SCE | SCE | ESe | Multiple | CZ16 | Any | SCEESeCZ161985 | SCEESeCZ16 | 1985 | 0.2606 | 85
ComVint | SCEESeCZ16 | Ex | SCE | SCE | ESe | Multiple | CZ16 | Any | SCEESeCZ161996 | SCEESeCZ16 | 1996 | 0.27593 | 96
ComVint | SCEESeCZ16 | Ex | SCE | SCE | ESe | Multiple | CZ16 | Any | SCEESeCZ162003 | SCEESeCZ16 | 2003 | 0.23783 | 03
ComVint | SCEESeCZ16 | Ex | SCE | SCE | ESe | Multiple | CZ16 | Any | SCEESeCZ162007 | SCEESeCZ16 | 2007 | 0.0672 | 07
ComVint | SCEESeCZ16 | Ex | SCE | SCE | ESe | Multiple | CZ16 | Any | SCEESeCZ162011 | SCEESeCZ16 | 2011 | 0.0672 | 11
ComVint | SCEESeCZ16 | Ex | SCE | SCE | ESe | Multiple | CZ16 | Any | SCEESeCZ162014 | SCEESeCZ16 | 2014 | 0.0336 | 14
ComVint | SCEEUnCZ01 | Ex | SCE | SCE | EUn | Multiple | CZ01 | Any | SCEEUnCZ011975 | SCEEUnCZ01 | 1975 | 0 | 75
ComVint | SCEEUnCZ01 | Ex | SCE | SCE | EUn | Multiple | CZ01 | Any | SCEEUnCZ011985 | SCEEUnCZ01 | 1985 | 0 | 85
ComVint | SCEEUnCZ01 | Ex | SCE | SCE | EUn | Multiple | CZ01 | Any | SCEEUnCZ011996 | SCEEUnCZ01 | 1996 | 0 | 96
ComVint | SCEEUnCZ01 | Ex | SCE | SCE | EUn | Multiple | CZ01 | Any | SCEEUnCZ012003 | SCEEUnCZ01 | 2003 | 0 | 03
ComVint | SCEEUnCZ01 | Ex | SCE | SCE | EUn | Multiple | CZ01 | Any | SCEEUnCZ012007 | SCEEUnCZ01 | 2007 | 0 | 07
ComVint | SCEEUnCZ01 | Ex | SCE | SCE | EUn | Multiple | CZ01 | Any | SCEEUnCZ012011 | SCEEUnCZ01 | 2011 | 0 | 11
ComVint | SCEEUnCZ01 | Ex | SCE | SCE | EUn | Multiple | CZ01 | Any | SCEEUnCZ012014 | SCEEUnCZ01 | 2014 | 0 | 14
ComVint | SCEEUnCZ02 | Ex | SCE | SCE | EUn | Multiple | CZ02 | Any | SCEEUnCZ021975 | SCEEUnCZ02 | 1975 | 0 | 75
ComVint | SCEEUnCZ02 | Ex | SCE | SCE | EUn | Multiple | CZ02 | Any | SCEEUnCZ021985 | SCEEUnCZ02 | 1985 | 0 | 85
ComVint | SCEEUnCZ02 | Ex | SCE | SCE | EUn | Multiple | CZ02 | Any | SCEEUnCZ021996 | SCEEUnCZ02 | 1996 | 0 | 96
ComVint | SCEEUnCZ02 | Ex | SCE | SCE | EUn | Multiple | CZ02 | Any | SCEEUnCZ022003 | SCEEUnCZ02 | 2003 | 0 | 03
ComVint | SCEEUnCZ02 | Ex | SCE | SCE | EUn | Multiple | CZ02 | Any | SCEEUnCZ022007 | SCEEUnCZ02 | 2007 | 0 | 07
ComVint | SCEEUnCZ02 | Ex | SCE | SCE | EUn | Multiple | CZ02 | Any | SCEEUnCZ022011 | SCEEUnCZ02 | 2011 | 0 | 11
ComVint | SCEEUnCZ02 | Ex | SCE | SCE | EUn | Multiple | CZ02 | Any | SCEEUnCZ022014 | SCEEUnCZ02 | 2014 | 0 | 14
ComVint | SCEEUnCZ03 | Ex | SCE | SCE | EUn | Multiple | CZ03 | Any | SCEEUnCZ031975 | SCEEUnCZ03 | 1975 | 0 | 75
ComVint | SCEEUnCZ03 | Ex | SCE | SCE | EUn | Multiple | CZ03 | Any | SCEEUnCZ031985 | SCEEUnCZ03 | 1985 | 0 | 85
ComVint | SCEEUnCZ03 | Ex | SCE | SCE | EUn | Multiple | CZ03 | Any | SCEEUnCZ031996 | SCEEUnCZ03 | 1996 | 0 | 96
ComVint | SCEEUnCZ03 | Ex | SCE | SCE | EUn | Multiple | CZ03 | Any | SCEEUnCZ032003 | SCEEUnCZ03 | 2003 | 0 | 03
ComVint | SCEEUnCZ03 | Ex | SCE | SCE | EUn | Multiple | CZ03 | Any | SCEEUnCZ032007 | SCEEUnCZ03 | 2007 | 0 | 07
ComVint | SCEEUnCZ03 | Ex | SCE | SCE | EUn | Multiple | CZ03 | Any | SCEEUnCZ032011 | SCEEUnCZ03 | 2011 | 0 | 11
ComVint | SCEEUnCZ03 | Ex | SCE | SCE | EUn | Multiple | CZ03 | Any | SCEEUnCZ032014 | SCEEUnCZ03 | 2014 | 0 | 14
ComVint | SCEEUnCZ04 | Ex | SCE | SCE | EUn | Multiple | CZ04 | Any | SCEEUnCZ041975 | SCEEUnCZ04 | 1975 | 0 | 75
ComVint | SCEEUnCZ04 | Ex | SCE | SCE | EUn | Multiple | CZ04 | Any | SCEEUnCZ041985 | SCEEUnCZ04 | 1985 | 0 | 85
ComVint | SCEEUnCZ04 | Ex | SCE | SCE | EUn | Multiple | CZ04 | Any | SCEEUnCZ041996 | SCEEUnCZ04 | 1996 | 0 | 96
ComVint | SCEEUnCZ04 | Ex | SCE | SCE | EUn | Multiple | CZ04 | Any | SCEEUnCZ042003 | SCEEUnCZ04 | 2003 | 0 | 03
ComVint | SCEEUnCZ04 | Ex | SCE | SCE | EUn | Multiple | CZ04 | Any | SCEEUnCZ042007 | SCEEUnCZ04 | 2007 | 0 | 07
ComVint | SCEEUnCZ04 | Ex | SCE | SCE | EUn | Multiple | CZ04 | Any | SCEEUnCZ042011 | SCEEUnCZ04 | 2011 | 0 | 11
ComVint | SCEEUnCZ04 | Ex | SCE | SCE | EUn | Multiple | CZ04 | Any | SCEEUnCZ042014 | SCEEUnCZ04 | 2014 | 0 | 14
ComVint | SCEEUnCZ05 | Ex | SCE | SCE | EUn | Multiple | CZ05 | Any | SCEEUnCZ051975 | SCEEUnCZ05 | 1975 | 0.00875 | 75
ComVint | SCEEUnCZ05 | Ex | SCE | SCE | EUn | Multiple | CZ05 | Any | SCEEUnCZ051985 | SCEEUnCZ05 | 1985 | 0.00295 | 85
ComVint | SCEEUnCZ05 | Ex | SCE | SCE | EUn | Multiple | CZ05 | Any | SCEEUnCZ051996 | SCEEUnCZ05 | 1996 | 0.0019 | 96
ComVint | SCEEUnCZ05 | Ex | SCE | SCE | EUn | Multiple | CZ05 | Any | SCEEUnCZ052003 | SCEEUnCZ05 | 2003 | 0.0011 | 03
ComVint | SCEEUnCZ05 | Ex | SCE | SCE | EUn | Multiple | CZ05 | Any | SCEEUnCZ052007 | SCEEUnCZ05 | 2007 | 0.0005 | 07
ComVint | SCEEUnCZ05 | Ex | SCE | SCE | EUn | Multiple | CZ05 | Any | SCEEUnCZ052011 | SCEEUnCZ05 | 2011 | 0.0005 | 11
ComVint | SCEEUnCZ05 | Ex | SCE | SCE | EUn | Multiple | CZ05 | Any | SCEEUnCZ052014 | SCEEUnCZ05 | 2014 | 0.00025 | 14
ComVint | SCEEUnCZ06 | Ex | SCE | SCE | EUn | Multiple | CZ06 | Any | SCEEUnCZ061975 | SCEEUnCZ06 | 1975 | 7.2263 | 75
ComVint | SCEEUnCZ06 | Ex | SCE | SCE | EUn | Multiple | CZ06 | Any | SCEEUnCZ061985 | SCEEUnCZ06 | 1985 | 2.4742 | 85
ComVint | SCEEUnCZ06 | Ex | SCE | SCE | EUn | Multiple | CZ06 | Any | SCEEUnCZ061996 | SCEEUnCZ06 | 1996 | 1.6747 | 96
ComVint | SCEEUnCZ06 | Ex | SCE | SCE | EUn | Multiple | CZ06 | Any | SCEEUnCZ062003 | SCEEUnCZ06 | 2003 | 0.97855 | 03
ComVint | SCEEUnCZ06 | Ex | SCE | SCE | EUn | Multiple | CZ06 | Any | SCEEUnCZ062007 | SCEEUnCZ06 | 2007 | 0.43465 | 07
ComVint | SCEEUnCZ06 | Ex | SCE | SCE | EUn | Multiple | CZ06 | Any | SCEEUnCZ062011 | SCEEUnCZ06 | 2011 | 0.43465 | 11
ComVint | SCEEUnCZ06 | Ex | SCE | SCE | EUn | Multiple | CZ06 | Any | SCEEUnCZ062014 | SCEEUnCZ06 | 2014 | 0.21732 | 14
ComVint | SCEEUnCZ07 | Ex | SCE | SCE | EUn | Multiple | CZ07 | Any | SCEEUnCZ071975 | SCEEUnCZ07 | 1975 | 0 | 75
ComVint | SCEEUnCZ07 | Ex | SCE | SCE | EUn | Multiple | CZ07 | Any | SCEEUnCZ071985 | SCEEUnCZ07 | 1985 | 0 | 85
ComVint | SCEEUnCZ07 | Ex | SCE | SCE | EUn | Multiple | CZ07 | Any | SCEEUnCZ071996 | SCEEUnCZ07 | 1996 | 0 | 96
ComVint | SCEEUnCZ07 | Ex | SCE | SCE | EUn | Multiple | CZ07 | Any | SCEEUnCZ072003 | SCEEUnCZ07 | 2003 | 0 | 03
ComVint | SCEEUnCZ07 | Ex | SCE | SCE | EUn | Multiple | CZ07 | Any | SCEEUnCZ072007 | SCEEUnCZ07 | 2007 | 0 | 07
ComVint | SCEEUnCZ07 | Ex | SCE | SCE | EUn | Multiple | CZ07 | Any | SCEEUnCZ072011 | SCEEUnCZ07 | 2011 | 0 | 11
ComVint | SCEEUnCZ07 | Ex | SCE | SCE | EUn | Multiple | CZ07 | Any | SCEEUnCZ072014 | SCEEUnCZ07 | 2014 | 0 | 14
ComVint | SCEEUnCZ08 | Ex | SCE | SCE | EUn | Multiple | CZ08 | Any | SCEEUnCZ081975 | SCEEUnCZ08 | 1975 | 11.7734 | 75
ComVint | SCEEUnCZ08 | Ex | SCE | SCE | EUn | Multiple | CZ08 | Any | SCEEUnCZ081985 | SCEEUnCZ08 | 1985 | 4.0205 | 85
ComVint | SCEEUnCZ08 | Ex | SCE | SCE | EUn | Multiple | CZ08 | Any | SCEEUnCZ081996 | SCEEUnCZ08 | 1996 | 2.6526 | 96
ComVint | SCEEUnCZ08 | Ex | SCE | SCE | EUn | Multiple | CZ08 | Any | SCEEUnCZ082003 | SCEEUnCZ08 | 2003 | 1.5431 | 03
ComVint | SCEEUnCZ08 | Ex | SCE | SCE | EUn | Multiple | CZ08 | Any | SCEEUnCZ082007 | SCEEUnCZ08 | 2007 | 0.6893 | 07
ComVint | SCEEUnCZ08 | Ex | SCE | SCE | EUn | Multiple | CZ08 | Any | SCEEUnCZ082011 | SCEEUnCZ08 | 2011 | 0.6893 | 11
ComVint | SCEEUnCZ08 | Ex | SCE | SCE | EUn | Multiple | CZ08 | Any | SCEEUnCZ082014 | SCEEUnCZ08 | 2014 | 0.34465 | 14
ComVint | SCEEUnCZ09 | Ex | SCE | SCE | EUn | Multiple | CZ09 | Any | SCEEUnCZ091975 | SCEEUnCZ09 | 1975 | 2.4268 | 75
ComVint | SCEEUnCZ09 | Ex | SCE | SCE | EUn | Multiple | CZ09 | Any | SCEEUnCZ091985 | SCEEUnCZ09 | 1985 | 0.84785 | 85
ComVint | SCEEUnCZ09 | Ex | SCE | SCE | EUn | Multiple | CZ09 | Any | SCEEUnCZ091996 | SCEEUnCZ09 | 1996 | 0.684 | 96
ComVint | SCEEUnCZ09 | Ex | SCE | SCE | EUn | Multiple | CZ09 | Any | SCEEUnCZ092003 | SCEEUnCZ09 | 2003 | 0.4108 | 03
ComVint | SCEEUnCZ09 | Ex | SCE | SCE | EUn | Multiple | CZ09 | Any | SCEEUnCZ092007 | SCEEUnCZ09 | 2007 | 0.17615 | 07
ComVint | SCEEUnCZ09 | Ex | SCE | SCE | EUn | Multiple | CZ09 | Any | SCEEUnCZ092011 | SCEEUnCZ09 | 2011 | 0.17615 | 11
ComVint | SCEEUnCZ09 | Ex | SCE | SCE | EUn | Multiple | CZ09 | Any | SCEEUnCZ092014 | SCEEUnCZ09 | 2014 | 0.088075 | 14
ComVint | SCEEUnCZ10 | Ex | SCE | SCE | EUn | Multiple | CZ10 | Any | SCEEUnCZ101975 | SCEEUnCZ10 | 1975 | 2.2193 | 75
ComVint | SCEEUnCZ10 | Ex | SCE | SCE | EUn | Multiple | CZ10 | Any | SCEEUnCZ101985 | SCEEUnCZ10 | 1985 | 1.3482 | 85
ComVint | SCEEUnCZ10 | Ex | SCE | SCE | EUn | Multiple | CZ10 | Any | SCEEUnCZ101996 | SCEEUnCZ10 | 1996 | 0.9341 | 96
ComVint | SCEEUnCZ10 | Ex | SCE | SCE | EUn | Multiple | CZ10 | Any | SCEEUnCZ102003 | SCEEUnCZ10 | 2003 | 1.0091 | 03
ComVint | SCEEUnCZ10 | Ex | SCE | SCE | EUn | Multiple | CZ10 | Any | SCEEUnCZ102007 | SCEEUnCZ10 | 2007 | 0.42155 | 07
ComVint | SCEEUnCZ10 | Ex | SCE | SCE | EUn | Multiple | CZ10 | Any | SCEEUnCZ102011 | SCEEUnCZ10 | 2011 | 0.42155 | 11
ComVint | SCEEUnCZ10 | Ex | SCE | SCE | EUn | Multiple | CZ10 | Any | SCEEUnCZ102014 | SCEEUnCZ10 | 2014 | 0.21077 | 14
ComVint | SCEEUnCZ11 | Ex | SCE | SCE | EUn | Multiple | CZ11 | Any | SCEEUnCZ111975 | SCEEUnCZ11 | 1975 | 0 | 75
ComVint | SCEEUnCZ11 | Ex | SCE | SCE | EUn | Multiple | CZ11 | Any | SCEEUnCZ111985 | SCEEUnCZ11 | 1985 | 0 | 85
ComVint | SCEEUnCZ11 | Ex | SCE | SCE | EUn | Multiple | CZ11 | Any | SCEEUnCZ111996 | SCEEUnCZ11 | 1996 | 0 | 96
ComVint | SCEEUnCZ11 | Ex | SCE | SCE | EUn | Multiple | CZ11 | Any | SCEEUnCZ112003 | SCEEUnCZ11 | 2003 | 0 | 03
ComVint | SCEEUnCZ11 | Ex | SCE | SCE | EUn | Multiple | CZ11 | Any | SCEEUnCZ112007 | SCEEUnCZ11 | 2007 | 0 | 07
ComVint | SCEEUnCZ11 | Ex | SCE | SCE | EUn | Multiple | CZ11 | Any | SCEEUnCZ112011 | SCEEUnCZ11 | 2011 | 0 | 11
ComVint | SCEEUnCZ11 | Ex | SCE | SCE | EUn | Multiple | CZ11 | Any | SCEEUnCZ112014 | SCEEUnCZ11 | 2014 | 0 | 14
ComVint | SCEEUnCZ12 | Ex | SCE | SCE | EUn | Multiple | CZ12 | Any | SCEEUnCZ121975 | SCEEUnCZ12 | 1975 | 0 | 75
ComVint | SCEEUnCZ12 | Ex | SCE | SCE | EUn | Multiple | CZ12 | Any | SCEEUnCZ121985 | SCEEUnCZ12 | 1985 | 0 | 85
ComVint | SCEEUnCZ12 | Ex | SCE | SCE | EUn | Multiple | CZ12 | Any | SCEEUnCZ121996 | SCEEUnCZ12 | 1996 | 0 | 96
ComVint | SCEEUnCZ12 | Ex | SCE | SCE | EUn | Multiple | CZ12 | Any | SCEEUnCZ122003 | SCEEUnCZ12 | 2003 | 0 | 03
ComVint | SCEEUnCZ12 | Ex | SCE | SCE | EUn | Multiple | CZ12 | Any | SCEEUnCZ122007 | SCEEUnCZ12 | 2007 | 0 | 07
ComVint | SCEEUnCZ12 | Ex | SCE | SCE | EUn | Multiple | CZ12 | Any | SCEEUnCZ122011 | SCEEUnCZ12 | 2011 | 0 | 11
ComVint | SCEEUnCZ12 | Ex | SCE | SCE | EUn | Multiple | CZ12 | Any | SCEEUnCZ122014 | SCEEUnCZ12 | 2014 | 0 | 14
ComVint | SCEEUnCZ13 | Ex | SCE | SCE | EUn | Multiple | CZ13 | Any | SCEEUnCZ131975 | SCEEUnCZ13 | 1975 | 0.43195 | 75
ComVint | SCEEUnCZ13 | Ex | SCE | SCE | EUn | Multiple | CZ13 | Any | SCEEUnCZ131985 | SCEEUnCZ13 | 1985 | 0.2563 | 85
ComVint | SCEEUnCZ13 | Ex | SCE | SCE | EUn | Multiple | CZ13 | Any | SCEEUnCZ131996 | SCEEUnCZ13 | 1996 | 0.1863 | 96
ComVint | SCEEUnCZ13 | Ex | SCE | SCE | EUn | Multiple | CZ13 | Any | SCEEUnCZ132003 | SCEEUnCZ13 | 2003 | 0.20825 | 03
ComVint | SCEEUnCZ13 | Ex | SCE | SCE | EUn | Multiple | CZ13 | Any | SCEEUnCZ132007 | SCEEUnCZ13 | 2007 | 0.1116 | 07
ComVint | SCEEUnCZ13 | Ex | SCE | SCE | EUn | Multiple | CZ13 | Any | SCEEUnCZ132011 | SCEEUnCZ13 | 2011 | 0.1116 | 11
ComVint | SCEEUnCZ13 | Ex | SCE | SCE | EUn | Multiple | CZ13 | Any | SCEEUnCZ132014 | SCEEUnCZ13 | 2014 | 0.0558 | 14
ComVint | SCEEUnCZ14 | Ex | SCE | SCE | EUn | Multiple | CZ14 | Any | SCEEUnCZ141975 | SCEEUnCZ14 | 1975 | 0.82315 | 75
ComVint | SCEEUnCZ14 | Ex | SCE | SCE | EUn | Multiple | CZ14 | Any | SCEEUnCZ141985 | SCEEUnCZ14 | 1985 | 0.46445 | 85
ComVint | SCEEUnCZ14 | Ex | SCE | SCE | EUn | Multiple | CZ14 | Any | SCEEUnCZ141996 | SCEEUnCZ14 | 1996 | 0.32915 | 96
ComVint | SCEEUnCZ14 | Ex | SCE | SCE | EUn | Multiple | CZ14 | Any | SCEEUnCZ142003 | SCEEUnCZ14 | 2003 | 0.33605 | 03
ComVint | SCEEUnCZ14 | Ex | SCE | SCE | EUn | Multiple | CZ14 | Any | SCEEUnCZ142007 | SCEEUnCZ14 | 2007 | 0.1407 | 07
ComVint | SCEEUnCZ14 | Ex | SCE | SCE | EUn | Multiple | CZ14 | Any | SCEEUnCZ142011 | SCEEUnCZ14 | 2011 | 0.1407 | 11
ComVint | SCEEUnCZ14 | Ex | SCE | SCE | EUn | Multiple | CZ14 | Any | SCEEUnCZ142014 | SCEEUnCZ14 | 2014 | 0.07035 | 14
ComVint | SCEEUnCZ15 | Ex | SCE | SCE | EUn | Multiple | CZ15 | Any | SCEEUnCZ151975 | SCEEUnCZ15 | 1975 | 0.64585 | 75
ComVint | SCEEUnCZ15 | Ex | SCE | SCE | EUn | Multiple | CZ15 | Any | SCEEUnCZ151985 | SCEEUnCZ15 | 1985 | 0.39235 | 85
ComVint | SCEEUnCZ15 | Ex | SCE | SCE | EUn | Multiple | CZ15 | Any | SCEEUnCZ151996 | SCEEUnCZ15 | 1996 | 0.27185 | 96
ComVint | SCEEUnCZ15 | Ex | SCE | SCE | EUn | Multiple | CZ15 | Any | SCEEUnCZ152003 | SCEEUnCZ15 | 2003 | 0.2937 | 03
ComVint | SCEEUnCZ15 | Ex | SCE | SCE | EUn | Multiple | CZ15 | Any | SCEEUnCZ152007 | SCEEUnCZ15 | 2007 | 0.12265 | 07
ComVint | SCEEUnCZ15 | Ex | SCE | SCE | EUn | Multiple | CZ15 | Any | SCEEUnCZ152011 | SCEEUnCZ15 | 2011 | 0.12265 | 11
ComVint | SCEEUnCZ15 | Ex | SCE | SCE | EUn | Multiple | CZ15 | Any | SCEEUnCZ152014 | SCEEUnCZ15 | 2014 | 0.061325 | 14
ComVint | SCEEUnCZ16 | Ex | SCE | SCE | EUn | Multiple | CZ16 | Any | SCEEUnCZ161975 | SCEEUnCZ16 | 1975 | 1.447 | 75
ComVint | SCEEUnCZ16 | Ex | SCE | SCE | EUn | Multiple | CZ16 | Any | SCEEUnCZ161985 | SCEEUnCZ16 | 1985 | 0.87195 | 85
ComVint | SCEEUnCZ16 | Ex | SCE | SCE | EUn | Multiple | CZ16 | Any | SCEEUnCZ161996 | SCEEUnCZ16 | 1996 | 0.6068 | 96
ComVint | SCEEUnCZ16 | Ex | SCE | SCE | EUn | Multiple | CZ16 | Any | SCEEUnCZ162003 | SCEEUnCZ16 | 2003 | 0.6533 | 03
ComVint | SCEEUnCZ16 | Ex | SCE | SCE | EUn | Multiple | CZ16 | Any | SCEEUnCZ162007 | SCEEUnCZ16 | 2007 | 0.2769 | 07
ComVint | SCEEUnCZ16 | Ex | SCE | SCE | EUn | Multiple | CZ16 | Any | SCEEUnCZ162011 | SCEEUnCZ16 | 2011 | 0.2769 | 11
ComVint | SCEEUnCZ16 | Ex | SCE | SCE | EUn | Multiple | CZ16 | Any | SCEEUnCZ162014 | SCEEUnCZ16 | 2014 | 0.13845 | 14
ComVint | SCEGroCZ01 | Ex | SCE | SCE | Gro | Multiple | CZ01 | Any | SCEGroCZ011975 | SCEGroCZ01 | 1975 | 0 | 75
ComVint | SCEGroCZ01 | Ex | SCE | SCE | Gro | Multiple | CZ01 | Any | SCEGroCZ011985 | SCEGroCZ01 | 1985 | 0 | 85
ComVint | SCEGroCZ01 | Ex | SCE | SCE | Gro | Multiple | CZ01 | Any | SCEGroCZ011996 | SCEGroCZ01 | 1996 | 0 | 96
ComVint | SCEGroCZ01 | Ex | SCE | SCE | Gro | Multiple | CZ01 | Any | SCEGroCZ012003 | SCEGroCZ01 | 2003 | 0 | 03
ComVint | SCEGroCZ01 | Ex | SCE | SCE | Gro | Multiple | CZ01 | Any | SCEGroCZ012007 | SCEGroCZ01 | 2007 | 0 | 07
ComVint | SCEGroCZ01 | Ex | SCE | SCE | Gro | Multiple | CZ01 | Any | SCEGroCZ012011 | SCEGroCZ01 | 2011 | 0 | 11
ComVint | SCEGroCZ01 | Ex | SCE | SCE | Gro | Multiple | CZ01 | Any | SCEGroCZ012014 | SCEGroCZ01 | 2014 | 0 | 14
ComVint | SCEGroCZ02 | Ex | SCE | SCE | Gro | Multiple | CZ02 | Any | SCEGroCZ021975 | SCEGroCZ02 | 1975 | 0 | 75
ComVint | SCEGroCZ02 | Ex | SCE | SCE | Gro | Multiple | CZ02 | Any | SCEGroCZ021985 | SCEGroCZ02 | 1985 | 0 | 85
ComVint | SCEGroCZ02 | Ex | SCE | SCE | Gro | Multiple | CZ02 | Any | SCEGroCZ021996 | SCEGroCZ02 | 1996 | 0 | 96
ComVint | SCEGroCZ02 | Ex | SCE | SCE | Gro | Multiple | CZ02 | Any | SCEGroCZ022003 | SCEGroCZ02 | 2003 | 0 | 03
ComVint | SCEGroCZ02 | Ex | SCE | SCE | Gro | Multiple | CZ02 | Any | SCEGroCZ022007 | SCEGroCZ02 | 2007 | 0 | 07
ComVint | SCEGroCZ02 | Ex | SCE | SCE | Gro | Multiple | CZ02 | Any | SCEGroCZ022011 | SCEGroCZ02 | 2011 | 0 | 11
ComVint | SCEGroCZ02 | Ex | SCE | SCE | Gro | Multiple | CZ02 | Any | SCEGroCZ022014 | SCEGroCZ02 | 2014 | 0 | 14
ComVint | SCEGroCZ03 | Ex | SCE | SCE | Gro | Multiple | CZ03 | Any | SCEGroCZ031975 | SCEGroCZ03 | 1975 | 0 | 75
ComVint | SCEGroCZ03 | Ex | SCE | SCE | Gro | Multiple | CZ03 | Any | SCEGroCZ031985 | SCEGroCZ03 | 1985 | 0 | 85
ComVint | SCEGroCZ03 | Ex | SCE | SCE | Gro | Multiple | CZ03 | Any | SCEGroCZ031996 | SCEGroCZ03 | 1996 | 0 | 96
ComVint | SCEGroCZ03 | Ex | SCE | SCE | Gro | Multiple | CZ03 | Any | SCEGroCZ032003 | SCEGroCZ03 | 2003 | 0 | 03
ComVint | SCEGroCZ03 | Ex | SCE | SCE | Gro | Multiple | CZ03 | Any | SCEGroCZ032007 | SCEGroCZ03 | 2007 | 0 | 07
ComVint | SCEGroCZ03 | Ex | SCE | SCE | Gro | Multiple | CZ03 | Any | SCEGroCZ032011 | SCEGroCZ03 | 2011 | 0 | 11
ComVint | SCEGroCZ03 | Ex | SCE | SCE | Gro | Multiple | CZ03 | Any | SCEGroCZ032014 | SCEGroCZ03 | 2014 | 0 | 14
ComVint | SCEGroCZ04 | Ex | SCE | SCE | Gro | Multiple | CZ04 | Any | SCEGroCZ041975 | SCEGroCZ04 | 1975 | 0 | 75
ComVint | SCEGroCZ04 | Ex | SCE | SCE | Gro | Multiple | CZ04 | Any | SCEGroCZ041985 | SCEGroCZ04 | 1985 | 0 | 85
ComVint | SCEGroCZ04 | Ex | SCE | SCE | Gro | Multiple | CZ04 | Any | SCEGroCZ041996 | SCEGroCZ04 | 1996 | 0 | 96
ComVint | SCEGroCZ04 | Ex | SCE | SCE | Gro | Multiple | CZ04 | Any | SCEGroCZ042003 | SCEGroCZ04 | 2003 | 0 | 03
ComVint | SCEGroCZ04 | Ex | SCE | SCE | Gro | Multiple | CZ04 | Any | SCEGroCZ042007 | SCEGroCZ04 | 2007 | 0 | 07
ComVint | SCEGroCZ04 | Ex | SCE | SCE | Gro | Multiple | CZ04 | Any | SCEGroCZ042011 | SCEGroCZ04 | 2011 | 0 | 11
ComVint | SCEGroCZ04 | Ex | SCE | SCE | Gro | Multiple | CZ04 | Any | SCEGroCZ042014 | SCEGroCZ04 | 2014 | 0 | 14
ComVint | SCEGroCZ05 | Ex | SCE | SCE | Gro | Multiple | CZ05 | Any | SCEGroCZ051975 | SCEGroCZ05 | 1975 | 0.2064 | 75
ComVint | SCEGroCZ05 | Ex | SCE | SCE | Gro | Multiple | CZ05 | Any | SCEGroCZ051985 | SCEGroCZ05 | 1985 | 0.1269 | 85
ComVint | SCEGroCZ05 | Ex | SCE | SCE | Gro | Multiple | CZ05 | Any | SCEGroCZ051996 | SCEGroCZ05 | 1996 | 0.0723 | 96
ComVint | SCEGroCZ05 | Ex | SCE | SCE | Gro | Multiple | CZ05 | Any | SCEGroCZ052003 | SCEGroCZ05 | 2003 | 0.0311 | 03
ComVint | SCEGroCZ05 | Ex | SCE | SCE | Gro | Multiple | CZ05 | Any | SCEGroCZ052007 | SCEGroCZ05 | 2007 | 0.02 | 07
ComVint | SCEGroCZ05 | Ex | SCE | SCE | Gro | Multiple | CZ05 | Any | SCEGroCZ052011 | SCEGroCZ05 | 2011 | 0.02 | 11
ComVint | SCEGroCZ05 | Ex | SCE | SCE | Gro | Multiple | CZ05 | Any | SCEGroCZ052014 | SCEGroCZ05 | 2014 | 0.01 | 14
ComVint | SCEGroCZ06 | Ex | SCE | SCE | Gro | Multiple | CZ06 | Any | SCEGroCZ061975 | SCEGroCZ06 | 1975 | 10.2582 | 75
ComVint | SCEGroCZ06 | Ex | SCE | SCE | Gro | Multiple | CZ06 | Any | SCEGroCZ061985 | SCEGroCZ06 | 1985 | 6.3582 | 85
ComVint | SCEGroCZ06 | Ex | SCE | SCE | Gro | Multiple | CZ06 | Any | SCEGroCZ061996 | SCEGroCZ06 | 1996 | 3.6063 | 96
ComVint | SCEGroCZ06 | Ex | SCE | SCE | Gro | Multiple | CZ06 | Any | SCEGroCZ062003 | SCEGroCZ06 | 2003 | 1.5684 | 03
ComVint | SCEGroCZ06 | Ex | SCE | SCE | Gro | Multiple | CZ06 | Any | SCEGroCZ062007 | SCEGroCZ06 | 2007 | 1.0043 | 07
ComVint | SCEGroCZ06 | Ex | SCE | SCE | Gro | Multiple | CZ06 | Any | SCEGroCZ062011 | SCEGroCZ06 | 2011 | 1.0043 | 11
ComVint | SCEGroCZ06 | Ex | SCE | SCE | Gro | Multiple | CZ06 | Any | SCEGroCZ062014 | SCEGroCZ06 | 2014 | 0.50215 | 14
ComVint | SCEGroCZ07 | Ex | SCE | SCE | Gro | Multiple | CZ07 | Any | SCEGroCZ071975 | SCEGroCZ07 | 1975 | 0 | 75
ComVint | SCEGroCZ07 | Ex | SCE | SCE | Gro | Multiple | CZ07 | Any | SCEGroCZ071985 | SCEGroCZ07 | 1985 | 0 | 85
ComVint | SCEGroCZ07 | Ex | SCE | SCE | Gro | Multiple | CZ07 | Any | SCEGroCZ071996 | SCEGroCZ07 | 1996 | 0 | 96
ComVint | SCEGroCZ07 | Ex | SCE | SCE | Gro | Multiple | CZ07 | Any | SCEGroCZ072003 | SCEGroCZ07 | 2003 | 0 | 03
ComVint | SCEGroCZ07 | Ex | SCE | SCE | Gro | Multiple | CZ07 | Any | SCEGroCZ072007 | SCEGroCZ07 | 2007 | 0 | 07
ComVint | SCEGroCZ07 | Ex | SCE | SCE | Gro | Multiple | CZ07 | Any | SCEGroCZ072011 | SCEGroCZ07 | 2011 | 0 | 11
ComVint | SCEGroCZ07 | Ex | SCE | SCE | Gro | Multiple | CZ07 | Any | SCEGroCZ072014 | SCEGroCZ07 | 2014 | 0 | 14
ComVint | SCEGroCZ08 | Ex | SCE | SCE | Gro | Multiple | CZ08 | Any | SCEGroCZ081975 | SCEGroCZ08 | 1975 | 14.9946 | 75
ComVint | SCEGroCZ08 | Ex | SCE | SCE | Gro | Multiple | CZ08 | Any | SCEGroCZ081985 | SCEGroCZ08 | 1985 | 9.3685 | 85
ComVint | SCEGroCZ08 | Ex | SCE | SCE | Gro | Multiple | CZ08 | Any | SCEGroCZ081996 | SCEGroCZ08 | 1996 | 5.2888 | 96
ComVint | SCEGroCZ08 | Ex | SCE | SCE | Gro | Multiple | CZ08 | Any | SCEGroCZ082003 | SCEGroCZ08 | 2003 | 2.3249 | 03
ComVint | SCEGroCZ08 | Ex | SCE | SCE | Gro | Multiple | CZ08 | Any | SCEGroCZ082007 | SCEGroCZ08 | 2007 | 1.4806 | 07
ComVint | SCEGroCZ08 | Ex | SCE | SCE | Gro | Multiple | CZ08 | Any | SCEGroCZ082011 | SCEGroCZ08 | 2011 | 1.4806 | 11
ComVint | SCEGroCZ08 | Ex | SCE | SCE | Gro | Multiple | CZ08 | Any | SCEGroCZ082014 | SCEGroCZ08 | 2014 | 0.7403 | 14
ComVint | SCEGroCZ09 | Ex | SCE | SCE | Gro | Multiple | CZ09 | Any | SCEGroCZ091975 | SCEGroCZ09 | 1975 | 6.7507 | 75
ComVint | SCEGroCZ09 | Ex | SCE | SCE | Gro | Multiple | CZ09 | Any | SCEGroCZ091985 | SCEGroCZ09 | 1985 | 4.4076 | 85
ComVint | SCEGroCZ09 | Ex | SCE | SCE | Gro | Multiple | CZ09 | Any | SCEGroCZ091996 | SCEGroCZ09 | 1996 | 2.4254 | 96
ComVint | SCEGroCZ09 | Ex | SCE | SCE | Gro | Multiple | CZ09 | Any | SCEGroCZ092003 | SCEGroCZ09 | 2003 | 1.129 | 03
ComVint | SCEGroCZ09 | Ex | SCE | SCE | Gro | Multiple | CZ09 | Any | SCEGroCZ092007 | SCEGroCZ09 | 2007 | 0.6988 | 07
ComVint | SCEGroCZ09 | Ex | SCE | SCE | Gro | Multiple | CZ09 | Any | SCEGroCZ092011 | SCEGroCZ09 | 2011 | 0.6988 | 11
ComVint | SCEGroCZ09 | Ex | SCE | SCE | Gro | Multiple | CZ09 | Any | SCEGroCZ092014 | SCEGroCZ09 | 2014 | 0.3494 | 14
ComVint | SCEGroCZ10 | Ex | SCE | SCE | Gro | Multiple | CZ10 | Any | SCEGroCZ101975 | SCEGroCZ10 | 1975 | 5.339 | 75
ComVint | SCEGroCZ10 | Ex | SCE | SCE | Gro | Multiple | CZ10 | Any | SCEGroCZ101985 | SCEGroCZ10 | 1985 | 8.6756 | 85
ComVint | SCEGroCZ10 | Ex | SCE | SCE | Gro | Multiple | CZ10 | Any | SCEGroCZ101996 | SCEGroCZ10 | 1996 | 4.5364 | 96
ComVint | SCEGroCZ10 | Ex | SCE | SCE | Gro | Multiple | CZ10 | Any | SCEGroCZ102003 | SCEGroCZ10 | 2003 | 3.226 | 03
ComVint | SCEGroCZ10 | Ex | SCE | SCE | Gro | Multiple | CZ10 | Any | SCEGroCZ102007 | SCEGroCZ10 | 2007 | 2.0009 | 07
ComVint | SCEGroCZ10 | Ex | SCE | SCE | Gro | Multiple | CZ10 | Any | SCEGroCZ102011 | SCEGroCZ10 | 2011 | 2.0009 | 11
ComVint | SCEGroCZ10 | Ex | SCE | SCE | Gro | Multiple | CZ10 | Any | SCEGroCZ102014 | SCEGroCZ10 | 2014 | 1.0005 | 14
ComVint | SCEGroCZ11 | Ex | SCE | SCE | Gro | Multiple | CZ11 | Any | SCEGroCZ111975 | SCEGroCZ11 | 1975 | 0 | 75
ComVint | SCEGroCZ11 | Ex | SCE | SCE | Gro | Multiple | CZ11 | Any | SCEGroCZ111985 | SCEGroCZ11 | 1985 | 0 | 85
ComVint | SCEGroCZ11 | Ex | SCE | SCE | Gro | Multiple | CZ11 | Any | SCEGroCZ111996 | SCEGroCZ11 | 1996 | 0 | 96
ComVint | SCEGroCZ11 | Ex | SCE | SCE | Gro | Multiple | CZ11 | Any | SCEGroCZ112003 | SCEGroCZ11 | 2003 | 0 | 03
ComVint | SCEGroCZ11 | Ex | SCE | SCE | Gro | Multiple | CZ11 | Any | SCEGroCZ112007 | SCEGroCZ11 | 2007 | 0 | 07
ComVint | SCEGroCZ11 | Ex | SCE | SCE | Gro | Multiple | CZ11 | Any | SCEGroCZ112011 | SCEGroCZ11 | 2011 | 0 | 11
ComVint | SCEGroCZ11 | Ex | SCE | SCE | Gro | Multiple | CZ11 | Any | SCEGroCZ112014 | SCEGroCZ11 | 2014 | 0 | 14
ComVint | SCEGroCZ12 | Ex | SCE | SCE | Gro | Multiple | CZ12 | Any | SCEGroCZ121975 | SCEGroCZ12 | 1975 | 0 | 75
ComVint | SCEGroCZ12 | Ex | SCE | SCE | Gro | Multiple | CZ12 | Any | SCEGroCZ121985 | SCEGroCZ12 | 1985 | 0 | 85
ComVint | SCEGroCZ12 | Ex | SCE | SCE | Gro | Multiple | CZ12 | Any | SCEGroCZ121996 | SCEGroCZ12 | 1996 | 0 | 96
ComVint | SCEGroCZ12 | Ex | SCE | SCE | Gro | Multiple | CZ12 | Any | SCEGroCZ122003 | SCEGroCZ12 | 2003 | 0 | 03
ComVint | SCEGroCZ12 | Ex | SCE | SCE | Gro | Multiple | CZ12 | Any | SCEGroCZ122007 | SCEGroCZ12 | 2007 | 0 | 07
ComVint | SCEGroCZ12 | Ex | SCE | SCE | Gro | Multiple | CZ12 | Any | SCEGroCZ122011 | SCEGroCZ12 | 2011 | 0 | 11
ComVint | SCEGroCZ12 | Ex | SCE | SCE | Gro | Multiple | CZ12 | Any | SCEGroCZ122014 | SCEGroCZ12 | 2014 | 0 | 14
ComVint | SCEGroCZ13 | Ex | SCE | SCE | Gro | Multiple | CZ13 | Any | SCEGroCZ131975 | SCEGroCZ13 | 1975 | 1.3199 | 75
ComVint | SCEGroCZ13 | Ex | SCE | SCE | Gro | Multiple | CZ13 | Any | SCEGroCZ131985 | SCEGroCZ13 | 1985 | 0.8339 | 85
ComVint | SCEGroCZ13 | Ex | SCE | SCE | Gro | Multiple | CZ13 | Any | SCEGroCZ131996 | SCEGroCZ13 | 1996 | 0.6792 | 96
ComVint | SCEGroCZ13 | Ex | SCE | SCE | Gro | Multiple | CZ13 | Any | SCEGroCZ132003 | SCEGroCZ13 | 2003 | 0.3816 | 03
ComVint | SCEGroCZ13 | Ex | SCE | SCE | Gro | Multiple | CZ13 | Any | SCEGroCZ132007 | SCEGroCZ13 | 2007 | 0.2498 | 07
ComVint | SCEGroCZ13 | Ex | SCE | SCE | Gro | Multiple | CZ13 | Any | SCEGroCZ132011 | SCEGroCZ13 | 2011 | 0.2498 | 11
ComVint | SCEGroCZ13 | Ex | SCE | SCE | Gro | Multiple | CZ13 | Any | SCEGroCZ132014 | SCEGroCZ13 | 2014 | 0.1249 | 14
ComVint | SCEGroCZ14 | Ex | SCE | SCE | Gro | Multiple | CZ14 | Any | SCEGroCZ141975 | SCEGroCZ14 | 1975 | 1.5307 | 75
ComVint | SCEGroCZ14 | Ex | SCE | SCE | Gro | Multiple | CZ14 | Any | SCEGroCZ141985 | SCEGroCZ14 | 1985 | 1.9809 | 85
ComVint | SCEGroCZ14 | Ex | SCE | SCE | Gro | Multiple | CZ14 | Any | SCEGroCZ141996 | SCEGroCZ14 | 1996 | 1.0604 | 96
ComVint | SCEGroCZ14 | Ex | SCE | SCE | Gro | Multiple | CZ14 | Any | SCEGroCZ142003 | SCEGroCZ14 | 2003 | 0.7124 | 03
ComVint | SCEGroCZ14 | Ex | SCE | SCE | Gro | Multiple | CZ14 | Any | SCEGroCZ142007 | SCEGroCZ14 | 2007 | 0.4414 | 07
ComVint | SCEGroCZ14 | Ex | SCE | SCE | Gro | Multiple | CZ14 | Any | SCEGroCZ142011 | SCEGroCZ14 | 2011 | 0.4414 | 11
ComVint | SCEGroCZ14 | Ex | SCE | SCE | Gro | Multiple | CZ14 | Any | SCEGroCZ142014 | SCEGroCZ14 | 2014 | 0.2207 | 14
ComVint | SCEGroCZ15 | Ex | SCE | SCE | Gro | Multiple | CZ15 | Any | SCEGroCZ151975 | SCEGroCZ15 | 1975 | 0.7507 | 75
ComVint | SCEGroCZ15 | Ex | SCE | SCE | Gro | Multiple | CZ15 | Any | SCEGroCZ151985 | SCEGroCZ15 | 1985 | 1.2198 | 85
ComVint | SCEGroCZ15 | Ex | SCE | SCE | Gro | Multiple | CZ15 | Any | SCEGroCZ151996 | SCEGroCZ15 | 1996 | 0.6378 | 96
ComVint | SCEGroCZ15 | Ex | SCE | SCE | Gro | Multiple | CZ15 | Any | SCEGroCZ152003 | SCEGroCZ15 | 2003 | 0.4536 | 03
ComVint | SCEGroCZ15 | Ex | SCE | SCE | Gro | Multiple | CZ15 | Any | SCEGroCZ152007 | SCEGroCZ15 | 2007 | 0.2813 | 07
ComVint | SCEGroCZ15 | Ex | SCE | SCE | Gro | Multiple | CZ15 | Any | SCEGroCZ152011 | SCEGroCZ15 | 2011 | 0.2813 | 11
ComVint | SCEGroCZ15 | Ex | SCE | SCE | Gro | Multiple | CZ15 | Any | SCEGroCZ152014 | SCEGroCZ15 | 2014 | 0.14065 | 14
ComVint | SCEGroCZ16 | Ex | SCE | SCE | Gro | Multiple | CZ16 | Any | SCEGroCZ161975 | SCEGroCZ16 | 1975 | 0.6771 | 75
ComVint | SCEGroCZ16 | Ex | SCE | SCE | Gro | Multiple | CZ16 | Any | SCEGroCZ161985 | SCEGroCZ16 | 1985 | 0.7267 | 85
ComVint | SCEGroCZ16 | Ex | SCE | SCE | Gro | Multiple | CZ16 | Any | SCEGroCZ161996 | SCEGroCZ16 | 1996 | 0.433 | 96
ComVint | SCEGroCZ16 | Ex | SCE | SCE | Gro | Multiple | CZ16 | Any | SCEGroCZ162003 | SCEGroCZ16 | 2003 | 0.2784 | 03
ComVint | SCEGroCZ16 | Ex | SCE | SCE | Gro | Multiple | CZ16 | Any | SCEGroCZ162007 | SCEGroCZ16 | 2007 | 0.1751 | 07
ComVint | SCEGroCZ16 | Ex | SCE | SCE | Gro | Multiple | CZ16 | Any | SCEGroCZ162011 | SCEGroCZ16 | 2011 | 0.1751 | 11
ComVint | SCEGroCZ16 | Ex | SCE | SCE | Gro | Multiple | CZ16 | Any | SCEGroCZ162014 | SCEGroCZ16 | 2014 | 0.08755 | 14
ComVint | SCEHspCZ01 | Ex | SCE | SCE | Hsp | Multiple | CZ01 | Any | SCEHspCZ011975 | SCEHspCZ01 | 1975 | 0 | 75
ComVint | SCEHspCZ01 | Ex | SCE | SCE | Hsp | Multiple | CZ01 | Any | SCEHspCZ011985 | SCEHspCZ01 | 1985 | 0 | 85
ComVint | SCEHspCZ01 | Ex | SCE | SCE | Hsp | Multiple | CZ01 | Any | SCEHspCZ011996 | SCEHspCZ01 | 1996 | 0 | 96
ComVint | SCEHspCZ01 | Ex | SCE | SCE | Hsp | Multiple | CZ01 | Any | SCEHspCZ012003 | SCEHspCZ01 | 2003 | 0 | 03
ComVint | SCEHspCZ01 | Ex | SCE | SCE | Hsp | Multiple | CZ01 | Any | SCEHspCZ012007 | SCEHspCZ01 | 2007 | 0 | 07
ComVint | SCEHspCZ01 | Ex | SCE | SCE | Hsp | Multiple | CZ01 | Any | SCEHspCZ012011 | SCEHspCZ01 | 2011 | 0 | 11
ComVint | SCEHspCZ01 | Ex | SCE | SCE | Hsp | Multiple | CZ01 | Any | SCEHspCZ012014 | SCEHspCZ01 | 2014 | 0 | 14
ComVint | SCEHspCZ02 | Ex | SCE | SCE | Hsp | Multiple | CZ02 | Any | SCEHspCZ021975 | SCEHspCZ02 | 1975 | 0 | 75
ComVint | SCEHspCZ02 | Ex | SCE | SCE | Hsp | Multiple | CZ02 | Any | SCEHspCZ021985 | SCEHspCZ02 | 1985 | 0 | 85
ComVint | SCEHspCZ02 | Ex | SCE | SCE | Hsp | Multiple | CZ02 | Any | SCEHspCZ021996 | SCEHspCZ02 | 1996 | 0 | 96
ComVint | SCEHspCZ02 | Ex | SCE | SCE | Hsp | Multiple | CZ02 | Any | SCEHspCZ022003 | SCEHspCZ02 | 2003 | 0 | 03
ComVint | SCEHspCZ02 | Ex | SCE | SCE | Hsp | Multiple | CZ02 | Any | SCEHspCZ022007 | SCEHspCZ02 | 2007 | 0 | 07
ComVint | SCEHspCZ02 | Ex | SCE | SCE | Hsp | Multiple | CZ02 | Any | SCEHspCZ022011 | SCEHspCZ02 | 2011 | 0 | 11
ComVint | SCEHspCZ02 | Ex | SCE | SCE | Hsp | Multiple | CZ02 | Any | SCEHspCZ022014 | SCEHspCZ02 | 2014 | 0 | 14
ComVint | SCEHspCZ03 | Ex | SCE | SCE | Hsp | Multiple | CZ03 | Any | SCEHspCZ031975 | SCEHspCZ03 | 1975 | 0 | 75
ComVint | SCEHspCZ03 | Ex | SCE | SCE | Hsp | Multiple | CZ03 | Any | SCEHspCZ031985 | SCEHspCZ03 | 1985 | 0 | 85
ComVint | SCEHspCZ03 | Ex | SCE | SCE | Hsp | Multiple | CZ03 | Any | SCEHspCZ031996 | SCEHspCZ03 | 1996 | 0 | 96
ComVint | SCEHspCZ03 | Ex | SCE | SCE | Hsp | Multiple | CZ03 | Any | SCEHspCZ032003 | SCEHspCZ03 | 2003 | 0 | 03
ComVint | SCEHspCZ03 | Ex | SCE | SCE | Hsp | Multiple | CZ03 | Any | SCEHspCZ032007 | SCEHspCZ03 | 2007 | 0 | 07
ComVint | SCEHspCZ03 | Ex | SCE | SCE | Hsp | Multiple | CZ03 | Any | SCEHspCZ032011 | SCEHspCZ03 | 2011 | 0 | 11
ComVint | SCEHspCZ03 | Ex | SCE | SCE | Hsp | Multiple | CZ03 | Any | SCEHspCZ032014 | SCEHspCZ03 | 2014 | 0 | 14
ComVint | SCEHspCZ04 | Ex | SCE | SCE | Hsp | Multiple | CZ04 | Any | SCEHspCZ041975 | SCEHspCZ04 | 1975 | 0 | 75
ComVint | SCEHspCZ04 | Ex | SCE | SCE | Hsp | Multiple | CZ04 | Any | SCEHspCZ041985 | SCEHspCZ04 | 1985 | 0 | 85
ComVint | SCEHspCZ04 | Ex | SCE | SCE | Hsp | Multiple | CZ04 | Any | SCEHspCZ041996 | SCEHspCZ04 | 1996 | 0 | 96
ComVint | SCEHspCZ04 | Ex | SCE | SCE | Hsp | Multiple | CZ04 | Any | SCEHspCZ042003 | SCEHspCZ04 | 2003 | 0 | 03
ComVint | SCEHspCZ04 | Ex | SCE | SCE | Hsp | Multiple | CZ04 | Any | SCEHspCZ042007 | SCEHspCZ04 | 2007 | 0 | 07
ComVint | SCEHspCZ04 | Ex | SCE | SCE | Hsp | Multiple | CZ04 | Any | SCEHspCZ042011 | SCEHspCZ04 | 2011 | 0 | 11
ComVint | SCEHspCZ04 | Ex | SCE | SCE | Hsp | Multiple | CZ04 | Any | SCEHspCZ042014 | SCEHspCZ04 | 2014 | 0 | 14
ComVint | SCEHspCZ05 | Ex | SCE | SCE | Hsp | Multiple | CZ05 | Any | SCEHspCZ051975 | SCEHspCZ05 | 1975 | 0.44865 | 75
ComVint | SCEHspCZ05 | Ex | SCE | SCE | Hsp | Multiple | CZ05 | Any | SCEHspCZ051985 | SCEHspCZ05 | 1985 | 0.3064 | 85
ComVint | SCEHspCZ05 | Ex | SCE | SCE | Hsp | Multiple | CZ05 | Any | SCEHspCZ051996 | SCEHspCZ05 | 1996 | 0.09135 | 96
ComVint | SCEHspCZ05 | Ex | SCE | SCE | Hsp | Multiple | CZ05 | Any | SCEHspCZ052003 | SCEHspCZ05 | 2003 | 0.083 | 03
ComVint | SCEHspCZ05 | Ex | SCE | SCE | Hsp | Multiple | CZ05 | Any | SCEHspCZ052007 | SCEHspCZ05 | 2007 | 0.02495 | 07
ComVint | SCEHspCZ05 | Ex | SCE | SCE | Hsp | Multiple | CZ05 | Any | SCEHspCZ052011 | SCEHspCZ05 | 2011 | 0.02495 | 11
ComVint | SCEHspCZ05 | Ex | SCE | SCE | Hsp | Multiple | CZ05 | Any | SCEHspCZ052014 | SCEHspCZ05 | 2014 | 0.012475 | 14
ComVint | SCEHspCZ06 | Ex | SCE | SCE | Hsp | Multiple | CZ06 | Any | SCEHspCZ061975 | SCEHspCZ06 | 1975 | 6.7515 | 75
ComVint | SCEHspCZ06 | Ex | SCE | SCE | Hsp | Multiple | CZ06 | Any | SCEHspCZ061985 | SCEHspCZ06 | 1985 | 4.4615 | 85
ComVint | SCEHspCZ06 | Ex | SCE | SCE | Hsp | Multiple | CZ06 | Any | SCEHspCZ061996 | SCEHspCZ06 | 1996 | 1.3565 | 96
ComVint | SCEHspCZ06 | Ex | SCE | SCE | Hsp | Multiple | CZ06 | Any | SCEHspCZ062003 | SCEHspCZ06 | 2003 | 1.2438 | 03
ComVint | SCEHspCZ06 | Ex | SCE | SCE | Hsp | Multiple | CZ06 | Any | SCEHspCZ062007 | SCEHspCZ06 | 2007 | 0.39225 | 07
ComVint | SCEHspCZ06 | Ex | SCE | SCE | Hsp | Multiple | CZ06 | Any | SCEHspCZ062011 | SCEHspCZ06 | 2011 | 0.39225 | 11
ComVint | SCEHspCZ06 | Ex | SCE | SCE | Hsp | Multiple | CZ06 | Any | SCEHspCZ062014 | SCEHspCZ06 | 2014 | 0.19612 | 14
ComVint | SCEHspCZ07 | Ex | SCE | SCE | Hsp | Multiple | CZ07 | Any | SCEHspCZ071975 | SCEHspCZ07 | 1975 | 0 | 75
ComVint | SCEHspCZ07 | Ex | SCE | SCE | Hsp | Multiple | CZ07 | Any | SCEHspCZ071985 | SCEHspCZ07 | 1985 | 0 | 85
ComVint | SCEHspCZ07 | Ex | SCE | SCE | Hsp | Multiple | CZ07 | Any | SCEHspCZ071996 | SCEHspCZ07 | 1996 | 0 | 96
ComVint | SCEHspCZ07 | Ex | SCE | SCE | Hsp | Multiple | CZ07 | Any | SCEHspCZ072003 | SCEHspCZ07 | 2003 | 0 | 03
ComVint | SCEHspCZ07 | Ex | SCE | SCE | Hsp | Multiple | CZ07 | Any | SCEHspCZ072007 | SCEHspCZ07 | 2007 | 0 | 07
ComVint | SCEHspCZ07 | Ex | SCE | SCE | Hsp | Multiple | CZ07 | Any | SCEHspCZ072011 | SCEHspCZ07 | 2011 | 0 | 11
ComVint | SCEHspCZ07 | Ex | SCE | SCE | Hsp | Multiple | CZ07 | Any | SCEHspCZ072014 | SCEHspCZ07 | 2014 | 0 | 14
ComVint | SCEHspCZ08 | Ex | SCE | SCE | Hsp | Multiple | CZ08 | Any | SCEHspCZ081975 | SCEHspCZ08 | 1975 | 7.2142 | 75
ComVint | SCEHspCZ08 | Ex | SCE | SCE | Hsp | Multiple | CZ08 | Any | SCEHspCZ081985 | SCEHspCZ08 | 1985 | 4.7185 | 85
ComVint | SCEHspCZ08 | Ex | SCE | SCE | Hsp | Multiple | CZ08 | Any | SCEHspCZ081996 | SCEHspCZ08 | 1996 | 1.4434 | 96
ComVint | SCEHspCZ08 | Ex | SCE | SCE | Hsp | Multiple | CZ08 | Any | SCEHspCZ082003 | SCEHspCZ08 | 2003 | 1.3273 | 03
ComVint | SCEHspCZ08 | Ex | SCE | SCE | Hsp | Multiple | CZ08 | Any | SCEHspCZ082007 | SCEHspCZ08 | 2007 | 0.42465 | 07
ComVint | SCEHspCZ08 | Ex | SCE | SCE | Hsp | Multiple | CZ08 | Any | SCEHspCZ082011 | SCEHspCZ08 | 2011 | 0.42465 | 11
ComVint | SCEHspCZ08 | Ex | SCE | SCE | Hsp | Multiple | CZ08 | Any | SCEHspCZ082014 | SCEHspCZ08 | 2014 | 0.21233 | 14
ComVint | SCEHspCZ09 | Ex | SCE | SCE | Hsp | Multiple | CZ09 | Any | SCEHspCZ091975 | SCEHspCZ09 | 1975 | 3.8126 | 75
ComVint | SCEHspCZ09 | Ex | SCE | SCE | Hsp | Multiple | CZ09 | Any | SCEHspCZ091985 | SCEHspCZ09 | 1985 | 2.085 | 85
ComVint | SCEHspCZ09 | Ex | SCE | SCE | Hsp | Multiple | CZ09 | Any | SCEHspCZ091996 | SCEHspCZ09 | 1996 | 0.7125 | 96
ComVint | SCEHspCZ09 | Ex | SCE | SCE | Hsp | Multiple | CZ09 | Any | SCEHspCZ092003 | SCEHspCZ09 | 2003 | 0.68665 | 03
ComVint | SCEHspCZ09 | Ex | SCE | SCE | Hsp | Multiple | CZ09 | Any | SCEHspCZ092007 | SCEHspCZ09 | 2007 | 0.2704 | 07
ComVint | SCEHspCZ09 | Ex | SCE | SCE | Hsp | Multiple | CZ09 | Any | SCEHspCZ092011 | SCEHspCZ09 | 2011 | 0.2704 | 11
ComVint | SCEHspCZ09 | Ex | SCE | SCE | Hsp | Multiple | CZ09 | Any | SCEHspCZ092014 | SCEHspCZ09 | 2014 | 0.1352 | 14
ComVint | SCEHspCZ10 | Ex | SCE | SCE | Hsp | Multiple | CZ10 | Any | SCEHspCZ101975 | SCEHspCZ10 | 1975 | 2.3805 | 75
ComVint | SCEHspCZ10 | Ex | SCE | SCE | Hsp | Multiple | CZ10 | Any | SCEHspCZ101985 | SCEHspCZ10 | 1985 | 2.8156 | 85
ComVint | SCEHspCZ10 | Ex | SCE | SCE | Hsp | Multiple | CZ10 | Any | SCEHspCZ101996 | SCEHspCZ10 | 1996 | 1.6572 | 96
ComVint | SCEHspCZ10 | Ex | SCE | SCE | Hsp | Multiple | CZ10 | Any | SCEHspCZ102003 | SCEHspCZ10 | 2003 | 0.58905 | 03
ComVint | SCEHspCZ10 | Ex | SCE | SCE | Hsp | Multiple | CZ10 | Any | SCEHspCZ102007 | SCEHspCZ10 | 2007 | 0.46295 | 07
ComVint | SCEHspCZ10 | Ex | SCE | SCE | Hsp | Multiple | CZ10 | Any | SCEHspCZ102011 | SCEHspCZ10 | 2011 | 0.46295 | 11
ComVint | SCEHspCZ10 | Ex | SCE | SCE | Hsp | Multiple | CZ10 | Any | SCEHspCZ102014 | SCEHspCZ10 | 2014 | 0.23147 | 14
ComVint | SCEHspCZ11 | Ex | SCE | SCE | Hsp | Multiple | CZ11 | Any | SCEHspCZ111975 | SCEHspCZ11 | 1975 | 0 | 75
ComVint | SCEHspCZ11 | Ex | SCE | SCE | Hsp | Multiple | CZ11 | Any | SCEHspCZ111985 | SCEHspCZ11 | 1985 | 0 | 85
ComVint | SCEHspCZ11 | Ex | SCE | SCE | Hsp | Multiple | CZ11 | Any | SCEHspCZ111996 | SCEHspCZ11 | 1996 | 0 | 96
ComVint | SCEHspCZ11 | Ex | SCE | SCE | Hsp | Multiple | CZ11 | Any | SCEHspCZ112003 | SCEHspCZ11 | 2003 | 0 | 03
ComVint | SCEHspCZ11 | Ex | SCE | SCE | Hsp | Multiple | CZ11 | Any | SCEHspCZ112007 | SCEHspCZ11 | 2007 | 0 | 07
ComVint | SCEHspCZ11 | Ex | SCE | SCE | Hsp | Multiple | CZ11 | Any | SCEHspCZ112011 | SCEHspCZ11 | 2011 | 0 | 11
ComVint | SCEHspCZ11 | Ex | SCE | SCE | Hsp | Multiple | CZ11 | Any | SCEHspCZ112014 | SCEHspCZ11 | 2014 | 0 | 14
ComVint | SCEHspCZ12 | Ex | SCE | SCE | Hsp | Multiple | CZ12 | Any | SCEHspCZ121975 | SCEHspCZ12 | 1975 | 0 | 75
ComVint | SCEHspCZ12 | Ex | SCE | SCE | Hsp | Multiple | CZ12 | Any | SCEHspCZ121985 | SCEHspCZ12 | 1985 | 0 | 85
ComVint | SCEHspCZ12 | Ex | SCE | SCE | Hsp | Multiple | CZ12 | Any | SCEHspCZ121996 | SCEHspCZ12 | 1996 | 0 | 96
ComVint | SCEHspCZ12 | Ex | SCE | SCE | Hsp | Multiple | CZ12 | Any | SCEHspCZ122003 | SCEHspCZ12 | 2003 | 0 | 03
ComVint | SCEHspCZ12 | Ex | SCE | SCE | Hsp | Multiple | CZ12 | Any | SCEHspCZ122007 | SCEHspCZ12 | 2007 | 0 | 07
ComVint | SCEHspCZ12 | Ex | SCE | SCE | Hsp | Multiple | CZ12 | Any | SCEHspCZ122011 | SCEHspCZ12 | 2011 | 0 | 11
ComVint | SCEHspCZ12 | Ex | SCE | SCE | Hsp | Multiple | CZ12 | Any | SCEHspCZ122014 | SCEHspCZ12 | 2014 | 0 | 14
ComVint | SCEHspCZ13 | Ex | SCE | SCE | Hsp | Multiple | CZ13 | Any | SCEHspCZ131975 | SCEHspCZ13 | 1975 | 0.43805 | 75
ComVint | SCEHspCZ13 | Ex | SCE | SCE | Hsp | Multiple | CZ13 | Any | SCEHspCZ131985 | SCEHspCZ13 | 1985 | 0.5099 | 85
ComVint | SCEHspCZ13 | Ex | SCE | SCE | Hsp | Multiple | CZ13 | Any | SCEHspCZ131996 | SCEHspCZ13 | 1996 | 0.42285 | 96
ComVint | SCEHspCZ13 | Ex | SCE | SCE | Hsp | Multiple | CZ13 | Any | SCEHspCZ132003 | SCEHspCZ13 | 2003 | 0.0768 | 03
ComVint | SCEHspCZ13 | Ex | SCE | SCE | Hsp | Multiple | CZ13 | Any | SCEHspCZ132007 | SCEHspCZ13 | 2007 | 0.0707 | 07
ComVint | SCEHspCZ13 | Ex | SCE | SCE | Hsp | Multiple | CZ13 | Any | SCEHspCZ132011 | SCEHspCZ13 | 2011 | 0.0707 | 11
ComVint | SCEHspCZ13 | Ex | SCE | SCE | Hsp | Multiple | CZ13 | Any | SCEHspCZ132014 | SCEHspCZ13 | 2014 | 0.03535 | 14
ComVint | SCEHspCZ14 | Ex | SCE | SCE | Hsp | Multiple | CZ14 | Any | SCEHspCZ141975 | SCEHspCZ14 | 1975 | 0.5215 | 75
ComVint | SCEHspCZ14 | Ex | SCE | SCE | Hsp | Multiple | CZ14 | Any | SCEHspCZ141985 | SCEHspCZ14 | 1985 | 0.46245 | 85
ComVint | SCEHspCZ14 | Ex | SCE | SCE | Hsp | Multiple | CZ14 | Any | SCEHspCZ141996 | SCEHspCZ14 | 1996 | 0.24555 | 96
ComVint | SCEHspCZ14 | Ex | SCE | SCE | Hsp | Multiple | CZ14 | Any | SCEHspCZ142003 | SCEHspCZ14 | 2003 | 0.11325 | 03
ComVint | SCEHspCZ14 | Ex | SCE | SCE | Hsp | Multiple | CZ14 | Any | SCEHspCZ142007 | SCEHspCZ14 | 2007 | 0.0741 | 07
ComVint | SCEHspCZ14 | Ex | SCE | SCE | Hsp | Multiple | CZ14 | Any | SCEHspCZ142011 | SCEHspCZ14 | 2011 | 0.0741 | 11
ComVint | SCEHspCZ14 | Ex | SCE | SCE | Hsp | Multiple | CZ14 | Any | SCEHspCZ142014 | SCEHspCZ14 | 2014 | 0.03705 | 14
ComVint | SCEHspCZ15 | Ex | SCE | SCE | Hsp | Multiple | CZ15 | Any | SCEHspCZ151975 | SCEHspCZ15 | 1975 | 0.49315 | 75
ComVint | SCEHspCZ15 | Ex | SCE | SCE | Hsp | Multiple | CZ15 | Any | SCEHspCZ151985 | SCEHspCZ15 | 1985 | 0.58325 | 85
ComVint | SCEHspCZ15 | Ex | SCE | SCE | Hsp | Multiple | CZ15 | Any | SCEHspCZ151996 | SCEHspCZ15 | 1996 | 0.3433 | 96
ComVint | SCEHspCZ15 | Ex | SCE | SCE | Hsp | Multiple | CZ15 | Any | SCEHspCZ152003 | SCEHspCZ15 | 2003 | 0.122 | 03
ComVint | SCEHspCZ15 | Ex | SCE | SCE | Hsp | Multiple | CZ15 | Any | SCEHspCZ152007 | SCEHspCZ15 | 2007 | 0.0959 | 07
ComVint | SCEHspCZ15 | Ex | SCE | SCE | Hsp | Multiple | CZ15 | Any | SCEHspCZ152011 | SCEHspCZ15 | 2011 | 0.0959 | 11
ComVint | SCEHspCZ15 | Ex | SCE | SCE | Hsp | Multiple | CZ15 | Any | SCEHspCZ152014 | SCEHspCZ15 | 2014 | 0.04795 | 14
ComVint | SCEHspCZ16 | Ex | SCE | SCE | Hsp | Multiple | CZ16 | Any | SCEHspCZ161975 | SCEHspCZ16 | 1975 | 0.32935 | 75
ComVint | SCEHspCZ16 | Ex | SCE | SCE | Hsp | Multiple | CZ16 | Any | SCEHspCZ161985 | SCEHspCZ16 | 1985 | 0.36055 | 85
ComVint | SCEHspCZ16 | Ex | SCE | SCE | Hsp | Multiple | CZ16 | Any | SCEHspCZ161996 | SCEHspCZ16 | 1996 | 0.2241 | 96
ComVint | SCEHspCZ16 | Ex | SCE | SCE | Hsp | Multiple | CZ16 | Any | SCEHspCZ162003 | SCEHspCZ16 | 2003 | 0.07435 | 03
ComVint | SCEHspCZ16 | Ex | SCE | SCE | Hsp | Multiple | CZ16 | Any | SCEHspCZ162007 | SCEHspCZ16 | 2007 | 0.05715 | 07
ComVint | SCEHspCZ16 | Ex | SCE | SCE | Hsp | Multiple | CZ16 | Any | SCEHspCZ162011 | SCEHspCZ16 | 2011 | 0.05715 | 11
ComVint | SCEHspCZ16 | Ex | SCE | SCE | Hsp | Multiple | CZ16 | Any | SCEHspCZ162014 | SCEHspCZ16 | 2014 | 0.028575 | 14
ComVint | SCEHtlCZ01 | Ex | SCE | SCE | Htl | Multiple | CZ01 | Any | SCEHtlCZ011975 | SCEHtlCZ01 | 1975 | 0 | 75
ComVint | SCEHtlCZ01 | Ex | SCE | SCE | Htl | Multiple | CZ01 | Any | SCEHtlCZ011985 | SCEHtlCZ01 | 1985 | 0 | 85
ComVint | SCEHtlCZ01 | Ex | SCE | SCE | Htl | Multiple | CZ01 | Any | SCEHtlCZ011996 | SCEHtlCZ01 | 1996 | 0 | 96
ComVint | SCEHtlCZ01 | Ex | SCE | SCE | Htl | Multiple | CZ01 | Any | SCEHtlCZ012003 | SCEHtlCZ01 | 2003 | 0 | 03
ComVint | SCEHtlCZ01 | Ex | SCE | SCE | Htl | Multiple | CZ01 | Any | SCEHtlCZ012007 | SCEHtlCZ01 | 2007 | 0 | 07
ComVint | SCEHtlCZ01 | Ex | SCE | SCE | Htl | Multiple | CZ01 | Any | SCEHtlCZ012011 | SCEHtlCZ01 | 2011 | 0 | 11
ComVint | SCEHtlCZ01 | Ex | SCE | SCE | Htl | Multiple | CZ01 | Any | SCEHtlCZ012014 | SCEHtlCZ01 | 2014 | 0 | 14
ComVint | SCEHtlCZ02 | Ex | SCE | SCE | Htl | Multiple | CZ02 | Any | SCEHtlCZ021975 | SCEHtlCZ02 | 1975 | 0 | 75
ComVint | SCEHtlCZ02 | Ex | SCE | SCE | Htl | Multiple | CZ02 | Any | SCEHtlCZ021985 | SCEHtlCZ02 | 1985 | 0 | 85
ComVint | SCEHtlCZ02 | Ex | SCE | SCE | Htl | Multiple | CZ02 | Any | SCEHtlCZ021996 | SCEHtlCZ02 | 1996 | 0 | 96
ComVint | SCEHtlCZ02 | Ex | SCE | SCE | Htl | Multiple | CZ02 | Any | SCEHtlCZ022003 | SCEHtlCZ02 | 2003 | 0 | 03
ComVint | SCEHtlCZ02 | Ex | SCE | SCE | Htl | Multiple | CZ02 | Any | SCEHtlCZ022007 | SCEHtlCZ02 | 2007 | 0 | 07
ComVint | SCEHtlCZ02 | Ex | SCE | SCE | Htl | Multiple | CZ02 | Any | SCEHtlCZ022011 | SCEHtlCZ02 | 2011 | 0 | 11
ComVint | SCEHtlCZ02 | Ex | SCE | SCE | Htl | Multiple | CZ02 | Any | SCEHtlCZ022014 | SCEHtlCZ02 | 2014 | 0 | 14
ComVint | SCEHtlCZ03 | Ex | SCE | SCE | Htl | Multiple | CZ03 | Any | SCEHtlCZ031975 | SCEHtlCZ03 | 1975 | 0 | 75
ComVint | SCEHtlCZ03 | Ex | SCE | SCE | Htl | Multiple | CZ03 | Any | SCEHtlCZ031985 | SCEHtlCZ03 | 1985 | 0 | 85
ComVint | SCEHtlCZ03 | Ex | SCE | SCE | Htl | Multiple | CZ03 | Any | SCEHtlCZ031996 | SCEHtlCZ03 | 1996 | 0 | 96
ComVint | SCEHtlCZ03 | Ex | SCE | SCE | Htl | Multiple | CZ03 | Any | SCEHtlCZ032003 | SCEHtlCZ03 | 2003 | 0 | 03
ComVint | SCEHtlCZ03 | Ex | SCE | SCE | Htl | Multiple | CZ03 | Any | SCEHtlCZ032007 | SCEHtlCZ03 | 2007 | 0 | 07
ComVint | SCEHtlCZ03 | Ex | SCE | SCE | Htl | Multiple | CZ03 | Any | SCEHtlCZ032011 | SCEHtlCZ03 | 2011 | 0 | 11
ComVint | SCEHtlCZ03 | Ex | SCE | SCE | Htl | Multiple | CZ03 | Any | SCEHtlCZ032014 | SCEHtlCZ03 | 2014 | 0 | 14
ComVint | SCEHtlCZ04 | Ex | SCE | SCE | Htl | Multiple | CZ04 | Any | SCEHtlCZ041975 | SCEHtlCZ04 | 1975 | 0 | 75
ComVint | SCEHtlCZ04 | Ex | SCE | SCE | Htl | Multiple | CZ04 | Any | SCEHtlCZ041985 | SCEHtlCZ04 | 1985 | 0 | 85
ComVint | SCEHtlCZ04 | Ex | SCE | SCE | Htl | Multiple | CZ04 | Any | SCEHtlCZ041996 | SCEHtlCZ04 | 1996 | 0 | 96
ComVint | SCEHtlCZ04 | Ex | SCE | SCE | Htl | Multiple | CZ04 | Any | SCEHtlCZ042003 | SCEHtlCZ04 | 2003 | 0 | 03
ComVint | SCEHtlCZ04 | Ex | SCE | SCE | Htl | Multiple | CZ04 | Any | SCEHtlCZ042007 | SCEHtlCZ04 | 2007 | 0 | 07
ComVint | SCEHtlCZ04 | Ex | SCE | SCE | Htl | Multiple | CZ04 | Any | SCEHtlCZ042011 | SCEHtlCZ04 | 2011 | 0 | 11
ComVint | SCEHtlCZ04 | Ex | SCE | SCE | Htl | Multiple | CZ04 | Any | SCEHtlCZ042014 | SCEHtlCZ04 | 2014 | 0 | 14
ComVint | SCEHtlCZ05 | Ex | SCE | SCE | Htl | Multiple | CZ05 | Any | SCEHtlCZ051975 | SCEHtlCZ05 | 1975 | 0.0518 | 75
ComVint | SCEHtlCZ05 | Ex | SCE | SCE | Htl | Multiple | CZ05 | Any | SCEHtlCZ051985 | SCEHtlCZ05 | 1985 | 0.0671 | 85
ComVint | SCEHtlCZ05 | Ex | SCE | SCE | Htl | Multiple | CZ05 | Any | SCEHtlCZ051996 | SCEHtlCZ05 | 1996 | 0.018 | 96
ComVint | SCEHtlCZ05 | Ex | SCE | SCE | Htl | Multiple | CZ05 | Any | SCEHtlCZ052003 | SCEHtlCZ05 | 2003 | 0.0103 | 03
ComVint | SCEHtlCZ05 | Ex | SCE | SCE | Htl | Multiple | CZ05 | Any | SCEHtlCZ052007 | SCEHtlCZ05 | 2007 | 0.00345 | 07
ComVint | SCEHtlCZ05 | Ex | SCE | SCE | Htl | Multiple | CZ05 | Any | SCEHtlCZ052011 | SCEHtlCZ05 | 2011 | 0.00345 | 11
ComVint | SCEHtlCZ05 | Ex | SCE | SCE | Htl | Multiple | CZ05 | Any | SCEHtlCZ052014 | SCEHtlCZ05 | 2014 | 0.001725 | 14
ComVint | SCEHtlCZ06 | Ex | SCE | SCE | Htl | Multiple | CZ06 | Any | SCEHtlCZ061975 | SCEHtlCZ06 | 1975 | 6.0208 | 75
ComVint | SCEHtlCZ06 | Ex | SCE | SCE | Htl | Multiple | CZ06 | Any | SCEHtlCZ061985 | SCEHtlCZ06 | 1985 | 7.8733 | 85
ComVint | SCEHtlCZ06 | Ex | SCE | SCE | Htl | Multiple | CZ06 | Any | SCEHtlCZ061996 | SCEHtlCZ06 | 1996 | 2.1118 | 96
ComVint | SCEHtlCZ06 | Ex | SCE | SCE | Htl | Multiple | CZ06 | Any | SCEHtlCZ062003 | SCEHtlCZ06 | 2003 | 1.1444 | 03
ComVint | SCEHtlCZ06 | Ex | SCE | SCE | Htl | Multiple | CZ06 | Any | SCEHtlCZ062007 | SCEHtlCZ06 | 2007 | 0.4795 | 07
ComVint | SCEHtlCZ06 | Ex | SCE | SCE | Htl | Multiple | CZ06 | Any | SCEHtlCZ062011 | SCEHtlCZ06 | 2011 | 0.4795 | 11
ComVint | SCEHtlCZ06 | Ex | SCE | SCE | Htl | Multiple | CZ06 | Any | SCEHtlCZ062014 | SCEHtlCZ06 | 2014 | 0.23975 | 14
ComVint | SCEHtlCZ07 | Ex | SCE | SCE | Htl | Multiple | CZ07 | Any | SCEHtlCZ071975 | SCEHtlCZ07 | 1975 | 0 | 75
ComVint | SCEHtlCZ07 | Ex | SCE | SCE | Htl | Multiple | CZ07 | Any | SCEHtlCZ071985 | SCEHtlCZ07 | 1985 | 0 | 85
ComVint | SCEHtlCZ07 | Ex | SCE | SCE | Htl | Multiple | CZ07 | Any | SCEHtlCZ071996 | SCEHtlCZ07 | 1996 | 0 | 96
ComVint | SCEHtlCZ07 | Ex | SCE | SCE | Htl | Multiple | CZ07 | Any | SCEHtlCZ072003 | SCEHtlCZ07 | 2003 | 0 | 03
ComVint | SCEHtlCZ07 | Ex | SCE | SCE | Htl | Multiple | CZ07 | Any | SCEHtlCZ072007 | SCEHtlCZ07 | 2007 | 0 | 07
ComVint | SCEHtlCZ07 | Ex | SCE | SCE | Htl | Multiple | CZ07 | Any | SCEHtlCZ072011 | SCEHtlCZ07 | 2011 | 0 | 11
ComVint | SCEHtlCZ07 | Ex | SCE | SCE | Htl | Multiple | CZ07 | Any | SCEHtlCZ072014 | SCEHtlCZ07 | 2014 | 0 | 14
ComVint | SCEHtlCZ08 | Ex | SCE | SCE | Htl | Multiple | CZ08 | Any | SCEHtlCZ081975 | SCEHtlCZ08 | 1975 | 3.8838 | 75
ComVint | SCEHtlCZ08 | Ex | SCE | SCE | Htl | Multiple | CZ08 | Any | SCEHtlCZ081985 | SCEHtlCZ08 | 1985 | 5.0729 | 85
ComVint | SCEHtlCZ08 | Ex | SCE | SCE | Htl | Multiple | CZ08 | Any | SCEHtlCZ081996 | SCEHtlCZ08 | 1996 | 1.3604 | 96
ComVint | SCEHtlCZ08 | Ex | SCE | SCE | Htl | Multiple | CZ08 | Any | SCEHtlCZ082003 | SCEHtlCZ08 | 2003 | 0.74275 | 03
ComVint | SCEHtlCZ08 | Ex | SCE | SCE | Htl | Multiple | CZ08 | Any | SCEHtlCZ082007 | SCEHtlCZ08 | 2007 | 0.30255 | 07
ComVint | SCEHtlCZ08 | Ex | SCE | SCE | Htl | Multiple | CZ08 | Any | SCEHtlCZ082011 | SCEHtlCZ08 | 2011 | 0.30255 | 11
ComVint | SCEHtlCZ08 | Ex | SCE | SCE | Htl | Multiple | CZ08 | Any | SCEHtlCZ082014 | SCEHtlCZ08 | 2014 | 0.15127 | 14
ComVint | SCEHtlCZ09 | Ex | SCE | SCE | Htl | Multiple | CZ09 | Any | SCEHtlCZ091975 | SCEHtlCZ09 | 1975 | 2.7603 | 75
ComVint | SCEHtlCZ09 | Ex | SCE | SCE | Htl | Multiple | CZ09 | Any | SCEHtlCZ091985 | SCEHtlCZ09 | 1985 | 3.6812 | 85
ComVint | SCEHtlCZ09 | Ex | SCE | SCE | Htl | Multiple | CZ09 | Any | SCEHtlCZ091996 | SCEHtlCZ09 | 1996 | 0.99035 | 96
ComVint | SCEHtlCZ09 | Ex | SCE | SCE | Htl | Multiple | CZ09 | Any | SCEHtlCZ092003 | SCEHtlCZ09 | 2003 | 0.47065 | 03
ComVint | SCEHtlCZ09 | Ex | SCE | SCE | Htl | Multiple | CZ09 | Any | SCEHtlCZ092007 | SCEHtlCZ09 | 2007 | 0.30105 | 07
ComVint | SCEHtlCZ09 | Ex | SCE | SCE | Htl | Multiple | CZ09 | Any | SCEHtlCZ092011 | SCEHtlCZ09 | 2011 | 0.30105 | 11
ComVint | SCEHtlCZ09 | Ex | SCE | SCE | Htl | Multiple | CZ09 | Any | SCEHtlCZ092014 | SCEHtlCZ09 | 2014 | 0.15052 | 14
ComVint | SCEHtlCZ10 | Ex | SCE | SCE | Htl | Multiple | CZ10 | Any | SCEHtlCZ101975 | SCEHtlCZ10 | 1975 | 0.4842 | 75
ComVint | SCEHtlCZ10 | Ex | SCE | SCE | Htl | Multiple | CZ10 | Any | SCEHtlCZ101985 | SCEHtlCZ10 | 1985 | 1.4413 | 85
ComVint | SCEHtlCZ10 | Ex | SCE | SCE | Htl | Multiple | CZ10 | Any | SCEHtlCZ101996 | SCEHtlCZ10 | 1996 | 0.24965 | 96
ComVint | SCEHtlCZ10 | Ex | SCE | SCE | Htl | Multiple | CZ10 | Any | SCEHtlCZ102003 | SCEHtlCZ10 | 2003 | 0.39445 | 03
ComVint | SCEHtlCZ10 | Ex | SCE | SCE | Htl | Multiple | CZ10 | Any | SCEHtlCZ102007 | SCEHtlCZ10 | 2007 | 0.21475 | 07
ComVint | SCEHtlCZ10 | Ex | SCE | SCE | Htl | Multiple | CZ10 | Any | SCEHtlCZ102011 | SCEHtlCZ10 | 2011 | 0.21475 | 11
ComVint | SCEHtlCZ10 | Ex | SCE | SCE | Htl | Multiple | CZ10 | Any | SCEHtlCZ102014 | SCEHtlCZ10 | 2014 | 0.10737 | 14
ComVint | SCEHtlCZ11 | Ex | SCE | SCE | Htl | Multiple | CZ11 | Any | SCEHtlCZ111975 | SCEHtlCZ11 | 1975 | 0 | 75
ComVint | SCEHtlCZ11 | Ex | SCE | SCE | Htl | Multiple | CZ11 | Any | SCEHtlCZ111985 | SCEHtlCZ11 | 1985 | 0 | 85
ComVint | SCEHtlCZ11 | Ex | SCE | SCE | Htl | Multiple | CZ11 | Any | SCEHtlCZ111996 | SCEHtlCZ11 | 1996 | 0 | 96
ComVint | SCEHtlCZ11 | Ex | SCE | SCE | Htl | Multiple | CZ11 | Any | SCEHtlCZ112003 | SCEHtlCZ11 | 2003 | 0 | 03
ComVint | SCEHtlCZ11 | Ex | SCE | SCE | Htl | Multiple | CZ11 | Any | SCEHtlCZ112007 | SCEHtlCZ11 | 2007 | 0 | 07
ComVint | SCEHtlCZ11 | Ex | SCE | SCE | Htl | Multiple | CZ11 | Any | SCEHtlCZ112011 | SCEHtlCZ11 | 2011 | 0 | 11
ComVint | SCEHtlCZ11 | Ex | SCE | SCE | Htl | Multiple | CZ11 | Any | SCEHtlCZ112014 | SCEHtlCZ11 | 2014 | 0 | 14
ComVint | SCEHtlCZ12 | Ex | SCE | SCE | Htl | Multiple | CZ12 | Any | SCEHtlCZ121975 | SCEHtlCZ12 | 1975 | 0 | 75
ComVint | SCEHtlCZ12 | Ex | SCE | SCE | Htl | Multiple | CZ12 | Any | SCEHtlCZ121985 | SCEHtlCZ12 | 1985 | 0 | 85
ComVint | SCEHtlCZ12 | Ex | SCE | SCE | Htl | Multiple | CZ12 | Any | SCEHtlCZ121996 | SCEHtlCZ12 | 1996 | 0 | 96
ComVint | SCEHtlCZ12 | Ex | SCE | SCE | Htl | Multiple | CZ12 | Any | SCEHtlCZ122003 | SCEHtlCZ12 | 2003 | 0 | 03
ComVint | SCEHtlCZ12 | Ex | SCE | SCE | Htl | Multiple | CZ12 | Any | SCEHtlCZ122007 | SCEHtlCZ12 | 2007 | 0 | 07
ComVint | SCEHtlCZ12 | Ex | SCE | SCE | Htl | Multiple | CZ12 | Any | SCEHtlCZ122011 | SCEHtlCZ12 | 2011 | 0 | 11
ComVint | SCEHtlCZ12 | Ex | SCE | SCE | Htl | Multiple | CZ12 | Any | SCEHtlCZ122014 | SCEHtlCZ12 | 2014 | 0 | 14
ComVint | SCEHtlCZ13 | Ex | SCE | SCE | Htl | Multiple | CZ13 | Any | SCEHtlCZ131975 | SCEHtlCZ13 | 1975 | 0.1628 | 75
ComVint | SCEHtlCZ13 | Ex | SCE | SCE | Htl | Multiple | CZ13 | Any | SCEHtlCZ131985 | SCEHtlCZ13 | 1985 | 0.2095 | 85
ComVint | SCEHtlCZ13 | Ex | SCE | SCE | Htl | Multiple | CZ13 | Any | SCEHtlCZ131996 | SCEHtlCZ13 | 1996 | 0.10115 | 96
ComVint | SCEHtlCZ13 | Ex | SCE | SCE | Htl | Multiple | CZ13 | Any | SCEHtlCZ132003 | SCEHtlCZ13 | 2003 | 0.0313 | 03
ComVint | SCEHtlCZ13 | Ex | SCE | SCE | Htl | Multiple | CZ13 | Any | SCEHtlCZ132007 | SCEHtlCZ13 | 2007 | 0.02975 | 07
ComVint | SCEHtlCZ13 | Ex | SCE | SCE | Htl | Multiple | CZ13 | Any | SCEHtlCZ132011 | SCEHtlCZ13 | 2011 | 0.02975 | 11
ComVint | SCEHtlCZ13 | Ex | SCE | SCE | Htl | Multiple | CZ13 | Any | SCEHtlCZ132014 | SCEHtlCZ13 | 2014 | 0.014875 | 14
ComVint | SCEHtlCZ14 | Ex | SCE | SCE | Htl | Multiple | CZ14 | Any | SCEHtlCZ141975 | SCEHtlCZ14 | 1975 | 0.3199 | 75
ComVint | SCEHtlCZ14 | Ex | SCE | SCE | Htl | Multiple | CZ14 | Any | SCEHtlCZ141985 | SCEHtlCZ14 | 1985 | 0.6714 | 85
ComVint | SCEHtlCZ14 | Ex | SCE | SCE | Htl | Multiple | CZ14 | Any | SCEHtlCZ141996 | SCEHtlCZ14 | 1996 | 0.14615 | 96
ComVint | SCEHtlCZ14 | Ex | SCE | SCE | Htl | Multiple | CZ14 | Any | SCEHtlCZ142003 | SCEHtlCZ14 | 2003 | 0.13825 | 03
ComVint | SCEHtlCZ14 | Ex | SCE | SCE | Htl | Multiple | CZ14 | Any | SCEHtlCZ142007 | SCEHtlCZ14 | 2007 | 0.0971 | 07
ComVint | SCEHtlCZ14 | Ex | SCE | SCE | Htl | Multiple | CZ14 | Any | SCEHtlCZ142011 | SCEHtlCZ14 | 2011 | 0.0971 | 11
ComVint | SCEHtlCZ14 | Ex | SCE | SCE | Htl | Multiple | CZ14 | Any | SCEHtlCZ142014 | SCEHtlCZ14 | 2014 | 0.04855 | 14
ComVint | SCEHtlCZ15 | Ex | SCE | SCE | Htl | Multiple | CZ15 | Any | SCEHtlCZ151975 | SCEHtlCZ15 | 1975 | 1.2384 | 75
ComVint | SCEHtlCZ15 | Ex | SCE | SCE | Htl | Multiple | CZ15 | Any | SCEHtlCZ151985 | SCEHtlCZ15 | 1985 | 3.6862 | 85
ComVint | SCEHtlCZ15 | Ex | SCE | SCE | Htl | Multiple | CZ15 | Any | SCEHtlCZ151996 | SCEHtlCZ15 | 1996 | 0.63855 | 96
ComVint | SCEHtlCZ15 | Ex | SCE | SCE | Htl | Multiple | CZ15 | Any | SCEHtlCZ152003 | SCEHtlCZ15 | 2003 | 1.0089 | 03
ComVint | SCEHtlCZ15 | Ex | SCE | SCE | Htl | Multiple | CZ15 | Any | SCEHtlCZ152007 | SCEHtlCZ15 | 2007 | 0.5492 | 07
ComVint | SCEHtlCZ15 | Ex | SCE | SCE | Htl | Multiple | CZ15 | Any | SCEHtlCZ152011 | SCEHtlCZ15 | 2011 | 0.5492 | 11
ComVint | SCEHtlCZ15 | Ex | SCE | SCE | Htl | Multiple | CZ15 | Any | SCEHtlCZ152014 | SCEHtlCZ15 | 2014 | 0.2746 | 14
ComVint | SCEHtlCZ16 | Ex | SCE | SCE | Htl | Multiple | CZ16 | Any | SCEHtlCZ161975 | SCEHtlCZ16 | 1975 | 0.56345 | 75
ComVint | SCEHtlCZ16 | Ex | SCE | SCE | Htl | Multiple | CZ16 | Any | SCEHtlCZ161985 | SCEHtlCZ16 | 1985 | 0.8295 | 85
ComVint | SCEHtlCZ16 | Ex | SCE | SCE | Htl | Multiple | CZ16 | Any | SCEHtlCZ161996 | SCEHtlCZ16 | 1996 | 0.2587 | 96
ComVint | SCEHtlCZ16 | Ex | SCE | SCE | Htl | Multiple | CZ16 | Any | SCEHtlCZ162003 | SCEHtlCZ16 | 2003 | 0.10265 | 03
ComVint | SCEHtlCZ16 | Ex | SCE | SCE | Htl | Multiple | CZ16 | Any | SCEHtlCZ162007 | SCEHtlCZ16 | 2007 | 0.1157 | 07
ComVint | SCEHtlCZ16 | Ex | SCE | SCE | Htl | Multiple | CZ16 | Any | SCEHtlCZ162011 | SCEHtlCZ16 | 2011 | 0.1157 | 11
ComVint | SCEHtlCZ16 | Ex | SCE | SCE | Htl | Multiple | CZ16 | Any | SCEHtlCZ162014 | SCEHtlCZ16 | 2014 | 0.05785 | 14
ComVint | SCEMBTCZ01 | Ex | SCE | SCE | MBT | Multiple | CZ01 | Any | SCEMBTCZ011975 | SCEMBTCZ01 | 1975 | 0 | 75
ComVint | SCEMBTCZ01 | Ex | SCE | SCE | MBT | Multiple | CZ01 | Any | SCEMBTCZ011985 | SCEMBTCZ01 | 1985 | 0 | 85
ComVint | SCEMBTCZ01 | Ex | SCE | SCE | MBT | Multiple | CZ01 | Any | SCEMBTCZ011996 | SCEMBTCZ01 | 1996 | 0 | 96
ComVint | SCEMBTCZ01 | Ex | SCE | SCE | MBT | Multiple | CZ01 | Any | SCEMBTCZ012003 | SCEMBTCZ01 | 2003 | 0 | 03
ComVint | SCEMBTCZ01 | Ex | SCE | SCE | MBT | Multiple | CZ01 | Any | SCEMBTCZ012007 | SCEMBTCZ01 | 2007 | 0 | 07
ComVint | SCEMBTCZ01 | Ex | SCE | SCE | MBT | Multiple | CZ01 | Any | SCEMBTCZ012011 | SCEMBTCZ01 | 2011 | 0 | 11
ComVint | SCEMBTCZ01 | Ex | SCE | SCE | MBT | Multiple | CZ01 | Any | SCEMBTCZ012014 | SCEMBTCZ01 | 2014 | 0 | 14
ComVint | SCEMBTCZ02 | Ex | SCE | SCE | MBT | Multiple | CZ02 | Any | SCEMBTCZ021975 | SCEMBTCZ02 | 1975 | 0 | 75
ComVint | SCEMBTCZ02 | Ex | SCE | SCE | MBT | Multiple | CZ02 | Any | SCEMBTCZ021985 | SCEMBTCZ02 | 1985 | 0 | 85
ComVint | SCEMBTCZ02 | Ex | SCE | SCE | MBT | Multiple | CZ02 | Any | SCEMBTCZ021996 | SCEMBTCZ02 | 1996 | 0 | 96
ComVint | SCEMBTCZ02 | Ex | SCE | SCE | MBT | Multiple | CZ02 | Any | SCEMBTCZ022003 | SCEMBTCZ02 | 2003 | 0 | 03
ComVint | SCEMBTCZ02 | Ex | SCE | SCE | MBT | Multiple | CZ02 | Any | SCEMBTCZ022007 | SCEMBTCZ02 | 2007 | 0 | 07
ComVint | SCEMBTCZ02 | Ex | SCE | SCE | MBT | Multiple | CZ02 | Any | SCEMBTCZ022011 | SCEMBTCZ02 | 2011 | 0 | 11
ComVint | SCEMBTCZ02 | Ex | SCE | SCE | MBT | Multiple | CZ02 | Any | SCEMBTCZ022014 | SCEMBTCZ02 | 2014 | 0 | 14
ComVint | SCEMBTCZ03 | Ex | SCE | SCE | MBT | Multiple | CZ03 | Any | SCEMBTCZ031975 | SCEMBTCZ03 | 1975 | 0 | 75
ComVint | SCEMBTCZ03 | Ex | SCE | SCE | MBT | Multiple | CZ03 | Any | SCEMBTCZ031985 | SCEMBTCZ03 | 1985 | 0 | 85
ComVint | SCEMBTCZ03 | Ex | SCE | SCE | MBT | Multiple | CZ03 | Any | SCEMBTCZ031996 | SCEMBTCZ03 | 1996 | 0 | 96
ComVint | SCEMBTCZ03 | Ex | SCE | SCE | MBT | Multiple | CZ03 | Any | SCEMBTCZ032003 | SCEMBTCZ03 | 2003 | 0 | 03
ComVint | SCEMBTCZ03 | Ex | SCE | SCE | MBT | Multiple | CZ03 | Any | SCEMBTCZ032007 | SCEMBTCZ03 | 2007 | 0 | 07
ComVint | SCEMBTCZ03 | Ex | SCE | SCE | MBT | Multiple | CZ03 | Any | SCEMBTCZ032011 | SCEMBTCZ03 | 2011 | 0 | 11
ComVint | SCEMBTCZ03 | Ex | SCE | SCE | MBT | Multiple | CZ03 | Any | SCEMBTCZ032014 | SCEMBTCZ03 | 2014 | 0 | 14
ComVint | SCEMBTCZ04 | Ex | SCE | SCE | MBT | Multiple | CZ04 | Any | SCEMBTCZ041975 | SCEMBTCZ04 | 1975 | 0 | 75
ComVint | SCEMBTCZ04 | Ex | SCE | SCE | MBT | Multiple | CZ04 | Any | SCEMBTCZ041985 | SCEMBTCZ04 | 1985 | 0 | 85
ComVint | SCEMBTCZ04 | Ex | SCE | SCE | MBT | Multiple | CZ04 | Any | SCEMBTCZ041996 | SCEMBTCZ04 | 1996 | 0 | 96
ComVint | SCEMBTCZ04 | Ex | SCE | SCE | MBT | Multiple | CZ04 | Any | SCEMBTCZ042003 | SCEMBTCZ04 | 2003 | 0 | 03
ComVint | SCEMBTCZ04 | Ex | SCE | SCE | MBT | Multiple | CZ04 | Any | SCEMBTCZ042007 | SCEMBTCZ04 | 2007 | 0 | 07
ComVint | SCEMBTCZ04 | Ex | SCE | SCE | MBT | Multiple | CZ04 | Any | SCEMBTCZ042011 | SCEMBTCZ04 | 2011 | 0 | 11
ComVint | SCEMBTCZ04 | Ex | SCE | SCE | MBT | Multiple | CZ04 | Any | SCEMBTCZ042014 | SCEMBTCZ04 | 2014 | 0 | 14
ComVint | SCEMBTCZ05 | Ex | SCE | SCE | MBT | Multiple | CZ05 | Any | SCEMBTCZ051975 | SCEMBTCZ05 | 1975 | 0.21597 | 75
ComVint | SCEMBTCZ05 | Ex | SCE | SCE | MBT | Multiple | CZ05 | Any | SCEMBTCZ051985 | SCEMBTCZ05 | 1985 | 0.11523 | 85
ComVint | SCEMBTCZ05 | Ex | SCE | SCE | MBT | Multiple | CZ05 | Any | SCEMBTCZ051996 | SCEMBTCZ05 | 1996 | 0.055633 | 96
ComVint | SCEMBTCZ05 | Ex | SCE | SCE | MBT | Multiple | CZ05 | Any | SCEMBTCZ052003 | SCEMBTCZ05 | 2003 | 0.027467 | 03
ComVint | SCEMBTCZ05 | Ex | SCE | SCE | MBT | Multiple | CZ05 | Any | SCEMBTCZ052007 | SCEMBTCZ05 | 2007 | 0.017567 | 07
ComVint | SCEMBTCZ05 | Ex | SCE | SCE | MBT | Multiple | CZ05 | Any | SCEMBTCZ052011 | SCEMBTCZ05 | 2011 | 0.017567 | 11
ComVint | SCEMBTCZ05 | Ex | SCE | SCE | MBT | Multiple | CZ05 | Any | SCEMBTCZ052014 | SCEMBTCZ05 | 2014 | 0.0087833 | 14
ComVint | SCEMBTCZ06 | Ex | SCE | SCE | MBT | Multiple | CZ06 | Any | SCEMBTCZ061975 | SCEMBTCZ06 | 1975 | 18.1747 | 75
ComVint | SCEMBTCZ06 | Ex | SCE | SCE | MBT | Multiple | CZ06 | Any | SCEMBTCZ061985 | SCEMBTCZ06 | 1985 | 9.6399 | 85
ComVint | SCEMBTCZ06 | Ex | SCE | SCE | MBT | Multiple | CZ06 | Any | SCEMBTCZ061996 | SCEMBTCZ06 | 1996 | 4.6949 | 96
ComVint | SCEMBTCZ06 | Ex | SCE | SCE | MBT | Multiple | CZ06 | Any | SCEMBTCZ062003 | SCEMBTCZ06 | 2003 | 2.3309 | 03
ComVint | SCEMBTCZ06 | Ex | SCE | SCE | MBT | Multiple | CZ06 | Any | SCEMBTCZ062007 | SCEMBTCZ06 | 2007 | 1.4671 | 07
ComVint | SCEMBTCZ06 | Ex | SCE | SCE | MBT | Multiple | CZ06 | Any | SCEMBTCZ062011 | SCEMBTCZ06 | 2011 | 1.4671 | 11
ComVint | SCEMBTCZ06 | Ex | SCE | SCE | MBT | Multiple | CZ06 | Any | SCEMBTCZ062014 | SCEMBTCZ06 | 2014 | 0.73353 | 14
ComVint | SCEMBTCZ07 | Ex | SCE | SCE | MBT | Multiple | CZ07 | Any | SCEMBTCZ071975 | SCEMBTCZ07 | 1975 | 0 | 75
ComVint | SCEMBTCZ07 | Ex | SCE | SCE | MBT | Multiple | CZ07 | Any | SCEMBTCZ071985 | SCEMBTCZ07 | 1985 | 0 | 85
ComVint | SCEMBTCZ07 | Ex | SCE | SCE | MBT | Multiple | CZ07 | Any | SCEMBTCZ071996 | SCEMBTCZ07 | 1996 | 0 | 96
ComVint | SCEMBTCZ07 | Ex | SCE | SCE | MBT | Multiple | CZ07 | Any | SCEMBTCZ072003 | SCEMBTCZ07 | 2003 | 0 | 03
ComVint | SCEMBTCZ07 | Ex | SCE | SCE | MBT | Multiple | CZ07 | Any | SCEMBTCZ072007 | SCEMBTCZ07 | 2007 | 0 | 07
ComVint | SCEMBTCZ07 | Ex | SCE | SCE | MBT | Multiple | CZ07 | Any | SCEMBTCZ072011 | SCEMBTCZ07 | 2011 | 0 | 11
ComVint | SCEMBTCZ07 | Ex | SCE | SCE | MBT | Multiple | CZ07 | Any | SCEMBTCZ072014 | SCEMBTCZ07 | 2014 | 0 | 14
ComVint | SCEMBTCZ08 | Ex | SCE | SCE | MBT | Multiple | CZ08 | Any | SCEMBTCZ081975 | SCEMBTCZ08 | 1975 | 26.5415 | 75
ComVint | SCEMBTCZ08 | Ex | SCE | SCE | MBT | Multiple | CZ08 | Any | SCEMBTCZ081985 | SCEMBTCZ08 | 1985 | 14.036 | 85
ComVint | SCEMBTCZ08 | Ex | SCE | SCE | MBT | Multiple | CZ08 | Any | SCEMBTCZ081996 | SCEMBTCZ08 | 1996 | 6.8658 | 96
ComVint | SCEMBTCZ08 | Ex | SCE | SCE | MBT | Multiple | CZ08 | Any | SCEMBTCZ082003 | SCEMBTCZ08 | 2003 | 3.4183 | 03
ComVint | SCEMBTCZ08 | Ex | SCE | SCE | MBT | Multiple | CZ08 | Any | SCEMBTCZ082007 | SCEMBTCZ08 | 2007 | 2.1348 | 07
ComVint | SCEMBTCZ08 | Ex | SCE | SCE | MBT | Multiple | CZ08 | Any | SCEMBTCZ082011 | SCEMBTCZ08 | 2011 | 2.1348 | 11
ComVint | SCEMBTCZ08 | Ex | SCE | SCE | MBT | Multiple | CZ08 | Any | SCEMBTCZ082014 | SCEMBTCZ08 | 2014 | 1.0674 | 14
ComVint | SCEMBTCZ09 | Ex | SCE | SCE | MBT | Multiple | CZ09 | Any | SCEMBTCZ091975 | SCEMBTCZ09 | 1975 | 12.478 | 75
ComVint | SCEMBTCZ09 | Ex | SCE | SCE | MBT | Multiple | CZ09 | Any | SCEMBTCZ091985 | SCEMBTCZ09 | 1985 | 6.3972 | 85
ComVint | SCEMBTCZ09 | Ex | SCE | SCE | MBT | Multiple | CZ09 | Any | SCEMBTCZ091996 | SCEMBTCZ09 | 1996 | 3.2742 | 96
ComVint | SCEMBTCZ09 | Ex | SCE | SCE | MBT | Multiple | CZ09 | Any | SCEMBTCZ092003 | SCEMBTCZ09 | 2003 | 1.6768 | 03
ComVint | SCEMBTCZ09 | Ex | SCE | SCE | MBT | Multiple | CZ09 | Any | SCEMBTCZ092007 | SCEMBTCZ09 | 2007 | 0.9664 | 07
ComVint | SCEMBTCZ09 | Ex | SCE | SCE | MBT | Multiple | CZ09 | Any | SCEMBTCZ092011 | SCEMBTCZ09 | 2011 | 0.9664 | 11
ComVint | SCEMBTCZ09 | Ex | SCE | SCE | MBT | Multiple | CZ09 | Any | SCEMBTCZ092014 | SCEMBTCZ09 | 2014 | 0.4832 | 14
ComVint | SCEMBTCZ10 | Ex | SCE | SCE | MBT | Multiple | CZ10 | Any | SCEMBTCZ101975 | SCEMBTCZ10 | 1975 | 3.9942 | 75
ComVint | SCEMBTCZ10 | Ex | SCE | SCE | MBT | Multiple | CZ10 | Any | SCEMBTCZ101985 | SCEMBTCZ10 | 1985 | 9.3056 | 85
ComVint | SCEMBTCZ10 | Ex | SCE | SCE | MBT | Multiple | CZ10 | Any | SCEMBTCZ101996 | SCEMBTCZ10 | 1996 | 5.6663 | 96
ComVint | SCEMBTCZ10 | Ex | SCE | SCE | MBT | Multiple | CZ10 | Any | SCEMBTCZ102003 | SCEMBTCZ10 | 2003 | 5.2879 | 03
ComVint | SCEMBTCZ10 | Ex | SCE | SCE | MBT | Multiple | CZ10 | Any | SCEMBTCZ102007 | SCEMBTCZ10 | 2007 | 2.9381 | 07
ComVint | SCEMBTCZ10 | Ex | SCE | SCE | MBT | Multiple | CZ10 | Any | SCEMBTCZ102011 | SCEMBTCZ10 | 2011 | 2.9381 | 11
ComVint | SCEMBTCZ10 | Ex | SCE | SCE | MBT | Multiple | CZ10 | Any | SCEMBTCZ102014 | SCEMBTCZ10 | 2014 | 1.469 | 14
ComVint | SCEMBTCZ11 | Ex | SCE | SCE | MBT | Multiple | CZ11 | Any | SCEMBTCZ111975 | SCEMBTCZ11 | 1975 | 0 | 75
ComVint | SCEMBTCZ11 | Ex | SCE | SCE | MBT | Multiple | CZ11 | Any | SCEMBTCZ111985 | SCEMBTCZ11 | 1985 | 0 | 85
ComVint | SCEMBTCZ11 | Ex | SCE | SCE | MBT | Multiple | CZ11 | Any | SCEMBTCZ111996 | SCEMBTCZ11 | 1996 | 0 | 96
ComVint | SCEMBTCZ11 | Ex | SCE | SCE | MBT | Multiple | CZ11 | Any | SCEMBTCZ112003 | SCEMBTCZ11 | 2003 | 0 | 03
ComVint | SCEMBTCZ11 | Ex | SCE | SCE | MBT | Multiple | CZ11 | Any | SCEMBTCZ112007 | SCEMBTCZ11 | 2007 | 0 | 07
ComVint | SCEMBTCZ11 | Ex | SCE | SCE | MBT | Multiple | CZ11 | Any | SCEMBTCZ112011 | SCEMBTCZ11 | 2011 | 0 | 11
ComVint | SCEMBTCZ11 | Ex | SCE | SCE | MBT | Multiple | CZ11 | Any | SCEMBTCZ112014 | SCEMBTCZ11 | 2014 | 0 | 14
ComVint | SCEMBTCZ12 | Ex | SCE | SCE | MBT | Multiple | CZ12 | Any | SCEMBTCZ121975 | SCEMBTCZ12 | 1975 | 0 | 75
ComVint | SCEMBTCZ12 | Ex | SCE | SCE | MBT | Multiple | CZ12 | Any | SCEMBTCZ121985 | SCEMBTCZ12 | 1985 | 0 | 85
ComVint | SCEMBTCZ12 | Ex | SCE | SCE | MBT | Multiple | CZ12 | Any | SCEMBTCZ121996 | SCEMBTCZ12 | 1996 | 0 | 96
ComVint | SCEMBTCZ12 | Ex | SCE | SCE | MBT | Multiple | CZ12 | Any | SCEMBTCZ122003 | SCEMBTCZ12 | 2003 | 0 | 03
ComVint | SCEMBTCZ12 | Ex | SCE | SCE | MBT | Multiple | CZ12 | Any | SCEMBTCZ122007 | SCEMBTCZ12 | 2007 | 0 | 07
ComVint | SCEMBTCZ12 | Ex | SCE | SCE | MBT | Multiple | CZ12 | Any | SCEMBTCZ122011 | SCEMBTCZ12 | 2011 | 0 | 11
ComVint | SCEMBTCZ12 | Ex | SCE | SCE | MBT | Multiple | CZ12 | Any | SCEMBTCZ122014 | SCEMBTCZ12 | 2014 | 0 | 14
ComVint | SCEMBTCZ13 | Ex | SCE | SCE | MBT | Multiple | CZ13 | Any | SCEMBTCZ131975 | SCEMBTCZ13 | 1975 | 0.8993 | 75
ComVint | SCEMBTCZ13 | Ex | SCE | SCE | MBT | Multiple | CZ13 | Any | SCEMBTCZ131985 | SCEMBTCZ13 | 1985 | 1.0845 | 85
ComVint | SCEMBTCZ13 | Ex | SCE | SCE | MBT | Multiple | CZ13 | Any | SCEMBTCZ131996 | SCEMBTCZ13 | 1996 | 0.90283 | 96
ComVint | SCEMBTCZ13 | Ex | SCE | SCE | MBT | Multiple | CZ13 | Any | SCEMBTCZ132003 | SCEMBTCZ13 | 2003 | 0.34917 | 03
ComVint | SCEMBTCZ13 | Ex | SCE | SCE | MBT | Multiple | CZ13 | Any | SCEMBTCZ132007 | SCEMBTCZ13 | 2007 | 0.223 | 07
ComVint | SCEMBTCZ13 | Ex | SCE | SCE | MBT | Multiple | CZ13 | Any | SCEMBTCZ132011 | SCEMBTCZ13 | 2011 | 0.223 | 11
ComVint | SCEMBTCZ13 | Ex | SCE | SCE | MBT | Multiple | CZ13 | Any | SCEMBTCZ132014 | SCEMBTCZ13 | 2014 | 0.1115 | 14
ComVint | SCEMBTCZ14 | Ex | SCE | SCE | MBT | Multiple | CZ14 | Any | SCEMBTCZ141975 | SCEMBTCZ14 | 1975 | 1.8781 | 75
ComVint | SCEMBTCZ14 | Ex | SCE | SCE | MBT | Multiple | CZ14 | Any | SCEMBTCZ141985 | SCEMBTCZ14 | 1985 | 1.9161 | 85
ComVint | SCEMBTCZ14 | Ex | SCE | SCE | MBT | Multiple | CZ14 | Any | SCEMBTCZ141996 | SCEMBTCZ14 | 1996 | 1.1522 | 96
ComVint | SCEMBTCZ14 | Ex | SCE | SCE | MBT | Multiple | CZ14 | Any | SCEMBTCZ142003 | SCEMBTCZ14 | 2003 | 0.87703 | 03
ComVint | SCEMBTCZ14 | Ex | SCE | SCE | MBT | Multiple | CZ14 | Any | SCEMBTCZ142007 | SCEMBTCZ14 | 2007 | 0.48587 | 07
ComVint | SCEMBTCZ14 | Ex | SCE | SCE | MBT | Multiple | CZ14 | Any | SCEMBTCZ142011 | SCEMBTCZ14 | 2011 | 0.48587 | 11
ComVint | SCEMBTCZ14 | Ex | SCE | SCE | MBT | Multiple | CZ14 | Any | SCEMBTCZ142014 | SCEMBTCZ14 | 2014 | 0.24293 | 14
ComVint | SCEMBTCZ15 | Ex | SCE | SCE | MBT | Multiple | CZ15 | Any | SCEMBTCZ151975 | SCEMBTCZ15 | 1975 | 1.4458 | 75
ComVint | SCEMBTCZ15 | Ex | SCE | SCE | MBT | Multiple | CZ15 | Any | SCEMBTCZ151985 | SCEMBTCZ15 | 1985 | 3.3685 | 85
ComVint | SCEMBTCZ15 | Ex | SCE | SCE | MBT | Multiple | CZ15 | Any | SCEMBTCZ151996 | SCEMBTCZ15 | 1996 | 2.0511 | 96
ComVint | SCEMBTCZ15 | Ex | SCE | SCE | MBT | Multiple | CZ15 | Any | SCEMBTCZ152003 | SCEMBTCZ15 | 2003 | 1.9141 | 03
ComVint | SCEMBTCZ15 | Ex | SCE | SCE | MBT | Multiple | CZ15 | Any | SCEMBTCZ152007 | SCEMBTCZ15 | 2007 | 1.0635 | 07
ComVint | SCEMBTCZ15 | Ex | SCE | SCE | MBT | Multiple | CZ15 | Any | SCEMBTCZ152011 | SCEMBTCZ15 | 2011 | 1.0635 | 11
ComVint | SCEMBTCZ15 | Ex | SCE | SCE | MBT | Multiple | CZ15 | Any | SCEMBTCZ152014 | SCEMBTCZ15 | 2014 | 0.53177 | 14
ComVint | SCEMBTCZ16 | Ex | SCE | SCE | MBT | Multiple | CZ16 | Any | SCEMBTCZ161975 | SCEMBTCZ16 | 1975 | 0.8882 | 75
ComVint | SCEMBTCZ16 | Ex | SCE | SCE | MBT | Multiple | CZ16 | Any | SCEMBTCZ161985 | SCEMBTCZ16 | 1985 | 1.1749 | 85
ComVint | SCEMBTCZ16 | Ex | SCE | SCE | MBT | Multiple | CZ16 | Any | SCEMBTCZ161996 | SCEMBTCZ16 | 1996 | 0.7864 | 96
ComVint | SCEMBTCZ16 | Ex | SCE | SCE | MBT | Multiple | CZ16 | Any | SCEMBTCZ162003 | SCEMBTCZ16 | 2003 | 0.5353 | 03
ComVint | SCEMBTCZ16 | Ex | SCE | SCE | MBT | Multiple | CZ16 | Any | SCEMBTCZ162007 | SCEMBTCZ16 | 2007 | 0.306 | 07
ComVint | SCEMBTCZ16 | Ex | SCE | SCE | MBT | Multiple | CZ16 | Any | SCEMBTCZ162011 | SCEMBTCZ16 | 2011 | 0.306 | 11
ComVint | SCEMBTCZ16 | Ex | SCE | SCE | MBT | Multiple | CZ16 | Any | SCEMBTCZ162014 | SCEMBTCZ16 | 2014 | 0.153 | 14
ComVint | SCEMLICZ01 | Ex | SCE | SCE | MLI | Multiple | CZ01 | Any | SCEMLICZ011975 | SCEMLICZ01 | 1975 | 0 | 75
ComVint | SCEMLICZ01 | Ex | SCE | SCE | MLI | Multiple | CZ01 | Any | SCEMLICZ011985 | SCEMLICZ01 | 1985 | 0 | 85
ComVint | SCEMLICZ01 | Ex | SCE | SCE | MLI | Multiple | CZ01 | Any | SCEMLICZ011996 | SCEMLICZ01 | 1996 | 0 | 96
ComVint | SCEMLICZ01 | Ex | SCE | SCE | MLI | Multiple | CZ01 | Any | SCEMLICZ012003 | SCEMLICZ01 | 2003 | 0 | 03
ComVint | SCEMLICZ01 | Ex | SCE | SCE | MLI | Multiple | CZ01 | Any | SCEMLICZ012007 | SCEMLICZ01 | 2007 | 0 | 07
ComVint | SCEMLICZ01 | Ex | SCE | SCE | MLI | Multiple | CZ01 | Any | SCEMLICZ012011 | SCEMLICZ01 | 2011 | 0 | 11
ComVint | SCEMLICZ01 | Ex | SCE | SCE | MLI | Multiple | CZ01 | Any | SCEMLICZ012014 | SCEMLICZ01 | 2014 | 0 | 14
ComVint | SCEMLICZ02 | Ex | SCE | SCE | MLI | Multiple | CZ02 | Any | SCEMLICZ021975 | SCEMLICZ02 | 1975 | 0 | 75
ComVint | SCEMLICZ02 | Ex | SCE | SCE | MLI | Multiple | CZ02 | Any | SCEMLICZ021985 | SCEMLICZ02 | 1985 | 0 | 85
ComVint | SCEMLICZ02 | Ex | SCE | SCE | MLI | Multiple | CZ02 | Any | SCEMLICZ021996 | SCEMLICZ02 | 1996 | 0 | 96
ComVint | SCEMLICZ02 | Ex | SCE | SCE | MLI | Multiple | CZ02 | Any | SCEMLICZ022003 | SCEMLICZ02 | 2003 | 0 | 03
ComVint | SCEMLICZ02 | Ex | SCE | SCE | MLI | Multiple | CZ02 | Any | SCEMLICZ022007 | SCEMLICZ02 | 2007 | 0 | 07
ComVint | SCEMLICZ02 | Ex | SCE | SCE | MLI | Multiple | CZ02 | Any | SCEMLICZ022011 | SCEMLICZ02 | 2011 | 0 | 11
ComVint | SCEMLICZ02 | Ex | SCE | SCE | MLI | Multiple | CZ02 | Any | SCEMLICZ022014 | SCEMLICZ02 | 2014 | 0 | 14
ComVint | SCEMLICZ03 | Ex | SCE | SCE | MLI | Multiple | CZ03 | Any | SCEMLICZ031975 | SCEMLICZ03 | 1975 | 0 | 75
ComVint | SCEMLICZ03 | Ex | SCE | SCE | MLI | Multiple | CZ03 | Any | SCEMLICZ031985 | SCEMLICZ03 | 1985 | 0 | 85
ComVint | SCEMLICZ03 | Ex | SCE | SCE | MLI | Multiple | CZ03 | Any | SCEMLICZ031996 | SCEMLICZ03 | 1996 | 0 | 96
ComVint | SCEMLICZ03 | Ex | SCE | SCE | MLI | Multiple | CZ03 | Any | SCEMLICZ032003 | SCEMLICZ03 | 2003 | 0 | 03
ComVint | SCEMLICZ03 | Ex | SCE | SCE | MLI | Multiple | CZ03 | Any | SCEMLICZ032007 | SCEMLICZ03 | 2007 | 0 | 07
ComVint | SCEMLICZ03 | Ex | SCE | SCE | MLI | Multiple | CZ03 | Any | SCEMLICZ032011 | SCEMLICZ03 | 2011 | 0 | 11
ComVint | SCEMLICZ03 | Ex | SCE | SCE | MLI | Multiple | CZ03 | Any | SCEMLICZ032014 | SCEMLICZ03 | 2014 | 0 | 14
ComVint | SCEMLICZ04 | Ex | SCE | SCE | MLI | Multiple | CZ04 | Any | SCEMLICZ041975 | SCEMLICZ04 | 1975 | 0 | 75
ComVint | SCEMLICZ04 | Ex | SCE | SCE | MLI | Multiple | CZ04 | Any | SCEMLICZ041985 | SCEMLICZ04 | 1985 | 0 | 85
ComVint | SCEMLICZ04 | Ex | SCE | SCE | MLI | Multiple | CZ04 | Any | SCEMLICZ041996 | SCEMLICZ04 | 1996 | 0 | 96
ComVint | SCEMLICZ04 | Ex | SCE | SCE | MLI | Multiple | CZ04 | Any | SCEMLICZ042003 | SCEMLICZ04 | 2003 | 0 | 03
ComVint | SCEMLICZ04 | Ex | SCE | SCE | MLI | Multiple | CZ04 | Any | SCEMLICZ042007 | SCEMLICZ04 | 2007 | 0 | 07
ComVint | SCEMLICZ04 | Ex | SCE | SCE | MLI | Multiple | CZ04 | Any | SCEMLICZ042011 | SCEMLICZ04 | 2011 | 0 | 11
ComVint | SCEMLICZ04 | Ex | SCE | SCE | MLI | Multiple | CZ04 | Any | SCEMLICZ042014 | SCEMLICZ04 | 2014 | 0 | 14
ComVint | SCEMLICZ05 | Ex | SCE | SCE | MLI | Multiple | CZ05 | Any | SCEMLICZ051975 | SCEMLICZ05 | 1975 | 0.21597 | 75
ComVint | SCEMLICZ05 | Ex | SCE | SCE | MLI | Multiple | CZ05 | Any | SCEMLICZ051985 | SCEMLICZ05 | 1985 | 0.11523 | 85
ComVint | SCEMLICZ05 | Ex | SCE | SCE | MLI | Multiple | CZ05 | Any | SCEMLICZ051996 | SCEMLICZ05 | 1996 | 0.055633 | 96
ComVint | SCEMLICZ05 | Ex | SCE | SCE | MLI | Multiple | CZ05 | Any | SCEMLICZ052003 | SCEMLICZ05 | 2003 | 0.027467 | 03
ComVint | SCEMLICZ05 | Ex | SCE | SCE | MLI | Multiple | CZ05 | Any | SCEMLICZ052007 | SCEMLICZ05 | 2007 | 0.017567 | 07
ComVint | SCEMLICZ05 | Ex | SCE | SCE | MLI | Multiple | CZ05 | Any | SCEMLICZ052011 | SCEMLICZ05 | 2011 | 0.017567 | 11
ComVint | SCEMLICZ05 | Ex | SCE | SCE | MLI | Multiple | CZ05 | Any | SCEMLICZ052014 | SCEMLICZ05 | 2014 | 0.0087833 | 14
ComVint | SCEMLICZ06 | Ex | SCE | SCE | MLI | Multiple | CZ06 | Any | SCEMLICZ061975 | SCEMLICZ06 | 1975 | 18.1747 | 75
ComVint | SCEMLICZ06 | Ex | SCE | SCE | MLI | Multiple | CZ06 | Any | SCEMLICZ061985 | SCEMLICZ06 | 1985 | 9.6399 | 85
ComVint | SCEMLICZ06 | Ex | SCE | SCE | MLI | Multiple | CZ06 | Any | SCEMLICZ061996 | SCEMLICZ06 | 1996 | 4.6949 | 96
ComVint | SCEMLICZ06 | Ex | SCE | SCE | MLI | Multiple | CZ06 | Any | SCEMLICZ062003 | SCEMLICZ06 | 2003 | 2.3309 | 03
ComVint | SCEMLICZ06 | Ex | SCE | SCE | MLI | Multiple | CZ06 | Any | SCEMLICZ062007 | SCEMLICZ06 | 2007 | 1.4671 | 07
ComVint | SCEMLICZ06 | Ex | SCE | SCE | MLI | Multiple | CZ06 | Any | SCEMLICZ062011 | SCEMLICZ06 | 2011 | 1.4671 | 11
ComVint | SCEMLICZ06 | Ex | SCE | SCE | MLI | Multiple | CZ06 | Any | SCEMLICZ062014 | SCEMLICZ06 | 2014 | 0.73353 | 14
ComVint | SCEMLICZ07 | Ex | SCE | SCE | MLI | Multiple | CZ07 | Any | SCEMLICZ071975 | SCEMLICZ07 | 1975 | 0 | 75
ComVint | SCEMLICZ07 | Ex | SCE | SCE | MLI | Multiple | CZ07 | Any | SCEMLICZ071985 | SCEMLICZ07 | 1985 | 0 | 85
ComVint | SCEMLICZ07 | Ex | SCE | SCE | MLI | Multiple | CZ07 | Any | SCEMLICZ071996 | SCEMLICZ07 | 1996 | 0 | 96
ComVint | SCEMLICZ07 | Ex | SCE | SCE | MLI | Multiple | CZ07 | Any | SCEMLICZ072003 | SCEMLICZ07 | 2003 | 0 | 03
ComVint | SCEMLICZ07 | Ex | SCE | SCE | MLI | Multiple | CZ07 | Any | SCEMLICZ072007 | SCEMLICZ07 | 2007 | 0 | 07
ComVint | SCEMLICZ07 | Ex | SCE | SCE | MLI | Multiple | CZ07 | Any | SCEMLICZ072011 | SCEMLICZ07 | 2011 | 0 | 11
ComVint | SCEMLICZ07 | Ex | SCE | SCE | MLI | Multiple | CZ07 | Any | SCEMLICZ072014 | SCEMLICZ07 | 2014 | 0 | 14
ComVint | SCEMLICZ08 | Ex | SCE | SCE | MLI | Multiple | CZ08 | Any | SCEMLICZ081975 | SCEMLICZ08 | 1975 | 26.5415 | 75
ComVint | SCEMLICZ08 | Ex | SCE | SCE | MLI | Multiple | CZ08 | Any | SCEMLICZ081985 | SCEMLICZ08 | 1985 | 14.036 | 85
ComVint | SCEMLICZ08 | Ex | SCE | SCE | MLI | Multiple | CZ08 | Any | SCEMLICZ081996 | SCEMLICZ08 | 1996 | 6.8658 | 96
ComVint | SCEMLICZ08 | Ex | SCE | SCE | MLI | Multiple | CZ08 | Any | SCEMLICZ082003 | SCEMLICZ08 | 2003 | 3.4183 | 03
ComVint | SCEMLICZ08 | Ex | SCE | SCE | MLI | Multiple | CZ08 | Any | SCEMLICZ082007 | SCEMLICZ08 | 2007 | 2.1348 | 07
ComVint | SCEMLICZ08 | Ex | SCE | SCE | MLI | Multiple | CZ08 | Any | SCEMLICZ082011 | SCEMLICZ08 | 2011 | 2.1348 | 11
ComVint | SCEMLICZ08 | Ex | SCE | SCE | MLI | Multiple | CZ08 | Any | SCEMLICZ082014 | SCEMLICZ08 | 2014 | 1.0674 | 14
ComVint | SCEMLICZ09 | Ex | SCE | SCE | MLI | Multiple | CZ09 | Any | SCEMLICZ091975 | SCEMLICZ09 | 1975 | 12.478 | 75
ComVint | SCEMLICZ09 | Ex | SCE | SCE | MLI | Multiple | CZ09 | Any | SCEMLICZ091985 | SCEMLICZ09 | 1985 | 6.3972 | 85
ComVint | SCEMLICZ09 | Ex | SCE | SCE | MLI | Multiple | CZ09 | Any | SCEMLICZ091996 | SCEMLICZ09 | 1996 | 3.2742 | 96
ComVint | SCEMLICZ09 | Ex | SCE | SCE | MLI | Multiple | CZ09 | Any | SCEMLICZ092003 | SCEMLICZ09 | 2003 | 1.6768 | 03
ComVint | SCEMLICZ09 | Ex | SCE | SCE | MLI | Multiple | CZ09 | Any | SCEMLICZ092007 | SCEMLICZ09 | 2007 | 0.9664 | 07
ComVint | SCEMLICZ09 | Ex | SCE | SCE | MLI | Multiple | CZ09 | Any | SCEMLICZ092011 | SCEMLICZ09 | 2011 | 0.9664 | 11
ComVint | SCEMLICZ09 | Ex | SCE | SCE | MLI | Multiple | CZ09 | Any | SCEMLICZ092014 | SCEMLICZ09 | 2014 | 0.4832 | 14
ComVint | SCEMLICZ10 | Ex | SCE | SCE | MLI | Multiple | CZ10 | Any | SCEMLICZ101975 | SCEMLICZ10 | 1975 | 3.9942 | 75
ComVint | SCEMLICZ10 | Ex | SCE | SCE | MLI | Multiple | CZ10 | Any | SCEMLICZ101985 | SCEMLICZ10 | 1985 | 9.3056 | 85
ComVint | SCEMLICZ10 | Ex | SCE | SCE | MLI | Multiple | CZ10 | Any | SCEMLICZ101996 | SCEMLICZ10 | 1996 | 5.6663 | 96
ComVint | SCEMLICZ10 | Ex | SCE | SCE | MLI | Multiple | CZ10 | Any | SCEMLICZ102003 | SCEMLICZ10 | 2003 | 5.2879 | 03
ComVint | SCEMLICZ10 | Ex | SCE | SCE | MLI | Multiple | CZ10 | Any | SCEMLICZ102007 | SCEMLICZ10 | 2007 | 2.9381 | 07
ComVint | SCEMLICZ10 | Ex | SCE | SCE | MLI | Multiple | CZ10 | Any | SCEMLICZ102011 | SCEMLICZ10 | 2011 | 2.9381 | 11
ComVint | SCEMLICZ10 | Ex | SCE | SCE | MLI | Multiple | CZ10 | Any | SCEMLICZ102014 | SCEMLICZ10 | 2014 | 1.469 | 14
ComVint | SCEMLICZ11 | Ex | SCE | SCE | MLI | Multiple | CZ11 | Any | SCEMLICZ111975 | SCEMLICZ11 | 1975 | 0 | 75
ComVint | SCEMLICZ11 | Ex | SCE | SCE | MLI | Multiple | CZ11 | Any | SCEMLICZ111985 | SCEMLICZ11 | 1985 | 0 | 85
ComVint | SCEMLICZ11 | Ex | SCE | SCE | MLI | Multiple | CZ11 | Any | SCEMLICZ111996 | SCEMLICZ11 | 1996 | 0 | 96
ComVint | SCEMLICZ11 | Ex | SCE | SCE | MLI | Multiple | CZ11 | Any | SCEMLICZ112003 | SCEMLICZ11 | 2003 | 0 | 03
ComVint | SCEMLICZ11 | Ex | SCE | SCE | MLI | Multiple | CZ11 | Any | SCEMLICZ112007 | SCEMLICZ11 | 2007 | 0 | 07
ComVint | SCEMLICZ11 | Ex | SCE | SCE | MLI | Multiple | CZ11 | Any | SCEMLICZ112011 | SCEMLICZ11 | 2011 | 0 | 11
ComVint | SCEMLICZ11 | Ex | SCE | SCE | MLI | Multiple | CZ11 | Any | SCEMLICZ112014 | SCEMLICZ11 | 2014 | 0 | 14
ComVint | SCEMLICZ12 | Ex | SCE | SCE | MLI | Multiple | CZ12 | Any | SCEMLICZ121975 | SCEMLICZ12 | 1975 | 0 | 75
ComVint | SCEMLICZ12 | Ex | SCE | SCE | MLI | Multiple | CZ12 | Any | SCEMLICZ121985 | SCEMLICZ12 | 1985 | 0 | 85
ComVint | SCEMLICZ12 | Ex | SCE | SCE | MLI | Multiple | CZ12 | Any | SCEMLICZ121996 | SCEMLICZ12 | 1996 | 0 | 96
ComVint | SCEMLICZ12 | Ex | SCE | SCE | MLI | Multiple | CZ12 | Any | SCEMLICZ122003 | SCEMLICZ12 | 2003 | 0 | 03
ComVint | SCEMLICZ12 | Ex | SCE | SCE | MLI | Multiple | CZ12 | Any | SCEMLICZ122007 | SCEMLICZ12 | 2007 | 0 | 07
ComVint | SCEMLICZ12 | Ex | SCE | SCE | MLI | Multiple | CZ12 | Any | SCEMLICZ122011 | SCEMLICZ12 | 2011 | 0 | 11
ComVint | SCEMLICZ12 | Ex | SCE | SCE | MLI | Multiple | CZ12 | Any | SCEMLICZ122014 | SCEMLICZ12 | 2014 | 0 | 14
ComVint | SCEMLICZ13 | Ex | SCE | SCE | MLI | Multiple | CZ13 | Any | SCEMLICZ131975 | SCEMLICZ13 | 1975 | 0.8993 | 75
ComVint | SCEMLICZ13 | Ex | SCE | SCE | MLI | Multiple | CZ13 | Any | SCEMLICZ131985 | SCEMLICZ13 | 1985 | 1.0845 | 85
ComVint | SCEMLICZ13 | Ex | SCE | SCE | MLI | Multiple | CZ13 | Any | SCEMLICZ131996 | SCEMLICZ13 | 1996 | 0.90283 | 96
ComVint | SCEMLICZ13 | Ex | SCE | SCE | MLI | Multiple | CZ13 | Any | SCEMLICZ132003 | SCEMLICZ13 | 2003 | 0.34917 | 03
ComVint | SCEMLICZ13 | Ex | SCE | SCE | MLI | Multiple | CZ13 | Any | SCEMLICZ132007 | SCEMLICZ13 | 2007 | 0.223 | 07
ComVint | SCEMLICZ13 | Ex | SCE | SCE | MLI | Multiple | CZ13 | Any | SCEMLICZ132011 | SCEMLICZ13 | 2011 | 0.223 | 11
ComVint | SCEMLICZ13 | Ex | SCE | SCE | MLI | Multiple | CZ13 | Any | SCEMLICZ132014 | SCEMLICZ13 | 2014 | 0.1115 | 14
ComVint | SCEMLICZ14 | Ex | SCE | SCE | MLI | Multiple | CZ14 | Any | SCEMLICZ141975 | SCEMLICZ14 | 1975 | 1.8781 | 75
ComVint | SCEMLICZ14 | Ex | SCE | SCE | MLI | Multiple | CZ14 | Any | SCEMLICZ141985 | SCEMLICZ14 | 1985 | 1.9161 | 85
ComVint | SCEMLICZ14 | Ex | SCE | SCE | MLI | Multiple | CZ14 | Any | SCEMLICZ141996 | SCEMLICZ14 | 1996 | 1.1522 | 96
ComVint | SCEMLICZ14 | Ex | SCE | SCE | MLI | Multiple | CZ14 | Any | SCEMLICZ142003 | SCEMLICZ14 | 2003 | 0.87703 | 03
ComVint | SCEMLICZ14 | Ex | SCE | SCE | MLI | Multiple | CZ14 | Any | SCEMLICZ142007 | SCEMLICZ14 | 2007 | 0.48587 | 07
ComVint | SCEMLICZ14 | Ex | SCE | SCE | MLI | Multiple | CZ14 | Any | SCEMLICZ142011 | SCEMLICZ14 | 2011 | 0.48587 | 11
ComVint | SCEMLICZ14 | Ex | SCE | SCE | MLI | Multiple | CZ14 | Any | SCEMLICZ142014 | SCEMLICZ14 | 2014 | 0.24293 | 14
ComVint | SCEMLICZ15 | Ex | SCE | SCE | MLI | Multiple | CZ15 | Any | SCEMLICZ151975 | SCEMLICZ15 | 1975 | 1.4458 | 75
ComVint | SCEMLICZ15 | Ex | SCE | SCE | MLI | Multiple | CZ15 | Any | SCEMLICZ151985 | SCEMLICZ15 | 1985 | 3.3685 | 85
ComVint | SCEMLICZ15 | Ex | SCE | SCE | MLI | Multiple | CZ15 | Any | SCEMLICZ151996 | SCEMLICZ15 | 1996 | 2.0511 | 96
ComVint | SCEMLICZ15 | Ex | SCE | SCE | MLI | Multiple | CZ15 | Any | SCEMLICZ152003 | SCEMLICZ15 | 2003 | 1.9141 | 03
ComVint | SCEMLICZ15 | Ex | SCE | SCE | MLI | Multiple | CZ15 | Any | SCEMLICZ152007 | SCEMLICZ15 | 2007 | 1.0635 | 07
ComVint | SCEMLICZ15 | Ex | SCE | SCE | MLI | Multiple | CZ15 | Any | SCEMLICZ152011 | SCEMLICZ15 | 2011 | 1.0635 | 11
ComVint | SCEMLICZ15 | Ex | SCE | SCE | MLI | Multiple | CZ15 | Any | SCEMLICZ152014 | SCEMLICZ15 | 2014 | 0.53177 | 14
ComVint | SCEMLICZ16 | Ex | SCE | SCE | MLI | Multiple | CZ16 | Any | SCEMLICZ161975 | SCEMLICZ16 | 1975 | 0.8882 | 75
ComVint | SCEMLICZ16 | Ex | SCE | SCE | MLI | Multiple | CZ16 | Any | SCEMLICZ161985 | SCEMLICZ16 | 1985 | 1.1749 | 85
ComVint | SCEMLICZ16 | Ex | SCE | SCE | MLI | Multiple | CZ16 | Any | SCEMLICZ161996 | SCEMLICZ16 | 1996 | 0.7864 | 96
ComVint | SCEMLICZ16 | Ex | SCE | SCE | MLI | Multiple | CZ16 | Any | SCEMLICZ162003 | SCEMLICZ16 | 2003 | 0.5353 | 03
ComVint | SCEMLICZ16 | Ex | SCE | SCE | MLI | Multiple | CZ16 | Any | SCEMLICZ162007 | SCEMLICZ16 | 2007 | 0.306 | 07
ComVint | SCEMLICZ16 | Ex | SCE | SCE | MLI | Multiple | CZ16 | Any | SCEMLICZ162011 | SCEMLICZ16 | 2011 | 0.306 | 11
ComVint | SCEMLICZ16 | Ex | SCE | SCE | MLI | Multiple | CZ16 | Any | SCEMLICZ162014 | SCEMLICZ16 | 2014 | 0.153 | 14
ComVint | SCEMtlCZ01 | Ex | SCE | SCE | Mtl | Multiple | CZ01 | Any | SCEMtlCZ011975 | SCEMtlCZ01 | 1975 | 0 | 75
ComVint | SCEMtlCZ01 | Ex | SCE | SCE | Mtl | Multiple | CZ01 | Any | SCEMtlCZ011985 | SCEMtlCZ01 | 1985 | 0 | 85
ComVint | SCEMtlCZ01 | Ex | SCE | SCE | Mtl | Multiple | CZ01 | Any | SCEMtlCZ011996 | SCEMtlCZ01 | 1996 | 0 | 96
ComVint | SCEMtlCZ01 | Ex | SCE | SCE | Mtl | Multiple | CZ01 | Any | SCEMtlCZ012003 | SCEMtlCZ01 | 2003 | 0 | 03
ComVint | SCEMtlCZ01 | Ex | SCE | SCE | Mtl | Multiple | CZ01 | Any | SCEMtlCZ012007 | SCEMtlCZ01 | 2007 | 0 | 07
ComVint | SCEMtlCZ01 | Ex | SCE | SCE | Mtl | Multiple | CZ01 | Any | SCEMtlCZ012011 | SCEMtlCZ01 | 2011 | 0 | 11
ComVint | SCEMtlCZ01 | Ex | SCE | SCE | Mtl | Multiple | CZ01 | Any | SCEMtlCZ012014 | SCEMtlCZ01 | 2014 | 0 | 14
ComVint | SCEMtlCZ02 | Ex | SCE | SCE | Mtl | Multiple | CZ02 | Any | SCEMtlCZ021975 | SCEMtlCZ02 | 1975 | 0 | 75
ComVint | SCEMtlCZ02 | Ex | SCE | SCE | Mtl | Multiple | CZ02 | Any | SCEMtlCZ021985 | SCEMtlCZ02 | 1985 | 0 | 85
ComVint | SCEMtlCZ02 | Ex | SCE | SCE | Mtl | Multiple | CZ02 | Any | SCEMtlCZ021996 | SCEMtlCZ02 | 1996 | 0 | 96
ComVint | SCEMtlCZ02 | Ex | SCE | SCE | Mtl | Multiple | CZ02 | Any | SCEMtlCZ022003 | SCEMtlCZ02 | 2003 | 0 | 03
ComVint | SCEMtlCZ02 | Ex | SCE | SCE | Mtl | Multiple | CZ02 | Any | SCEMtlCZ022007 | SCEMtlCZ02 | 2007 | 0 | 07
ComVint | SCEMtlCZ02 | Ex | SCE | SCE | Mtl | Multiple | CZ02 | Any | SCEMtlCZ022011 | SCEMtlCZ02 | 2011 | 0 | 11
ComVint | SCEMtlCZ02 | Ex | SCE | SCE | Mtl | Multiple | CZ02 | Any | SCEMtlCZ022014 | SCEMtlCZ02 | 2014 | 0 | 14
ComVint | SCEMtlCZ03 | Ex | SCE | SCE | Mtl | Multiple | CZ03 | Any | SCEMtlCZ031975 | SCEMtlCZ03 | 1975 | 0 | 75
ComVint | SCEMtlCZ03 | Ex | SCE | SCE | Mtl | Multiple | CZ03 | Any | SCEMtlCZ031985 | SCEMtlCZ03 | 1985 | 0 | 85
ComVint | SCEMtlCZ03 | Ex | SCE | SCE | Mtl | Multiple | CZ03 | Any | SCEMtlCZ031996 | SCEMtlCZ03 | 1996 | 0 | 96
ComVint | SCEMtlCZ03 | Ex | SCE | SCE | Mtl | Multiple | CZ03 | Any | SCEMtlCZ032003 | SCEMtlCZ03 | 2003 | 0 | 03
ComVint | SCEMtlCZ03 | Ex | SCE | SCE | Mtl | Multiple | CZ03 | Any | SCEMtlCZ032007 | SCEMtlCZ03 | 2007 | 0 | 07
ComVint | SCEMtlCZ03 | Ex | SCE | SCE | Mtl | Multiple | CZ03 | Any | SCEMtlCZ032011 | SCEMtlCZ03 | 2011 | 0 | 11
ComVint | SCEMtlCZ03 | Ex | SCE | SCE | Mtl | Multiple | CZ03 | Any | SCEMtlCZ032014 | SCEMtlCZ03 | 2014 | 0 | 14
ComVint | SCEMtlCZ04 | Ex | SCE | SCE | Mtl | Multiple | CZ04 | Any | SCEMtlCZ041975 | SCEMtlCZ04 | 1975 | 0 | 75
ComVint | SCEMtlCZ04 | Ex | SCE | SCE | Mtl | Multiple | CZ04 | Any | SCEMtlCZ041985 | SCEMtlCZ04 | 1985 | 0 | 85
ComVint | SCEMtlCZ04 | Ex | SCE | SCE | Mtl | Multiple | CZ04 | Any | SCEMtlCZ041996 | SCEMtlCZ04 | 1996 | 0 | 96
ComVint | SCEMtlCZ04 | Ex | SCE | SCE | Mtl | Multiple | CZ04 | Any | SCEMtlCZ042003 | SCEMtlCZ04 | 2003 | 0 | 03
ComVint | SCEMtlCZ04 | Ex | SCE | SCE | Mtl | Multiple | CZ04 | Any | SCEMtlCZ042007 | SCEMtlCZ04 | 2007 | 0 | 07
ComVint | SCEMtlCZ04 | Ex | SCE | SCE | Mtl | Multiple | CZ04 | Any | SCEMtlCZ042011 | SCEMtlCZ04 | 2011 | 0 | 11
ComVint | SCEMtlCZ04 | Ex | SCE | SCE | Mtl | Multiple | CZ04 | Any | SCEMtlCZ042014 | SCEMtlCZ04 | 2014 | 0 | 14
ComVint | SCEMtlCZ05 | Ex | SCE | SCE | Mtl | Multiple | CZ05 | Any | SCEMtlCZ051975 | SCEMtlCZ05 | 1975 | 0.0518 | 75
ComVint | SCEMtlCZ05 | Ex | SCE | SCE | Mtl | Multiple | CZ05 | Any | SCEMtlCZ051985 | SCEMtlCZ05 | 1985 | 0.0671 | 85
ComVint | SCEMtlCZ05 | Ex | SCE | SCE | Mtl | Multiple | CZ05 | Any | SCEMtlCZ051996 | SCEMtlCZ05 | 1996 | 0.018 | 96
ComVint | SCEMtlCZ05 | Ex | SCE | SCE | Mtl | Multiple | CZ05 | Any | SCEMtlCZ052003 | SCEMtlCZ05 | 2003 | 0.0103 | 03
ComVint | SCEMtlCZ05 | Ex | SCE | SCE | Mtl | Multiple | CZ05 | Any | SCEMtlCZ052007 | SCEMtlCZ05 | 2007 | 0.00345 | 07
ComVint | SCEMtlCZ05 | Ex | SCE | SCE | Mtl | Multiple | CZ05 | Any | SCEMtlCZ052011 | SCEMtlCZ05 | 2011 | 0.00345 | 11
ComVint | SCEMtlCZ05 | Ex | SCE | SCE | Mtl | Multiple | CZ05 | Any | SCEMtlCZ052014 | SCEMtlCZ05 | 2014 | 0.001725 | 14
ComVint | SCEMtlCZ06 | Ex | SCE | SCE | Mtl | Multiple | CZ06 | Any | SCEMtlCZ061975 | SCEMtlCZ06 | 1975 | 6.0208 | 75
ComVint | SCEMtlCZ06 | Ex | SCE | SCE | Mtl | Multiple | CZ06 | Any | SCEMtlCZ061985 | SCEMtlCZ06 | 1985 | 7.8733 | 85
ComVint | SCEMtlCZ06 | Ex | SCE | SCE | Mtl | Multiple | CZ06 | Any | SCEMtlCZ061996 | SCEMtlCZ06 | 1996 | 2.1118 | 96
ComVint | SCEMtlCZ06 | Ex | SCE | SCE | Mtl | Multiple | CZ06 | Any | SCEMtlCZ062003 | SCEMtlCZ06 | 2003 | 1.1444 | 03
ComVint | SCEMtlCZ06 | Ex | SCE | SCE | Mtl | Multiple | CZ06 | Any | SCEMtlCZ062007 | SCEMtlCZ06 | 2007 | 0.4795 | 07
ComVint | SCEMtlCZ06 | Ex | SCE | SCE | Mtl | Multiple | CZ06 | Any | SCEMtlCZ062011 | SCEMtlCZ06 | 2011 | 0.4795 | 11
ComVint | SCEMtlCZ06 | Ex | SCE | SCE | Mtl | Multiple | CZ06 | Any | SCEMtlCZ062014 | SCEMtlCZ06 | 2014 | 0.23975 | 14
ComVint | SCEMtlCZ07 | Ex | SCE | SCE | Mtl | Multiple | CZ07 | Any | SCEMtlCZ071975 | SCEMtlCZ07 | 1975 | 0 | 75
ComVint | SCEMtlCZ07 | Ex | SCE | SCE | Mtl | Multiple | CZ07 | Any | SCEMtlCZ071985 | SCEMtlCZ07 | 1985 | 0 | 85
ComVint | SCEMtlCZ07 | Ex | SCE | SCE | Mtl | Multiple | CZ07 | Any | SCEMtlCZ071996 | SCEMtlCZ07 | 1996 | 0 | 96
ComVint | SCEMtlCZ07 | Ex | SCE | SCE | Mtl | Multiple | CZ07 | Any | SCEMtlCZ072003 | SCEMtlCZ07 | 2003 | 0 | 03
ComVint | SCEMtlCZ07 | Ex | SCE | SCE | Mtl | Multiple | CZ07 | Any | SCEMtlCZ072007 | SCEMtlCZ07 | 2007 | 0 | 07
ComVint | SCEMtlCZ07 | Ex | SCE | SCE | Mtl | Multiple | CZ07 | Any | SCEMtlCZ072011 | SCEMtlCZ07 | 2011 | 0 | 11
ComVint | SCEMtlCZ07 | Ex | SCE | SCE | Mtl | Multiple | CZ07 | Any | SCEMtlCZ072014 | SCEMtlCZ07 | 2014 | 0 | 14
ComVint | SCEMtlCZ08 | Ex | SCE | SCE | Mtl | Multiple | CZ08 | Any | SCEMtlCZ081975 | SCEMtlCZ08 | 1975 | 3.8838 | 75
ComVint | SCEMtlCZ08 | Ex | SCE | SCE | Mtl | Multiple | CZ08 | Any | SCEMtlCZ081985 | SCEMtlCZ08 | 1985 | 5.0729 | 85
ComVint | SCEMtlCZ08 | Ex | SCE | SCE | Mtl | Multiple | CZ08 | Any | SCEMtlCZ081996 | SCEMtlCZ08 | 1996 | 1.3604 | 96
ComVint | SCEMtlCZ08 | Ex | SCE | SCE | Mtl | Multiple | CZ08 | Any | SCEMtlCZ082003 | SCEMtlCZ08 | 2003 | 0.74275 | 03
ComVint | SCEMtlCZ08 | Ex | SCE | SCE | Mtl | Multiple | CZ08 | Any | SCEMtlCZ082007 | SCEMtlCZ08 | 2007 | 0.30255 | 07
ComVint | SCEMtlCZ08 | Ex | SCE | SCE | Mtl | Multiple | CZ08 | Any | SCEMtlCZ082011 | SCEMtlCZ08 | 2011 | 0.30255 | 11
ComVint | SCEMtlCZ08 | Ex | SCE | SCE | Mtl | Multiple | CZ08 | Any | SCEMtlCZ082014 | SCEMtlCZ08 | 2014 | 0.15127 | 14
ComVint | SCEMtlCZ09 | Ex | SCE | SCE | Mtl | Multiple | CZ09 | Any | SCEMtlCZ091975 | SCEMtlCZ09 | 1975 | 2.7603 | 75
ComVint | SCEMtlCZ09 | Ex | SCE | SCE | Mtl | Multiple | CZ09 | Any | SCEMtlCZ091985 | SCEMtlCZ09 | 1985 | 3.6812 | 85
ComVint | SCEMtlCZ09 | Ex | SCE | SCE | Mtl | Multiple | CZ09 | Any | SCEMtlCZ091996 | SCEMtlCZ09 | 1996 | 0.99035 | 96
ComVint | SCEMtlCZ09 | Ex | SCE | SCE | Mtl | Multiple | CZ09 | Any | SCEMtlCZ092003 | SCEMtlCZ09 | 2003 | 0.47065 | 03
ComVint | SCEMtlCZ09 | Ex | SCE | SCE | Mtl | Multiple | CZ09 | Any | SCEMtlCZ092007 | SCEMtlCZ09 | 2007 | 0.30105 | 07
ComVint | SCEMtlCZ09 | Ex | SCE | SCE | Mtl | Multiple | CZ09 | Any | SCEMtlCZ092011 | SCEMtlCZ09 | 2011 | 0.30105 | 11
ComVint | SCEMtlCZ09 | Ex | SCE | SCE | Mtl | Multiple | CZ09 | Any | SCEMtlCZ092014 | SCEMtlCZ09 | 2014 | 0.15052 | 14
ComVint | SCEMtlCZ10 | Ex | SCE | SCE | Mtl | Multiple | CZ10 | Any | SCEMtlCZ101975 | SCEMtlCZ10 | 1975 | 0.4842 | 75
ComVint | SCEMtlCZ10 | Ex | SCE | SCE | Mtl | Multiple | CZ10 | Any | SCEMtlCZ101985 | SCEMtlCZ10 | 1985 | 1.4413 | 85
ComVint | SCEMtlCZ10 | Ex | SCE | SCE | Mtl | Multiple | CZ10 | Any | SCEMtlCZ101996 | SCEMtlCZ10 | 1996 | 0.24965 | 96
ComVint | SCEMtlCZ10 | Ex | SCE | SCE | Mtl | Multiple | CZ10 | Any | SCEMtlCZ102003 | SCEMtlCZ10 | 2003 | 0.39445 | 03
ComVint | SCEMtlCZ10 | Ex | SCE | SCE | Mtl | Multiple | CZ10 | Any | SCEMtlCZ102007 | SCEMtlCZ10 | 2007 | 0.21475 | 07
ComVint | SCEMtlCZ10 | Ex | SCE | SCE | Mtl | Multiple | CZ10 | Any | SCEMtlCZ102011 | SCEMtlCZ10 | 2011 | 0.21475 | 11
ComVint | SCEMtlCZ10 | Ex | SCE | SCE | Mtl | Multiple | CZ10 | Any | SCEMtlCZ102014 | SCEMtlCZ10 | 2014 | 0.10737 | 14
ComVint | SCEMtlCZ11 | Ex | SCE | SCE | Mtl | Multiple | CZ11 | Any | SCEMtlCZ111975 | SCEMtlCZ11 | 1975 | 0 | 75
ComVint | SCEMtlCZ11 | Ex | SCE | SCE | Mtl | Multiple | CZ11 | Any | SCEMtlCZ111985 | SCEMtlCZ11 | 1985 | 0 | 85
ComVint | SCEMtlCZ11 | Ex | SCE | SCE | Mtl | Multiple | CZ11 | Any | SCEMtlCZ111996 | SCEMtlCZ11 | 1996 | 0 | 96
ComVint | SCEMtlCZ11 | Ex | SCE | SCE | Mtl | Multiple | CZ11 | Any | SCEMtlCZ112003 | SCEMtlCZ11 | 2003 | 0 | 03
ComVint | SCEMtlCZ11 | Ex | SCE | SCE | Mtl | Multiple | CZ11 | Any | SCEMtlCZ112007 | SCEMtlCZ11 | 2007 | 0 | 07
ComVint | SCEMtlCZ11 | Ex | SCE | SCE | Mtl | Multiple | CZ11 | Any | SCEMtlCZ112011 | SCEMtlCZ11 | 2011 | 0 | 11
ComVint | SCEMtlCZ11 | Ex | SCE | SCE | Mtl | Multiple | CZ11 | Any | SCEMtlCZ112014 | SCEMtlCZ11 | 2014 | 0 | 14
ComVint | SCEMtlCZ12 | Ex | SCE | SCE | Mtl | Multiple | CZ12 | Any | SCEMtlCZ121975 | SCEMtlCZ12 | 1975 | 0 | 75
ComVint | SCEMtlCZ12 | Ex | SCE | SCE | Mtl | Multiple | CZ12 | Any | SCEMtlCZ121985 | SCEMtlCZ12 | 1985 | 0 | 85
ComVint | SCEMtlCZ12 | Ex | SCE | SCE | Mtl | Multiple | CZ12 | Any | SCEMtlCZ121996 | SCEMtlCZ12 | 1996 | 0 | 96
ComVint | SCEMtlCZ12 | Ex | SCE | SCE | Mtl | Multiple | CZ12 | Any | SCEMtlCZ122003 | SCEMtlCZ12 | 2003 | 0 | 03
ComVint | SCEMtlCZ12 | Ex | SCE | SCE | Mtl | Multiple | CZ12 | Any | SCEMtlCZ122007 | SCEMtlCZ12 | 2007 | 0 | 07
ComVint | SCEMtlCZ12 | Ex | SCE | SCE | Mtl | Multiple | CZ12 | Any | SCEMtlCZ122011 | SCEMtlCZ12 | 2011 | 0 | 11
ComVint | SCEMtlCZ12 | Ex | SCE | SCE | Mtl | Multiple | CZ12 | Any | SCEMtlCZ122014 | SCEMtlCZ12 | 2014 | 0 | 14
ComVint | SCEMtlCZ13 | Ex | SCE | SCE | Mtl | Multiple | CZ13 | Any | SCEMtlCZ131975 | SCEMtlCZ13 | 1975 | 0.1628 | 75
ComVint | SCEMtlCZ13 | Ex | SCE | SCE | Mtl | Multiple | CZ13 | Any | SCEMtlCZ131985 | SCEMtlCZ13 | 1985 | 0.2095 | 85
ComVint | SCEMtlCZ13 | Ex | SCE | SCE | Mtl | Multiple | CZ13 | Any | SCEMtlCZ131996 | SCEMtlCZ13 | 1996 | 0.10115 | 96
ComVint | SCEMtlCZ13 | Ex | SCE | SCE | Mtl | Multiple | CZ13 | Any | SCEMtlCZ132003 | SCEMtlCZ13 | 2003 | 0.0313 | 03
ComVint | SCEMtlCZ13 | Ex | SCE | SCE | Mtl | Multiple | CZ13 | Any | SCEMtlCZ132007 | SCEMtlCZ13 | 2007 | 0.02975 | 07
ComVint | SCEMtlCZ13 | Ex | SCE | SCE | Mtl | Multiple | CZ13 | Any | SCEMtlCZ132011 | SCEMtlCZ13 | 2011 | 0.02975 | 11
ComVint | SCEMtlCZ13 | Ex | SCE | SCE | Mtl | Multiple | CZ13 | Any | SCEMtlCZ132014 | SCEMtlCZ13 | 2014 | 0.014875 | 14
ComVint | SCEMtlCZ14 | Ex | SCE | SCE | Mtl | Multiple | CZ14 | Any | SCEMtlCZ141975 | SCEMtlCZ14 | 1975 | 0.3199 | 75
ComVint | SCEMtlCZ14 | Ex | SCE | SCE | Mtl | Multiple | CZ14 | Any | SCEMtlCZ141985 | SCEMtlCZ14 | 1985 | 0.6714 | 85
ComVint | SCEMtlCZ14 | Ex | SCE | SCE | Mtl | Multiple | CZ14 | Any | SCEMtlCZ141996 | SCEMtlCZ14 | 1996 | 0.14615 | 96
ComVint | SCEMtlCZ14 | Ex | SCE | SCE | Mtl | Multiple | CZ14 | Any | SCEMtlCZ142003 | SCEMtlCZ14 | 2003 | 0.13825 | 03
ComVint | SCEMtlCZ14 | Ex | SCE | SCE | Mtl | Multiple | CZ14 | Any | SCEMtlCZ142007 | SCEMtlCZ14 | 2007 | 0.0971 | 07
ComVint | SCEMtlCZ14 | Ex | SCE | SCE | Mtl | Multiple | CZ14 | Any | SCEMtlCZ142011 | SCEMtlCZ14 | 2011 | 0.0971 | 11
ComVint | SCEMtlCZ14 | Ex | SCE | SCE | Mtl | Multiple | CZ14 | Any | SCEMtlCZ142014 | SCEMtlCZ14 | 2014 | 0.04855 | 14
ComVint | SCEMtlCZ15 | Ex | SCE | SCE | Mtl | Multiple | CZ15 | Any | SCEMtlCZ151975 | SCEMtlCZ15 | 1975 | 1.2384 | 75
ComVint | SCEMtlCZ15 | Ex | SCE | SCE | Mtl | Multiple | CZ15 | Any | SCEMtlCZ151985 | SCEMtlCZ15 | 1985 | 3.6862 | 85
ComVint | SCEMtlCZ15 | Ex | SCE | SCE | Mtl | Multiple | CZ15 | Any | SCEMtlCZ151996 | SCEMtlCZ15 | 1996 | 0.63855 | 96
ComVint | SCEMtlCZ15 | Ex | SCE | SCE | Mtl | Multiple | CZ15 | Any | SCEMtlCZ152003 | SCEMtlCZ15 | 2003 | 1.0089 | 03
ComVint | SCEMtlCZ15 | Ex | SCE | SCE | Mtl | Multiple | CZ15 | Any | SCEMtlCZ152007 | SCEMtlCZ15 | 2007 | 0.5492 | 07
ComVint | SCEMtlCZ15 | Ex | SCE | SCE | Mtl | Multiple | CZ15 | Any | SCEMtlCZ152011 | SCEMtlCZ15 | 2011 | 0.5492 | 11
ComVint | SCEMtlCZ15 | Ex | SCE | SCE | Mtl | Multiple | CZ15 | Any | SCEMtlCZ152014 | SCEMtlCZ15 | 2014 | 0.2746 | 14
ComVint | SCEMtlCZ16 | Ex | SCE | SCE | Mtl | Multiple | CZ16 | Any | SCEMtlCZ161975 | SCEMtlCZ16 | 1975 | 0.56345 | 75
ComVint | SCEMtlCZ16 | Ex | SCE | SCE | Mtl | Multiple | CZ16 | Any | SCEMtlCZ161985 | SCEMtlCZ16 | 1985 | 0.8295 | 85
ComVint | SCEMtlCZ16 | Ex | SCE | SCE | Mtl | Multiple | CZ16 | Any | SCEMtlCZ161996 | SCEMtlCZ16 | 1996 | 0.2587 | 96
ComVint | SCEMtlCZ16 | Ex | SCE | SCE | Mtl | Multiple | CZ16 | Any | SCEMtlCZ162003 | SCEMtlCZ16 | 2003 | 0.10265 | 03
ComVint | SCEMtlCZ16 | Ex | SCE | SCE | Mtl | Multiple | CZ16 | Any | SCEMtlCZ162007 | SCEMtlCZ16 | 2007 | 0.1157 | 07
ComVint | SCEMtlCZ16 | Ex | SCE | SCE | Mtl | Multiple | CZ16 | Any | SCEMtlCZ162011 | SCEMtlCZ16 | 2011 | 0.1157 | 11
ComVint | SCEMtlCZ16 | Ex | SCE | SCE | Mtl | Multiple | CZ16 | Any | SCEMtlCZ162014 | SCEMtlCZ16 | 2014 | 0.05785 | 14
ComVint | SCENrsCZ01 | Ex | SCE | SCE | Nrs | Multiple | CZ01 | Any | SCENrsCZ011975 | SCENrsCZ01 | 1975 | 0 | 75
ComVint | SCENrsCZ01 | Ex | SCE | SCE | Nrs | Multiple | CZ01 | Any | SCENrsCZ011985 | SCENrsCZ01 | 1985 | 0 | 85
ComVint | SCENrsCZ01 | Ex | SCE | SCE | Nrs | Multiple | CZ01 | Any | SCENrsCZ011996 | SCENrsCZ01 | 1996 | 0 | 96
ComVint | SCENrsCZ01 | Ex | SCE | SCE | Nrs | Multiple | CZ01 | Any | SCENrsCZ012003 | SCENrsCZ01 | 2003 | 0 | 03
ComVint | SCENrsCZ01 | Ex | SCE | SCE | Nrs | Multiple | CZ01 | Any | SCENrsCZ012007 | SCENrsCZ01 | 2007 | 0 | 07
ComVint | SCENrsCZ01 | Ex | SCE | SCE | Nrs | Multiple | CZ01 | Any | SCENrsCZ012011 | SCENrsCZ01 | 2011 | 0 | 11
ComVint | SCENrsCZ01 | Ex | SCE | SCE | Nrs | Multiple | CZ01 | Any | SCENrsCZ012014 | SCENrsCZ01 | 2014 | 0 | 14
ComVint | SCENrsCZ02 | Ex | SCE | SCE | Nrs | Multiple | CZ02 | Any | SCENrsCZ021975 | SCENrsCZ02 | 1975 | 0 | 75
ComVint | SCENrsCZ02 | Ex | SCE | SCE | Nrs | Multiple | CZ02 | Any | SCENrsCZ021985 | SCENrsCZ02 | 1985 | 0 | 85
ComVint | SCENrsCZ02 | Ex | SCE | SCE | Nrs | Multiple | CZ02 | Any | SCENrsCZ021996 | SCENrsCZ02 | 1996 | 0 | 96
ComVint | SCENrsCZ02 | Ex | SCE | SCE | Nrs | Multiple | CZ02 | Any | SCENrsCZ022003 | SCENrsCZ02 | 2003 | 0 | 03
ComVint | SCENrsCZ02 | Ex | SCE | SCE | Nrs | Multiple | CZ02 | Any | SCENrsCZ022007 | SCENrsCZ02 | 2007 | 0 | 07
ComVint | SCENrsCZ02 | Ex | SCE | SCE | Nrs | Multiple | CZ02 | Any | SCENrsCZ022011 | SCENrsCZ02 | 2011 | 0 | 11
ComVint | SCENrsCZ02 | Ex | SCE | SCE | Nrs | Multiple | CZ02 | Any | SCENrsCZ022014 | SCENrsCZ02 | 2014 | 0 | 14
ComVint | SCENrsCZ03 | Ex | SCE | SCE | Nrs | Multiple | CZ03 | Any | SCENrsCZ031975 | SCENrsCZ03 | 1975 | 0 | 75
ComVint | SCENrsCZ03 | Ex | SCE | SCE | Nrs | Multiple | CZ03 | Any | SCENrsCZ031985 | SCENrsCZ03 | 1985 | 0 | 85
ComVint | SCENrsCZ03 | Ex | SCE | SCE | Nrs | Multiple | CZ03 | Any | SCENrsCZ031996 | SCENrsCZ03 | 1996 | 0 | 96
ComVint | SCENrsCZ03 | Ex | SCE | SCE | Nrs | Multiple | CZ03 | Any | SCENrsCZ032003 | SCENrsCZ03 | 2003 | 0 | 03
ComVint | SCENrsCZ03 | Ex | SCE | SCE | Nrs | Multiple | CZ03 | Any | SCENrsCZ032007 | SCENrsCZ03 | 2007 | 0 | 07
ComVint | SCENrsCZ03 | Ex | SCE | SCE | Nrs | Multiple | CZ03 | Any | SCENrsCZ032011 | SCENrsCZ03 | 2011 | 0 | 11
ComVint | SCENrsCZ03 | Ex | SCE | SCE | Nrs | Multiple | CZ03 | Any | SCENrsCZ032014 | SCENrsCZ03 | 2014 | 0 | 14
ComVint | SCENrsCZ04 | Ex | SCE | SCE | Nrs | Multiple | CZ04 | Any | SCENrsCZ041975 | SCENrsCZ04 | 1975 | 0 | 75
ComVint | SCENrsCZ04 | Ex | SCE | SCE | Nrs | Multiple | CZ04 | Any | SCENrsCZ041985 | SCENrsCZ04 | 1985 | 0 | 85
ComVint | SCENrsCZ04 | Ex | SCE | SCE | Nrs | Multiple | CZ04 | Any | SCENrsCZ041996 | SCENrsCZ04 | 1996 | 0 | 96
ComVint | SCENrsCZ04 | Ex | SCE | SCE | Nrs | Multiple | CZ04 | Any | SCENrsCZ042003 | SCENrsCZ04 | 2003 | 0 | 03
ComVint | SCENrsCZ04 | Ex | SCE | SCE | Nrs | Multiple | CZ04 | Any | SCENrsCZ042007 | SCENrsCZ04 | 2007 | 0 | 07
ComVint | SCENrsCZ04 | Ex | SCE | SCE | Nrs | Multiple | CZ04 | Any | SCENrsCZ042011 | SCENrsCZ04 | 2011 | 0 | 11
ComVint | SCENrsCZ04 | Ex | SCE | SCE | Nrs | Multiple | CZ04 | Any | SCENrsCZ042014 | SCENrsCZ04 | 2014 | 0 | 14
ComVint | SCENrsCZ05 | Ex | SCE | SCE | Nrs | Multiple | CZ05 | Any | SCENrsCZ051975 | SCENrsCZ05 | 1975 | 0.44865 | 75
ComVint | SCENrsCZ05 | Ex | SCE | SCE | Nrs | Multiple | CZ05 | Any | SCENrsCZ051985 | SCENrsCZ05 | 1985 | 0.3064 | 85
ComVint | SCENrsCZ05 | Ex | SCE | SCE | Nrs | Multiple | CZ05 | Any | SCENrsCZ051996 | SCENrsCZ05 | 1996 | 0.09135 | 96
ComVint | SCENrsCZ05 | Ex | SCE | SCE | Nrs | Multiple | CZ05 | Any | SCENrsCZ052003 | SCENrsCZ05 | 2003 | 0.083 | 03
ComVint | SCENrsCZ05 | Ex | SCE | SCE | Nrs | Multiple | CZ05 | Any | SCENrsCZ052007 | SCENrsCZ05 | 2007 | 0.02495 | 07
ComVint | SCENrsCZ05 | Ex | SCE | SCE | Nrs | Multiple | CZ05 | Any | SCENrsCZ052011 | SCENrsCZ05 | 2011 | 0.02495 | 11
ComVint | SCENrsCZ05 | Ex | SCE | SCE | Nrs | Multiple | CZ05 | Any | SCENrsCZ052014 | SCENrsCZ05 | 2014 | 0.012475 | 14
ComVint | SCENrsCZ06 | Ex | SCE | SCE | Nrs | Multiple | CZ06 | Any | SCENrsCZ061975 | SCENrsCZ06 | 1975 | 6.7515 | 75
ComVint | SCENrsCZ06 | Ex | SCE | SCE | Nrs | Multiple | CZ06 | Any | SCENrsCZ061985 | SCENrsCZ06 | 1985 | 4.4615 | 85
ComVint | SCENrsCZ06 | Ex | SCE | SCE | Nrs | Multiple | CZ06 | Any | SCENrsCZ061996 | SCENrsCZ06 | 1996 | 1.3565 | 96
ComVint | SCENrsCZ06 | Ex | SCE | SCE | Nrs | Multiple | CZ06 | Any | SCENrsCZ062003 | SCENrsCZ06 | 2003 | 1.2438 | 03
ComVint | SCENrsCZ06 | Ex | SCE | SCE | Nrs | Multiple | CZ06 | Any | SCENrsCZ062007 | SCENrsCZ06 | 2007 | 0.39225 | 07
ComVint | SCENrsCZ06 | Ex | SCE | SCE | Nrs | Multiple | CZ06 | Any | SCENrsCZ062011 | SCENrsCZ06 | 2011 | 0.39225 | 11
ComVint | SCENrsCZ06 | Ex | SCE | SCE | Nrs | Multiple | CZ06 | Any | SCENrsCZ062014 | SCENrsCZ06 | 2014 | 0.19612 | 14
ComVint | SCENrsCZ07 | Ex | SCE | SCE | Nrs | Multiple | CZ07 | Any | SCENrsCZ071975 | SCENrsCZ07 | 1975 | 0 | 75
ComVint | SCENrsCZ07 | Ex | SCE | SCE | Nrs | Multiple | CZ07 | Any | SCENrsCZ071985 | SCENrsCZ07 | 1985 | 0 | 85
ComVint | SCENrsCZ07 | Ex | SCE | SCE | Nrs | Multiple | CZ07 | Any | SCENrsCZ071996 | SCENrsCZ07 | 1996 | 0 | 96
ComVint | SCENrsCZ07 | Ex | SCE | SCE | Nrs | Multiple | CZ07 | Any | SCENrsCZ072003 | SCENrsCZ07 | 2003 | 0 | 03
ComVint | SCENrsCZ07 | Ex | SCE | SCE | Nrs | Multiple | CZ07 | Any | SCENrsCZ072007 | SCENrsCZ07 | 2007 | 0 | 07
ComVint | SCENrsCZ07 | Ex | SCE | SCE | Nrs | Multiple | CZ07 | Any | SCENrsCZ072011 | SCENrsCZ07 | 2011 | 0 | 11
ComVint | SCENrsCZ07 | Ex | SCE | SCE | Nrs | Multiple | CZ07 | Any | SCENrsCZ072014 | SCENrsCZ07 | 2014 | 0 | 14
ComVint | SCENrsCZ08 | Ex | SCE | SCE | Nrs | Multiple | CZ08 | Any | SCENrsCZ081975 | SCENrsCZ08 | 1975 | 7.2142 | 75
ComVint | SCENrsCZ08 | Ex | SCE | SCE | Nrs | Multiple | CZ08 | Any | SCENrsCZ081985 | SCENrsCZ08 | 1985 | 4.7185 | 85
ComVint | SCENrsCZ08 | Ex | SCE | SCE | Nrs | Multiple | CZ08 | Any | SCENrsCZ081996 | SCENrsCZ08 | 1996 | 1.4434 | 96
ComVint | SCENrsCZ08 | Ex | SCE | SCE | Nrs | Multiple | CZ08 | Any | SCENrsCZ082003 | SCENrsCZ08 | 2003 | 1.3273 | 03
ComVint | SCENrsCZ08 | Ex | SCE | SCE | Nrs | Multiple | CZ08 | Any | SCENrsCZ082007 | SCENrsCZ08 | 2007 | 0.42465 | 07
ComVint | SCENrsCZ08 | Ex | SCE | SCE | Nrs | Multiple | CZ08 | Any | SCENrsCZ082011 | SCENrsCZ08 | 2011 | 0.42465 | 11
ComVint | SCENrsCZ08 | Ex | SCE | SCE | Nrs | Multiple | CZ08 | Any | SCENrsCZ082014 | SCENrsCZ08 | 2014 | 0.21233 | 14
ComVint | SCENrsCZ09 | Ex | SCE | SCE | Nrs | Multiple | CZ09 | Any | SCENrsCZ091975 | SCENrsCZ09 | 1975 | 3.8126 | 75
ComVint | SCENrsCZ09 | Ex | SCE | SCE | Nrs | Multiple | CZ09 | Any | SCENrsCZ091985 | SCENrsCZ09 | 1985 | 2.085 | 85
ComVint | SCENrsCZ09 | Ex | SCE | SCE | Nrs | Multiple | CZ09 | Any | SCENrsCZ091996 | SCENrsCZ09 | 1996 | 0.7125 | 96
ComVint | SCENrsCZ09 | Ex | SCE | SCE | Nrs | Multiple | CZ09 | Any | SCENrsCZ092003 | SCENrsCZ09 | 2003 | 0.68665 | 03
ComVint | SCENrsCZ09 | Ex | SCE | SCE | Nrs | Multiple | CZ09 | Any | SCENrsCZ092007 | SCENrsCZ09 | 2007 | 0.2704 | 07
ComVint | SCENrsCZ09 | Ex | SCE | SCE | Nrs | Multiple | CZ09 | Any | SCENrsCZ092011 | SCENrsCZ09 | 2011 | 0.2704 | 11
ComVint | SCENrsCZ09 | Ex | SCE | SCE | Nrs | Multiple | CZ09 | Any | SCENrsCZ092014 | SCENrsCZ09 | 2014 | 0.1352 | 14
ComVint | SCENrsCZ10 | Ex | SCE | SCE | Nrs | Multiple | CZ10 | Any | SCENrsCZ101975 | SCENrsCZ10 | 1975 | 2.3805 | 75
ComVint | SCENrsCZ10 | Ex | SCE | SCE | Nrs | Multiple | CZ10 | Any | SCENrsCZ101985 | SCENrsCZ10 | 1985 | 2.8156 | 85
ComVint | SCENrsCZ10 | Ex | SCE | SCE | Nrs | Multiple | CZ10 | Any | SCENrsCZ101996 | SCENrsCZ10 | 1996 | 1.6572 | 96
ComVint | SCENrsCZ10 | Ex | SCE | SCE | Nrs | Multiple | CZ10 | Any | SCENrsCZ102003 | SCENrsCZ10 | 2003 | 0.58905 | 03
ComVint | SCENrsCZ10 | Ex | SCE | SCE | Nrs | Multiple | CZ10 | Any | SCENrsCZ102007 | SCENrsCZ10 | 2007 | 0.46295 | 07
ComVint | SCENrsCZ10 | Ex | SCE | SCE | Nrs | Multiple | CZ10 | Any | SCENrsCZ102011 | SCENrsCZ10 | 2011 | 0.46295 | 11
ComVint | SCENrsCZ10 | Ex | SCE | SCE | Nrs | Multiple | CZ10 | Any | SCENrsCZ102014 | SCENrsCZ10 | 2014 | 0.23147 | 14
ComVint | SCENrsCZ11 | Ex | SCE | SCE | Nrs | Multiple | CZ11 | Any | SCENrsCZ111975 | SCENrsCZ11 | 1975 | 0 | 75
ComVint | SCENrsCZ11 | Ex | SCE | SCE | Nrs | Multiple | CZ11 | Any | SCENrsCZ111985 | SCENrsCZ11 | 1985 | 0 | 85
ComVint | SCENrsCZ11 | Ex | SCE | SCE | Nrs | Multiple | CZ11 | Any | SCENrsCZ111996 | SCENrsCZ11 | 1996 | 0 | 96
ComVint | SCENrsCZ11 | Ex | SCE | SCE | Nrs | Multiple | CZ11 | Any | SCENrsCZ112003 | SCENrsCZ11 | 2003 | 0 | 03
ComVint | SCENrsCZ11 | Ex | SCE | SCE | Nrs | Multiple | CZ11 | Any | SCENrsCZ112007 | SCENrsCZ11 | 2007 | 0 | 07
ComVint | SCENrsCZ11 | Ex | SCE | SCE | Nrs | Multiple | CZ11 | Any | SCENrsCZ112011 | SCENrsCZ11 | 2011 | 0 | 11
ComVint | SCENrsCZ11 | Ex | SCE | SCE | Nrs | Multiple | CZ11 | Any | SCENrsCZ112014 | SCENrsCZ11 | 2014 | 0 | 14
ComVint | SCENrsCZ12 | Ex | SCE | SCE | Nrs | Multiple | CZ12 | Any | SCENrsCZ121975 | SCENrsCZ12 | 1975 | 0 | 75
ComVint | SCENrsCZ12 | Ex | SCE | SCE | Nrs | Multiple | CZ12 | Any | SCENrsCZ121985 | SCENrsCZ12 | 1985 | 0 | 85
ComVint | SCENrsCZ12 | Ex | SCE | SCE | Nrs | Multiple | CZ12 | Any | SCENrsCZ121996 | SCENrsCZ12 | 1996 | 0 | 96
ComVint | SCENrsCZ12 | Ex | SCE | SCE | Nrs | Multiple | CZ12 | Any | SCENrsCZ122003 | SCENrsCZ12 | 2003 | 0 | 03
ComVint | SCENrsCZ12 | Ex | SCE | SCE | Nrs | Multiple | CZ12 | Any | SCENrsCZ122007 | SCENrsCZ12 | 2007 | 0 | 07
ComVint | SCENrsCZ12 | Ex | SCE | SCE | Nrs | Multiple | CZ12 | Any | SCENrsCZ122011 | SCENrsCZ12 | 2011 | 0 | 11
ComVint | SCENrsCZ12 | Ex | SCE | SCE | Nrs | Multiple | CZ12 | Any | SCENrsCZ122014 | SCENrsCZ12 | 2014 | 0 | 14
ComVint | SCENrsCZ13 | Ex | SCE | SCE | Nrs | Multiple | CZ13 | Any | SCENrsCZ131975 | SCENrsCZ13 | 1975 | 0.43805 | 75
ComVint | SCENrsCZ13 | Ex | SCE | SCE | Nrs | Multiple | CZ13 | Any | SCENrsCZ131985 | SCENrsCZ13 | 1985 | 0.5099 | 85
ComVint | SCENrsCZ13 | Ex | SCE | SCE | Nrs | Multiple | CZ13 | Any | SCENrsCZ131996 | SCENrsCZ13 | 1996 | 0.42285 | 96
ComVint | SCENrsCZ13 | Ex | SCE | SCE | Nrs | Multiple | CZ13 | Any | SCENrsCZ132003 | SCENrsCZ13 | 2003 | 0.0768 | 03
ComVint | SCENrsCZ13 | Ex | SCE | SCE | Nrs | Multiple | CZ13 | Any | SCENrsCZ132007 | SCENrsCZ13 | 2007 | 0.0707 | 07
ComVint | SCENrsCZ13 | Ex | SCE | SCE | Nrs | Multiple | CZ13 | Any | SCENrsCZ132011 | SCENrsCZ13 | 2011 | 0.0707 | 11
ComVint | SCENrsCZ13 | Ex | SCE | SCE | Nrs | Multiple | CZ13 | Any | SCENrsCZ132014 | SCENrsCZ13 | 2014 | 0.03535 | 14
ComVint | SCENrsCZ14 | Ex | SCE | SCE | Nrs | Multiple | CZ14 | Any | SCENrsCZ141975 | SCENrsCZ14 | 1975 | 0.5215 | 75
ComVint | SCENrsCZ14 | Ex | SCE | SCE | Nrs | Multiple | CZ14 | Any | SCENrsCZ141985 | SCENrsCZ14 | 1985 | 0.46245 | 85
ComVint | SCENrsCZ14 | Ex | SCE | SCE | Nrs | Multiple | CZ14 | Any | SCENrsCZ141996 | SCENrsCZ14 | 1996 | 0.24555 | 96
ComVint | SCENrsCZ14 | Ex | SCE | SCE | Nrs | Multiple | CZ14 | Any | SCENrsCZ142003 | SCENrsCZ14 | 2003 | 0.11325 | 03
ComVint | SCENrsCZ14 | Ex | SCE | SCE | Nrs | Multiple | CZ14 | Any | SCENrsCZ142007 | SCENrsCZ14 | 2007 | 0.0741 | 07
ComVint | SCENrsCZ14 | Ex | SCE | SCE | Nrs | Multiple | CZ14 | Any | SCENrsCZ142011 | SCENrsCZ14 | 2011 | 0.0741 | 11
ComVint | SCENrsCZ14 | Ex | SCE | SCE | Nrs | Multiple | CZ14 | Any | SCENrsCZ142014 | SCENrsCZ14 | 2014 | 0.03705 | 14
ComVint | SCENrsCZ15 | Ex | SCE | SCE | Nrs | Multiple | CZ15 | Any | SCENrsCZ151975 | SCENrsCZ15 | 1975 | 0.49315 | 75
ComVint | SCENrsCZ15 | Ex | SCE | SCE | Nrs | Multiple | CZ15 | Any | SCENrsCZ151985 | SCENrsCZ15 | 1985 | 0.58325 | 85
ComVint | SCENrsCZ15 | Ex | SCE | SCE | Nrs | Multiple | CZ15 | Any | SCENrsCZ151996 | SCENrsCZ15 | 1996 | 0.3433 | 96
ComVint | SCENrsCZ15 | Ex | SCE | SCE | Nrs | Multiple | CZ15 | Any | SCENrsCZ152003 | SCENrsCZ15 | 2003 | 0.122 | 03
ComVint | SCENrsCZ15 | Ex | SCE | SCE | Nrs | Multiple | CZ15 | Any | SCENrsCZ152007 | SCENrsCZ15 | 2007 | 0.0959 | 07
ComVint | SCENrsCZ15 | Ex | SCE | SCE | Nrs | Multiple | CZ15 | Any | SCENrsCZ152011 | SCENrsCZ15 | 2011 | 0.0959 | 11
ComVint | SCENrsCZ15 | Ex | SCE | SCE | Nrs | Multiple | CZ15 | Any | SCENrsCZ152014 | SCENrsCZ15 | 2014 | 0.04795 | 14
ComVint | SCENrsCZ16 | Ex | SCE | SCE | Nrs | Multiple | CZ16 | Any | SCENrsCZ161975 | SCENrsCZ16 | 1975 | 0.32935 | 75
ComVint | SCENrsCZ16 | Ex | SCE | SCE | Nrs | Multiple | CZ16 | Any | SCENrsCZ161985 | SCENrsCZ16 | 1985 | 0.36055 | 85
ComVint | SCENrsCZ16 | Ex | SCE | SCE | Nrs | Multiple | CZ16 | Any | SCENrsCZ161996 | SCENrsCZ16 | 1996 | 0.2241 | 96
ComVint | SCENrsCZ16 | Ex | SCE | SCE | Nrs | Multiple | CZ16 | Any | SCENrsCZ162003 | SCENrsCZ16 | 2003 | 0.07435 | 03
ComVint | SCENrsCZ16 | Ex | SCE | SCE | Nrs | Multiple | CZ16 | Any | SCENrsCZ162007 | SCENrsCZ16 | 2007 | 0.05715 | 07
ComVint | SCENrsCZ16 | Ex | SCE | SCE | Nrs | Multiple | CZ16 | Any | SCENrsCZ162011 | SCENrsCZ16 | 2011 | 0.05715 | 11
ComVint | SCENrsCZ16 | Ex | SCE | SCE | Nrs | Multiple | CZ16 | Any | SCENrsCZ162014 | SCENrsCZ16 | 2014 | 0.028575 | 14
ComVint | SCEOfLCZ01 | Ex | SCE | SCE | OfL | Multiple | CZ01 | Any | SCEOfLCZ011975 | SCEOfLCZ01 | 1975 | 0 | 75
ComVint | SCEOfLCZ01 | Ex | SCE | SCE | OfL | Multiple | CZ01 | Any | SCEOfLCZ011985 | SCEOfLCZ01 | 1985 | 0 | 85
ComVint | SCEOfLCZ01 | Ex | SCE | SCE | OfL | Multiple | CZ01 | Any | SCEOfLCZ011996 | SCEOfLCZ01 | 1996 | 0 | 96
ComVint | SCEOfLCZ01 | Ex | SCE | SCE | OfL | Multiple | CZ01 | Any | SCEOfLCZ012003 | SCEOfLCZ01 | 2003 | 0 | 03
ComVint | SCEOfLCZ01 | Ex | SCE | SCE | OfL | Multiple | CZ01 | Any | SCEOfLCZ012007 | SCEOfLCZ01 | 2007 | 0 | 07
ComVint | SCEOfLCZ01 | Ex | SCE | SCE | OfL | Multiple | CZ01 | Any | SCEOfLCZ012011 | SCEOfLCZ01 | 2011 | 0 | 11
ComVint | SCEOfLCZ01 | Ex | SCE | SCE | OfL | Multiple | CZ01 | Any | SCEOfLCZ012014 | SCEOfLCZ01 | 2014 | 0 | 14
ComVint | SCEOfLCZ02 | Ex | SCE | SCE | OfL | Multiple | CZ02 | Any | SCEOfLCZ021975 | SCEOfLCZ02 | 1975 | 0 | 75
ComVint | SCEOfLCZ02 | Ex | SCE | SCE | OfL | Multiple | CZ02 | Any | SCEOfLCZ021985 | SCEOfLCZ02 | 1985 | 0 | 85
ComVint | SCEOfLCZ02 | Ex | SCE | SCE | OfL | Multiple | CZ02 | Any | SCEOfLCZ021996 | SCEOfLCZ02 | 1996 | 0 | 96
ComVint | SCEOfLCZ02 | Ex | SCE | SCE | OfL | Multiple | CZ02 | Any | SCEOfLCZ022003 | SCEOfLCZ02 | 2003 | 0 | 03
ComVint | SCEOfLCZ02 | Ex | SCE | SCE | OfL | Multiple | CZ02 | Any | SCEOfLCZ022007 | SCEOfLCZ02 | 2007 | 0 | 07
ComVint | SCEOfLCZ02 | Ex | SCE | SCE | OfL | Multiple | CZ02 | Any | SCEOfLCZ022011 | SCEOfLCZ02 | 2011 | 0 | 11
ComVint | SCEOfLCZ02 | Ex | SCE | SCE | OfL | Multiple | CZ02 | Any | SCEOfLCZ022014 | SCEOfLCZ02 | 2014 | 0 | 14
ComVint | SCEOfLCZ03 | Ex | SCE | SCE | OfL | Multiple | CZ03 | Any | SCEOfLCZ031975 | SCEOfLCZ03 | 1975 | 0 | 75
ComVint | SCEOfLCZ03 | Ex | SCE | SCE | OfL | Multiple | CZ03 | Any | SCEOfLCZ031985 | SCEOfLCZ03 | 1985 | 0 | 85
ComVint | SCEOfLCZ03 | Ex | SCE | SCE | OfL | Multiple | CZ03 | Any | SCEOfLCZ031996 | SCEOfLCZ03 | 1996 | 0 | 96
ComVint | SCEOfLCZ03 | Ex | SCE | SCE | OfL | Multiple | CZ03 | Any | SCEOfLCZ032003 | SCEOfLCZ03 | 2003 | 0 | 03
ComVint | SCEOfLCZ03 | Ex | SCE | SCE | OfL | Multiple | CZ03 | Any | SCEOfLCZ032007 | SCEOfLCZ03 | 2007 | 0 | 07
ComVint | SCEOfLCZ03 | Ex | SCE | SCE | OfL | Multiple | CZ03 | Any | SCEOfLCZ032011 | SCEOfLCZ03 | 2011 | 0 | 11
ComVint | SCEOfLCZ03 | Ex | SCE | SCE | OfL | Multiple | CZ03 | Any | SCEOfLCZ032014 | SCEOfLCZ03 | 2014 | 0 | 14
ComVint | SCEOfLCZ04 | Ex | SCE | SCE | OfL | Multiple | CZ04 | Any | SCEOfLCZ041975 | SCEOfLCZ04 | 1975 | 0 | 75
ComVint | SCEOfLCZ04 | Ex | SCE | SCE | OfL | Multiple | CZ04 | Any | SCEOfLCZ041985 | SCEOfLCZ04 | 1985 | 0 | 85
ComVint | SCEOfLCZ04 | Ex | SCE | SCE | OfL | Multiple | CZ04 | Any | SCEOfLCZ041996 | SCEOfLCZ04 | 1996 | 0 | 96
ComVint | SCEOfLCZ04 | Ex | SCE | SCE | OfL | Multiple | CZ04 | Any | SCEOfLCZ042003 | SCEOfLCZ04 | 2003 | 0 | 03
ComVint | SCEOfLCZ04 | Ex | SCE | SCE | OfL | Multiple | CZ04 | Any | SCEOfLCZ042007 | SCEOfLCZ04 | 2007 | 0 | 07
ComVint | SCEOfLCZ04 | Ex | SCE | SCE | OfL | Multiple | CZ04 | Any | SCEOfLCZ042011 | SCEOfLCZ04 | 2011 | 0 | 11
ComVint | SCEOfLCZ04 | Ex | SCE | SCE | OfL | Multiple | CZ04 | Any | SCEOfLCZ042014 | SCEOfLCZ04 | 2014 | 0 | 14
ComVint | SCEOfLCZ05 | Ex | SCE | SCE | OfL | Multiple | CZ05 | Any | SCEOfLCZ051975 | SCEOfLCZ05 | 1975 | 0.4907 | 75
ComVint | SCEOfLCZ05 | Ex | SCE | SCE | OfL | Multiple | CZ05 | Any | SCEOfLCZ051985 | SCEOfLCZ05 | 1985 | 0.617 | 85
ComVint | SCEOfLCZ05 | Ex | SCE | SCE | OfL | Multiple | CZ05 | Any | SCEOfLCZ051996 | SCEOfLCZ05 | 1996 | 0.1172 | 96
ComVint | SCEOfLCZ05 | Ex | SCE | SCE | OfL | Multiple | CZ05 | Any | SCEOfLCZ052003 | SCEOfLCZ05 | 2003 | 0.0624 | 03
ComVint | SCEOfLCZ05 | Ex | SCE | SCE | OfL | Multiple | CZ05 | Any | SCEOfLCZ052007 | SCEOfLCZ05 | 2007 | 0.021 | 07
ComVint | SCEOfLCZ05 | Ex | SCE | SCE | OfL | Multiple | CZ05 | Any | SCEOfLCZ052011 | SCEOfLCZ05 | 2011 | 0.021 | 11
ComVint | SCEOfLCZ05 | Ex | SCE | SCE | OfL | Multiple | CZ05 | Any | SCEOfLCZ052014 | SCEOfLCZ05 | 2014 | 0.0105 | 14
ComVint | SCEOfLCZ06 | Ex | SCE | SCE | OfL | Multiple | CZ06 | Any | SCEOfLCZ061975 | SCEOfLCZ06 | 1975 | 44.0144 | 75
ComVint | SCEOfLCZ06 | Ex | SCE | SCE | OfL | Multiple | CZ06 | Any | SCEOfLCZ061985 | SCEOfLCZ06 | 1985 | 55.2044 | 85
ComVint | SCEOfLCZ06 | Ex | SCE | SCE | OfL | Multiple | CZ06 | Any | SCEOfLCZ061996 | SCEOfLCZ06 | 1996 | 10.2139 | 96
ComVint | SCEOfLCZ06 | Ex | SCE | SCE | OfL | Multiple | CZ06 | Any | SCEOfLCZ062003 | SCEOfLCZ06 | 2003 | 5.5186 | 03
ComVint | SCEOfLCZ06 | Ex | SCE | SCE | OfL | Multiple | CZ06 | Any | SCEOfLCZ062007 | SCEOfLCZ06 | 2007 | 2.16 | 07
ComVint | SCEOfLCZ06 | Ex | SCE | SCE | OfL | Multiple | CZ06 | Any | SCEOfLCZ062011 | SCEOfLCZ06 | 2011 | 2.16 | 11
ComVint | SCEOfLCZ06 | Ex | SCE | SCE | OfL | Multiple | CZ06 | Any | SCEOfLCZ062014 | SCEOfLCZ06 | 2014 | 1.08 | 14
ComVint | SCEOfLCZ07 | Ex | SCE | SCE | OfL | Multiple | CZ07 | Any | SCEOfLCZ071975 | SCEOfLCZ07 | 1975 | 0 | 75
ComVint | SCEOfLCZ07 | Ex | SCE | SCE | OfL | Multiple | CZ07 | Any | SCEOfLCZ071985 | SCEOfLCZ07 | 1985 | 0 | 85
ComVint | SCEOfLCZ07 | Ex | SCE | SCE | OfL | Multiple | CZ07 | Any | SCEOfLCZ071996 | SCEOfLCZ07 | 1996 | 0 | 96
ComVint | SCEOfLCZ07 | Ex | SCE | SCE | OfL | Multiple | CZ07 | Any | SCEOfLCZ072003 | SCEOfLCZ07 | 2003 | 0 | 03
ComVint | SCEOfLCZ07 | Ex | SCE | SCE | OfL | Multiple | CZ07 | Any | SCEOfLCZ072007 | SCEOfLCZ07 | 2007 | 0 | 07
ComVint | SCEOfLCZ07 | Ex | SCE | SCE | OfL | Multiple | CZ07 | Any | SCEOfLCZ072011 | SCEOfLCZ07 | 2011 | 0 | 11
ComVint | SCEOfLCZ07 | Ex | SCE | SCE | OfL | Multiple | CZ07 | Any | SCEOfLCZ072014 | SCEOfLCZ07 | 2014 | 0 | 14
ComVint | SCEOfLCZ08 | Ex | SCE | SCE | OfL | Multiple | CZ08 | Any | SCEOfLCZ081975 | SCEOfLCZ08 | 1975 | 53.5103 | 75
ComVint | SCEOfLCZ08 | Ex | SCE | SCE | OfL | Multiple | CZ08 | Any | SCEOfLCZ081985 | SCEOfLCZ08 | 1985 | 67.0805 | 85
ComVint | SCEOfLCZ08 | Ex | SCE | SCE | OfL | Multiple | CZ08 | Any | SCEOfLCZ081996 | SCEOfLCZ08 | 1996 | 12.3483 | 96
ComVint | SCEOfLCZ08 | Ex | SCE | SCE | OfL | Multiple | CZ08 | Any | SCEOfLCZ082003 | SCEOfLCZ08 | 2003 | 6.6903 | 03
ComVint | SCEOfLCZ08 | Ex | SCE | SCE | OfL | Multiple | CZ08 | Any | SCEOfLCZ082007 | SCEOfLCZ08 | 2007 | 2.6911 | 07
ComVint | SCEOfLCZ08 | Ex | SCE | SCE | OfL | Multiple | CZ08 | Any | SCEOfLCZ082011 | SCEOfLCZ08 | 2011 | 2.6911 | 11
ComVint | SCEOfLCZ08 | Ex | SCE | SCE | OfL | Multiple | CZ08 | Any | SCEOfLCZ082014 | SCEOfLCZ08 | 2014 | 1.3456 | 14
ComVint | SCEOfLCZ09 | Ex | SCE | SCE | OfL | Multiple | CZ09 | Any | SCEOfLCZ091975 | SCEOfLCZ09 | 1975 | 32.4697 | 75
ComVint | SCEOfLCZ09 | Ex | SCE | SCE | OfL | Multiple | CZ09 | Any | SCEOfLCZ091985 | SCEOfLCZ09 | 1985 | 40.3098 | 85
ComVint | SCEOfLCZ09 | Ex | SCE | SCE | OfL | Multiple | CZ09 | Any | SCEOfLCZ091996 | SCEOfLCZ09 | 1996 | 6.6877 | 96
ComVint | SCEOfLCZ09 | Ex | SCE | SCE | OfL | Multiple | CZ09 | Any | SCEOfLCZ092003 | SCEOfLCZ09 | 2003 | 3.8395 | 03
ComVint | SCEOfLCZ09 | Ex | SCE | SCE | OfL | Multiple | CZ09 | Any | SCEOfLCZ092007 | SCEOfLCZ09 | 2007 | 2.3895 | 07
ComVint | SCEOfLCZ09 | Ex | SCE | SCE | OfL | Multiple | CZ09 | Any | SCEOfLCZ092011 | SCEOfLCZ09 | 2011 | 2.3895 | 11
ComVint | SCEOfLCZ09 | Ex | SCE | SCE | OfL | Multiple | CZ09 | Any | SCEOfLCZ092014 | SCEOfLCZ09 | 2014 | 1.1947 | 14
ComVint | SCEOfLCZ10 | Ex | SCE | SCE | OfL | Multiple | CZ10 | Any | SCEOfLCZ101975 | SCEOfLCZ10 | 1975 | 8.506 | 75
ComVint | SCEOfLCZ10 | Ex | SCE | SCE | OfL | Multiple | CZ10 | Any | SCEOfLCZ101985 | SCEOfLCZ10 | 1985 | 13.4538 | 85
ComVint | SCEOfLCZ10 | Ex | SCE | SCE | OfL | Multiple | CZ10 | Any | SCEOfLCZ101996 | SCEOfLCZ10 | 1996 | 3.5727 | 96
ComVint | SCEOfLCZ10 | Ex | SCE | SCE | OfL | Multiple | CZ10 | Any | SCEOfLCZ102003 | SCEOfLCZ10 | 2003 | 4.559 | 03
ComVint | SCEOfLCZ10 | Ex | SCE | SCE | OfL | Multiple | CZ10 | Any | SCEOfLCZ102007 | SCEOfLCZ10 | 2007 | 2.1266 | 07
ComVint | SCEOfLCZ10 | Ex | SCE | SCE | OfL | Multiple | CZ10 | Any | SCEOfLCZ102011 | SCEOfLCZ10 | 2011 | 2.1266 | 11
ComVint | SCEOfLCZ10 | Ex | SCE | SCE | OfL | Multiple | CZ10 | Any | SCEOfLCZ102014 | SCEOfLCZ10 | 2014 | 1.0633 | 14
ComVint | SCEOfLCZ11 | Ex | SCE | SCE | OfL | Multiple | CZ11 | Any | SCEOfLCZ111975 | SCEOfLCZ11 | 1975 | 0 | 75
ComVint | SCEOfLCZ11 | Ex | SCE | SCE | OfL | Multiple | CZ11 | Any | SCEOfLCZ111985 | SCEOfLCZ11 | 1985 | 0 | 85
ComVint | SCEOfLCZ11 | Ex | SCE | SCE | OfL | Multiple | CZ11 | Any | SCEOfLCZ111996 | SCEOfLCZ11 | 1996 | 0 | 96
ComVint | SCEOfLCZ11 | Ex | SCE | SCE | OfL | Multiple | CZ11 | Any | SCEOfLCZ112003 | SCEOfLCZ11 | 2003 | 0 | 03
ComVint | SCEOfLCZ11 | Ex | SCE | SCE | OfL | Multiple | CZ11 | Any | SCEOfLCZ112007 | SCEOfLCZ11 | 2007 | 0 | 07
ComVint | SCEOfLCZ11 | Ex | SCE | SCE | OfL | Multiple | CZ11 | Any | SCEOfLCZ112011 | SCEOfLCZ11 | 2011 | 0 | 11
ComVint | SCEOfLCZ11 | Ex | SCE | SCE | OfL | Multiple | CZ11 | Any | SCEOfLCZ112014 | SCEOfLCZ11 | 2014 | 0 | 14
ComVint | SCEOfLCZ12 | Ex | SCE | SCE | OfL | Multiple | CZ12 | Any | SCEOfLCZ121975 | SCEOfLCZ12 | 1975 | 0 | 75
ComVint | SCEOfLCZ12 | Ex | SCE | SCE | OfL | Multiple | CZ12 | Any | SCEOfLCZ121985 | SCEOfLCZ12 | 1985 | 0 | 85
ComVint | SCEOfLCZ12 | Ex | SCE | SCE | OfL | Multiple | CZ12 | Any | SCEOfLCZ121996 | SCEOfLCZ12 | 1996 | 0 | 96
ComVint | SCEOfLCZ12 | Ex | SCE | SCE | OfL | Multiple | CZ12 | Any | SCEOfLCZ122003 | SCEOfLCZ12 | 2003 | 0 | 03
ComVint | SCEOfLCZ12 | Ex | SCE | SCE | OfL | Multiple | CZ12 | Any | SCEOfLCZ122007 | SCEOfLCZ12 | 2007 | 0 | 07
ComVint | SCEOfLCZ12 | Ex | SCE | SCE | OfL | Multiple | CZ12 | Any | SCEOfLCZ122011 | SCEOfLCZ12 | 2011 | 0 | 11
ComVint | SCEOfLCZ12 | Ex | SCE | SCE | OfL | Multiple | CZ12 | Any | SCEOfLCZ122014 | SCEOfLCZ12 | 2014 | 0 | 14
ComVint | SCEOfLCZ13 | Ex | SCE | SCE | OfL | Multiple | CZ13 | Any | SCEOfLCZ131975 | SCEOfLCZ13 | 1975 | 1.3881 | 75
ComVint | SCEOfLCZ13 | Ex | SCE | SCE | OfL | Multiple | CZ13 | Any | SCEOfLCZ131985 | SCEOfLCZ13 | 1985 | 1.5445 | 85
ComVint | SCEOfLCZ13 | Ex | SCE | SCE | OfL | Multiple | CZ13 | Any | SCEOfLCZ131996 | SCEOfLCZ13 | 1996 | 0.3598 | 96
ComVint | SCEOfLCZ13 | Ex | SCE | SCE | OfL | Multiple | CZ13 | Any | SCEOfLCZ132003 | SCEOfLCZ13 | 2003 | 0.1665 | 03
ComVint | SCEOfLCZ13 | Ex | SCE | SCE | OfL | Multiple | CZ13 | Any | SCEOfLCZ132007 | SCEOfLCZ13 | 2007 | 0.1959 | 07
ComVint | SCEOfLCZ13 | Ex | SCE | SCE | OfL | Multiple | CZ13 | Any | SCEOfLCZ132011 | SCEOfLCZ13 | 2011 | 0.1959 | 11
ComVint | SCEOfLCZ13 | Ex | SCE | SCE | OfL | Multiple | CZ13 | Any | SCEOfLCZ132014 | SCEOfLCZ13 | 2014 | 0.09795 | 14
ComVint | SCEOfLCZ14 | Ex | SCE | SCE | OfL | Multiple | CZ14 | Any | SCEOfLCZ141975 | SCEOfLCZ14 | 1975 | 2.454 | 75
ComVint | SCEOfLCZ14 | Ex | SCE | SCE | OfL | Multiple | CZ14 | Any | SCEOfLCZ141985 | SCEOfLCZ14 | 1985 | 3.3296 | 85
ComVint | SCEOfLCZ14 | Ex | SCE | SCE | OfL | Multiple | CZ14 | Any | SCEOfLCZ141996 | SCEOfLCZ14 | 1996 | 0.6635 | 96
ComVint | SCEOfLCZ14 | Ex | SCE | SCE | OfL | Multiple | CZ14 | Any | SCEOfLCZ142003 | SCEOfLCZ14 | 2003 | 0.6591 | 03
ComVint | SCEOfLCZ14 | Ex | SCE | SCE | OfL | Multiple | CZ14 | Any | SCEOfLCZ142007 | SCEOfLCZ14 | 2007 | 0.3814 | 07
ComVint | SCEOfLCZ14 | Ex | SCE | SCE | OfL | Multiple | CZ14 | Any | SCEOfLCZ142011 | SCEOfLCZ14 | 2011 | 0.3814 | 11
ComVint | SCEOfLCZ14 | Ex | SCE | SCE | OfL | Multiple | CZ14 | Any | SCEOfLCZ142014 | SCEOfLCZ14 | 2014 | 0.1907 | 14
ComVint | SCEOfLCZ15 | Ex | SCE | SCE | OfL | Multiple | CZ15 | Any | SCEOfLCZ151975 | SCEOfLCZ15 | 1975 | 2.3244 | 75
ComVint | SCEOfLCZ15 | Ex | SCE | SCE | OfL | Multiple | CZ15 | Any | SCEOfLCZ151985 | SCEOfLCZ15 | 1985 | 3.6765 | 85
ComVint | SCEOfLCZ15 | Ex | SCE | SCE | OfL | Multiple | CZ15 | Any | SCEOfLCZ151996 | SCEOfLCZ15 | 1996 | 0.9763 | 96
ComVint | SCEOfLCZ15 | Ex | SCE | SCE | OfL | Multiple | CZ15 | Any | SCEOfLCZ152003 | SCEOfLCZ15 | 2003 | 1.2458 | 03
ComVint | SCEOfLCZ15 | Ex | SCE | SCE | OfL | Multiple | CZ15 | Any | SCEOfLCZ152007 | SCEOfLCZ15 | 2007 | 0.5811 | 07
ComVint | SCEOfLCZ15 | Ex | SCE | SCE | OfL | Multiple | CZ15 | Any | SCEOfLCZ152011 | SCEOfLCZ15 | 2011 | 0.5811 | 11
ComVint | SCEOfLCZ15 | Ex | SCE | SCE | OfL | Multiple | CZ15 | Any | SCEOfLCZ152014 | SCEOfLCZ15 | 2014 | 0.29055 | 14
ComVint | SCEOfLCZ16 | Ex | SCE | SCE | OfL | Multiple | CZ16 | Any | SCEOfLCZ161975 | SCEOfLCZ16 | 1975 | 1.1774 | 75
ComVint | SCEOfLCZ16 | Ex | SCE | SCE | OfL | Multiple | CZ16 | Any | SCEOfLCZ161985 | SCEOfLCZ16 | 1985 | 1.5334 | 85
ComVint | SCEOfLCZ16 | Ex | SCE | SCE | OfL | Multiple | CZ16 | Any | SCEOfLCZ161996 | SCEOfLCZ16 | 1996 | 0.3019 | 96
ComVint | SCEOfLCZ16 | Ex | SCE | SCE | OfL | Multiple | CZ16 | Any | SCEOfLCZ162003 | SCEOfLCZ16 | 2003 | 0.2646 | 03
ComVint | SCEOfLCZ16 | Ex | SCE | SCE | OfL | Multiple | CZ16 | Any | SCEOfLCZ162007 | SCEOfLCZ16 | 2007 | 0.1713 | 07
ComVint | SCEOfLCZ16 | Ex | SCE | SCE | OfL | Multiple | CZ16 | Any | SCEOfLCZ162011 | SCEOfLCZ16 | 2011 | 0.1713 | 11
ComVint | SCEOfLCZ16 | Ex | SCE | SCE | OfL | Multiple | CZ16 | Any | SCEOfLCZ162014 | SCEOfLCZ16 | 2014 | 0.08565 | 14
ComVint | SCEOfSCZ01 | Ex | SCE | SCE | OfS | Multiple | CZ01 | Any | SCEOfSCZ011975 | SCEOfSCZ01 | 1975 | 0 | 75
ComVint | SCEOfSCZ01 | Ex | SCE | SCE | OfS | Multiple | CZ01 | Any | SCEOfSCZ011985 | SCEOfSCZ01 | 1985 | 0 | 85
ComVint | SCEOfSCZ01 | Ex | SCE | SCE | OfS | Multiple | CZ01 | Any | SCEOfSCZ011996 | SCEOfSCZ01 | 1996 | 0 | 96
ComVint | SCEOfSCZ01 | Ex | SCE | SCE | OfS | Multiple | CZ01 | Any | SCEOfSCZ012003 | SCEOfSCZ01 | 2003 | 0 | 03
ComVint | SCEOfSCZ01 | Ex | SCE | SCE | OfS | Multiple | CZ01 | Any | SCEOfSCZ012007 | SCEOfSCZ01 | 2007 | 0 | 07
ComVint | SCEOfSCZ01 | Ex | SCE | SCE | OfS | Multiple | CZ01 | Any | SCEOfSCZ012011 | SCEOfSCZ01 | 2011 | 0 | 11
ComVint | SCEOfSCZ01 | Ex | SCE | SCE | OfS | Multiple | CZ01 | Any | SCEOfSCZ012014 | SCEOfSCZ01 | 2014 | 0 | 14
ComVint | SCEOfSCZ02 | Ex | SCE | SCE | OfS | Multiple | CZ02 | Any | SCEOfSCZ021975 | SCEOfSCZ02 | 1975 | 0 | 75
ComVint | SCEOfSCZ02 | Ex | SCE | SCE | OfS | Multiple | CZ02 | Any | SCEOfSCZ021985 | SCEOfSCZ02 | 1985 | 0 | 85
ComVint | SCEOfSCZ02 | Ex | SCE | SCE | OfS | Multiple | CZ02 | Any | SCEOfSCZ021996 | SCEOfSCZ02 | 1996 | 0 | 96
ComVint | SCEOfSCZ02 | Ex | SCE | SCE | OfS | Multiple | CZ02 | Any | SCEOfSCZ022003 | SCEOfSCZ02 | 2003 | 0 | 03
ComVint | SCEOfSCZ02 | Ex | SCE | SCE | OfS | Multiple | CZ02 | Any | SCEOfSCZ022007 | SCEOfSCZ02 | 2007 | 0 | 07
ComVint | SCEOfSCZ02 | Ex | SCE | SCE | OfS | Multiple | CZ02 | Any | SCEOfSCZ022011 | SCEOfSCZ02 | 2011 | 0 | 11
ComVint | SCEOfSCZ02 | Ex | SCE | SCE | OfS | Multiple | CZ02 | Any | SCEOfSCZ022014 | SCEOfSCZ02 | 2014 | 0 | 14
ComVint | SCEOfSCZ03 | Ex | SCE | SCE | OfS | Multiple | CZ03 | Any | SCEOfSCZ031975 | SCEOfSCZ03 | 1975 | 0 | 75
ComVint | SCEOfSCZ03 | Ex | SCE | SCE | OfS | Multiple | CZ03 | Any | SCEOfSCZ031985 | SCEOfSCZ03 | 1985 | 0 | 85
ComVint | SCEOfSCZ03 | Ex | SCE | SCE | OfS | Multiple | CZ03 | Any | SCEOfSCZ031996 | SCEOfSCZ03 | 1996 | 0 | 96
ComVint | SCEOfSCZ03 | Ex | SCE | SCE | OfS | Multiple | CZ03 | Any | SCEOfSCZ032003 | SCEOfSCZ03 | 2003 | 0 | 03
ComVint | SCEOfSCZ03 | Ex | SCE | SCE | OfS | Multiple | CZ03 | Any | SCEOfSCZ032007 | SCEOfSCZ03 | 2007 | 0 | 07
ComVint | SCEOfSCZ03 | Ex | SCE | SCE | OfS | Multiple | CZ03 | Any | SCEOfSCZ032011 | SCEOfSCZ03 | 2011 | 0 | 11
ComVint | SCEOfSCZ03 | Ex | SCE | SCE | OfS | Multiple | CZ03 | Any | SCEOfSCZ032014 | SCEOfSCZ03 | 2014 | 0 | 14
ComVint | SCEOfSCZ04 | Ex | SCE | SCE | OfS | Multiple | CZ04 | Any | SCEOfSCZ041975 | SCEOfSCZ04 | 1975 | 0 | 75
ComVint | SCEOfSCZ04 | Ex | SCE | SCE | OfS | Multiple | CZ04 | Any | SCEOfSCZ041985 | SCEOfSCZ04 | 1985 | 0 | 85
ComVint | SCEOfSCZ04 | Ex | SCE | SCE | OfS | Multiple | CZ04 | Any | SCEOfSCZ041996 | SCEOfSCZ04 | 1996 | 0 | 96
ComVint | SCEOfSCZ04 | Ex | SCE | SCE | OfS | Multiple | CZ04 | Any | SCEOfSCZ042003 | SCEOfSCZ04 | 2003 | 0 | 03
ComVint | SCEOfSCZ04 | Ex | SCE | SCE | OfS | Multiple | CZ04 | Any | SCEOfSCZ042007 | SCEOfSCZ04 | 2007 | 0 | 07
ComVint | SCEOfSCZ04 | Ex | SCE | SCE | OfS | Multiple | CZ04 | Any | SCEOfSCZ042011 | SCEOfSCZ04 | 2011 | 0 | 11
ComVint | SCEOfSCZ04 | Ex | SCE | SCE | OfS | Multiple | CZ04 | Any | SCEOfSCZ042014 | SCEOfSCZ04 | 2014 | 0 | 14
ComVint | SCEOfSCZ05 | Ex | SCE | SCE | OfS | Multiple | CZ05 | Any | SCEOfSCZ051975 | SCEOfSCZ05 | 1975 | 0.1611 | 75
ComVint | SCEOfSCZ05 | Ex | SCE | SCE | OfS | Multiple | CZ05 | Any | SCEOfSCZ051985 | SCEOfSCZ05 | 1985 | 0.0902 | 85
ComVint | SCEOfSCZ05 | Ex | SCE | SCE | OfS | Multiple | CZ05 | Any | SCEOfSCZ051996 | SCEOfSCZ05 | 1996 | 0.0338 | 96
ComVint | SCEOfSCZ05 | Ex | SCE | SCE | OfS | Multiple | CZ05 | Any | SCEOfSCZ052003 | SCEOfSCZ05 | 2003 | 0.0134 | 03
ComVint | SCEOfSCZ05 | Ex | SCE | SCE | OfS | Multiple | CZ05 | Any | SCEOfSCZ052007 | SCEOfSCZ05 | 2007 | 0.012 | 07
ComVint | SCEOfSCZ05 | Ex | SCE | SCE | OfS | Multiple | CZ05 | Any | SCEOfSCZ052011 | SCEOfSCZ05 | 2011 | 0.012 | 11
ComVint | SCEOfSCZ05 | Ex | SCE | SCE | OfS | Multiple | CZ05 | Any | SCEOfSCZ052014 | SCEOfSCZ05 | 2014 | 0.006 | 14
ComVint | SCEOfSCZ06 | Ex | SCE | SCE | OfS | Multiple | CZ06 | Any | SCEOfSCZ061975 | SCEOfSCZ06 | 1975 | 13.9186 | 75
ComVint | SCEOfSCZ06 | Ex | SCE | SCE | OfS | Multiple | CZ06 | Any | SCEOfSCZ061985 | SCEOfSCZ06 | 1985 | 7.7577 | 85
ComVint | SCEOfSCZ06 | Ex | SCE | SCE | OfS | Multiple | CZ06 | Any | SCEOfSCZ061996 | SCEOfSCZ06 | 1996 | 2.9851 | 96
ComVint | SCEOfSCZ06 | Ex | SCE | SCE | OfS | Multiple | CZ06 | Any | SCEOfSCZ062003 | SCEOfSCZ06 | 2003 | 1.21 | 03
ComVint | SCEOfSCZ06 | Ex | SCE | SCE | OfS | Multiple | CZ06 | Any | SCEOfSCZ062007 | SCEOfSCZ06 | 2007 | 1.0387 | 07
ComVint | SCEOfSCZ06 | Ex | SCE | SCE | OfS | Multiple | CZ06 | Any | SCEOfSCZ062011 | SCEOfSCZ06 | 2011 | 1.0387 | 11
ComVint | SCEOfSCZ06 | Ex | SCE | SCE | OfS | Multiple | CZ06 | Any | SCEOfSCZ062014 | SCEOfSCZ06 | 2014 | 0.51935 | 14
ComVint | SCEOfSCZ07 | Ex | SCE | SCE | OfS | Multiple | CZ07 | Any | SCEOfSCZ071975 | SCEOfSCZ07 | 1975 | 0 | 75
ComVint | SCEOfSCZ07 | Ex | SCE | SCE | OfS | Multiple | CZ07 | Any | SCEOfSCZ071985 | SCEOfSCZ07 | 1985 | 0 | 85
ComVint | SCEOfSCZ07 | Ex | SCE | SCE | OfS | Multiple | CZ07 | Any | SCEOfSCZ071996 | SCEOfSCZ07 | 1996 | 0 | 96
ComVint | SCEOfSCZ07 | Ex | SCE | SCE | OfS | Multiple | CZ07 | Any | SCEOfSCZ072003 | SCEOfSCZ07 | 2003 | 0 | 03
ComVint | SCEOfSCZ07 | Ex | SCE | SCE | OfS | Multiple | CZ07 | Any | SCEOfSCZ072007 | SCEOfSCZ07 | 2007 | 0 | 07
ComVint | SCEOfSCZ07 | Ex | SCE | SCE | OfS | Multiple | CZ07 | Any | SCEOfSCZ072011 | SCEOfSCZ07 | 2011 | 0 | 11
ComVint | SCEOfSCZ07 | Ex | SCE | SCE | OfS | Multiple | CZ07 | Any | SCEOfSCZ072014 | SCEOfSCZ07 | 2014 | 0 | 14
ComVint | SCEOfSCZ08 | Ex | SCE | SCE | OfS | Multiple | CZ08 | Any | SCEOfSCZ081975 | SCEOfSCZ08 | 1975 | 16.7972 | 75
ComVint | SCEOfSCZ08 | Ex | SCE | SCE | OfS | Multiple | CZ08 | Any | SCEOfSCZ081985 | SCEOfSCZ08 | 1985 | 9.3546 | 85
ComVint | SCEOfSCZ08 | Ex | SCE | SCE | OfS | Multiple | CZ08 | Any | SCEOfSCZ081996 | SCEOfSCZ08 | 1996 | 3.6181 | 96
ComVint | SCEOfSCZ08 | Ex | SCE | SCE | OfS | Multiple | CZ08 | Any | SCEOfSCZ082003 | SCEOfSCZ08 | 2003 | 1.4731 | 03
ComVint | SCEOfSCZ08 | Ex | SCE | SCE | OfS | Multiple | CZ08 | Any | SCEOfSCZ082007 | SCEOfSCZ08 | 2007 | 1.2538 | 07
ComVint | SCEOfSCZ08 | Ex | SCE | SCE | OfS | Multiple | CZ08 | Any | SCEOfSCZ082011 | SCEOfSCZ08 | 2011 | 1.2538 | 11
ComVint | SCEOfSCZ08 | Ex | SCE | SCE | OfS | Multiple | CZ08 | Any | SCEOfSCZ082014 | SCEOfSCZ08 | 2014 | 0.6269 | 14
ComVint | SCEOfSCZ09 | Ex | SCE | SCE | OfS | Multiple | CZ09 | Any | SCEOfSCZ091975 | SCEOfSCZ09 | 1975 | 8.7475 | 75
ComVint | SCEOfSCZ09 | Ex | SCE | SCE | OfS | Multiple | CZ09 | Any | SCEOfSCZ091985 | SCEOfSCZ09 | 1985 | 4.7837 | 85
ComVint | SCEOfSCZ09 | Ex | SCE | SCE | OfS | Multiple | CZ09 | Any | SCEOfSCZ091996 | SCEOfSCZ09 | 1996 | 2.0677 | 96
ComVint | SCEOfSCZ09 | Ex | SCE | SCE | OfS | Multiple | CZ09 | Any | SCEOfSCZ092003 | SCEOfSCZ09 | 2003 | 0.9171 | 03
ComVint | SCEOfSCZ09 | Ex | SCE | SCE | OfS | Multiple | CZ09 | Any | SCEOfSCZ092007 | SCEOfSCZ09 | 2007 | 0.6559 | 07
ComVint | SCEOfSCZ09 | Ex | SCE | SCE | OfS | Multiple | CZ09 | Any | SCEOfSCZ092011 | SCEOfSCZ09 | 2011 | 0.6559 | 11
ComVint | SCEOfSCZ09 | Ex | SCE | SCE | OfS | Multiple | CZ09 | Any | SCEOfSCZ092014 | SCEOfSCZ09 | 2014 | 0.32795 | 14
ComVint | SCEOfSCZ10 | Ex | SCE | SCE | OfS | Multiple | CZ10 | Any | SCEOfSCZ101975 | SCEOfSCZ10 | 1975 | 8.3137 | 75
ComVint | SCEOfSCZ10 | Ex | SCE | SCE | OfS | Multiple | CZ10 | Any | SCEOfSCZ101985 | SCEOfSCZ10 | 1985 | 7.7814 | 85
ComVint | SCEOfSCZ10 | Ex | SCE | SCE | OfS | Multiple | CZ10 | Any | SCEOfSCZ101996 | SCEOfSCZ10 | 1996 | 4.1494 | 96
ComVint | SCEOfSCZ10 | Ex | SCE | SCE | OfS | Multiple | CZ10 | Any | SCEOfSCZ102003 | SCEOfSCZ10 | 2003 | 3.0395 | 03
ComVint | SCEOfSCZ10 | Ex | SCE | SCE | OfS | Multiple | CZ10 | Any | SCEOfSCZ102007 | SCEOfSCZ10 | 2007 | 1.5809 | 07
ComVint | SCEOfSCZ10 | Ex | SCE | SCE | OfS | Multiple | CZ10 | Any | SCEOfSCZ102011 | SCEOfSCZ10 | 2011 | 1.5809 | 11
ComVint | SCEOfSCZ10 | Ex | SCE | SCE | OfS | Multiple | CZ10 | Any | SCEOfSCZ102014 | SCEOfSCZ10 | 2014 | 0.79045 | 14
ComVint | SCEOfSCZ11 | Ex | SCE | SCE | OfS | Multiple | CZ11 | Any | SCEOfSCZ111975 | SCEOfSCZ11 | 1975 | 0 | 75
ComVint | SCEOfSCZ11 | Ex | SCE | SCE | OfS | Multiple | CZ11 | Any | SCEOfSCZ111985 | SCEOfSCZ11 | 1985 | 0 | 85
ComVint | SCEOfSCZ11 | Ex | SCE | SCE | OfS | Multiple | CZ11 | Any | SCEOfSCZ111996 | SCEOfSCZ11 | 1996 | 0 | 96
ComVint | SCEOfSCZ11 | Ex | SCE | SCE | OfS | Multiple | CZ11 | Any | SCEOfSCZ112003 | SCEOfSCZ11 | 2003 | 0 | 03
ComVint | SCEOfSCZ11 | Ex | SCE | SCE | OfS | Multiple | CZ11 | Any | SCEOfSCZ112007 | SCEOfSCZ11 | 2007 | 0 | 07
ComVint | SCEOfSCZ11 | Ex | SCE | SCE | OfS | Multiple | CZ11 | Any | SCEOfSCZ112011 | SCEOfSCZ11 | 2011 | 0 | 11
ComVint | SCEOfSCZ11 | Ex | SCE | SCE | OfS | Multiple | CZ11 | Any | SCEOfSCZ112014 | SCEOfSCZ11 | 2014 | 0 | 14
ComVint | SCEOfSCZ12 | Ex | SCE | SCE | OfS | Multiple | CZ12 | Any | SCEOfSCZ121975 | SCEOfSCZ12 | 1975 | 0 | 75
ComVint | SCEOfSCZ12 | Ex | SCE | SCE | OfS | Multiple | CZ12 | Any | SCEOfSCZ121985 | SCEOfSCZ12 | 1985 | 0 | 85
ComVint | SCEOfSCZ12 | Ex | SCE | SCE | OfS | Multiple | CZ12 | Any | SCEOfSCZ121996 | SCEOfSCZ12 | 1996 | 0 | 96
ComVint | SCEOfSCZ12 | Ex | SCE | SCE | OfS | Multiple | CZ12 | Any | SCEOfSCZ122003 | SCEOfSCZ12 | 2003 | 0 | 03
ComVint | SCEOfSCZ12 | Ex | SCE | SCE | OfS | Multiple | CZ12 | Any | SCEOfSCZ122007 | SCEOfSCZ12 | 2007 | 0 | 07
ComVint | SCEOfSCZ12 | Ex | SCE | SCE | OfS | Multiple | CZ12 | Any | SCEOfSCZ122011 | SCEOfSCZ12 | 2011 | 0 | 11
ComVint | SCEOfSCZ12 | Ex | SCE | SCE | OfS | Multiple | CZ12 | Any | SCEOfSCZ122014 | SCEOfSCZ12 | 2014 | 0 | 14
ComVint | SCEOfSCZ13 | Ex | SCE | SCE | OfS | Multiple | CZ13 | Any | SCEOfSCZ131975 | SCEOfSCZ13 | 1975 | 2.7121 | 75
ComVint | SCEOfSCZ13 | Ex | SCE | SCE | OfS | Multiple | CZ13 | Any | SCEOfSCZ131985 | SCEOfSCZ13 | 1985 | 1.5126 | 85
ComVint | SCEOfSCZ13 | Ex | SCE | SCE | OfS | Multiple | CZ13 | Any | SCEOfSCZ131996 | SCEOfSCZ13 | 1996 | 0.8561 | 96
ComVint | SCEOfSCZ13 | Ex | SCE | SCE | OfS | Multiple | CZ13 | Any | SCEOfSCZ132003 | SCEOfSCZ13 | 2003 | 0.4031 | 03
ComVint | SCEOfSCZ13 | Ex | SCE | SCE | OfS | Multiple | CZ13 | Any | SCEOfSCZ132007 | SCEOfSCZ13 | 2007 | 0.2368 | 07
ComVint | SCEOfSCZ13 | Ex | SCE | SCE | OfS | Multiple | CZ13 | Any | SCEOfSCZ132011 | SCEOfSCZ13 | 2011 | 0.2368 | 11
ComVint | SCEOfSCZ13 | Ex | SCE | SCE | OfS | Multiple | CZ13 | Any | SCEOfSCZ132014 | SCEOfSCZ13 | 2014 | 0.1184 | 14
ComVint | SCEOfSCZ14 | Ex | SCE | SCE | OfS | Multiple | CZ14 | Any | SCEOfSCZ141975 | SCEOfSCZ14 | 1975 | 1.3236 | 75
ComVint | SCEOfSCZ14 | Ex | SCE | SCE | OfS | Multiple | CZ14 | Any | SCEOfSCZ141985 | SCEOfSCZ14 | 1985 | 1.0655 | 85
ComVint | SCEOfSCZ14 | Ex | SCE | SCE | OfS | Multiple | CZ14 | Any | SCEOfSCZ141996 | SCEOfSCZ14 | 1996 | 0.5648 | 96
ComVint | SCEOfSCZ14 | Ex | SCE | SCE | OfS | Multiple | CZ14 | Any | SCEOfSCZ142003 | SCEOfSCZ14 | 2003 | 0.3834 | 03
ComVint | SCEOfSCZ14 | Ex | SCE | SCE | OfS | Multiple | CZ14 | Any | SCEOfSCZ142007 | SCEOfSCZ14 | 2007 | 0.203 | 07
ComVint | SCEOfSCZ14 | Ex | SCE | SCE | OfS | Multiple | CZ14 | Any | SCEOfSCZ142011 | SCEOfSCZ14 | 2011 | 0.203 | 11
ComVint | SCEOfSCZ14 | Ex | SCE | SCE | OfS | Multiple | CZ14 | Any | SCEOfSCZ142014 | SCEOfSCZ14 | 2014 | 0.1015 | 14
ComVint | SCEOfSCZ15 | Ex | SCE | SCE | OfS | Multiple | CZ15 | Any | SCEOfSCZ151975 | SCEOfSCZ15 | 1975 | 2.2719 | 75
ComVint | SCEOfSCZ15 | Ex | SCE | SCE | OfS | Multiple | CZ15 | Any | SCEOfSCZ151985 | SCEOfSCZ15 | 1985 | 2.1264 | 85
ComVint | SCEOfSCZ15 | Ex | SCE | SCE | OfS | Multiple | CZ15 | Any | SCEOfSCZ151996 | SCEOfSCZ15 | 1996 | 1.1339 | 96
ComVint | SCEOfSCZ15 | Ex | SCE | SCE | OfS | Multiple | CZ15 | Any | SCEOfSCZ152003 | SCEOfSCZ15 | 2003 | 0.8306 | 03
ComVint | SCEOfSCZ15 | Ex | SCE | SCE | OfS | Multiple | CZ15 | Any | SCEOfSCZ152007 | SCEOfSCZ15 | 2007 | 0.432 | 07
ComVint | SCEOfSCZ15 | Ex | SCE | SCE | OfS | Multiple | CZ15 | Any | SCEOfSCZ152011 | SCEOfSCZ15 | 2011 | 0.432 | 11
ComVint | SCEOfSCZ15 | Ex | SCE | SCE | OfS | Multiple | CZ15 | Any | SCEOfSCZ152014 | SCEOfSCZ15 | 2014 | 0.216 | 14
ComVint | SCEOfSCZ16 | Ex | SCE | SCE | OfS | Multiple | CZ16 | Any | SCEOfSCZ161975 | SCEOfSCZ16 | 1975 | 0.837 | 75
ComVint | SCEOfSCZ16 | Ex | SCE | SCE | OfS | Multiple | CZ16 | Any | SCEOfSCZ161985 | SCEOfSCZ16 | 1985 | 0.5779 | 85
ComVint | SCEOfSCZ16 | Ex | SCE | SCE | OfS | Multiple | CZ16 | Any | SCEOfSCZ161996 | SCEOfSCZ16 | 1996 | 0.3128 | 96
ComVint | SCEOfSCZ16 | Ex | SCE | SCE | OfS | Multiple | CZ16 | Any | SCEOfSCZ162003 | SCEOfSCZ16 | 2003 | 0.1876 | 03
ComVint | SCEOfSCZ16 | Ex | SCE | SCE | OfS | Multiple | CZ16 | Any | SCEOfSCZ162007 | SCEOfSCZ16 | 2007 | 0.1026 | 07
ComVint | SCEOfSCZ16 | Ex | SCE | SCE | OfS | Multiple | CZ16 | Any | SCEOfSCZ162011 | SCEOfSCZ16 | 2011 | 0.1026 | 11
ComVint | SCEOfSCZ16 | Ex | SCE | SCE | OfS | Multiple | CZ16 | Any | SCEOfSCZ162014 | SCEOfSCZ16 | 2014 | 0.0513 | 14
ComVint | SCERFFCZ01 | Ex | SCE | SCE | RFF | Multiple | CZ01 | Any | SCERFFCZ011975 | SCERFFCZ01 | 1975 | 0 | 75
ComVint | SCERFFCZ01 | Ex | SCE | SCE | RFF | Multiple | CZ01 | Any | SCERFFCZ011985 | SCERFFCZ01 | 1985 | 0 | 85
ComVint | SCERFFCZ01 | Ex | SCE | SCE | RFF | Multiple | CZ01 | Any | SCERFFCZ011996 | SCERFFCZ01 | 1996 | 0 | 96
ComVint | SCERFFCZ01 | Ex | SCE | SCE | RFF | Multiple | CZ01 | Any | SCERFFCZ012003 | SCERFFCZ01 | 2003 | 0 | 03
ComVint | SCERFFCZ01 | Ex | SCE | SCE | RFF | Multiple | CZ01 | Any | SCERFFCZ012007 | SCERFFCZ01 | 2007 | 0 | 07
ComVint | SCERFFCZ01 | Ex | SCE | SCE | RFF | Multiple | CZ01 | Any | SCERFFCZ012011 | SCERFFCZ01 | 2011 | 0 | 11
ComVint | SCERFFCZ01 | Ex | SCE | SCE | RFF | Multiple | CZ01 | Any | SCERFFCZ012014 | SCERFFCZ01 | 2014 | 0 | 14
ComVint | SCERFFCZ02 | Ex | SCE | SCE | RFF | Multiple | CZ02 | Any | SCERFFCZ021975 | SCERFFCZ02 | 1975 | 0 | 75
ComVint | SCERFFCZ02 | Ex | SCE | SCE | RFF | Multiple | CZ02 | Any | SCERFFCZ021985 | SCERFFCZ02 | 1985 | 0 | 85
ComVint | SCERFFCZ02 | Ex | SCE | SCE | RFF | Multiple | CZ02 | Any | SCERFFCZ021996 | SCERFFCZ02 | 1996 | 0 | 96
ComVint | SCERFFCZ02 | Ex | SCE | SCE | RFF | Multiple | CZ02 | Any | SCERFFCZ022003 | SCERFFCZ02 | 2003 | 0 | 03
ComVint | SCERFFCZ02 | Ex | SCE | SCE | RFF | Multiple | CZ02 | Any | SCERFFCZ022007 | SCERFFCZ02 | 2007 | 0 | 07
ComVint | SCERFFCZ02 | Ex | SCE | SCE | RFF | Multiple | CZ02 | Any | SCERFFCZ022011 | SCERFFCZ02 | 2011 | 0 | 11
ComVint | SCERFFCZ02 | Ex | SCE | SCE | RFF | Multiple | CZ02 | Any | SCERFFCZ022014 | SCERFFCZ02 | 2014 | 0 | 14
ComVint | SCERFFCZ03 | Ex | SCE | SCE | RFF | Multiple | CZ03 | Any | SCERFFCZ031975 | SCERFFCZ03 | 1975 | 0 | 75
ComVint | SCERFFCZ03 | Ex | SCE | SCE | RFF | Multiple | CZ03 | Any | SCERFFCZ031985 | SCERFFCZ03 | 1985 | 0 | 85
ComVint | SCERFFCZ03 | Ex | SCE | SCE | RFF | Multiple | CZ03 | Any | SCERFFCZ031996 | SCERFFCZ03 | 1996 | 0 | 96
ComVint | SCERFFCZ03 | Ex | SCE | SCE | RFF | Multiple | CZ03 | Any | SCERFFCZ032003 | SCERFFCZ03 | 2003 | 0 | 03
ComVint | SCERFFCZ03 | Ex | SCE | SCE | RFF | Multiple | CZ03 | Any | SCERFFCZ032007 | SCERFFCZ03 | 2007 | 0 | 07
ComVint | SCERFFCZ03 | Ex | SCE | SCE | RFF | Multiple | CZ03 | Any | SCERFFCZ032011 | SCERFFCZ03 | 2011 | 0 | 11
ComVint | SCERFFCZ03 | Ex | SCE | SCE | RFF | Multiple | CZ03 | Any | SCERFFCZ032014 | SCERFFCZ03 | 2014 | 0 | 14
ComVint | SCERFFCZ04 | Ex | SCE | SCE | RFF | Multiple | CZ04 | Any | SCERFFCZ041975 | SCERFFCZ04 | 1975 | 0 | 75
ComVint | SCERFFCZ04 | Ex | SCE | SCE | RFF | Multiple | CZ04 | Any | SCERFFCZ041985 | SCERFFCZ04 | 1985 | 0 | 85
ComVint | SCERFFCZ04 | Ex | SCE | SCE | RFF | Multiple | CZ04 | Any | SCERFFCZ041996 | SCERFFCZ04 | 1996 | 0 | 96
ComVint | SCERFFCZ04 | Ex | SCE | SCE | RFF | Multiple | CZ04 | Any | SCERFFCZ042003 | SCERFFCZ04 | 2003 | 0 | 03
ComVint | SCERFFCZ04 | Ex | SCE | SCE | RFF | Multiple | CZ04 | Any | SCERFFCZ042007 | SCERFFCZ04 | 2007 | 0 | 07
ComVint | SCERFFCZ04 | Ex | SCE | SCE | RFF | Multiple | CZ04 | Any | SCERFFCZ042011 | SCERFFCZ04 | 2011 | 0 | 11
ComVint | SCERFFCZ04 | Ex | SCE | SCE | RFF | Multiple | CZ04 | Any | SCERFFCZ042014 | SCERFFCZ04 | 2014 | 0 | 14
ComVint | SCERFFCZ05 | Ex | SCE | SCE | RFF | Multiple | CZ05 | Any | SCERFFCZ051975 | SCERFFCZ05 | 1975 | 0.051135 | 75
ComVint | SCERFFCZ05 | Ex | SCE | SCE | RFF | Multiple | CZ05 | Any | SCERFFCZ051985 | SCERFFCZ05 | 1985 | 0.04772 | 85
ComVint | SCERFFCZ05 | Ex | SCE | SCE | RFF | Multiple | CZ05 | Any | SCERFFCZ051996 | SCERFFCZ05 | 1996 | 0.018885 | 96
ComVint | SCERFFCZ05 | Ex | SCE | SCE | RFF | Multiple | CZ05 | Any | SCERFFCZ052003 | SCERFFCZ05 | 2003 | 0.007845 | 03
ComVint | SCERFFCZ05 | Ex | SCE | SCE | RFF | Multiple | CZ05 | Any | SCERFFCZ052007 | SCERFFCZ05 | 2007 | 0.007195 | 07
ComVint | SCERFFCZ05 | Ex | SCE | SCE | RFF | Multiple | CZ05 | Any | SCERFFCZ052011 | SCERFFCZ05 | 2011 | 0.007195 | 11
ComVint | SCERFFCZ05 | Ex | SCE | SCE | RFF | Multiple | CZ05 | Any | SCERFFCZ052014 | SCERFFCZ05 | 2014 | 0.0035975 | 14
ComVint | SCERFFCZ06 | Ex | SCE | SCE | RFF | Multiple | CZ06 | Any | SCERFFCZ061975 | SCERFFCZ06 | 1975 | 3.5329 | 75
ComVint | SCERFFCZ06 | Ex | SCE | SCE | RFF | Multiple | CZ06 | Any | SCERFFCZ061985 | SCERFFCZ06 | 1985 | 3.2896 | 85
ComVint | SCERFFCZ06 | Ex | SCE | SCE | RFF | Multiple | CZ06 | Any | SCERFFCZ061996 | SCERFFCZ06 | 1996 | 1.2993 | 96
ComVint | SCERFFCZ06 | Ex | SCE | SCE | RFF | Multiple | CZ06 | Any | SCERFFCZ062003 | SCERFFCZ06 | 2003 | 0.55739 | 03
ComVint | SCERFFCZ06 | Ex | SCE | SCE | RFF | Multiple | CZ06 | Any | SCERFFCZ062007 | SCERFFCZ06 | 2007 | 0.48923 | 07
ComVint | SCERFFCZ06 | Ex | SCE | SCE | RFF | Multiple | CZ06 | Any | SCERFFCZ062011 | SCERFFCZ06 | 2011 | 0.48923 | 11
ComVint | SCERFFCZ06 | Ex | SCE | SCE | RFF | Multiple | CZ06 | Any | SCERFFCZ062014 | SCERFFCZ06 | 2014 | 0.24461 | 14
ComVint | SCERFFCZ07 | Ex | SCE | SCE | RFF | Multiple | CZ07 | Any | SCERFFCZ071975 | SCERFFCZ07 | 1975 | 0 | 75
ComVint | SCERFFCZ07 | Ex | SCE | SCE | RFF | Multiple | CZ07 | Any | SCERFFCZ071985 | SCERFFCZ07 | 1985 | 0 | 85
ComVint | SCERFFCZ07 | Ex | SCE | SCE | RFF | Multiple | CZ07 | Any | SCERFFCZ071996 | SCERFFCZ07 | 1996 | 0 | 96
ComVint | SCERFFCZ07 | Ex | SCE | SCE | RFF | Multiple | CZ07 | Any | SCERFFCZ072003 | SCERFFCZ07 | 2003 | 0 | 03
ComVint | SCERFFCZ07 | Ex | SCE | SCE | RFF | Multiple | CZ07 | Any | SCERFFCZ072007 | SCERFFCZ07 | 2007 | 0 | 07
ComVint | SCERFFCZ07 | Ex | SCE | SCE | RFF | Multiple | CZ07 | Any | SCERFFCZ072011 | SCERFFCZ07 | 2011 | 0 | 11
ComVint | SCERFFCZ07 | Ex | SCE | SCE | RFF | Multiple | CZ07 | Any | SCERFFCZ072014 | SCERFFCZ07 | 2014 | 0 | 14
ComVint | SCERFFCZ08 | Ex | SCE | SCE | RFF | Multiple | CZ08 | Any | SCERFFCZ081975 | SCERFFCZ08 | 1975 | 4.0678 | 75
ComVint | SCERFFCZ08 | Ex | SCE | SCE | RFF | Multiple | CZ08 | Any | SCERFFCZ081985 | SCERFFCZ08 | 1985 | 3.7772 | 85
ComVint | SCERFFCZ08 | Ex | SCE | SCE | RFF | Multiple | CZ08 | Any | SCERFFCZ081996 | SCERFFCZ08 | 1996 | 1.4883 | 96
ComVint | SCERFFCZ08 | Ex | SCE | SCE | RFF | Multiple | CZ08 | Any | SCERFFCZ082003 | SCERFFCZ08 | 2003 | 0.66426 | 03
ComVint | SCERFFCZ08 | Ex | SCE | SCE | RFF | Multiple | CZ08 | Any | SCERFFCZ082007 | SCERFFCZ08 | 2007 | 0.55199 | 07
ComVint | SCERFFCZ08 | Ex | SCE | SCE | RFF | Multiple | CZ08 | Any | SCERFFCZ082011 | SCERFFCZ08 | 2011 | 0.55199 | 11
ComVint | SCERFFCZ08 | Ex | SCE | SCE | RFF | Multiple | CZ08 | Any | SCERFFCZ082014 | SCERFFCZ08 | 2014 | 0.27599 | 14
ComVint | SCERFFCZ09 | Ex | SCE | SCE | RFF | Multiple | CZ09 | Any | SCERFFCZ091975 | SCERFFCZ09 | 1975 | 2.2811 | 75
ComVint | SCERFFCZ09 | Ex | SCE | SCE | RFF | Multiple | CZ09 | Any | SCERFFCZ091985 | SCERFFCZ09 | 1985 | 2.0879 | 85
ComVint | SCERFFCZ09 | Ex | SCE | SCE | RFF | Multiple | CZ09 | Any | SCERFFCZ091996 | SCERFFCZ09 | 1996 | 0.81179 | 96
ComVint | SCERFFCZ09 | Ex | SCE | SCE | RFF | Multiple | CZ09 | Any | SCERFFCZ092003 | SCERFFCZ09 | 2003 | 0.43802 | 03
ComVint | SCERFFCZ09 | Ex | SCE | SCE | RFF | Multiple | CZ09 | Any | SCERFFCZ092007 | SCERFFCZ09 | 2007 | 0.27653 | 07
ComVint | SCERFFCZ09 | Ex | SCE | SCE | RFF | Multiple | CZ09 | Any | SCERFFCZ092011 | SCERFFCZ09 | 2011 | 0.27653 | 11
ComVint | SCERFFCZ09 | Ex | SCE | SCE | RFF | Multiple | CZ09 | Any | SCERFFCZ092014 | SCERFFCZ09 | 2014 | 0.13827 | 14
ComVint | SCERFFCZ10 | Ex | SCE | SCE | RFF | Multiple | CZ10 | Any | SCERFFCZ101975 | SCERFFCZ10 | 1975 | 1.6815 | 75
ComVint | SCERFFCZ10 | Ex | SCE | SCE | RFF | Multiple | CZ10 | Any | SCERFFCZ101985 | SCERFFCZ10 | 1985 | 3.1551 | 85
ComVint | SCERFFCZ10 | Ex | SCE | SCE | RFF | Multiple | CZ10 | Any | SCERFFCZ101996 | SCERFFCZ10 | 1996 | 1.7261 | 96
ComVint | SCERFFCZ10 | Ex | SCE | SCE | RFF | Multiple | CZ10 | Any | SCERFFCZ102003 | SCERFFCZ10 | 2003 | 1.8919 | 03
ComVint | SCERFFCZ10 | Ex | SCE | SCE | RFF | Multiple | CZ10 | Any | SCERFFCZ102007 | SCERFFCZ10 | 2007 | 0.64264 | 07
ComVint | SCERFFCZ10 | Ex | SCE | SCE | RFF | Multiple | CZ10 | Any | SCERFFCZ102011 | SCERFFCZ10 | 2011 | 0.64264 | 11
ComVint | SCERFFCZ10 | Ex | SCE | SCE | RFF | Multiple | CZ10 | Any | SCERFFCZ102014 | SCERFFCZ10 | 2014 | 0.32132 | 14
ComVint | SCERFFCZ11 | Ex | SCE | SCE | RFF | Multiple | CZ11 | Any | SCERFFCZ111975 | SCERFFCZ11 | 1975 | 0 | 75
ComVint | SCERFFCZ11 | Ex | SCE | SCE | RFF | Multiple | CZ11 | Any | SCERFFCZ111985 | SCERFFCZ11 | 1985 | 0 | 85
ComVint | SCERFFCZ11 | Ex | SCE | SCE | RFF | Multiple | CZ11 | Any | SCERFFCZ111996 | SCERFFCZ11 | 1996 | 0 | 96
ComVint | SCERFFCZ11 | Ex | SCE | SCE | RFF | Multiple | CZ11 | Any | SCERFFCZ112003 | SCERFFCZ11 | 2003 | 0 | 03
ComVint | SCERFFCZ11 | Ex | SCE | SCE | RFF | Multiple | CZ11 | Any | SCERFFCZ112007 | SCERFFCZ11 | 2007 | 0 | 07
ComVint | SCERFFCZ11 | Ex | SCE | SCE | RFF | Multiple | CZ11 | Any | SCERFFCZ112011 | SCERFFCZ11 | 2011 | 0 | 11
ComVint | SCERFFCZ11 | Ex | SCE | SCE | RFF | Multiple | CZ11 | Any | SCERFFCZ112014 | SCERFFCZ11 | 2014 | 0 | 14
ComVint | SCERFFCZ12 | Ex | SCE | SCE | RFF | Multiple | CZ12 | Any | SCERFFCZ121975 | SCERFFCZ12 | 1975 | 0 | 75
ComVint | SCERFFCZ12 | Ex | SCE | SCE | RFF | Multiple | CZ12 | Any | SCERFFCZ121985 | SCERFFCZ12 | 1985 | 0 | 85
ComVint | SCERFFCZ12 | Ex | SCE | SCE | RFF | Multiple | CZ12 | Any | SCERFFCZ121996 | SCERFFCZ12 | 1996 | 0 | 96
ComVint | SCERFFCZ12 | Ex | SCE | SCE | RFF | Multiple | CZ12 | Any | SCERFFCZ122003 | SCERFFCZ12 | 2003 | 0 | 03
ComVint | SCERFFCZ12 | Ex | SCE | SCE | RFF | Multiple | CZ12 | Any | SCERFFCZ122007 | SCERFFCZ12 | 2007 | 0 | 07
ComVint | SCERFFCZ12 | Ex | SCE | SCE | RFF | Multiple | CZ12 | Any | SCERFFCZ122011 | SCERFFCZ12 | 2011 | 0 | 11
ComVint | SCERFFCZ12 | Ex | SCE | SCE | RFF | Multiple | CZ12 | Any | SCERFFCZ122014 | SCERFFCZ12 | 2014 | 0 | 14
ComVint | SCERFFCZ13 | Ex | SCE | SCE | RFF | Multiple | CZ13 | Any | SCERFFCZ131975 | SCERFFCZ13 | 1975 | 0.20877 | 75
ComVint | SCERFFCZ13 | Ex | SCE | SCE | RFF | Multiple | CZ13 | Any | SCERFFCZ131985 | SCERFFCZ13 | 1985 | 0.21988 | 85
ComVint | SCERFFCZ13 | Ex | SCE | SCE | RFF | Multiple | CZ13 | Any | SCERFFCZ131996 | SCERFFCZ13 | 1996 | 0.17033 | 96
ComVint | SCERFFCZ13 | Ex | SCE | SCE | RFF | Multiple | CZ13 | Any | SCERFFCZ132003 | SCERFFCZ13 | 2003 | 0.087715 | 03
ComVint | SCERFFCZ13 | Ex | SCE | SCE | RFF | Multiple | CZ13 | Any | SCERFFCZ132007 | SCERFFCZ13 | 2007 | 0.043635 | 07
ComVint | SCERFFCZ13 | Ex | SCE | SCE | RFF | Multiple | CZ13 | Any | SCERFFCZ132011 | SCERFFCZ13 | 2011 | 0.043635 | 11
ComVint | SCERFFCZ13 | Ex | SCE | SCE | RFF | Multiple | CZ13 | Any | SCERFFCZ132014 | SCERFFCZ13 | 2014 | 0.021818 | 14
ComVint | SCERFFCZ14 | Ex | SCE | SCE | RFF | Multiple | CZ14 | Any | SCERFFCZ141975 | SCERFFCZ14 | 1975 | 0.43335 | 75
ComVint | SCERFFCZ14 | Ex | SCE | SCE | RFF | Multiple | CZ14 | Any | SCERFFCZ141985 | SCERFFCZ14 | 1985 | 0.65937 | 85
ComVint | SCERFFCZ14 | Ex | SCE | SCE | RFF | Multiple | CZ14 | Any | SCERFFCZ141996 | SCERFFCZ14 | 1996 | 0.34532 | 96
ComVint | SCERFFCZ14 | Ex | SCE | SCE | RFF | Multiple | CZ14 | Any | SCERFFCZ142003 | SCERFFCZ14 | 2003 | 0.34747 | 03
ComVint | SCERFFCZ14 | Ex | SCE | SCE | RFF | Multiple | CZ14 | Any | SCERFFCZ142007 | SCERFFCZ14 | 2007 | 0.1231 | 07
ComVint | SCERFFCZ14 | Ex | SCE | SCE | RFF | Multiple | CZ14 | Any | SCERFFCZ142011 | SCERFFCZ14 | 2011 | 0.1231 | 11
ComVint | SCERFFCZ14 | Ex | SCE | SCE | RFF | Multiple | CZ14 | Any | SCERFFCZ142014 | SCERFFCZ14 | 2014 | 0.06155 | 14
ComVint | SCERFFCZ15 | Ex | SCE | SCE | RFF | Multiple | CZ15 | Any | SCERFFCZ151975 | SCERFFCZ15 | 1975 | 0.32888 | 75
ComVint | SCERFFCZ15 | Ex | SCE | SCE | RFF | Multiple | CZ15 | Any | SCERFFCZ151985 | SCERFFCZ15 | 1985 | 0.61726 | 85
ComVint | SCERFFCZ15 | Ex | SCE | SCE | RFF | Multiple | CZ15 | Any | SCERFFCZ151996 | SCERFFCZ15 | 1996 | 0.33771 | 96
ComVint | SCERFFCZ15 | Ex | SCE | SCE | RFF | Multiple | CZ15 | Any | SCERFFCZ152003 | SCERFFCZ15 | 2003 | 0.37018 | 03
ComVint | SCERFFCZ15 | Ex | SCE | SCE | RFF | Multiple | CZ15 | Any | SCERFFCZ152007 | SCERFFCZ15 | 2007 | 0.12574 | 07
ComVint | SCERFFCZ15 | Ex | SCE | SCE | RFF | Multiple | CZ15 | Any | SCERFFCZ152011 | SCERFFCZ15 | 2011 | 0.12574 | 11
ComVint | SCERFFCZ15 | Ex | SCE | SCE | RFF | Multiple | CZ15 | Any | SCERFFCZ152014 | SCERFFCZ15 | 2014 | 0.062868 | 14
ComVint | SCERFFCZ16 | Ex | SCE | SCE | RFF | Multiple | CZ16 | Any | SCERFFCZ161975 | SCERFFCZ16 | 1975 | 0.17324 | 75
ComVint | SCERFFCZ16 | Ex | SCE | SCE | RFF | Multiple | CZ16 | Any | SCERFFCZ161985 | SCERFFCZ16 | 1985 | 0.24832 | 85
ComVint | SCERFFCZ16 | Ex | SCE | SCE | RFF | Multiple | CZ16 | Any | SCERFFCZ161996 | SCERFFCZ16 | 1996 | 0.1415 | 96
ComVint | SCERFFCZ16 | Ex | SCE | SCE | RFF | Multiple | CZ16 | Any | SCERFFCZ162003 | SCERFFCZ16 | 2003 | 0.12685 | 03
ComVint | SCERFFCZ16 | Ex | SCE | SCE | RFF | Multiple | CZ16 | Any | SCERFFCZ162007 | SCERFFCZ16 | 2007 | 0.04724 | 07
ComVint | SCERFFCZ16 | Ex | SCE | SCE | RFF | Multiple | CZ16 | Any | SCERFFCZ162011 | SCERFFCZ16 | 2011 | 0.04724 | 11
ComVint | SCERFFCZ16 | Ex | SCE | SCE | RFF | Multiple | CZ16 | Any | SCERFFCZ162014 | SCERFFCZ16 | 2014 | 0.02362 | 14
ComVint | SCERSDCZ01 | Ex | SCE | SCE | RSD | Multiple | CZ01 | Any | SCERSDCZ011975 | SCERSDCZ01 | 1975 | 0 | 75
ComVint | SCERSDCZ01 | Ex | SCE | SCE | RSD | Multiple | CZ01 | Any | SCERSDCZ011985 | SCERSDCZ01 | 1985 | 0 | 85
ComVint | SCERSDCZ01 | Ex | SCE | SCE | RSD | Multiple | CZ01 | Any | SCERSDCZ011996 | SCERSDCZ01 | 1996 | 0 | 96
ComVint | SCERSDCZ01 | Ex | SCE | SCE | RSD | Multiple | CZ01 | Any | SCERSDCZ012003 | SCERSDCZ01 | 2003 | 0 | 03
ComVint | SCERSDCZ01 | Ex | SCE | SCE | RSD | Multiple | CZ01 | Any | SCERSDCZ012007 | SCERSDCZ01 | 2007 | 0 | 07
ComVint | SCERSDCZ01 | Ex | SCE | SCE | RSD | Multiple | CZ01 | Any | SCERSDCZ012011 | SCERSDCZ01 | 2011 | 0 | 11
ComVint | SCERSDCZ01 | Ex | SCE | SCE | RSD | Multiple | CZ01 | Any | SCERSDCZ012014 | SCERSDCZ01 | 2014 | 0 | 14
ComVint | SCERSDCZ02 | Ex | SCE | SCE | RSD | Multiple | CZ02 | Any | SCERSDCZ021975 | SCERSDCZ02 | 1975 | 0 | 75
ComVint | SCERSDCZ02 | Ex | SCE | SCE | RSD | Multiple | CZ02 | Any | SCERSDCZ021985 | SCERSDCZ02 | 1985 | 0 | 85
ComVint | SCERSDCZ02 | Ex | SCE | SCE | RSD | Multiple | CZ02 | Any | SCERSDCZ021996 | SCERSDCZ02 | 1996 | 0 | 96
ComVint | SCERSDCZ02 | Ex | SCE | SCE | RSD | Multiple | CZ02 | Any | SCERSDCZ022003 | SCERSDCZ02 | 2003 | 0 | 03
ComVint | SCERSDCZ02 | Ex | SCE | SCE | RSD | Multiple | CZ02 | Any | SCERSDCZ022007 | SCERSDCZ02 | 2007 | 0 | 07
ComVint | SCERSDCZ02 | Ex | SCE | SCE | RSD | Multiple | CZ02 | Any | SCERSDCZ022011 | SCERSDCZ02 | 2011 | 0 | 11
ComVint | SCERSDCZ02 | Ex | SCE | SCE | RSD | Multiple | CZ02 | Any | SCERSDCZ022014 | SCERSDCZ02 | 2014 | 0 | 14
ComVint | SCERSDCZ03 | Ex | SCE | SCE | RSD | Multiple | CZ03 | Any | SCERSDCZ031975 | SCERSDCZ03 | 1975 | 0 | 75
ComVint | SCERSDCZ03 | Ex | SCE | SCE | RSD | Multiple | CZ03 | Any | SCERSDCZ031985 | SCERSDCZ03 | 1985 | 0 | 85
ComVint | SCERSDCZ03 | Ex | SCE | SCE | RSD | Multiple | CZ03 | Any | SCERSDCZ031996 | SCERSDCZ03 | 1996 | 0 | 96
ComVint | SCERSDCZ03 | Ex | SCE | SCE | RSD | Multiple | CZ03 | Any | SCERSDCZ032003 | SCERSDCZ03 | 2003 | 0 | 03
ComVint | SCERSDCZ03 | Ex | SCE | SCE | RSD | Multiple | CZ03 | Any | SCERSDCZ032007 | SCERSDCZ03 | 2007 | 0 | 07
ComVint | SCERSDCZ03 | Ex | SCE | SCE | RSD | Multiple | CZ03 | Any | SCERSDCZ032011 | SCERSDCZ03 | 2011 | 0 | 11
ComVint | SCERSDCZ03 | Ex | SCE | SCE | RSD | Multiple | CZ03 | Any | SCERSDCZ032014 | SCERSDCZ03 | 2014 | 0 | 14
ComVint | SCERSDCZ04 | Ex | SCE | SCE | RSD | Multiple | CZ04 | Any | SCERSDCZ041975 | SCERSDCZ04 | 1975 | 0 | 75
ComVint | SCERSDCZ04 | Ex | SCE | SCE | RSD | Multiple | CZ04 | Any | SCERSDCZ041985 | SCERSDCZ04 | 1985 | 0 | 85
ComVint | SCERSDCZ04 | Ex | SCE | SCE | RSD | Multiple | CZ04 | Any | SCERSDCZ041996 | SCERSDCZ04 | 1996 | 0 | 96
ComVint | SCERSDCZ04 | Ex | SCE | SCE | RSD | Multiple | CZ04 | Any | SCERSDCZ042003 | SCERSDCZ04 | 2003 | 0 | 03
ComVint | SCERSDCZ04 | Ex | SCE | SCE | RSD | Multiple | CZ04 | Any | SCERSDCZ042007 | SCERSDCZ04 | 2007 | 0 | 07
ComVint | SCERSDCZ04 | Ex | SCE | SCE | RSD | Multiple | CZ04 | Any | SCERSDCZ042011 | SCERSDCZ04 | 2011 | 0 | 11
ComVint | SCERSDCZ04 | Ex | SCE | SCE | RSD | Multiple | CZ04 | Any | SCERSDCZ042014 | SCERSDCZ04 | 2014 | 0 | 14
ComVint | SCERSDCZ05 | Ex | SCE | SCE | RSD | Multiple | CZ05 | Any | SCERSDCZ051975 | SCERSDCZ05 | 1975 | 0.051135 | 75
ComVint | SCERSDCZ05 | Ex | SCE | SCE | RSD | Multiple | CZ05 | Any | SCERSDCZ051985 | SCERSDCZ05 | 1985 | 0.04772 | 85
ComVint | SCERSDCZ05 | Ex | SCE | SCE | RSD | Multiple | CZ05 | Any | SCERSDCZ051996 | SCERSDCZ05 | 1996 | 0.018885 | 96
ComVint | SCERSDCZ05 | Ex | SCE | SCE | RSD | Multiple | CZ05 | Any | SCERSDCZ052003 | SCERSDCZ05 | 2003 | 0.007845 | 03
ComVint | SCERSDCZ05 | Ex | SCE | SCE | RSD | Multiple | CZ05 | Any | SCERSDCZ052007 | SCERSDCZ05 | 2007 | 0.007195 | 07
ComVint | SCERSDCZ05 | Ex | SCE | SCE | RSD | Multiple | CZ05 | Any | SCERSDCZ052011 | SCERSDCZ05 | 2011 | 0.007195 | 11
ComVint | SCERSDCZ05 | Ex | SCE | SCE | RSD | Multiple | CZ05 | Any | SCERSDCZ052014 | SCERSDCZ05 | 2014 | 0.0035975 | 14
ComVint | SCERSDCZ06 | Ex | SCE | SCE | RSD | Multiple | CZ06 | Any | SCERSDCZ061975 | SCERSDCZ06 | 1975 | 3.5329 | 75
ComVint | SCERSDCZ06 | Ex | SCE | SCE | RSD | Multiple | CZ06 | Any | SCERSDCZ061985 | SCERSDCZ06 | 1985 | 3.2896 | 85
ComVint | SCERSDCZ06 | Ex | SCE | SCE | RSD | Multiple | CZ06 | Any | SCERSDCZ061996 | SCERSDCZ06 | 1996 | 1.2993 | 96
ComVint | SCERSDCZ06 | Ex | SCE | SCE | RSD | Multiple | CZ06 | Any | SCERSDCZ062003 | SCERSDCZ06 | 2003 | 0.55739 | 03
ComVint | SCERSDCZ06 | Ex | SCE | SCE | RSD | Multiple | CZ06 | Any | SCERSDCZ062007 | SCERSDCZ06 | 2007 | 0.48923 | 07
ComVint | SCERSDCZ06 | Ex | SCE | SCE | RSD | Multiple | CZ06 | Any | SCERSDCZ062011 | SCERSDCZ06 | 2011 | 0.48923 | 11
ComVint | SCERSDCZ06 | Ex | SCE | SCE | RSD | Multiple | CZ06 | Any | SCERSDCZ062014 | SCERSDCZ06 | 2014 | 0.24461 | 14
ComVint | SCERSDCZ07 | Ex | SCE | SCE | RSD | Multiple | CZ07 | Any | SCERSDCZ071975 | SCERSDCZ07 | 1975 | 0 | 75
ComVint | SCERSDCZ07 | Ex | SCE | SCE | RSD | Multiple | CZ07 | Any | SCERSDCZ071985 | SCERSDCZ07 | 1985 | 0 | 85
ComVint | SCERSDCZ07 | Ex | SCE | SCE | RSD | Multiple | CZ07 | Any | SCERSDCZ071996 | SCERSDCZ07 | 1996 | 0 | 96
ComVint | SCERSDCZ07 | Ex | SCE | SCE | RSD | Multiple | CZ07 | Any | SCERSDCZ072003 | SCERSDCZ07 | 2003 | 0 | 03
ComVint | SCERSDCZ07 | Ex | SCE | SCE | RSD | Multiple | CZ07 | Any | SCERSDCZ072007 | SCERSDCZ07 | 2007 | 0 | 07
ComVint | SCERSDCZ07 | Ex | SCE | SCE | RSD | Multiple | CZ07 | Any | SCERSDCZ072011 | SCERSDCZ07 | 2011 | 0 | 11
ComVint | SCERSDCZ07 | Ex | SCE | SCE | RSD | Multiple | CZ07 | Any | SCERSDCZ072014 | SCERSDCZ07 | 2014 | 0 | 14
ComVint | SCERSDCZ08 | Ex | SCE | SCE | RSD | Multiple | CZ08 | Any | SCERSDCZ081975 | SCERSDCZ08 | 1975 | 4.0678 | 75
ComVint | SCERSDCZ08 | Ex | SCE | SCE | RSD | Multiple | CZ08 | Any | SCERSDCZ081985 | SCERSDCZ08 | 1985 | 3.7772 | 85
ComVint | SCERSDCZ08 | Ex | SCE | SCE | RSD | Multiple | CZ08 | Any | SCERSDCZ081996 | SCERSDCZ08 | 1996 | 1.4883 | 96
ComVint | SCERSDCZ08 | Ex | SCE | SCE | RSD | Multiple | CZ08 | Any | SCERSDCZ082003 | SCERSDCZ08 | 2003 | 0.66426 | 03
ComVint | SCERSDCZ08 | Ex | SCE | SCE | RSD | Multiple | CZ08 | Any | SCERSDCZ082007 | SCERSDCZ08 | 2007 | 0.55199 | 07
ComVint | SCERSDCZ08 | Ex | SCE | SCE | RSD | Multiple | CZ08 | Any | SCERSDCZ082011 | SCERSDCZ08 | 2011 | 0.55199 | 11
ComVint | SCERSDCZ08 | Ex | SCE | SCE | RSD | Multiple | CZ08 | Any | SCERSDCZ082014 | SCERSDCZ08 | 2014 | 0.27599 | 14
ComVint | SCERSDCZ09 | Ex | SCE | SCE | RSD | Multiple | CZ09 | Any | SCERSDCZ091975 | SCERSDCZ09 | 1975 | 2.2811 | 75
ComVint | SCERSDCZ09 | Ex | SCE | SCE | RSD | Multiple | CZ09 | Any | SCERSDCZ091985 | SCERSDCZ09 | 1985 | 2.0879 | 85
ComVint | SCERSDCZ09 | Ex | SCE | SCE | RSD | Multiple | CZ09 | Any | SCERSDCZ091996 | SCERSDCZ09 | 1996 | 0.81179 | 96
ComVint | SCERSDCZ09 | Ex | SCE | SCE | RSD | Multiple | CZ09 | Any | SCERSDCZ092003 | SCERSDCZ09 | 2003 | 0.43802 | 03
ComVint | SCERSDCZ09 | Ex | SCE | SCE | RSD | Multiple | CZ09 | Any | SCERSDCZ092007 | SCERSDCZ09 | 2007 | 0.27653 | 07
ComVint | SCERSDCZ09 | Ex | SCE | SCE | RSD | Multiple | CZ09 | Any | SCERSDCZ092011 | SCERSDCZ09 | 2011 | 0.27653 | 11
ComVint | SCERSDCZ09 | Ex | SCE | SCE | RSD | Multiple | CZ09 | Any | SCERSDCZ092014 | SCERSDCZ09 | 2014 | 0.13827 | 14
ComVint | SCERSDCZ10 | Ex | SCE | SCE | RSD | Multiple | CZ10 | Any | SCERSDCZ101975 | SCERSDCZ10 | 1975 | 1.6815 | 75
ComVint | SCERSDCZ10 | Ex | SCE | SCE | RSD | Multiple | CZ10 | Any | SCERSDCZ101985 | SCERSDCZ10 | 1985 | 3.1551 | 85
ComVint | SCERSDCZ10 | Ex | SCE | SCE | RSD | Multiple | CZ10 | Any | SCERSDCZ101996 | SCERSDCZ10 | 1996 | 1.7261 | 96
ComVint | SCERSDCZ10 | Ex | SCE | SCE | RSD | Multiple | CZ10 | Any | SCERSDCZ102003 | SCERSDCZ10 | 2003 | 1.8919 | 03
ComVint | SCERSDCZ10 | Ex | SCE | SCE | RSD | Multiple | CZ10 | Any | SCERSDCZ102007 | SCERSDCZ10 | 2007 | 0.64264 | 07
ComVint | SCERSDCZ10 | Ex | SCE | SCE | RSD | Multiple | CZ10 | Any | SCERSDCZ102011 | SCERSDCZ10 | 2011 | 0.64264 | 11
ComVint | SCERSDCZ10 | Ex | SCE | SCE | RSD | Multiple | CZ10 | Any | SCERSDCZ102014 | SCERSDCZ10 | 2014 | 0.32132 | 14
ComVint | SCERSDCZ11 | Ex | SCE | SCE | RSD | Multiple | CZ11 | Any | SCERSDCZ111975 | SCERSDCZ11 | 1975 | 0 | 75
ComVint | SCERSDCZ11 | Ex | SCE | SCE | RSD | Multiple | CZ11 | Any | SCERSDCZ111985 | SCERSDCZ11 | 1985 | 0 | 85
ComVint | SCERSDCZ11 | Ex | SCE | SCE | RSD | Multiple | CZ11 | Any | SCERSDCZ111996 | SCERSDCZ11 | 1996 | 0 | 96
ComVint | SCERSDCZ11 | Ex | SCE | SCE | RSD | Multiple | CZ11 | Any | SCERSDCZ112003 | SCERSDCZ11 | 2003 | 0 | 03
ComVint | SCERSDCZ11 | Ex | SCE | SCE | RSD | Multiple | CZ11 | Any | SCERSDCZ112007 | SCERSDCZ11 | 2007 | 0 | 07
ComVint | SCERSDCZ11 | Ex | SCE | SCE | RSD | Multiple | CZ11 | Any | SCERSDCZ112011 | SCERSDCZ11 | 2011 | 0 | 11
ComVint | SCERSDCZ11 | Ex | SCE | SCE | RSD | Multiple | CZ11 | Any | SCERSDCZ112014 | SCERSDCZ11 | 2014 | 0 | 14
ComVint | SCERSDCZ12 | Ex | SCE | SCE | RSD | Multiple | CZ12 | Any | SCERSDCZ121975 | SCERSDCZ12 | 1975 | 0 | 75
ComVint | SCERSDCZ12 | Ex | SCE | SCE | RSD | Multiple | CZ12 | Any | SCERSDCZ121985 | SCERSDCZ12 | 1985 | 0 | 85
ComVint | SCERSDCZ12 | Ex | SCE | SCE | RSD | Multiple | CZ12 | Any | SCERSDCZ121996 | SCERSDCZ12 | 1996 | 0 | 96
ComVint | SCERSDCZ12 | Ex | SCE | SCE | RSD | Multiple | CZ12 | Any | SCERSDCZ122003 | SCERSDCZ12 | 2003 | 0 | 03
ComVint | SCERSDCZ12 | Ex | SCE | SCE | RSD | Multiple | CZ12 | Any | SCERSDCZ122007 | SCERSDCZ12 | 2007 | 0 | 07
ComVint | SCERSDCZ12 | Ex | SCE | SCE | RSD | Multiple | CZ12 | Any | SCERSDCZ122011 | SCERSDCZ12 | 2011 | 0 | 11
ComVint | SCERSDCZ12 | Ex | SCE | SCE | RSD | Multiple | CZ12 | Any | SCERSDCZ122014 | SCERSDCZ12 | 2014 | 0 | 14
ComVint | SCERSDCZ13 | Ex | SCE | SCE | RSD | Multiple | CZ13 | Any | SCERSDCZ131975 | SCERSDCZ13 | 1975 | 0.20877 | 75
ComVint | SCERSDCZ13 | Ex | SCE | SCE | RSD | Multiple | CZ13 | Any | SCERSDCZ131985 | SCERSDCZ13 | 1985 | 0.21988 | 85
ComVint | SCERSDCZ13 | Ex | SCE | SCE | RSD | Multiple | CZ13 | Any | SCERSDCZ131996 | SCERSDCZ13 | 1996 | 0.17033 | 96
ComVint | SCERSDCZ13 | Ex | SCE | SCE | RSD | Multiple | CZ13 | Any | SCERSDCZ132003 | SCERSDCZ13 | 2003 | 0.087715 | 03
ComVint | SCERSDCZ13 | Ex | SCE | SCE | RSD | Multiple | CZ13 | Any | SCERSDCZ132007 | SCERSDCZ13 | 2007 | 0.043635 | 07
ComVint | SCERSDCZ13 | Ex | SCE | SCE | RSD | Multiple | CZ13 | Any | SCERSDCZ132011 | SCERSDCZ13 | 2011 | 0.043635 | 11
ComVint | SCERSDCZ13 | Ex | SCE | SCE | RSD | Multiple | CZ13 | Any | SCERSDCZ132014 | SCERSDCZ13 | 2014 | 0.021818 | 14
ComVint | SCERSDCZ14 | Ex | SCE | SCE | RSD | Multiple | CZ14 | Any | SCERSDCZ141975 | SCERSDCZ14 | 1975 | 0.43335 | 75
ComVint | SCERSDCZ14 | Ex | SCE | SCE | RSD | Multiple | CZ14 | Any | SCERSDCZ141985 | SCERSDCZ14 | 1985 | 0.65937 | 85
ComVint | SCERSDCZ14 | Ex | SCE | SCE | RSD | Multiple | CZ14 | Any | SCERSDCZ141996 | SCERSDCZ14 | 1996 | 0.34532 | 96
ComVint | SCERSDCZ14 | Ex | SCE | SCE | RSD | Multiple | CZ14 | Any | SCERSDCZ142003 | SCERSDCZ14 | 2003 | 0.34747 | 03
ComVint | SCERSDCZ14 | Ex | SCE | SCE | RSD | Multiple | CZ14 | Any | SCERSDCZ142007 | SCERSDCZ14 | 2007 | 0.1231 | 07
ComVint | SCERSDCZ14 | Ex | SCE | SCE | RSD | Multiple | CZ14 | Any | SCERSDCZ142011 | SCERSDCZ14 | 2011 | 0.1231 | 11
ComVint | SCERSDCZ14 | Ex | SCE | SCE | RSD | Multiple | CZ14 | Any | SCERSDCZ142014 | SCERSDCZ14 | 2014 | 0.06155 | 14
ComVint | SCERSDCZ15 | Ex | SCE | SCE | RSD | Multiple | CZ15 | Any | SCERSDCZ151975 | SCERSDCZ15 | 1975 | 0.32888 | 75
ComVint | SCERSDCZ15 | Ex | SCE | SCE | RSD | Multiple | CZ15 | Any | SCERSDCZ151985 | SCERSDCZ15 | 1985 | 0.61726 | 85
ComVint | SCERSDCZ15 | Ex | SCE | SCE | RSD | Multiple | CZ15 | Any | SCERSDCZ151996 | SCERSDCZ15 | 1996 | 0.33771 | 96
ComVint | SCERSDCZ15 | Ex | SCE | SCE | RSD | Multiple | CZ15 | Any | SCERSDCZ152003 | SCERSDCZ15 | 2003 | 0.37018 | 03
ComVint | SCERSDCZ15 | Ex | SCE | SCE | RSD | Multiple | CZ15 | Any | SCERSDCZ152007 | SCERSDCZ15 | 2007 | 0.12574 | 07
ComVint | SCERSDCZ15 | Ex | SCE | SCE | RSD | Multiple | CZ15 | Any | SCERSDCZ152011 | SCERSDCZ15 | 2011 | 0.12574 | 11
ComVint | SCERSDCZ15 | Ex | SCE | SCE | RSD | Multiple | CZ15 | Any | SCERSDCZ152014 | SCERSDCZ15 | 2014 | 0.062868 | 14
ComVint | SCERSDCZ16 | Ex | SCE | SCE | RSD | Multiple | CZ16 | Any | SCERSDCZ161975 | SCERSDCZ16 | 1975 | 0.17324 | 75
ComVint | SCERSDCZ16 | Ex | SCE | SCE | RSD | Multiple | CZ16 | Any | SCERSDCZ161985 | SCERSDCZ16 | 1985 | 0.24832 | 85
ComVint | SCERSDCZ16 | Ex | SCE | SCE | RSD | Multiple | CZ16 | Any | SCERSDCZ161996 | SCERSDCZ16 | 1996 | 0.1415 | 96
ComVint | SCERSDCZ16 | Ex | SCE | SCE | RSD | Multiple | CZ16 | Any | SCERSDCZ162003 | SCERSDCZ16 | 2003 | 0.12685 | 03
ComVint | SCERSDCZ16 | Ex | SCE | SCE | RSD | Multiple | CZ16 | Any | SCERSDCZ162007 | SCERSDCZ16 | 2007 | 0.04724 | 07
ComVint | SCERSDCZ16 | Ex | SCE | SCE | RSD | Multiple | CZ16 | Any | SCERSDCZ162011 | SCERSDCZ16 | 2011 | 0.04724 | 11
ComVint | SCERSDCZ16 | Ex | SCE | SCE | RSD | Multiple | CZ16 | Any | SCERSDCZ162014 | SCERSDCZ16 | 2014 | 0.02362 | 14
ComVint | SCERt3CZ01 | Ex | SCE | SCE | Rt3 | Multiple | CZ01 | Any | SCERt3CZ011975 | SCERt3CZ01 | 1975 | 0 | 75
ComVint | SCERt3CZ01 | Ex | SCE | SCE | Rt3 | Multiple | CZ01 | Any | SCERt3CZ011985 | SCERt3CZ01 | 1985 | 0 | 85
ComVint | SCERt3CZ01 | Ex | SCE | SCE | Rt3 | Multiple | CZ01 | Any | SCERt3CZ011996 | SCERt3CZ01 | 1996 | 0 | 96
ComVint | SCERt3CZ01 | Ex | SCE | SCE | Rt3 | Multiple | CZ01 | Any | SCERt3CZ012003 | SCERt3CZ01 | 2003 | 0 | 03
ComVint | SCERt3CZ01 | Ex | SCE | SCE | Rt3 | Multiple | CZ01 | Any | SCERt3CZ012007 | SCERt3CZ01 | 2007 | 0 | 07
ComVint | SCERt3CZ01 | Ex | SCE | SCE | Rt3 | Multiple | CZ01 | Any | SCERt3CZ012011 | SCERt3CZ01 | 2011 | 0 | 11
ComVint | SCERt3CZ01 | Ex | SCE | SCE | Rt3 | Multiple | CZ01 | Any | SCERt3CZ012014 | SCERt3CZ01 | 2014 | 0 | 14
ComVint | SCERt3CZ02 | Ex | SCE | SCE | Rt3 | Multiple | CZ02 | Any | SCERt3CZ021975 | SCERt3CZ02 | 1975 | 0 | 75
ComVint | SCERt3CZ02 | Ex | SCE | SCE | Rt3 | Multiple | CZ02 | Any | SCERt3CZ021985 | SCERt3CZ02 | 1985 | 0 | 85
ComVint | SCERt3CZ02 | Ex | SCE | SCE | Rt3 | Multiple | CZ02 | Any | SCERt3CZ021996 | SCERt3CZ02 | 1996 | 0 | 96
ComVint | SCERt3CZ02 | Ex | SCE | SCE | Rt3 | Multiple | CZ02 | Any | SCERt3CZ022003 | SCERt3CZ02 | 2003 | 0 | 03
ComVint | SCERt3CZ02 | Ex | SCE | SCE | Rt3 | Multiple | CZ02 | Any | SCERt3CZ022007 | SCERt3CZ02 | 2007 | 0 | 07
ComVint | SCERt3CZ02 | Ex | SCE | SCE | Rt3 | Multiple | CZ02 | Any | SCERt3CZ022011 | SCERt3CZ02 | 2011 | 0 | 11
ComVint | SCERt3CZ02 | Ex | SCE | SCE | Rt3 | Multiple | CZ02 | Any | SCERt3CZ022014 | SCERt3CZ02 | 2014 | 0 | 14
ComVint | SCERt3CZ03 | Ex | SCE | SCE | Rt3 | Multiple | CZ03 | Any | SCERt3CZ031975 | SCERt3CZ03 | 1975 | 0 | 75
ComVint | SCERt3CZ03 | Ex | SCE | SCE | Rt3 | Multiple | CZ03 | Any | SCERt3CZ031985 | SCERt3CZ03 | 1985 | 0 | 85
ComVint | SCERt3CZ03 | Ex | SCE | SCE | Rt3 | Multiple | CZ03 | Any | SCERt3CZ031996 | SCERt3CZ03 | 1996 | 0 | 96
ComVint | SCERt3CZ03 | Ex | SCE | SCE | Rt3 | Multiple | CZ03 | Any | SCERt3CZ032003 | SCERt3CZ03 | 2003 | 0 | 03
ComVint | SCERt3CZ03 | Ex | SCE | SCE | Rt3 | Multiple | CZ03 | Any | SCERt3CZ032007 | SCERt3CZ03 | 2007 | 0 | 07
ComVint | SCERt3CZ03 | Ex | SCE | SCE | Rt3 | Multiple | CZ03 | Any | SCERt3CZ032011 | SCERt3CZ03 | 2011 | 0 | 11
ComVint | SCERt3CZ03 | Ex | SCE | SCE | Rt3 | Multiple | CZ03 | Any | SCERt3CZ032014 | SCERt3CZ03 | 2014 | 0 | 14
ComVint | SCERt3CZ04 | Ex | SCE | SCE | Rt3 | Multiple | CZ04 | Any | SCERt3CZ041975 | SCERt3CZ04 | 1975 | 0 | 75
ComVint | SCERt3CZ04 | Ex | SCE | SCE | Rt3 | Multiple | CZ04 | Any | SCERt3CZ041985 | SCERt3CZ04 | 1985 | 0 | 85
ComVint | SCERt3CZ04 | Ex | SCE | SCE | Rt3 | Multiple | CZ04 | Any | SCERt3CZ041996 | SCERt3CZ04 | 1996 | 0 | 96
ComVint | SCERt3CZ04 | Ex | SCE | SCE | Rt3 | Multiple | CZ04 | Any | SCERt3CZ042003 | SCERt3CZ04 | 2003 | 0 | 03
ComVint | SCERt3CZ04 | Ex | SCE | SCE | Rt3 | Multiple | CZ04 | Any | SCERt3CZ042007 | SCERt3CZ04 | 2007 | 0 | 07
ComVint | SCERt3CZ04 | Ex | SCE | SCE | Rt3 | Multiple | CZ04 | Any | SCERt3CZ042011 | SCERt3CZ04 | 2011 | 0 | 11
ComVint | SCERt3CZ04 | Ex | SCE | SCE | Rt3 | Multiple | CZ04 | Any | SCERt3CZ042014 | SCERt3CZ04 | 2014 | 0 | 14
ComVint | SCERt3CZ05 | Ex | SCE | SCE | Rt3 | Multiple | CZ05 | Any | SCERt3CZ051975 | SCERt3CZ05 | 1975 | 0.25643 | 75
ComVint | SCERt3CZ05 | Ex | SCE | SCE | Rt3 | Multiple | CZ05 | Any | SCERt3CZ051985 | SCERt3CZ05 | 1985 | 0.19883 | 85
ComVint | SCERt3CZ05 | Ex | SCE | SCE | Rt3 | Multiple | CZ05 | Any | SCERt3CZ051996 | SCERt3CZ05 | 1996 | 0.10157 | 96
ComVint | SCERt3CZ05 | Ex | SCE | SCE | Rt3 | Multiple | CZ05 | Any | SCERt3CZ052003 | SCERt3CZ05 | 2003 | 0.044433 | 03
ComVint | SCERt3CZ05 | Ex | SCE | SCE | Rt3 | Multiple | CZ05 | Any | SCERt3CZ052007 | SCERt3CZ05 | 2007 | 0.0288 | 07
ComVint | SCERt3CZ05 | Ex | SCE | SCE | Rt3 | Multiple | CZ05 | Any | SCERt3CZ052011 | SCERt3CZ05 | 2011 | 0.0288 | 11
ComVint | SCERt3CZ05 | Ex | SCE | SCE | Rt3 | Multiple | CZ05 | Any | SCERt3CZ052014 | SCERt3CZ05 | 2014 | 0.0144 | 14
ComVint | SCERt3CZ06 | Ex | SCE | SCE | Rt3 | Multiple | CZ06 | Any | SCERt3CZ061975 | SCERt3CZ06 | 1975 | 14.2535 | 75
ComVint | SCERt3CZ06 | Ex | SCE | SCE | Rt3 | Multiple | CZ06 | Any | SCERt3CZ061985 | SCERt3CZ06 | 1985 | 11.1022 | 85
ComVint | SCERt3CZ06 | Ex | SCE | SCE | Rt3 | Multiple | CZ06 | Any | SCERt3CZ061996 | SCERt3CZ06 | 1996 | 5.6593 | 96
ComVint | SCERt3CZ06 | Ex | SCE | SCE | Rt3 | Multiple | CZ06 | Any | SCERt3CZ062003 | SCERt3CZ06 | 2003 | 2.5019 | 03
ComVint | SCERt3CZ06 | Ex | SCE | SCE | Rt3 | Multiple | CZ06 | Any | SCERt3CZ062007 | SCERt3CZ06 | 2007 | 1.611 | 07
ComVint | SCERt3CZ06 | Ex | SCE | SCE | Rt3 | Multiple | CZ06 | Any | SCERt3CZ062011 | SCERt3CZ06 | 2011 | 1.611 | 11
ComVint | SCERt3CZ06 | Ex | SCE | SCE | Rt3 | Multiple | CZ06 | Any | SCERt3CZ062014 | SCERt3CZ06 | 2014 | 0.80548 | 14
ComVint | SCERt3CZ07 | Ex | SCE | SCE | Rt3 | Multiple | CZ07 | Any | SCERt3CZ071975 | SCERt3CZ07 | 1975 | 0 | 75
ComVint | SCERt3CZ07 | Ex | SCE | SCE | Rt3 | Multiple | CZ07 | Any | SCERt3CZ071985 | SCERt3CZ07 | 1985 | 0 | 85
ComVint | SCERt3CZ07 | Ex | SCE | SCE | Rt3 | Multiple | CZ07 | Any | SCERt3CZ071996 | SCERt3CZ07 | 1996 | 0 | 96
ComVint | SCERt3CZ07 | Ex | SCE | SCE | Rt3 | Multiple | CZ07 | Any | SCERt3CZ072003 | SCERt3CZ07 | 2003 | 0 | 03
ComVint | SCERt3CZ07 | Ex | SCE | SCE | Rt3 | Multiple | CZ07 | Any | SCERt3CZ072007 | SCERt3CZ07 | 2007 | 0 | 07
ComVint | SCERt3CZ07 | Ex | SCE | SCE | Rt3 | Multiple | CZ07 | Any | SCERt3CZ072011 | SCERt3CZ07 | 2011 | 0 | 11
ComVint | SCERt3CZ07 | Ex | SCE | SCE | Rt3 | Multiple | CZ07 | Any | SCERt3CZ072014 | SCERt3CZ07 | 2014 | 0 | 14
ComVint | SCERt3CZ08 | Ex | SCE | SCE | Rt3 | Multiple | CZ08 | Any | SCERt3CZ081975 | SCERt3CZ08 | 1975 | 16.0867 | 75
ComVint | SCERt3CZ08 | Ex | SCE | SCE | Rt3 | Multiple | CZ08 | Any | SCERt3CZ081985 | SCERt3CZ08 | 1985 | 12.6607 | 85
ComVint | SCERt3CZ08 | Ex | SCE | SCE | Rt3 | Multiple | CZ08 | Any | SCERt3CZ081996 | SCERt3CZ08 | 1996 | 6.4238 | 96
ComVint | SCERt3CZ08 | Ex | SCE | SCE | Rt3 | Multiple | CZ08 | Any | SCERt3CZ082003 | SCERt3CZ08 | 2003 | 2.9068 | 03
ComVint | SCERt3CZ08 | Ex | SCE | SCE | Rt3 | Multiple | CZ08 | Any | SCERt3CZ082007 | SCERt3CZ08 | 2007 | 1.8454 | 07
ComVint | SCERt3CZ08 | Ex | SCE | SCE | Rt3 | Multiple | CZ08 | Any | SCERt3CZ082011 | SCERt3CZ08 | 2011 | 1.8454 | 11
ComVint | SCERt3CZ08 | Ex | SCE | SCE | Rt3 | Multiple | CZ08 | Any | SCERt3CZ082014 | SCERt3CZ08 | 2014 | 0.9227 | 14
ComVint | SCERt3CZ09 | Ex | SCE | SCE | Rt3 | Multiple | CZ09 | Any | SCERt3CZ091975 | SCERt3CZ09 | 1975 | 8.4227 | 75
ComVint | SCERt3CZ09 | Ex | SCE | SCE | Rt3 | Multiple | CZ09 | Any | SCERt3CZ091985 | SCERt3CZ09 | 1985 | 6.8905 | 85
ComVint | SCERt3CZ09 | Ex | SCE | SCE | Rt3 | Multiple | CZ09 | Any | SCERt3CZ091996 | SCERt3CZ09 | 1996 | 3.4366 | 96
ComVint | SCERt3CZ09 | Ex | SCE | SCE | Rt3 | Multiple | CZ09 | Any | SCERt3CZ092003 | SCERt3CZ09 | 2003 | 1.6882 | 03
ComVint | SCERt3CZ09 | Ex | SCE | SCE | Rt3 | Multiple | CZ09 | Any | SCERt3CZ092007 | SCERt3CZ09 | 2007 | 1.0207 | 07
ComVint | SCERt3CZ09 | Ex | SCE | SCE | Rt3 | Multiple | CZ09 | Any | SCERt3CZ092011 | SCERt3CZ09 | 2011 | 1.0207 | 11
ComVint | SCERt3CZ09 | Ex | SCE | SCE | Rt3 | Multiple | CZ09 | Any | SCERt3CZ092014 | SCERt3CZ09 | 2014 | 0.51037 | 14
ComVint | SCERt3CZ10 | Ex | SCE | SCE | Rt3 | Multiple | CZ10 | Any | SCERt3CZ101975 | SCERt3CZ10 | 1975 | 5.2124 | 75
ComVint | SCERt3CZ10 | Ex | SCE | SCE | Rt3 | Multiple | CZ10 | Any | SCERt3CZ101985 | SCERt3CZ10 | 1985 | 11.7671 | 85
ComVint | SCERt3CZ10 | Ex | SCE | SCE | Rt3 | Multiple | CZ10 | Any | SCERt3CZ101996 | SCERt3CZ10 | 1996 | 5.9623 | 96
ComVint | SCERt3CZ10 | Ex | SCE | SCE | Rt3 | Multiple | CZ10 | Any | SCERt3CZ102003 | SCERt3CZ10 | 2003 | 5.1861 | 03
ComVint | SCERt3CZ10 | Ex | SCE | SCE | Rt3 | Multiple | CZ10 | Any | SCERt3CZ102007 | SCERt3CZ10 | 2007 | 2.7777 | 07
ComVint | SCERt3CZ10 | Ex | SCE | SCE | Rt3 | Multiple | CZ10 | Any | SCERt3CZ102011 | SCERt3CZ10 | 2011 | 2.7777 | 11
ComVint | SCERt3CZ10 | Ex | SCE | SCE | Rt3 | Multiple | CZ10 | Any | SCERt3CZ102014 | SCERt3CZ10 | 2014 | 1.3888 | 14
ComVint | SCERt3CZ11 | Ex | SCE | SCE | Rt3 | Multiple | CZ11 | Any | SCERt3CZ111975 | SCERt3CZ11 | 1975 | 0 | 75
ComVint | SCERt3CZ11 | Ex | SCE | SCE | Rt3 | Multiple | CZ11 | Any | SCERt3CZ111985 | SCERt3CZ11 | 1985 | 0 | 85
ComVint | SCERt3CZ11 | Ex | SCE | SCE | Rt3 | Multiple | CZ11 | Any | SCERt3CZ111996 | SCERt3CZ11 | 1996 | 0 | 96
ComVint | SCERt3CZ11 | Ex | SCE | SCE | Rt3 | Multiple | CZ11 | Any | SCERt3CZ112003 | SCERt3CZ11 | 2003 | 0 | 03
ComVint | SCERt3CZ11 | Ex | SCE | SCE | Rt3 | Multiple | CZ11 | Any | SCERt3CZ112007 | SCERt3CZ11 | 2007 | 0 | 07
ComVint | SCERt3CZ11 | Ex | SCE | SCE | Rt3 | Multiple | CZ11 | Any | SCERt3CZ112011 | SCERt3CZ11 | 2011 | 0 | 11
ComVint | SCERt3CZ11 | Ex | SCE | SCE | Rt3 | Multiple | CZ11 | Any | SCERt3CZ112014 | SCERt3CZ11 | 2014 | 0 | 14
ComVint | SCERt3CZ12 | Ex | SCE | SCE | Rt3 | Multiple | CZ12 | Any | SCERt3CZ121975 | SCERt3CZ12 | 1975 | 0 | 75
ComVint | SCERt3CZ12 | Ex | SCE | SCE | Rt3 | Multiple | CZ12 | Any | SCERt3CZ121985 | SCERt3CZ12 | 1985 | 0 | 85
ComVint | SCERt3CZ12 | Ex | SCE | SCE | Rt3 | Multiple | CZ12 | Any | SCERt3CZ121996 | SCERt3CZ12 | 1996 | 0 | 96
ComVint | SCERt3CZ12 | Ex | SCE | SCE | Rt3 | Multiple | CZ12 | Any | SCERt3CZ122003 | SCERt3CZ12 | 2003 | 0 | 03
ComVint | SCERt3CZ12 | Ex | SCE | SCE | Rt3 | Multiple | CZ12 | Any | SCERt3CZ122007 | SCERt3CZ12 | 2007 | 0 | 07
ComVint | SCERt3CZ12 | Ex | SCE | SCE | Rt3 | Multiple | CZ12 | Any | SCERt3CZ122011 | SCERt3CZ12 | 2011 | 0 | 11
ComVint | SCERt3CZ12 | Ex | SCE | SCE | Rt3 | Multiple | CZ12 | Any | SCERt3CZ122014 | SCERt3CZ12 | 2014 | 0 | 14
ComVint | SCERt3CZ13 | Ex | SCE | SCE | Rt3 | Multiple | CZ13 | Any | SCERt3CZ131975 | SCERt3CZ13 | 1975 | 1.3857 | 75
ComVint | SCERt3CZ13 | Ex | SCE | SCE | Rt3 | Multiple | CZ13 | Any | SCERt3CZ131985 | SCERt3CZ13 | 1985 | 0.99633 | 85
ComVint | SCERt3CZ13 | Ex | SCE | SCE | Rt3 | Multiple | CZ13 | Any | SCERt3CZ131996 | SCERt3CZ13 | 1996 | 0.84043 | 96
ComVint | SCERt3CZ13 | Ex | SCE | SCE | Rt3 | Multiple | CZ13 | Any | SCERt3CZ132003 | SCERt3CZ13 | 2003 | 0.47253 | 03
ComVint | SCERt3CZ13 | Ex | SCE | SCE | Rt3 | Multiple | CZ13 | Any | SCERt3CZ132007 | SCERt3CZ13 | 2007 | 0.30547 | 07
ComVint | SCERt3CZ13 | Ex | SCE | SCE | Rt3 | Multiple | CZ13 | Any | SCERt3CZ132011 | SCERt3CZ13 | 2011 | 0.30547 | 11
ComVint | SCERt3CZ13 | Ex | SCE | SCE | Rt3 | Multiple | CZ13 | Any | SCERt3CZ132014 | SCERt3CZ13 | 2014 | 0.15273 | 14
ComVint | SCERt3CZ14 | Ex | SCE | SCE | Rt3 | Multiple | CZ14 | Any | SCERt3CZ141975 | SCERt3CZ14 | 1975 | 1.4548 | 75
ComVint | SCERt3CZ14 | Ex | SCE | SCE | Rt3 | Multiple | CZ14 | Any | SCERt3CZ141985 | SCERt3CZ14 | 1985 | 2.0817 | 85
ComVint | SCERt3CZ14 | Ex | SCE | SCE | Rt3 | Multiple | CZ14 | Any | SCERt3CZ141996 | SCERt3CZ14 | 1996 | 1.0471 | 96
ComVint | SCERt3CZ14 | Ex | SCE | SCE | Rt3 | Multiple | CZ14 | Any | SCERt3CZ142003 | SCERt3CZ14 | 2003 | 0.7915 | 03
ComVint | SCERt3CZ14 | Ex | SCE | SCE | Rt3 | Multiple | CZ14 | Any | SCERt3CZ142007 | SCERt3CZ14 | 2007 | 0.43163 | 07
ComVint | SCERt3CZ14 | Ex | SCE | SCE | Rt3 | Multiple | CZ14 | Any | SCERt3CZ142011 | SCERt3CZ14 | 2011 | 0.43163 | 11
ComVint | SCERt3CZ14 | Ex | SCE | SCE | Rt3 | Multiple | CZ14 | Any | SCERt3CZ142014 | SCERt3CZ14 | 2014 | 0.21582 | 14
ComVint | SCERt3CZ15 | Ex | SCE | SCE | Rt3 | Multiple | CZ15 | Any | SCERt3CZ151975 | SCERt3CZ15 | 1975 | 0.7278 | 75
ComVint | SCERt3CZ15 | Ex | SCE | SCE | Rt3 | Multiple | CZ15 | Any | SCERt3CZ151985 | SCERt3CZ15 | 1985 | 1.643 | 85
ComVint | SCERt3CZ15 | Ex | SCE | SCE | Rt3 | Multiple | CZ15 | Any | SCERt3CZ151996 | SCERt3CZ15 | 1996 | 0.8325 | 96
ComVint | SCERt3CZ15 | Ex | SCE | SCE | Rt3 | Multiple | CZ15 | Any | SCERt3CZ152003 | SCERt3CZ15 | 2003 | 0.72413 | 03
ComVint | SCERt3CZ15 | Ex | SCE | SCE | Rt3 | Multiple | CZ15 | Any | SCERt3CZ152007 | SCERt3CZ15 | 2007 | 0.38783 | 07
ComVint | SCERt3CZ15 | Ex | SCE | SCE | Rt3 | Multiple | CZ15 | Any | SCERt3CZ152011 | SCERt3CZ15 | 2011 | 0.38783 | 11
ComVint | SCERt3CZ15 | Ex | SCE | SCE | Rt3 | Multiple | CZ15 | Any | SCERt3CZ152014 | SCERt3CZ15 | 2014 | 0.19392 | 14
ComVint | SCERt3CZ16 | Ex | SCE | SCE | Rt3 | Multiple | CZ16 | Any | SCERt3CZ161975 | SCERt3CZ16 | 1975 | 0.33667 | 75
ComVint | SCERt3CZ16 | Ex | SCE | SCE | Rt3 | Multiple | CZ16 | Any | SCERt3CZ161985 | SCERt3CZ16 | 1985 | 0.3753 | 85
ComVint | SCERt3CZ16 | Ex | SCE | SCE | Rt3 | Multiple | CZ16 | Any | SCERt3CZ161996 | SCERt3CZ16 | 1996 | 0.234 | 96
ComVint | SCERt3CZ16 | Ex | SCE | SCE | Rt3 | Multiple | CZ16 | Any | SCERt3CZ162003 | SCERt3CZ16 | 2003 | 0.15913 | 03
ComVint | SCERt3CZ16 | Ex | SCE | SCE | Rt3 | Multiple | CZ16 | Any | SCERt3CZ162007 | SCERt3CZ16 | 2007 | 0.092833 | 07
ComVint | SCERt3CZ16 | Ex | SCE | SCE | Rt3 | Multiple | CZ16 | Any | SCERt3CZ162011 | SCERt3CZ16 | 2011 | 0.092833 | 11
ComVint | SCERt3CZ16 | Ex | SCE | SCE | Rt3 | Multiple | CZ16 | Any | SCERt3CZ162014 | SCERt3CZ16 | 2014 | 0.046417 | 14
ComVint | SCERtLCZ01 | Ex | SCE | SCE | RtL | Multiple | CZ01 | Any | SCERtLCZ011975 | SCERtLCZ01 | 1975 | 0 | 75
ComVint | SCERtLCZ01 | Ex | SCE | SCE | RtL | Multiple | CZ01 | Any | SCERtLCZ011985 | SCERtLCZ01 | 1985 | 0 | 85
ComVint | SCERtLCZ01 | Ex | SCE | SCE | RtL | Multiple | CZ01 | Any | SCERtLCZ011996 | SCERtLCZ01 | 1996 | 0 | 96
ComVint | SCERtLCZ01 | Ex | SCE | SCE | RtL | Multiple | CZ01 | Any | SCERtLCZ012003 | SCERtLCZ01 | 2003 | 0 | 03
ComVint | SCERtLCZ01 | Ex | SCE | SCE | RtL | Multiple | CZ01 | Any | SCERtLCZ012007 | SCERtLCZ01 | 2007 | 0 | 07
ComVint | SCERtLCZ01 | Ex | SCE | SCE | RtL | Multiple | CZ01 | Any | SCERtLCZ012011 | SCERtLCZ01 | 2011 | 0 | 11
ComVint | SCERtLCZ01 | Ex | SCE | SCE | RtL | Multiple | CZ01 | Any | SCERtLCZ012014 | SCERtLCZ01 | 2014 | 0 | 14
ComVint | SCERtLCZ02 | Ex | SCE | SCE | RtL | Multiple | CZ02 | Any | SCERtLCZ021975 | SCERtLCZ02 | 1975 | 0 | 75
ComVint | SCERtLCZ02 | Ex | SCE | SCE | RtL | Multiple | CZ02 | Any | SCERtLCZ021985 | SCERtLCZ02 | 1985 | 0 | 85
ComVint | SCERtLCZ02 | Ex | SCE | SCE | RtL | Multiple | CZ02 | Any | SCERtLCZ021996 | SCERtLCZ02 | 1996 | 0 | 96
ComVint | SCERtLCZ02 | Ex | SCE | SCE | RtL | Multiple | CZ02 | Any | SCERtLCZ022003 | SCERtLCZ02 | 2003 | 0 | 03
ComVint | SCERtLCZ02 | Ex | SCE | SCE | RtL | Multiple | CZ02 | Any | SCERtLCZ022007 | SCERtLCZ02 | 2007 | 0 | 07
ComVint | SCERtLCZ02 | Ex | SCE | SCE | RtL | Multiple | CZ02 | Any | SCERtLCZ022011 | SCERtLCZ02 | 2011 | 0 | 11
ComVint | SCERtLCZ02 | Ex | SCE | SCE | RtL | Multiple | CZ02 | Any | SCERtLCZ022014 | SCERtLCZ02 | 2014 | 0 | 14
ComVint | SCERtLCZ03 | Ex | SCE | SCE | RtL | Multiple | CZ03 | Any | SCERtLCZ031975 | SCERtLCZ03 | 1975 | 0 | 75
ComVint | SCERtLCZ03 | Ex | SCE | SCE | RtL | Multiple | CZ03 | Any | SCERtLCZ031985 | SCERtLCZ03 | 1985 | 0 | 85
ComVint | SCERtLCZ03 | Ex | SCE | SCE | RtL | Multiple | CZ03 | Any | SCERtLCZ031996 | SCERtLCZ03 | 1996 | 0 | 96
ComVint | SCERtLCZ03 | Ex | SCE | SCE | RtL | Multiple | CZ03 | Any | SCERtLCZ032003 | SCERtLCZ03 | 2003 | 0 | 03
ComVint | SCERtLCZ03 | Ex | SCE | SCE | RtL | Multiple | CZ03 | Any | SCERtLCZ032007 | SCERtLCZ03 | 2007 | 0 | 07
ComVint | SCERtLCZ03 | Ex | SCE | SCE | RtL | Multiple | CZ03 | Any | SCERtLCZ032011 | SCERtLCZ03 | 2011 | 0 | 11
ComVint | SCERtLCZ03 | Ex | SCE | SCE | RtL | Multiple | CZ03 | Any | SCERtLCZ032014 | SCERtLCZ03 | 2014 | 0 | 14
ComVint | SCERtLCZ04 | Ex | SCE | SCE | RtL | Multiple | CZ04 | Any | SCERtLCZ041975 | SCERtLCZ04 | 1975 | 0 | 75
ComVint | SCERtLCZ04 | Ex | SCE | SCE | RtL | Multiple | CZ04 | Any | SCERtLCZ041985 | SCERtLCZ04 | 1985 | 0 | 85
ComVint | SCERtLCZ04 | Ex | SCE | SCE | RtL | Multiple | CZ04 | Any | SCERtLCZ041996 | SCERtLCZ04 | 1996 | 0 | 96
ComVint | SCERtLCZ04 | Ex | SCE | SCE | RtL | Multiple | CZ04 | Any | SCERtLCZ042003 | SCERtLCZ04 | 2003 | 0 | 03
ComVint | SCERtLCZ04 | Ex | SCE | SCE | RtL | Multiple | CZ04 | Any | SCERtLCZ042007 | SCERtLCZ04 | 2007 | 0 | 07
ComVint | SCERtLCZ04 | Ex | SCE | SCE | RtL | Multiple | CZ04 | Any | SCERtLCZ042011 | SCERtLCZ04 | 2011 | 0 | 11
ComVint | SCERtLCZ04 | Ex | SCE | SCE | RtL | Multiple | CZ04 | Any | SCERtLCZ042014 | SCERtLCZ04 | 2014 | 0 | 14
ComVint | SCERtLCZ05 | Ex | SCE | SCE | RtL | Multiple | CZ05 | Any | SCERtLCZ051975 | SCERtLCZ05 | 1975 | 0.25643 | 75
ComVint | SCERtLCZ05 | Ex | SCE | SCE | RtL | Multiple | CZ05 | Any | SCERtLCZ051985 | SCERtLCZ05 | 1985 | 0.19883 | 85
ComVint | SCERtLCZ05 | Ex | SCE | SCE | RtL | Multiple | CZ05 | Any | SCERtLCZ051996 | SCERtLCZ05 | 1996 | 0.10157 | 96
ComVint | SCERtLCZ05 | Ex | SCE | SCE | RtL | Multiple | CZ05 | Any | SCERtLCZ052003 | SCERtLCZ05 | 2003 | 0.044433 | 03
ComVint | SCERtLCZ05 | Ex | SCE | SCE | RtL | Multiple | CZ05 | Any | SCERtLCZ052007 | SCERtLCZ05 | 2007 | 0.0288 | 07
ComVint | SCERtLCZ05 | Ex | SCE | SCE | RtL | Multiple | CZ05 | Any | SCERtLCZ052011 | SCERtLCZ05 | 2011 | 0.0288 | 11
ComVint | SCERtLCZ05 | Ex | SCE | SCE | RtL | Multiple | CZ05 | Any | SCERtLCZ052014 | SCERtLCZ05 | 2014 | 0.0144 | 14
ComVint | SCERtLCZ06 | Ex | SCE | SCE | RtL | Multiple | CZ06 | Any | SCERtLCZ061975 | SCERtLCZ06 | 1975 | 14.2535 | 75
ComVint | SCERtLCZ06 | Ex | SCE | SCE | RtL | Multiple | CZ06 | Any | SCERtLCZ061985 | SCERtLCZ06 | 1985 | 11.1022 | 85
ComVint | SCERtLCZ06 | Ex | SCE | SCE | RtL | Multiple | CZ06 | Any | SCERtLCZ061996 | SCERtLCZ06 | 1996 | 5.6593 | 96
ComVint | SCERtLCZ06 | Ex | SCE | SCE | RtL | Multiple | CZ06 | Any | SCERtLCZ062003 | SCERtLCZ06 | 2003 | 2.5019 | 03
ComVint | SCERtLCZ06 | Ex | SCE | SCE | RtL | Multiple | CZ06 | Any | SCERtLCZ062007 | SCERtLCZ06 | 2007 | 1.611 | 07
ComVint | SCERtLCZ06 | Ex | SCE | SCE | RtL | Multiple | CZ06 | Any | SCERtLCZ062011 | SCERtLCZ06 | 2011 | 1.611 | 11
ComVint | SCERtLCZ06 | Ex | SCE | SCE | RtL | Multiple | CZ06 | Any | SCERtLCZ062014 | SCERtLCZ06 | 2014 | 0.80548 | 14
ComVint | SCERtLCZ07 | Ex | SCE | SCE | RtL | Multiple | CZ07 | Any | SCERtLCZ071975 | SCERtLCZ07 | 1975 | 0 | 75
ComVint | SCERtLCZ07 | Ex | SCE | SCE | RtL | Multiple | CZ07 | Any | SCERtLCZ071985 | SCERtLCZ07 | 1985 | 0 | 85
ComVint | SCERtLCZ07 | Ex | SCE | SCE | RtL | Multiple | CZ07 | Any | SCERtLCZ071996 | SCERtLCZ07 | 1996 | 0 | 96
ComVint | SCERtLCZ07 | Ex | SCE | SCE | RtL | Multiple | CZ07 | Any | SCERtLCZ072003 | SCERtLCZ07 | 2003 | 0 | 03
ComVint | SCERtLCZ07 | Ex | SCE | SCE | RtL | Multiple | CZ07 | Any | SCERtLCZ072007 | SCERtLCZ07 | 2007 | 0 | 07
ComVint | SCERtLCZ07 | Ex | SCE | SCE | RtL | Multiple | CZ07 | Any | SCERtLCZ072011 | SCERtLCZ07 | 2011 | 0 | 11
ComVint | SCERtLCZ07 | Ex | SCE | SCE | RtL | Multiple | CZ07 | Any | SCERtLCZ072014 | SCERtLCZ07 | 2014 | 0 | 14
ComVint | SCERtLCZ08 | Ex | SCE | SCE | RtL | Multiple | CZ08 | Any | SCERtLCZ081975 | SCERtLCZ08 | 1975 | 16.0867 | 75
ComVint | SCERtLCZ08 | Ex | SCE | SCE | RtL | Multiple | CZ08 | Any | SCERtLCZ081985 | SCERtLCZ08 | 1985 | 12.6607 | 85
ComVint | SCERtLCZ08 | Ex | SCE | SCE | RtL | Multiple | CZ08 | Any | SCERtLCZ081996 | SCERtLCZ08 | 1996 | 6.4238 | 96
ComVint | SCERtLCZ08 | Ex | SCE | SCE | RtL | Multiple | CZ08 | Any | SCERtLCZ082003 | SCERtLCZ08 | 2003 | 2.9068 | 03
ComVint | SCERtLCZ08 | Ex | SCE | SCE | RtL | Multiple | CZ08 | Any | SCERtLCZ082007 | SCERtLCZ08 | 2007 | 1.8454 | 07
ComVint | SCERtLCZ08 | Ex | SCE | SCE | RtL | Multiple | CZ08 | Any | SCERtLCZ082011 | SCERtLCZ08 | 2011 | 1.8454 | 11
ComVint | SCERtLCZ08 | Ex | SCE | SCE | RtL | Multiple | CZ08 | Any | SCERtLCZ082014 | SCERtLCZ08 | 2014 | 0.9227 | 14
ComVint | SCERtLCZ09 | Ex | SCE | SCE | RtL | Multiple | CZ09 | Any | SCERtLCZ091975 | SCERtLCZ09 | 1975 | 8.4227 | 75
ComVint | SCERtLCZ09 | Ex | SCE | SCE | RtL | Multiple | CZ09 | Any | SCERtLCZ091985 | SCERtLCZ09 | 1985 | 6.8905 | 85
ComVint | SCERtLCZ09 | Ex | SCE | SCE | RtL | Multiple | CZ09 | Any | SCERtLCZ091996 | SCERtLCZ09 | 1996 | 3.4366 | 96
ComVint | SCERtLCZ09 | Ex | SCE | SCE | RtL | Multiple | CZ09 | Any | SCERtLCZ092003 | SCERtLCZ09 | 2003 | 1.6882 | 03
ComVint | SCERtLCZ09 | Ex | SCE | SCE | RtL | Multiple | CZ09 | Any | SCERtLCZ092007 | SCERtLCZ09 | 2007 | 1.0207 | 07
ComVint | SCERtLCZ09 | Ex | SCE | SCE | RtL | Multiple | CZ09 | Any | SCERtLCZ092011 | SCERtLCZ09 | 2011 | 1.0207 | 11
ComVint | SCERtLCZ09 | Ex | SCE | SCE | RtL | Multiple | CZ09 | Any | SCERtLCZ092014 | SCERtLCZ09 | 2014 | 0.51037 | 14
ComVint | SCERtLCZ10 | Ex | SCE | SCE | RtL | Multiple | CZ10 | Any | SCERtLCZ101975 | SCERtLCZ10 | 1975 | 5.2124 | 75
ComVint | SCERtLCZ10 | Ex | SCE | SCE | RtL | Multiple | CZ10 | Any | SCERtLCZ101985 | SCERtLCZ10 | 1985 | 11.7671 | 85
ComVint | SCERtLCZ10 | Ex | SCE | SCE | RtL | Multiple | CZ10 | Any | SCERtLCZ101996 | SCERtLCZ10 | 1996 | 5.9623 | 96
ComVint | SCERtLCZ10 | Ex | SCE | SCE | RtL | Multiple | CZ10 | Any | SCERtLCZ102003 | SCERtLCZ10 | 2003 | 5.1861 | 03
ComVint | SCERtLCZ10 | Ex | SCE | SCE | RtL | Multiple | CZ10 | Any | SCERtLCZ102007 | SCERtLCZ10 | 2007 | 2.7777 | 07
ComVint | SCERtLCZ10 | Ex | SCE | SCE | RtL | Multiple | CZ10 | Any | SCERtLCZ102011 | SCERtLCZ10 | 2011 | 2.7777 | 11
ComVint | SCERtLCZ10 | Ex | SCE | SCE | RtL | Multiple | CZ10 | Any | SCERtLCZ102014 | SCERtLCZ10 | 2014 | 1.3888 | 14
ComVint | SCERtLCZ11 | Ex | SCE | SCE | RtL | Multiple | CZ11 | Any | SCERtLCZ111975 | SCERtLCZ11 | 1975 | 0 | 75
ComVint | SCERtLCZ11 | Ex | SCE | SCE | RtL | Multiple | CZ11 | Any | SCERtLCZ111985 | SCERtLCZ11 | 1985 | 0 | 85
ComVint | SCERtLCZ11 | Ex | SCE | SCE | RtL | Multiple | CZ11 | Any | SCERtLCZ111996 | SCERtLCZ11 | 1996 | 0 | 96
ComVint | SCERtLCZ11 | Ex | SCE | SCE | RtL | Multiple | CZ11 | Any | SCERtLCZ112003 | SCERtLCZ11 | 2003 | 0 | 03
ComVint | SCERtLCZ11 | Ex | SCE | SCE | RtL | Multiple | CZ11 | Any | SCERtLCZ112007 | SCERtLCZ11 | 2007 | 0 | 07
ComVint | SCERtLCZ11 | Ex | SCE | SCE | RtL | Multiple | CZ11 | Any | SCERtLCZ112011 | SCERtLCZ11 | 2011 | 0 | 11
ComVint | SCERtLCZ11 | Ex | SCE | SCE | RtL | Multiple | CZ11 | Any | SCERtLCZ112014 | SCERtLCZ11 | 2014 | 0 | 14
ComVint | SCERtLCZ12 | Ex | SCE | SCE | RtL | Multiple | CZ12 | Any | SCERtLCZ121975 | SCERtLCZ12 | 1975 | 0 | 75
ComVint | SCERtLCZ12 | Ex | SCE | SCE | RtL | Multiple | CZ12 | Any | SCERtLCZ121985 | SCERtLCZ12 | 1985 | 0 | 85
ComVint | SCERtLCZ12 | Ex | SCE | SCE | RtL | Multiple | CZ12 | Any | SCERtLCZ121996 | SCERtLCZ12 | 1996 | 0 | 96
ComVint | SCERtLCZ12 | Ex | SCE | SCE | RtL | Multiple | CZ12 | Any | SCERtLCZ122003 | SCERtLCZ12 | 2003 | 0 | 03
ComVint | SCERtLCZ12 | Ex | SCE | SCE | RtL | Multiple | CZ12 | Any | SCERtLCZ122007 | SCERtLCZ12 | 2007 | 0 | 07
ComVint | SCERtLCZ12 | Ex | SCE | SCE | RtL | Multiple | CZ12 | Any | SCERtLCZ122011 | SCERtLCZ12 | 2011 | 0 | 11
ComVint | SCERtLCZ12 | Ex | SCE | SCE | RtL | Multiple | CZ12 | Any | SCERtLCZ122014 | SCERtLCZ12 | 2014 | 0 | 14
ComVint | SCERtLCZ13 | Ex | SCE | SCE | RtL | Multiple | CZ13 | Any | SCERtLCZ131975 | SCERtLCZ13 | 1975 | 1.3857 | 75
ComVint | SCERtLCZ13 | Ex | SCE | SCE | RtL | Multiple | CZ13 | Any | SCERtLCZ131985 | SCERtLCZ13 | 1985 | 0.99633 | 85
ComVint | SCERtLCZ13 | Ex | SCE | SCE | RtL | Multiple | CZ13 | Any | SCERtLCZ131996 | SCERtLCZ13 | 1996 | 0.84043 | 96
ComVint | SCERtLCZ13 | Ex | SCE | SCE | RtL | Multiple | CZ13 | Any | SCERtLCZ132003 | SCERtLCZ13 | 2003 | 0.47253 | 03
ComVint | SCERtLCZ13 | Ex | SCE | SCE | RtL | Multiple | CZ13 | Any | SCERtLCZ132007 | SCERtLCZ13 | 2007 | 0.30547 | 07
ComVint | SCERtLCZ13 | Ex | SCE | SCE | RtL | Multiple | CZ13 | Any | SCERtLCZ132011 | SCERtLCZ13 | 2011 | 0.30547 | 11
ComVint | SCERtLCZ13 | Ex | SCE | SCE | RtL | Multiple | CZ13 | Any | SCERtLCZ132014 | SCERtLCZ13 | 2014 | 0.15273 | 14
ComVint | SCERtLCZ14 | Ex | SCE | SCE | RtL | Multiple | CZ14 | Any | SCERtLCZ141975 | SCERtLCZ14 | 1975 | 1.4548 | 75
ComVint | SCERtLCZ14 | Ex | SCE | SCE | RtL | Multiple | CZ14 | Any | SCERtLCZ141985 | SCERtLCZ14 | 1985 | 2.0817 | 85
ComVint | SCERtLCZ14 | Ex | SCE | SCE | RtL | Multiple | CZ14 | Any | SCERtLCZ141996 | SCERtLCZ14 | 1996 | 1.0471 | 96
ComVint | SCERtLCZ14 | Ex | SCE | SCE | RtL | Multiple | CZ14 | Any | SCERtLCZ142003 | SCERtLCZ14 | 2003 | 0.7915 | 03
ComVint | SCERtLCZ14 | Ex | SCE | SCE | RtL | Multiple | CZ14 | Any | SCERtLCZ142007 | SCERtLCZ14 | 2007 | 0.43163 | 07
ComVint | SCERtLCZ14 | Ex | SCE | SCE | RtL | Multiple | CZ14 | Any | SCERtLCZ142011 | SCERtLCZ14 | 2011 | 0.43163 | 11
ComVint | SCERtLCZ14 | Ex | SCE | SCE | RtL | Multiple | CZ14 | Any | SCERtLCZ142014 | SCERtLCZ14 | 2014 | 0.21582 | 14
ComVint | SCERtLCZ15 | Ex | SCE | SCE | RtL | Multiple | CZ15 | Any | SCERtLCZ151975 | SCERtLCZ15 | 1975 | 0.7278 | 75
ComVint | SCERtLCZ15 | Ex | SCE | SCE | RtL | Multiple | CZ15 | Any | SCERtLCZ151985 | SCERtLCZ15 | 1985 | 1.643 | 85
ComVint | SCERtLCZ15 | Ex | SCE | SCE | RtL | Multiple | CZ15 | Any | SCERtLCZ151996 | SCERtLCZ15 | 1996 | 0.8325 | 96
ComVint | SCERtLCZ15 | Ex | SCE | SCE | RtL | Multiple | CZ15 | Any | SCERtLCZ152003 | SCERtLCZ15 | 2003 | 0.72413 | 03
ComVint | SCERtLCZ15 | Ex | SCE | SCE | RtL | Multiple | CZ15 | Any | SCERtLCZ152007 | SCERtLCZ15 | 2007 | 0.38783 | 07
ComVint | SCERtLCZ15 | Ex | SCE | SCE | RtL | Multiple | CZ15 | Any | SCERtLCZ152011 | SCERtLCZ15 | 2011 | 0.38783 | 11
ComVint | SCERtLCZ15 | Ex | SCE | SCE | RtL | Multiple | CZ15 | Any | SCERtLCZ152014 | SCERtLCZ15 | 2014 | 0.19392 | 14
ComVint | SCERtLCZ16 | Ex | SCE | SCE | RtL | Multiple | CZ16 | Any | SCERtLCZ161975 | SCERtLCZ16 | 1975 | 0.33667 | 75
ComVint | SCERtLCZ16 | Ex | SCE | SCE | RtL | Multiple | CZ16 | Any | SCERtLCZ161985 | SCERtLCZ16 | 1985 | 0.3753 | 85
ComVint | SCERtLCZ16 | Ex | SCE | SCE | RtL | Multiple | CZ16 | Any | SCERtLCZ161996 | SCERtLCZ16 | 1996 | 0.234 | 96
ComVint | SCERtLCZ16 | Ex | SCE | SCE | RtL | Multiple | CZ16 | Any | SCERtLCZ162003 | SCERtLCZ16 | 2003 | 0.15913 | 03
ComVint | SCERtLCZ16 | Ex | SCE | SCE | RtL | Multiple | CZ16 | Any | SCERtLCZ162007 | SCERtLCZ16 | 2007 | 0.092833 | 07
ComVint | SCERtLCZ16 | Ex | SCE | SCE | RtL | Multiple | CZ16 | Any | SCERtLCZ162011 | SCERtLCZ16 | 2011 | 0.092833 | 11
ComVint | SCERtLCZ16 | Ex | SCE | SCE | RtL | Multiple | CZ16 | Any | SCERtLCZ162014 | SCERtLCZ16 | 2014 | 0.046417 | 14
ComVint | SCERtSCZ01 | Ex | SCE | SCE | RtS | Multiple | CZ01 | Any | SCERtSCZ011975 | SCERtSCZ01 | 1975 | 0 | 75
ComVint | SCERtSCZ01 | Ex | SCE | SCE | RtS | Multiple | CZ01 | Any | SCERtSCZ011985 | SCERtSCZ01 | 1985 | 0 | 85
ComVint | SCERtSCZ01 | Ex | SCE | SCE | RtS | Multiple | CZ01 | Any | SCERtSCZ011996 | SCERtSCZ01 | 1996 | 0 | 96
ComVint | SCERtSCZ01 | Ex | SCE | SCE | RtS | Multiple | CZ01 | Any | SCERtSCZ012003 | SCERtSCZ01 | 2003 | 0 | 03
ComVint | SCERtSCZ01 | Ex | SCE | SCE | RtS | Multiple | CZ01 | Any | SCERtSCZ012007 | SCERtSCZ01 | 2007 | 0 | 07
ComVint | SCERtSCZ01 | Ex | SCE | SCE | RtS | Multiple | CZ01 | Any | SCERtSCZ012011 | SCERtSCZ01 | 2011 | 0 | 11
ComVint | SCERtSCZ01 | Ex | SCE | SCE | RtS | Multiple | CZ01 | Any | SCERtSCZ012014 | SCERtSCZ01 | 2014 | 0 | 14
ComVint | SCERtSCZ02 | Ex | SCE | SCE | RtS | Multiple | CZ02 | Any | SCERtSCZ021975 | SCERtSCZ02 | 1975 | 0 | 75
ComVint | SCERtSCZ02 | Ex | SCE | SCE | RtS | Multiple | CZ02 | Any | SCERtSCZ021985 | SCERtSCZ02 | 1985 | 0 | 85
ComVint | SCERtSCZ02 | Ex | SCE | SCE | RtS | Multiple | CZ02 | Any | SCERtSCZ021996 | SCERtSCZ02 | 1996 | 0 | 96
ComVint | SCERtSCZ02 | Ex | SCE | SCE | RtS | Multiple | CZ02 | Any | SCERtSCZ022003 | SCERtSCZ02 | 2003 | 0 | 03
ComVint | SCERtSCZ02 | Ex | SCE | SCE | RtS | Multiple | CZ02 | Any | SCERtSCZ022007 | SCERtSCZ02 | 2007 | 0 | 07
ComVint | SCERtSCZ02 | Ex | SCE | SCE | RtS | Multiple | CZ02 | Any | SCERtSCZ022011 | SCERtSCZ02 | 2011 | 0 | 11
ComVint | SCERtSCZ02 | Ex | SCE | SCE | RtS | Multiple | CZ02 | Any | SCERtSCZ022014 | SCERtSCZ02 | 2014 | 0 | 14
ComVint | SCERtSCZ03 | Ex | SCE | SCE | RtS | Multiple | CZ03 | Any | SCERtSCZ031975 | SCERtSCZ03 | 1975 | 0 | 75
ComVint | SCERtSCZ03 | Ex | SCE | SCE | RtS | Multiple | CZ03 | Any | SCERtSCZ031985 | SCERtSCZ03 | 1985 | 0 | 85
ComVint | SCERtSCZ03 | Ex | SCE | SCE | RtS | Multiple | CZ03 | Any | SCERtSCZ031996 | SCERtSCZ03 | 1996 | 0 | 96
ComVint | SCERtSCZ03 | Ex | SCE | SCE | RtS | Multiple | CZ03 | Any | SCERtSCZ032003 | SCERtSCZ03 | 2003 | 0 | 03
ComVint | SCERtSCZ03 | Ex | SCE | SCE | RtS | Multiple | CZ03 | Any | SCERtSCZ032007 | SCERtSCZ03 | 2007 | 0 | 07
ComVint | SCERtSCZ03 | Ex | SCE | SCE | RtS | Multiple | CZ03 | Any | SCERtSCZ032011 | SCERtSCZ03 | 2011 | 0 | 11
ComVint | SCERtSCZ03 | Ex | SCE | SCE | RtS | Multiple | CZ03 | Any | SCERtSCZ032014 | SCERtSCZ03 | 2014 | 0 | 14
ComVint | SCERtSCZ04 | Ex | SCE | SCE | RtS | Multiple | CZ04 | Any | SCERtSCZ041975 | SCERtSCZ04 | 1975 | 0 | 75
ComVint | SCERtSCZ04 | Ex | SCE | SCE | RtS | Multiple | CZ04 | Any | SCERtSCZ041985 | SCERtSCZ04 | 1985 | 0 | 85
ComVint | SCERtSCZ04 | Ex | SCE | SCE | RtS | Multiple | CZ04 | Any | SCERtSCZ041996 | SCERtSCZ04 | 1996 | 0 | 96
ComVint | SCERtSCZ04 | Ex | SCE | SCE | RtS | Multiple | CZ04 | Any | SCERtSCZ042003 | SCERtSCZ04 | 2003 | 0 | 03
ComVint | SCERtSCZ04 | Ex | SCE | SCE | RtS | Multiple | CZ04 | Any | SCERtSCZ042007 | SCERtSCZ04 | 2007 | 0 | 07
ComVint | SCERtSCZ04 | Ex | SCE | SCE | RtS | Multiple | CZ04 | Any | SCERtSCZ042011 | SCERtSCZ04 | 2011 | 0 | 11
ComVint | SCERtSCZ04 | Ex | SCE | SCE | RtS | Multiple | CZ04 | Any | SCERtSCZ042014 | SCERtSCZ04 | 2014 | 0 | 14
ComVint | SCERtSCZ05 | Ex | SCE | SCE | RtS | Multiple | CZ05 | Any | SCERtSCZ051975 | SCERtSCZ05 | 1975 | 0.25643 | 75
ComVint | SCERtSCZ05 | Ex | SCE | SCE | RtS | Multiple | CZ05 | Any | SCERtSCZ051985 | SCERtSCZ05 | 1985 | 0.19883 | 85
ComVint | SCERtSCZ05 | Ex | SCE | SCE | RtS | Multiple | CZ05 | Any | SCERtSCZ051996 | SCERtSCZ05 | 1996 | 0.10157 | 96
ComVint | SCERtSCZ05 | Ex | SCE | SCE | RtS | Multiple | CZ05 | Any | SCERtSCZ052003 | SCERtSCZ05 | 2003 | 0.044433 | 03
ComVint | SCERtSCZ05 | Ex | SCE | SCE | RtS | Multiple | CZ05 | Any | SCERtSCZ052007 | SCERtSCZ05 | 2007 | 0.0288 | 07
ComVint | SCERtSCZ05 | Ex | SCE | SCE | RtS | Multiple | CZ05 | Any | SCERtSCZ052011 | SCERtSCZ05 | 2011 | 0.0288 | 11
ComVint | SCERtSCZ05 | Ex | SCE | SCE | RtS | Multiple | CZ05 | Any | SCERtSCZ052014 | SCERtSCZ05 | 2014 | 0.0144 | 14
ComVint | SCERtSCZ06 | Ex | SCE | SCE | RtS | Multiple | CZ06 | Any | SCERtSCZ061975 | SCERtSCZ06 | 1975 | 14.2535 | 75
ComVint | SCERtSCZ06 | Ex | SCE | SCE | RtS | Multiple | CZ06 | Any | SCERtSCZ061985 | SCERtSCZ06 | 1985 | 11.1022 | 85
ComVint | SCERtSCZ06 | Ex | SCE | SCE | RtS | Multiple | CZ06 | Any | SCERtSCZ061996 | SCERtSCZ06 | 1996 | 5.6593 | 96
ComVint | SCERtSCZ06 | Ex | SCE | SCE | RtS | Multiple | CZ06 | Any | SCERtSCZ062003 | SCERtSCZ06 | 2003 | 2.5019 | 03
ComVint | SCERtSCZ06 | Ex | SCE | SCE | RtS | Multiple | CZ06 | Any | SCERtSCZ062007 | SCERtSCZ06 | 2007 | 1.611 | 07
ComVint | SCERtSCZ06 | Ex | SCE | SCE | RtS | Multiple | CZ06 | Any | SCERtSCZ062011 | SCERtSCZ06 | 2011 | 1.611 | 11
ComVint | SCERtSCZ06 | Ex | SCE | SCE | RtS | Multiple | CZ06 | Any | SCERtSCZ062014 | SCERtSCZ06 | 2014 | 0.80548 | 14
ComVint | SCERtSCZ07 | Ex | SCE | SCE | RtS | Multiple | CZ07 | Any | SCERtSCZ071975 | SCERtSCZ07 | 1975 | 0 | 75
ComVint | SCERtSCZ07 | Ex | SCE | SCE | RtS | Multiple | CZ07 | Any | SCERtSCZ071985 | SCERtSCZ07 | 1985 | 0 | 85
ComVint | SCERtSCZ07 | Ex | SCE | SCE | RtS | Multiple | CZ07 | Any | SCERtSCZ071996 | SCERtSCZ07 | 1996 | 0 | 96
ComVint | SCERtSCZ07 | Ex | SCE | SCE | RtS | Multiple | CZ07 | Any | SCERtSCZ072003 | SCERtSCZ07 | 2003 | 0 | 03
ComVint | SCERtSCZ07 | Ex | SCE | SCE | RtS | Multiple | CZ07 | Any | SCERtSCZ072007 | SCERtSCZ07 | 2007 | 0 | 07
ComVint | SCERtSCZ07 | Ex | SCE | SCE | RtS | Multiple | CZ07 | Any | SCERtSCZ072011 | SCERtSCZ07 | 2011 | 0 | 11
ComVint | SCERtSCZ07 | Ex | SCE | SCE | RtS | Multiple | CZ07 | Any | SCERtSCZ072014 | SCERtSCZ07 | 2014 | 0 | 14
ComVint | SCERtSCZ08 | Ex | SCE | SCE | RtS | Multiple | CZ08 | Any | SCERtSCZ081975 | SCERtSCZ08 | 1975 | 16.0867 | 75
ComVint | SCERtSCZ08 | Ex | SCE | SCE | RtS | Multiple | CZ08 | Any | SCERtSCZ081985 | SCERtSCZ08 | 1985 | 12.6607 | 85
ComVint | SCERtSCZ08 | Ex | SCE | SCE | RtS | Multiple | CZ08 | Any | SCERtSCZ081996 | SCERtSCZ08 | 1996 | 6.4238 | 96
ComVint | SCERtSCZ08 | Ex | SCE | SCE | RtS | Multiple | CZ08 | Any | SCERtSCZ082003 | SCERtSCZ08 | 2003 | 2.9068 | 03
ComVint | SCERtSCZ08 | Ex | SCE | SCE | RtS | Multiple | CZ08 | Any | SCERtSCZ082007 | SCERtSCZ08 | 2007 | 1.8454 | 07
ComVint | SCERtSCZ08 | Ex | SCE | SCE | RtS | Multiple | CZ08 | Any | SCERtSCZ082011 | SCERtSCZ08 | 2011 | 1.8454 | 11
ComVint | SCERtSCZ08 | Ex | SCE | SCE | RtS | Multiple | CZ08 | Any | SCERtSCZ082014 | SCERtSCZ08 | 2014 | 0.9227 | 14
ComVint | SCERtSCZ09 | Ex | SCE | SCE | RtS | Multiple | CZ09 | Any | SCERtSCZ091975 | SCERtSCZ09 | 1975 | 8.4227 | 75
ComVint | SCERtSCZ09 | Ex | SCE | SCE | RtS | Multiple | CZ09 | Any | SCERtSCZ091985 | SCERtSCZ09 | 1985 | 6.8905 | 85
ComVint | SCERtSCZ09 | Ex | SCE | SCE | RtS | Multiple | CZ09 | Any | SCERtSCZ091996 | SCERtSCZ09 | 1996 | 3.4366 | 96
ComVint | SCERtSCZ09 | Ex | SCE | SCE | RtS | Multiple | CZ09 | Any | SCERtSCZ092003 | SCERtSCZ09 | 2003 | 1.6882 | 03
ComVint | SCERtSCZ09 | Ex | SCE | SCE | RtS | Multiple | CZ09 | Any | SCERtSCZ092007 | SCERtSCZ09 | 2007 | 1.0207 | 07
ComVint | SCERtSCZ09 | Ex | SCE | SCE | RtS | Multiple | CZ09 | Any | SCERtSCZ092011 | SCERtSCZ09 | 2011 | 1.0207 | 11
ComVint | SCERtSCZ09 | Ex | SCE | SCE | RtS | Multiple | CZ09 | Any | SCERtSCZ092014 | SCERtSCZ09 | 2014 | 0.51037 | 14
ComVint | SCERtSCZ10 | Ex | SCE | SCE | RtS | Multiple | CZ10 | Any | SCERtSCZ101975 | SCERtSCZ10 | 1975 | 5.2124 | 75
ComVint | SCERtSCZ10 | Ex | SCE | SCE | RtS | Multiple | CZ10 | Any | SCERtSCZ101985 | SCERtSCZ10 | 1985 | 11.7671 | 85
ComVint | SCERtSCZ10 | Ex | SCE | SCE | RtS | Multiple | CZ10 | Any | SCERtSCZ101996 | SCERtSCZ10 | 1996 | 5.9623 | 96
ComVint | SCERtSCZ10 | Ex | SCE | SCE | RtS | Multiple | CZ10 | Any | SCERtSCZ102003 | SCERtSCZ10 | 2003 | 5.1861 | 03
ComVint | SCERtSCZ10 | Ex | SCE | SCE | RtS | Multiple | CZ10 | Any | SCERtSCZ102007 | SCERtSCZ10 | 2007 | 2.7777 | 07
ComVint | SCERtSCZ10 | Ex | SCE | SCE | RtS | Multiple | CZ10 | Any | SCERtSCZ102011 | SCERtSCZ10 | 2011 | 2.7777 | 11
ComVint | SCERtSCZ10 | Ex | SCE | SCE | RtS | Multiple | CZ10 | Any | SCERtSCZ102014 | SCERtSCZ10 | 2014 | 1.3888 | 14
ComVint | SCERtSCZ11 | Ex | SCE | SCE | RtS | Multiple | CZ11 | Any | SCERtSCZ111975 | SCERtSCZ11 | 1975 | 0 | 75
ComVint | SCERtSCZ11 | Ex | SCE | SCE | RtS | Multiple | CZ11 | Any | SCERtSCZ111985 | SCERtSCZ11 | 1985 | 0 | 85
ComVint | SCERtSCZ11 | Ex | SCE | SCE | RtS | Multiple | CZ11 | Any | SCERtSCZ111996 | SCERtSCZ11 | 1996 | 0 | 96
ComVint | SCERtSCZ11 | Ex | SCE | SCE | RtS | Multiple | CZ11 | Any | SCERtSCZ112003 | SCERtSCZ11 | 2003 | 0 | 03
ComVint | SCERtSCZ11 | Ex | SCE | SCE | RtS | Multiple | CZ11 | Any | SCERtSCZ112007 | SCERtSCZ11 | 2007 | 0 | 07
ComVint | SCERtSCZ11 | Ex | SCE | SCE | RtS | Multiple | CZ11 | Any | SCERtSCZ112011 | SCERtSCZ11 | 2011 | 0 | 11
ComVint | SCERtSCZ11 | Ex | SCE | SCE | RtS | Multiple | CZ11 | Any | SCERtSCZ112014 | SCERtSCZ11 | 2014 | 0 | 14
ComVint | SCERtSCZ12 | Ex | SCE | SCE | RtS | Multiple | CZ12 | Any | SCERtSCZ121975 | SCERtSCZ12 | 1975 | 0 | 75
ComVint | SCERtSCZ12 | Ex | SCE | SCE | RtS | Multiple | CZ12 | Any | SCERtSCZ121985 | SCERtSCZ12 | 1985 | 0 | 85
ComVint | SCERtSCZ12 | Ex | SCE | SCE | RtS | Multiple | CZ12 | Any | SCERtSCZ121996 | SCERtSCZ12 | 1996 | 0 | 96
ComVint | SCERtSCZ12 | Ex | SCE | SCE | RtS | Multiple | CZ12 | Any | SCERtSCZ122003 | SCERtSCZ12 | 2003 | 0 | 03
ComVint | SCERtSCZ12 | Ex | SCE | SCE | RtS | Multiple | CZ12 | Any | SCERtSCZ122007 | SCERtSCZ12 | 2007 | 0 | 07
ComVint | SCERtSCZ12 | Ex | SCE | SCE | RtS | Multiple | CZ12 | Any | SCERtSCZ122011 | SCERtSCZ12 | 2011 | 0 | 11
ComVint | SCERtSCZ12 | Ex | SCE | SCE | RtS | Multiple | CZ12 | Any | SCERtSCZ122014 | SCERtSCZ12 | 2014 | 0 | 14
ComVint | SCERtSCZ13 | Ex | SCE | SCE | RtS | Multiple | CZ13 | Any | SCERtSCZ131975 | SCERtSCZ13 | 1975 | 1.3857 | 75
ComVint | SCERtSCZ13 | Ex | SCE | SCE | RtS | Multiple | CZ13 | Any | SCERtSCZ131985 | SCERtSCZ13 | 1985 | 0.99633 | 85
ComVint | SCERtSCZ13 | Ex | SCE | SCE | RtS | Multiple | CZ13 | Any | SCERtSCZ131996 | SCERtSCZ13 | 1996 | 0.84043 | 96
ComVint | SCERtSCZ13 | Ex | SCE | SCE | RtS | Multiple | CZ13 | Any | SCERtSCZ132003 | SCERtSCZ13 | 2003 | 0.47253 | 03
ComVint | SCERtSCZ13 | Ex | SCE | SCE | RtS | Multiple | CZ13 | Any | SCERtSCZ132007 | SCERtSCZ13 | 2007 | 0.30547 | 07
ComVint | SCERtSCZ13 | Ex | SCE | SCE | RtS | Multiple | CZ13 | Any | SCERtSCZ132011 | SCERtSCZ13 | 2011 | 0.30547 | 11
ComVint | SCERtSCZ13 | Ex | SCE | SCE | RtS | Multiple | CZ13 | Any | SCERtSCZ132014 | SCERtSCZ13 | 2014 | 0.15273 | 14
ComVint | SCERtSCZ14 | Ex | SCE | SCE | RtS | Multiple | CZ14 | Any | SCERtSCZ141975 | SCERtSCZ14 | 1975 | 1.4548 | 75
ComVint | SCERtSCZ14 | Ex | SCE | SCE | RtS | Multiple | CZ14 | Any | SCERtSCZ141985 | SCERtSCZ14 | 1985 | 2.0817 | 85
ComVint | SCERtSCZ14 | Ex | SCE | SCE | RtS | Multiple | CZ14 | Any | SCERtSCZ141996 | SCERtSCZ14 | 1996 | 1.0471 | 96
ComVint | SCERtSCZ14 | Ex | SCE | SCE | RtS | Multiple | CZ14 | Any | SCERtSCZ142003 | SCERtSCZ14 | 2003 | 0.7915 | 03
ComVint | SCERtSCZ14 | Ex | SCE | SCE | RtS | Multiple | CZ14 | Any | SCERtSCZ142007 | SCERtSCZ14 | 2007 | 0.43163 | 07
ComVint | SCERtSCZ14 | Ex | SCE | SCE | RtS | Multiple | CZ14 | Any | SCERtSCZ142011 | SCERtSCZ14 | 2011 | 0.43163 | 11
ComVint | SCERtSCZ14 | Ex | SCE | SCE | RtS | Multiple | CZ14 | Any | SCERtSCZ142014 | SCERtSCZ14 | 2014 | 0.21582 | 14
ComVint | SCERtSCZ15 | Ex | SCE | SCE | RtS | Multiple | CZ15 | Any | SCERtSCZ151975 | SCERtSCZ15 | 1975 | 0.7278 | 75
ComVint | SCERtSCZ15 | Ex | SCE | SCE | RtS | Multiple | CZ15 | Any | SCERtSCZ151985 | SCERtSCZ15 | 1985 | 1.643 | 85
ComVint | SCERtSCZ15 | Ex | SCE | SCE | RtS | Multiple | CZ15 | Any | SCERtSCZ151996 | SCERtSCZ15 | 1996 | 0.8325 | 96
ComVint | SCERtSCZ15 | Ex | SCE | SCE | RtS | Multiple | CZ15 | Any | SCERtSCZ152003 | SCERtSCZ15 | 2003 | 0.72413 | 03
ComVint | SCERtSCZ15 | Ex | SCE | SCE | RtS | Multiple | CZ15 | Any | SCERtSCZ152007 | SCERtSCZ15 | 2007 | 0.38783 | 07
ComVint | SCERtSCZ15 | Ex | SCE | SCE | RtS | Multiple | CZ15 | Any | SCERtSCZ152011 | SCERtSCZ15 | 2011 | 0.38783 | 11
ComVint | SCERtSCZ15 | Ex | SCE | SCE | RtS | Multiple | CZ15 | Any | SCERtSCZ152014 | SCERtSCZ15 | 2014 | 0.19392 | 14
ComVint | SCERtSCZ16 | Ex | SCE | SCE | RtS | Multiple | CZ16 | Any | SCERtSCZ161975 | SCERtSCZ16 | 1975 | 0.33667 | 75
ComVint | SCERtSCZ16 | Ex | SCE | SCE | RtS | Multiple | CZ16 | Any | SCERtSCZ161985 | SCERtSCZ16 | 1985 | 0.3753 | 85
ComVint | SCERtSCZ16 | Ex | SCE | SCE | RtS | Multiple | CZ16 | Any | SCERtSCZ161996 | SCERtSCZ16 | 1996 | 0.234 | 96
ComVint | SCERtSCZ16 | Ex | SCE | SCE | RtS | Multiple | CZ16 | Any | SCERtSCZ162003 | SCERtSCZ16 | 2003 | 0.15913 | 03
ComVint | SCERtSCZ16 | Ex | SCE | SCE | RtS | Multiple | CZ16 | Any | SCERtSCZ162007 | SCERtSCZ16 | 2007 | 0.092833 | 07
ComVint | SCERtSCZ16 | Ex | SCE | SCE | RtS | Multiple | CZ16 | Any | SCERtSCZ162011 | SCERtSCZ16 | 2011 | 0.092833 | 11
ComVint | SCERtSCZ16 | Ex | SCE | SCE | RtS | Multiple | CZ16 | Any | SCERtSCZ162014 | SCERtSCZ16 | 2014 | 0.046417 | 14
ComVint | SCESCnCZ01 | Ex | SCE | SCE | SCn | Multiple | CZ01 | Any | SCESCnCZ011975 | SCESCnCZ01 | 1975 | 0 | 75
ComVint | SCESCnCZ01 | Ex | SCE | SCE | SCn | Multiple | CZ01 | Any | SCESCnCZ011985 | SCESCnCZ01 | 1985 | 0 | 85
ComVint | SCESCnCZ01 | Ex | SCE | SCE | SCn | Multiple | CZ01 | Any | SCESCnCZ011996 | SCESCnCZ01 | 1996 | 0 | 96
ComVint | SCESCnCZ01 | Ex | SCE | SCE | SCn | Multiple | CZ01 | Any | SCESCnCZ012003 | SCESCnCZ01 | 2003 | 0 | 03
ComVint | SCESCnCZ01 | Ex | SCE | SCE | SCn | Multiple | CZ01 | Any | SCESCnCZ012007 | SCESCnCZ01 | 2007 | 0 | 07
ComVint | SCESCnCZ01 | Ex | SCE | SCE | SCn | Multiple | CZ01 | Any | SCESCnCZ012011 | SCESCnCZ01 | 2011 | 0 | 11
ComVint | SCESCnCZ01 | Ex | SCE | SCE | SCn | Multiple | CZ01 | Any | SCESCnCZ012014 | SCESCnCZ01 | 2014 | 0 | 14
ComVint | SCESCnCZ02 | Ex | SCE | SCE | SCn | Multiple | CZ02 | Any | SCESCnCZ021975 | SCESCnCZ02 | 1975 | 0 | 75
ComVint | SCESCnCZ02 | Ex | SCE | SCE | SCn | Multiple | CZ02 | Any | SCESCnCZ021985 | SCESCnCZ02 | 1985 | 0 | 85
ComVint | SCESCnCZ02 | Ex | SCE | SCE | SCn | Multiple | CZ02 | Any | SCESCnCZ021996 | SCESCnCZ02 | 1996 | 0 | 96
ComVint | SCESCnCZ02 | Ex | SCE | SCE | SCn | Multiple | CZ02 | Any | SCESCnCZ022003 | SCESCnCZ02 | 2003 | 0 | 03
ComVint | SCESCnCZ02 | Ex | SCE | SCE | SCn | Multiple | CZ02 | Any | SCESCnCZ022007 | SCESCnCZ02 | 2007 | 0 | 07
ComVint | SCESCnCZ02 | Ex | SCE | SCE | SCn | Multiple | CZ02 | Any | SCESCnCZ022011 | SCESCnCZ02 | 2011 | 0 | 11
ComVint | SCESCnCZ02 | Ex | SCE | SCE | SCn | Multiple | CZ02 | Any | SCESCnCZ022014 | SCESCnCZ02 | 2014 | 0 | 14
ComVint | SCESCnCZ03 | Ex | SCE | SCE | SCn | Multiple | CZ03 | Any | SCESCnCZ031975 | SCESCnCZ03 | 1975 | 0 | 75
ComVint | SCESCnCZ03 | Ex | SCE | SCE | SCn | Multiple | CZ03 | Any | SCESCnCZ031985 | SCESCnCZ03 | 1985 | 0 | 85
ComVint | SCESCnCZ03 | Ex | SCE | SCE | SCn | Multiple | CZ03 | Any | SCESCnCZ031996 | SCESCnCZ03 | 1996 | 0 | 96
ComVint | SCESCnCZ03 | Ex | SCE | SCE | SCn | Multiple | CZ03 | Any | SCESCnCZ032003 | SCESCnCZ03 | 2003 | 0 | 03
ComVint | SCESCnCZ03 | Ex | SCE | SCE | SCn | Multiple | CZ03 | Any | SCESCnCZ032007 | SCESCnCZ03 | 2007 | 0 | 07
ComVint | SCESCnCZ03 | Ex | SCE | SCE | SCn | Multiple | CZ03 | Any | SCESCnCZ032011 | SCESCnCZ03 | 2011 | 0 | 11
ComVint | SCESCnCZ03 | Ex | SCE | SCE | SCn | Multiple | CZ03 | Any | SCESCnCZ032014 | SCESCnCZ03 | 2014 | 0 | 14
ComVint | SCESCnCZ04 | Ex | SCE | SCE | SCn | Multiple | CZ04 | Any | SCESCnCZ041975 | SCESCnCZ04 | 1975 | 0 | 75
ComVint | SCESCnCZ04 | Ex | SCE | SCE | SCn | Multiple | CZ04 | Any | SCESCnCZ041985 | SCESCnCZ04 | 1985 | 0 | 85
ComVint | SCESCnCZ04 | Ex | SCE | SCE | SCn | Multiple | CZ04 | Any | SCESCnCZ041996 | SCESCnCZ04 | 1996 | 0 | 96
ComVint | SCESCnCZ04 | Ex | SCE | SCE | SCn | Multiple | CZ04 | Any | SCESCnCZ042003 | SCESCnCZ04 | 2003 | 0 | 03
ComVint | SCESCnCZ04 | Ex | SCE | SCE | SCn | Multiple | CZ04 | Any | SCESCnCZ042007 | SCESCnCZ04 | 2007 | 0 | 07
ComVint | SCESCnCZ04 | Ex | SCE | SCE | SCn | Multiple | CZ04 | Any | SCESCnCZ042011 | SCESCnCZ04 | 2011 | 0 | 11
ComVint | SCESCnCZ04 | Ex | SCE | SCE | SCn | Multiple | CZ04 | Any | SCESCnCZ042014 | SCESCnCZ04 | 2014 | 0 | 14
ComVint | SCESCnCZ05 | Ex | SCE | SCE | SCn | Multiple | CZ05 | Any | SCESCnCZ051975 | SCESCnCZ05 | 1975 | 0.0141 | 75
ComVint | SCESCnCZ05 | Ex | SCE | SCE | SCn | Multiple | CZ05 | Any | SCESCnCZ051985 | SCESCnCZ05 | 1985 | 0.0099 | 85
ComVint | SCESCnCZ05 | Ex | SCE | SCE | SCn | Multiple | CZ05 | Any | SCESCnCZ051996 | SCESCnCZ05 | 1996 | 0.0047 | 96
ComVint | SCESCnCZ05 | Ex | SCE | SCE | SCn | Multiple | CZ05 | Any | SCESCnCZ052003 | SCESCnCZ05 | 2003 | 0.00265 | 03
ComVint | SCESCnCZ05 | Ex | SCE | SCE | SCn | Multiple | CZ05 | Any | SCESCnCZ052007 | SCESCnCZ05 | 2007 | 0.0013 | 07
ComVint | SCESCnCZ05 | Ex | SCE | SCE | SCn | Multiple | CZ05 | Any | SCESCnCZ052011 | SCESCnCZ05 | 2011 | 0.0013 | 11
ComVint | SCESCnCZ05 | Ex | SCE | SCE | SCn | Multiple | CZ05 | Any | SCESCnCZ052014 | SCESCnCZ05 | 2014 | 0.00065 | 14
ComVint | SCESCnCZ06 | Ex | SCE | SCE | SCn | Multiple | CZ06 | Any | SCESCnCZ061975 | SCESCnCZ06 | 1975 | 11.9123 | 75
ComVint | SCESCnCZ06 | Ex | SCE | SCE | SCn | Multiple | CZ06 | Any | SCESCnCZ061985 | SCESCnCZ06 | 1985 | 8.5066 | 85
ComVint | SCESCnCZ06 | Ex | SCE | SCE | SCn | Multiple | CZ06 | Any | SCESCnCZ061996 | SCESCnCZ06 | 1996 | 4.0153 | 96
ComVint | SCESCnCZ06 | Ex | SCE | SCE | SCn | Multiple | CZ06 | Any | SCESCnCZ062003 | SCESCnCZ06 | 2003 | 2.3948 | 03
ComVint | SCESCnCZ06 | Ex | SCE | SCE | SCn | Multiple | CZ06 | Any | SCESCnCZ062007 | SCESCnCZ06 | 2007 | 1.1548 | 07
ComVint | SCESCnCZ06 | Ex | SCE | SCE | SCn | Multiple | CZ06 | Any | SCESCnCZ062011 | SCESCnCZ06 | 2011 | 1.1548 | 11
ComVint | SCESCnCZ06 | Ex | SCE | SCE | SCn | Multiple | CZ06 | Any | SCESCnCZ062014 | SCESCnCZ06 | 2014 | 0.5774 | 14
ComVint | SCESCnCZ07 | Ex | SCE | SCE | SCn | Multiple | CZ07 | Any | SCESCnCZ071975 | SCESCnCZ07 | 1975 | 0 | 75
ComVint | SCESCnCZ07 | Ex | SCE | SCE | SCn | Multiple | CZ07 | Any | SCESCnCZ071985 | SCESCnCZ07 | 1985 | 0 | 85
ComVint | SCESCnCZ07 | Ex | SCE | SCE | SCn | Multiple | CZ07 | Any | SCESCnCZ071996 | SCESCnCZ07 | 1996 | 0 | 96
ComVint | SCESCnCZ07 | Ex | SCE | SCE | SCn | Multiple | CZ07 | Any | SCESCnCZ072003 | SCESCnCZ07 | 2003 | 0 | 03
ComVint | SCESCnCZ07 | Ex | SCE | SCE | SCn | Multiple | CZ07 | Any | SCESCnCZ072007 | SCESCnCZ07 | 2007 | 0 | 07
ComVint | SCESCnCZ07 | Ex | SCE | SCE | SCn | Multiple | CZ07 | Any | SCESCnCZ072011 | SCESCnCZ07 | 2011 | 0 | 11
ComVint | SCESCnCZ07 | Ex | SCE | SCE | SCn | Multiple | CZ07 | Any | SCESCnCZ072014 | SCESCnCZ07 | 2014 | 0 | 14
ComVint | SCESCnCZ08 | Ex | SCE | SCE | SCn | Multiple | CZ08 | Any | SCESCnCZ081975 | SCESCnCZ08 | 1975 | 36.2803 | 75
ComVint | SCESCnCZ08 | Ex | SCE | SCE | SCn | Multiple | CZ08 | Any | SCESCnCZ081985 | SCESCnCZ08 | 1985 | 25.6576 | 85
ComVint | SCESCnCZ08 | Ex | SCE | SCE | SCn | Multiple | CZ08 | Any | SCESCnCZ081996 | SCESCnCZ08 | 1996 | 12.1561 | 96
ComVint | SCESCnCZ08 | Ex | SCE | SCE | SCn | Multiple | CZ08 | Any | SCESCnCZ082003 | SCESCnCZ08 | 2003 | 7.0465 | 03
ComVint | SCESCnCZ08 | Ex | SCE | SCE | SCn | Multiple | CZ08 | Any | SCESCnCZ082007 | SCESCnCZ08 | 2007 | 3.4362 | 07
ComVint | SCESCnCZ08 | Ex | SCE | SCE | SCn | Multiple | CZ08 | Any | SCESCnCZ082011 | SCESCnCZ08 | 2011 | 3.4362 | 11
ComVint | SCESCnCZ08 | Ex | SCE | SCE | SCn | Multiple | CZ08 | Any | SCESCnCZ082014 | SCESCnCZ08 | 2014 | 1.7181 | 14
ComVint | SCESCnCZ09 | Ex | SCE | SCE | SCn | Multiple | CZ09 | Any | SCESCnCZ091975 | SCESCnCZ09 | 1975 | 8.6883 | 75
ComVint | SCESCnCZ09 | Ex | SCE | SCE | SCn | Multiple | CZ09 | Any | SCESCnCZ091985 | SCESCnCZ09 | 1985 | 6.8233 | 85
ComVint | SCESCnCZ09 | Ex | SCE | SCE | SCn | Multiple | CZ09 | Any | SCESCnCZ091996 | SCESCnCZ09 | 1996 | 3.1092 | 96
ComVint | SCESCnCZ09 | Ex | SCE | SCE | SCn | Multiple | CZ09 | Any | SCESCnCZ092003 | SCESCnCZ09 | 2003 | 2.3588 | 03
ComVint | SCESCnCZ09 | Ex | SCE | SCE | SCn | Multiple | CZ09 | Any | SCESCnCZ092007 | SCESCnCZ09 | 2007 | 1.0423 | 07
ComVint | SCESCnCZ09 | Ex | SCE | SCE | SCn | Multiple | CZ09 | Any | SCESCnCZ092011 | SCESCnCZ09 | 2011 | 1.0423 | 11
ComVint | SCESCnCZ09 | Ex | SCE | SCE | SCn | Multiple | CZ09 | Any | SCESCnCZ092014 | SCESCnCZ09 | 2014 | 0.52115 | 14
ComVint | SCESCnCZ10 | Ex | SCE | SCE | SCn | Multiple | CZ10 | Any | SCESCnCZ101975 | SCESCnCZ10 | 1975 | 4.7365 | 75
ComVint | SCESCnCZ10 | Ex | SCE | SCE | SCn | Multiple | CZ10 | Any | SCESCnCZ101985 | SCESCnCZ10 | 1985 | 22.8958 | 85
ComVint | SCESCnCZ10 | Ex | SCE | SCE | SCn | Multiple | CZ10 | Any | SCESCnCZ101996 | SCESCnCZ10 | 1996 | 12.3297 | 96
ComVint | SCESCnCZ10 | Ex | SCE | SCE | SCn | Multiple | CZ10 | Any | SCESCnCZ102003 | SCESCnCZ10 | 2003 | 16.8193 | 03
ComVint | SCESCnCZ10 | Ex | SCE | SCE | SCn | Multiple | CZ10 | Any | SCESCnCZ102007 | SCESCnCZ10 | 2007 | 11.1073 | 07
ComVint | SCESCnCZ10 | Ex | SCE | SCE | SCn | Multiple | CZ10 | Any | SCESCnCZ102011 | SCESCnCZ10 | 2011 | 11.1073 | 11
ComVint | SCESCnCZ10 | Ex | SCE | SCE | SCn | Multiple | CZ10 | Any | SCESCnCZ102014 | SCESCnCZ10 | 2014 | 5.5537 | 14
ComVint | SCESCnCZ11 | Ex | SCE | SCE | SCn | Multiple | CZ11 | Any | SCESCnCZ111975 | SCESCnCZ11 | 1975 | 0 | 75
ComVint | SCESCnCZ11 | Ex | SCE | SCE | SCn | Multiple | CZ11 | Any | SCESCnCZ111985 | SCESCnCZ11 | 1985 | 0 | 85
ComVint | SCESCnCZ11 | Ex | SCE | SCE | SCn | Multiple | CZ11 | Any | SCESCnCZ111996 | SCESCnCZ11 | 1996 | 0 | 96
ComVint | SCESCnCZ11 | Ex | SCE | SCE | SCn | Multiple | CZ11 | Any | SCESCnCZ112003 | SCESCnCZ11 | 2003 | 0 | 03
ComVint | SCESCnCZ11 | Ex | SCE | SCE | SCn | Multiple | CZ11 | Any | SCESCnCZ112007 | SCESCnCZ11 | 2007 | 0 | 07
ComVint | SCESCnCZ11 | Ex | SCE | SCE | SCn | Multiple | CZ11 | Any | SCESCnCZ112011 | SCESCnCZ11 | 2011 | 0 | 11
ComVint | SCESCnCZ11 | Ex | SCE | SCE | SCn | Multiple | CZ11 | Any | SCESCnCZ112014 | SCESCnCZ11 | 2014 | 0 | 14
ComVint | SCESCnCZ12 | Ex | SCE | SCE | SCn | Multiple | CZ12 | Any | SCESCnCZ121975 | SCESCnCZ12 | 1975 | 0 | 75
ComVint | SCESCnCZ12 | Ex | SCE | SCE | SCn | Multiple | CZ12 | Any | SCESCnCZ121985 | SCESCnCZ12 | 1985 | 0 | 85
ComVint | SCESCnCZ12 | Ex | SCE | SCE | SCn | Multiple | CZ12 | Any | SCESCnCZ121996 | SCESCnCZ12 | 1996 | 0 | 96
ComVint | SCESCnCZ12 | Ex | SCE | SCE | SCn | Multiple | CZ12 | Any | SCESCnCZ122003 | SCESCnCZ12 | 2003 | 0 | 03
ComVint | SCESCnCZ12 | Ex | SCE | SCE | SCn | Multiple | CZ12 | Any | SCESCnCZ122007 | SCESCnCZ12 | 2007 | 0 | 07
ComVint | SCESCnCZ12 | Ex | SCE | SCE | SCn | Multiple | CZ12 | Any | SCESCnCZ122011 | SCESCnCZ12 | 2011 | 0 | 11
ComVint | SCESCnCZ12 | Ex | SCE | SCE | SCn | Multiple | CZ12 | Any | SCESCnCZ122014 | SCESCnCZ12 | 2014 | 0 | 14
ComVint | SCESCnCZ13 | Ex | SCE | SCE | SCn | Multiple | CZ13 | Any | SCESCnCZ131975 | SCESCnCZ13 | 1975 | 0.5042 | 75
ComVint | SCESCnCZ13 | Ex | SCE | SCE | SCn | Multiple | CZ13 | Any | SCESCnCZ131985 | SCESCnCZ13 | 1985 | 0.89015 | 85
ComVint | SCESCnCZ13 | Ex | SCE | SCE | SCn | Multiple | CZ13 | Any | SCESCnCZ131996 | SCESCnCZ13 | 1996 | 0.9713 | 96
ComVint | SCESCnCZ13 | Ex | SCE | SCE | SCn | Multiple | CZ13 | Any | SCESCnCZ132003 | SCESCnCZ13 | 2003 | 0.55075 | 03
ComVint | SCESCnCZ13 | Ex | SCE | SCE | SCn | Multiple | CZ13 | Any | SCESCnCZ132007 | SCESCnCZ13 | 2007 | 0.376 | 07
ComVint | SCESCnCZ13 | Ex | SCE | SCE | SCn | Multiple | CZ13 | Any | SCESCnCZ132011 | SCESCnCZ13 | 2011 | 0.376 | 11
ComVint | SCESCnCZ13 | Ex | SCE | SCE | SCn | Multiple | CZ13 | Any | SCESCnCZ132014 | SCESCnCZ13 | 2014 | 0.188 | 14
ComVint | SCESCnCZ14 | Ex | SCE | SCE | SCn | Multiple | CZ14 | Any | SCESCnCZ141975 | SCESCnCZ14 | 1975 | 0.2396 | 75
ComVint | SCESCnCZ14 | Ex | SCE | SCE | SCn | Multiple | CZ14 | Any | SCESCnCZ141985 | SCESCnCZ14 | 1985 | 0.52165 | 85
ComVint | SCESCnCZ14 | Ex | SCE | SCE | SCn | Multiple | CZ14 | Any | SCESCnCZ141996 | SCESCnCZ14 | 1996 | 0.3173 | 96
ComVint | SCESCnCZ14 | Ex | SCE | SCE | SCn | Multiple | CZ14 | Any | SCESCnCZ142003 | SCESCnCZ14 | 2003 | 0.33715 | 03
ComVint | SCESCnCZ14 | Ex | SCE | SCE | SCn | Multiple | CZ14 | Any | SCESCnCZ142007 | SCESCnCZ14 | 2007 | 0.21515 | 07
ComVint | SCESCnCZ14 | Ex | SCE | SCE | SCn | Multiple | CZ14 | Any | SCESCnCZ142011 | SCESCnCZ14 | 2011 | 0.21515 | 11
ComVint | SCESCnCZ14 | Ex | SCE | SCE | SCn | Multiple | CZ14 | Any | SCESCnCZ142014 | SCESCnCZ14 | 2014 | 0.10758 | 14
ComVint | SCESCnCZ15 | Ex | SCE | SCE | SCn | Multiple | CZ15 | Any | SCESCnCZ151975 | SCESCnCZ15 | 1975 | 0.087 | 75
ComVint | SCESCnCZ15 | Ex | SCE | SCE | SCn | Multiple | CZ15 | Any | SCESCnCZ151985 | SCESCnCZ15 | 1985 | 0.4206 | 85
ComVint | SCESCnCZ15 | Ex | SCE | SCE | SCn | Multiple | CZ15 | Any | SCESCnCZ151996 | SCESCnCZ15 | 1996 | 0.2265 | 96
ComVint | SCESCnCZ15 | Ex | SCE | SCE | SCn | Multiple | CZ15 | Any | SCESCnCZ152003 | SCESCnCZ15 | 2003 | 0.309 | 03
ComVint | SCESCnCZ15 | Ex | SCE | SCE | SCn | Multiple | CZ15 | Any | SCESCnCZ152007 | SCESCnCZ15 | 2007 | 0.20405 | 07
ComVint | SCESCnCZ15 | Ex | SCE | SCE | SCn | Multiple | CZ15 | Any | SCESCnCZ152011 | SCESCnCZ15 | 2011 | 0.20405 | 11
ComVint | SCESCnCZ15 | Ex | SCE | SCE | SCn | Multiple | CZ15 | Any | SCESCnCZ152014 | SCESCnCZ15 | 2014 | 0.10203 | 14
ComVint | SCESCnCZ16 | Ex | SCE | SCE | SCn | Multiple | CZ16 | Any | SCESCnCZ161975 | SCESCnCZ16 | 1975 | 0.11085 | 75
ComVint | SCESCnCZ16 | Ex | SCE | SCE | SCn | Multiple | CZ16 | Any | SCESCnCZ161985 | SCESCnCZ16 | 1985 | 0.4273 | 85
ComVint | SCESCnCZ16 | Ex | SCE | SCE | SCn | Multiple | CZ16 | Any | SCESCnCZ161996 | SCESCnCZ16 | 1996 | 0.2511 | 96
ComVint | SCESCnCZ16 | Ex | SCE | SCE | SCn | Multiple | CZ16 | Any | SCESCnCZ162003 | SCESCnCZ16 | 2003 | 0.30635 | 03
ComVint | SCESCnCZ16 | Ex | SCE | SCE | SCn | Multiple | CZ16 | Any | SCESCnCZ162007 | SCESCnCZ16 | 2007 | 0.20215 | 07
ComVint | SCESCnCZ16 | Ex | SCE | SCE | SCn | Multiple | CZ16 | Any | SCESCnCZ162011 | SCESCnCZ16 | 2011 | 0.20215 | 11
ComVint | SCESCnCZ16 | Ex | SCE | SCE | SCn | Multiple | CZ16 | Any | SCESCnCZ162014 | SCESCnCZ16 | 2014 | 0.10107 | 14
ComVint | SCESUnCZ01 | Ex | SCE | SCE | SUn | Multiple | CZ01 | Any | SCESUnCZ011975 | SCESUnCZ01 | 1975 | 0 | 75
ComVint | SCESUnCZ01 | Ex | SCE | SCE | SUn | Multiple | CZ01 | Any | SCESUnCZ011985 | SCESUnCZ01 | 1985 | 0 | 85
ComVint | SCESUnCZ01 | Ex | SCE | SCE | SUn | Multiple | CZ01 | Any | SCESUnCZ011996 | SCESUnCZ01 | 1996 | 0 | 96
ComVint | SCESUnCZ01 | Ex | SCE | SCE | SUn | Multiple | CZ01 | Any | SCESUnCZ012003 | SCESUnCZ01 | 2003 | 0 | 03
ComVint | SCESUnCZ01 | Ex | SCE | SCE | SUn | Multiple | CZ01 | Any | SCESUnCZ012007 | SCESUnCZ01 | 2007 | 0 | 07
ComVint | SCESUnCZ01 | Ex | SCE | SCE | SUn | Multiple | CZ01 | Any | SCESUnCZ012011 | SCESUnCZ01 | 2011 | 0 | 11
ComVint | SCESUnCZ01 | Ex | SCE | SCE | SUn | Multiple | CZ01 | Any | SCESUnCZ012014 | SCESUnCZ01 | 2014 | 0 | 14
ComVint | SCESUnCZ02 | Ex | SCE | SCE | SUn | Multiple | CZ02 | Any | SCESUnCZ021975 | SCESUnCZ02 | 1975 | 0 | 75
ComVint | SCESUnCZ02 | Ex | SCE | SCE | SUn | Multiple | CZ02 | Any | SCESUnCZ021985 | SCESUnCZ02 | 1985 | 0 | 85
ComVint | SCESUnCZ02 | Ex | SCE | SCE | SUn | Multiple | CZ02 | Any | SCESUnCZ021996 | SCESUnCZ02 | 1996 | 0 | 96
ComVint | SCESUnCZ02 | Ex | SCE | SCE | SUn | Multiple | CZ02 | Any | SCESUnCZ022003 | SCESUnCZ02 | 2003 | 0 | 03
ComVint | SCESUnCZ02 | Ex | SCE | SCE | SUn | Multiple | CZ02 | Any | SCESUnCZ022007 | SCESUnCZ02 | 2007 | 0 | 07
ComVint | SCESUnCZ02 | Ex | SCE | SCE | SUn | Multiple | CZ02 | Any | SCESUnCZ022011 | SCESUnCZ02 | 2011 | 0 | 11
ComVint | SCESUnCZ02 | Ex | SCE | SCE | SUn | Multiple | CZ02 | Any | SCESUnCZ022014 | SCESUnCZ02 | 2014 | 0 | 14
ComVint | SCESUnCZ03 | Ex | SCE | SCE | SUn | Multiple | CZ03 | Any | SCESUnCZ031975 | SCESUnCZ03 | 1975 | 0 | 75
ComVint | SCESUnCZ03 | Ex | SCE | SCE | SUn | Multiple | CZ03 | Any | SCESUnCZ031985 | SCESUnCZ03 | 1985 | 0 | 85
ComVint | SCESUnCZ03 | Ex | SCE | SCE | SUn | Multiple | CZ03 | Any | SCESUnCZ031996 | SCESUnCZ03 | 1996 | 0 | 96
ComVint | SCESUnCZ03 | Ex | SCE | SCE | SUn | Multiple | CZ03 | Any | SCESUnCZ032003 | SCESUnCZ03 | 2003 | 0 | 03
ComVint | SCESUnCZ03 | Ex | SCE | SCE | SUn | Multiple | CZ03 | Any | SCESUnCZ032007 | SCESUnCZ03 | 2007 | 0 | 07
ComVint | SCESUnCZ03 | Ex | SCE | SCE | SUn | Multiple | CZ03 | Any | SCESUnCZ032011 | SCESUnCZ03 | 2011 | 0 | 11
ComVint | SCESUnCZ03 | Ex | SCE | SCE | SUn | Multiple | CZ03 | Any | SCESUnCZ032014 | SCESUnCZ03 | 2014 | 0 | 14
ComVint | SCESUnCZ04 | Ex | SCE | SCE | SUn | Multiple | CZ04 | Any | SCESUnCZ041975 | SCESUnCZ04 | 1975 | 0 | 75
ComVint | SCESUnCZ04 | Ex | SCE | SCE | SUn | Multiple | CZ04 | Any | SCESUnCZ041985 | SCESUnCZ04 | 1985 | 0 | 85
ComVint | SCESUnCZ04 | Ex | SCE | SCE | SUn | Multiple | CZ04 | Any | SCESUnCZ041996 | SCESUnCZ04 | 1996 | 0 | 96
ComVint | SCESUnCZ04 | Ex | SCE | SCE | SUn | Multiple | CZ04 | Any | SCESUnCZ042003 | SCESUnCZ04 | 2003 | 0 | 03
ComVint | SCESUnCZ04 | Ex | SCE | SCE | SUn | Multiple | CZ04 | Any | SCESUnCZ042007 | SCESUnCZ04 | 2007 | 0 | 07
ComVint | SCESUnCZ04 | Ex | SCE | SCE | SUn | Multiple | CZ04 | Any | SCESUnCZ042011 | SCESUnCZ04 | 2011 | 0 | 11
ComVint | SCESUnCZ04 | Ex | SCE | SCE | SUn | Multiple | CZ04 | Any | SCESUnCZ042014 | SCESUnCZ04 | 2014 | 0 | 14
ComVint | SCESUnCZ05 | Ex | SCE | SCE | SUn | Multiple | CZ05 | Any | SCESUnCZ051975 | SCESUnCZ05 | 1975 | 0.0141 | 75
ComVint | SCESUnCZ05 | Ex | SCE | SCE | SUn | Multiple | CZ05 | Any | SCESUnCZ051985 | SCESUnCZ05 | 1985 | 0.0099 | 85
ComVint | SCESUnCZ05 | Ex | SCE | SCE | SUn | Multiple | CZ05 | Any | SCESUnCZ051996 | SCESUnCZ05 | 1996 | 0.0047 | 96
ComVint | SCESUnCZ05 | Ex | SCE | SCE | SUn | Multiple | CZ05 | Any | SCESUnCZ052003 | SCESUnCZ05 | 2003 | 0.00265 | 03
ComVint | SCESUnCZ05 | Ex | SCE | SCE | SUn | Multiple | CZ05 | Any | SCESUnCZ052007 | SCESUnCZ05 | 2007 | 0.0013 | 07
ComVint | SCESUnCZ05 | Ex | SCE | SCE | SUn | Multiple | CZ05 | Any | SCESUnCZ052011 | SCESUnCZ05 | 2011 | 0.0013 | 11
ComVint | SCESUnCZ05 | Ex | SCE | SCE | SUn | Multiple | CZ05 | Any | SCESUnCZ052014 | SCESUnCZ05 | 2014 | 0.00065 | 14
ComVint | SCESUnCZ06 | Ex | SCE | SCE | SUn | Multiple | CZ06 | Any | SCESUnCZ061975 | SCESUnCZ06 | 1975 | 11.9123 | 75
ComVint | SCESUnCZ06 | Ex | SCE | SCE | SUn | Multiple | CZ06 | Any | SCESUnCZ061985 | SCESUnCZ06 | 1985 | 8.5066 | 85
ComVint | SCESUnCZ06 | Ex | SCE | SCE | SUn | Multiple | CZ06 | Any | SCESUnCZ061996 | SCESUnCZ06 | 1996 | 4.0153 | 96
ComVint | SCESUnCZ06 | Ex | SCE | SCE | SUn | Multiple | CZ06 | Any | SCESUnCZ062003 | SCESUnCZ06 | 2003 | 2.3948 | 03
ComVint | SCESUnCZ06 | Ex | SCE | SCE | SUn | Multiple | CZ06 | Any | SCESUnCZ062007 | SCESUnCZ06 | 2007 | 1.1548 | 07
ComVint | SCESUnCZ06 | Ex | SCE | SCE | SUn | Multiple | CZ06 | Any | SCESUnCZ062011 | SCESUnCZ06 | 2011 | 1.1548 | 11
ComVint | SCESUnCZ06 | Ex | SCE | SCE | SUn | Multiple | CZ06 | Any | SCESUnCZ062014 | SCESUnCZ06 | 2014 | 0.5774 | 14
ComVint | SCESUnCZ07 | Ex | SCE | SCE | SUn | Multiple | CZ07 | Any | SCESUnCZ071975 | SCESUnCZ07 | 1975 | 0 | 75
ComVint | SCESUnCZ07 | Ex | SCE | SCE | SUn | Multiple | CZ07 | Any | SCESUnCZ071985 | SCESUnCZ07 | 1985 | 0 | 85
ComVint | SCESUnCZ07 | Ex | SCE | SCE | SUn | Multiple | CZ07 | Any | SCESUnCZ071996 | SCESUnCZ07 | 1996 | 0 | 96
ComVint | SCESUnCZ07 | Ex | SCE | SCE | SUn | Multiple | CZ07 | Any | SCESUnCZ072003 | SCESUnCZ07 | 2003 | 0 | 03
ComVint | SCESUnCZ07 | Ex | SCE | SCE | SUn | Multiple | CZ07 | Any | SCESUnCZ072007 | SCESUnCZ07 | 2007 | 0 | 07
ComVint | SCESUnCZ07 | Ex | SCE | SCE | SUn | Multiple | CZ07 | Any | SCESUnCZ072011 | SCESUnCZ07 | 2011 | 0 | 11
ComVint | SCESUnCZ07 | Ex | SCE | SCE | SUn | Multiple | CZ07 | Any | SCESUnCZ072014 | SCESUnCZ07 | 2014 | 0 | 14
ComVint | SCESUnCZ08 | Ex | SCE | SCE | SUn | Multiple | CZ08 | Any | SCESUnCZ081975 | SCESUnCZ08 | 1975 | 36.2803 | 75
ComVint | SCESUnCZ08 | Ex | SCE | SCE | SUn | Multiple | CZ08 | Any | SCESUnCZ081985 | SCESUnCZ08 | 1985 | 25.6576 | 85
ComVint | SCESUnCZ08 | Ex | SCE | SCE | SUn | Multiple | CZ08 | Any | SCESUnCZ081996 | SCESUnCZ08 | 1996 | 12.1561 | 96
ComVint | SCESUnCZ08 | Ex | SCE | SCE | SUn | Multiple | CZ08 | Any | SCESUnCZ082003 | SCESUnCZ08 | 2003 | 7.0465 | 03
ComVint | SCESUnCZ08 | Ex | SCE | SCE | SUn | Multiple | CZ08 | Any | SCESUnCZ082007 | SCESUnCZ08 | 2007 | 3.4362 | 07
ComVint | SCESUnCZ08 | Ex | SCE | SCE | SUn | Multiple | CZ08 | Any | SCESUnCZ082011 | SCESUnCZ08 | 2011 | 3.4362 | 11
ComVint | SCESUnCZ08 | Ex | SCE | SCE | SUn | Multiple | CZ08 | Any | SCESUnCZ082014 | SCESUnCZ08 | 2014 | 1.7181 | 14
ComVint | SCESUnCZ09 | Ex | SCE | SCE | SUn | Multiple | CZ09 | Any | SCESUnCZ091975 | SCESUnCZ09 | 1975 | 8.6883 | 75
ComVint | SCESUnCZ09 | Ex | SCE | SCE | SUn | Multiple | CZ09 | Any | SCESUnCZ091985 | SCESUnCZ09 | 1985 | 6.8233 | 85
ComVint | SCESUnCZ09 | Ex | SCE | SCE | SUn | Multiple | CZ09 | Any | SCESUnCZ091996 | SCESUnCZ09 | 1996 | 3.1092 | 96
ComVint | SCESUnCZ09 | Ex | SCE | SCE | SUn | Multiple | CZ09 | Any | SCESUnCZ092003 | SCESUnCZ09 | 2003 | 2.3588 | 03
ComVint | SCESUnCZ09 | Ex | SCE | SCE | SUn | Multiple | CZ09 | Any | SCESUnCZ092007 | SCESUnCZ09 | 2007 | 1.0423 | 07
ComVint | SCESUnCZ09 | Ex | SCE | SCE | SUn | Multiple | CZ09 | Any | SCESUnCZ092011 | SCESUnCZ09 | 2011 | 1.0423 | 11
ComVint | SCESUnCZ09 | Ex | SCE | SCE | SUn | Multiple | CZ09 | Any | SCESUnCZ092014 | SCESUnCZ09 | 2014 | 0.52115 | 14
ComVint | SCESUnCZ10 | Ex | SCE | SCE | SUn | Multiple | CZ10 | Any | SCESUnCZ101975 | SCESUnCZ10 | 1975 | 4.7365 | 75
ComVint | SCESUnCZ10 | Ex | SCE | SCE | SUn | Multiple | CZ10 | Any | SCESUnCZ101985 | SCESUnCZ10 | 1985 | 22.8958 | 85
ComVint | SCESUnCZ10 | Ex | SCE | SCE | SUn | Multiple | CZ10 | Any | SCESUnCZ101996 | SCESUnCZ10 | 1996 | 12.3297 | 96
ComVint | SCESUnCZ10 | Ex | SCE | SCE | SUn | Multiple | CZ10 | Any | SCESUnCZ102003 | SCESUnCZ10 | 2003 | 16.8193 | 03
ComVint | SCESUnCZ10 | Ex | SCE | SCE | SUn | Multiple | CZ10 | Any | SCESUnCZ102007 | SCESUnCZ10 | 2007 | 11.1073 | 07
ComVint | SCESUnCZ10 | Ex | SCE | SCE | SUn | Multiple | CZ10 | Any | SCESUnCZ102011 | SCESUnCZ10 | 2011 | 11.1073 | 11
ComVint | SCESUnCZ10 | Ex | SCE | SCE | SUn | Multiple | CZ10 | Any | SCESUnCZ102014 | SCESUnCZ10 | 2014 | 5.5537 | 14
ComVint | SCESUnCZ11 | Ex | SCE | SCE | SUn | Multiple | CZ11 | Any | SCESUnCZ111975 | SCESUnCZ11 | 1975 | 0 | 75
ComVint | SCESUnCZ11 | Ex | SCE | SCE | SUn | Multiple | CZ11 | Any | SCESUnCZ111985 | SCESUnCZ11 | 1985 | 0 | 85
ComVint | SCESUnCZ11 | Ex | SCE | SCE | SUn | Multiple | CZ11 | Any | SCESUnCZ111996 | SCESUnCZ11 | 1996 | 0 | 96
ComVint | SCESUnCZ11 | Ex | SCE | SCE | SUn | Multiple | CZ11 | Any | SCESUnCZ112003 | SCESUnCZ11 | 2003 | 0 | 03
ComVint | SCESUnCZ11 | Ex | SCE | SCE | SUn | Multiple | CZ11 | Any | SCESUnCZ112007 | SCESUnCZ11 | 2007 | 0 | 07
ComVint | SCESUnCZ11 | Ex | SCE | SCE | SUn | Multiple | CZ11 | Any | SCESUnCZ112011 | SCESUnCZ11 | 2011 | 0 | 11
ComVint | SCESUnCZ11 | Ex | SCE | SCE | SUn | Multiple | CZ11 | Any | SCESUnCZ112014 | SCESUnCZ11 | 2014 | 0 | 14
ComVint | SCESUnCZ12 | Ex | SCE | SCE | SUn | Multiple | CZ12 | Any | SCESUnCZ121975 | SCESUnCZ12 | 1975 | 0 | 75
ComVint | SCESUnCZ12 | Ex | SCE | SCE | SUn | Multiple | CZ12 | Any | SCESUnCZ121985 | SCESUnCZ12 | 1985 | 0 | 85
ComVint | SCESUnCZ12 | Ex | SCE | SCE | SUn | Multiple | CZ12 | Any | SCESUnCZ121996 | SCESUnCZ12 | 1996 | 0 | 96
ComVint | SCESUnCZ12 | Ex | SCE | SCE | SUn | Multiple | CZ12 | Any | SCESUnCZ122003 | SCESUnCZ12 | 2003 | 0 | 03
ComVint | SCESUnCZ12 | Ex | SCE | SCE | SUn | Multiple | CZ12 | Any | SCESUnCZ122007 | SCESUnCZ12 | 2007 | 0 | 07
ComVint | SCESUnCZ12 | Ex | SCE | SCE | SUn | Multiple | CZ12 | Any | SCESUnCZ122011 | SCESUnCZ12 | 2011 | 0 | 11
ComVint | SCESUnCZ12 | Ex | SCE | SCE | SUn | Multiple | CZ12 | Any | SCESUnCZ122014 | SCESUnCZ12 | 2014 | 0 | 14
ComVint | SCESUnCZ13 | Ex | SCE | SCE | SUn | Multiple | CZ13 | Any | SCESUnCZ131975 | SCESUnCZ13 | 1975 | 0.5042 | 75
ComVint | SCESUnCZ13 | Ex | SCE | SCE | SUn | Multiple | CZ13 | Any | SCESUnCZ131985 | SCESUnCZ13 | 1985 | 0.89015 | 85
ComVint | SCESUnCZ13 | Ex | SCE | SCE | SUn | Multiple | CZ13 | Any | SCESUnCZ131996 | SCESUnCZ13 | 1996 | 0.9713 | 96
ComVint | SCESUnCZ13 | Ex | SCE | SCE | SUn | Multiple | CZ13 | Any | SCESUnCZ132003 | SCESUnCZ13 | 2003 | 0.55075 | 03
ComVint | SCESUnCZ13 | Ex | SCE | SCE | SUn | Multiple | CZ13 | Any | SCESUnCZ132007 | SCESUnCZ13 | 2007 | 0.376 | 07
ComVint | SCESUnCZ13 | Ex | SCE | SCE | SUn | Multiple | CZ13 | Any | SCESUnCZ132011 | SCESUnCZ13 | 2011 | 0.376 | 11
ComVint | SCESUnCZ13 | Ex | SCE | SCE | SUn | Multiple | CZ13 | Any | SCESUnCZ132014 | SCESUnCZ13 | 2014 | 0.188 | 14
ComVint | SCESUnCZ14 | Ex | SCE | SCE | SUn | Multiple | CZ14 | Any | SCESUnCZ141975 | SCESUnCZ14 | 1975 | 0.2396 | 75
ComVint | SCESUnCZ14 | Ex | SCE | SCE | SUn | Multiple | CZ14 | Any | SCESUnCZ141985 | SCESUnCZ14 | 1985 | 0.52165 | 85
ComVint | SCESUnCZ14 | Ex | SCE | SCE | SUn | Multiple | CZ14 | Any | SCESUnCZ141996 | SCESUnCZ14 | 1996 | 0.3173 | 96
ComVint | SCESUnCZ14 | Ex | SCE | SCE | SUn | Multiple | CZ14 | Any | SCESUnCZ142003 | SCESUnCZ14 | 2003 | 0.33715 | 03
ComVint | SCESUnCZ14 | Ex | SCE | SCE | SUn | Multiple | CZ14 | Any | SCESUnCZ142007 | SCESUnCZ14 | 2007 | 0.21515 | 07
ComVint | SCESUnCZ14 | Ex | SCE | SCE | SUn | Multiple | CZ14 | Any | SCESUnCZ142011 | SCESUnCZ14 | 2011 | 0.21515 | 11
ComVint | SCESUnCZ14 | Ex | SCE | SCE | SUn | Multiple | CZ14 | Any | SCESUnCZ142014 | SCESUnCZ14 | 2014 | 0.10758 | 14
ComVint | SCESUnCZ15 | Ex | SCE | SCE | SUn | Multiple | CZ15 | Any | SCESUnCZ151975 | SCESUnCZ15 | 1975 | 0.087 | 75
ComVint | SCESUnCZ15 | Ex | SCE | SCE | SUn | Multiple | CZ15 | Any | SCESUnCZ151985 | SCESUnCZ15 | 1985 | 0.4206 | 85
ComVint | SCESUnCZ15 | Ex | SCE | SCE | SUn | Multiple | CZ15 | Any | SCESUnCZ151996 | SCESUnCZ15 | 1996 | 0.2265 | 96
ComVint | SCESUnCZ15 | Ex | SCE | SCE | SUn | Multiple | CZ15 | Any | SCESUnCZ152003 | SCESUnCZ15 | 2003 | 0.309 | 03
ComVint | SCESUnCZ15 | Ex | SCE | SCE | SUn | Multiple | CZ15 | Any | SCESUnCZ152007 | SCESUnCZ15 | 2007 | 0.20405 | 07
ComVint | SCESUnCZ15 | Ex | SCE | SCE | SUn | Multiple | CZ15 | Any | SCESUnCZ152011 | SCESUnCZ15 | 2011 | 0.20405 | 11
ComVint | SCESUnCZ15 | Ex | SCE | SCE | SUn | Multiple | CZ15 | Any | SCESUnCZ152014 | SCESUnCZ15 | 2014 | 0.10203 | 14
ComVint | SCESUnCZ16 | Ex | SCE | SCE | SUn | Multiple | CZ16 | Any | SCESUnCZ161975 | SCESUnCZ16 | 1975 | 0.11085 | 75
ComVint | SCESUnCZ16 | Ex | SCE | SCE | SUn | Multiple | CZ16 | Any | SCESUnCZ161985 | SCESUnCZ16 | 1985 | 0.4273 | 85
ComVint | SCESUnCZ16 | Ex | SCE | SCE | SUn | Multiple | CZ16 | Any | SCESUnCZ161996 | SCESUnCZ16 | 1996 | 0.2511 | 96
ComVint | SCESUnCZ16 | Ex | SCE | SCE | SUn | Multiple | CZ16 | Any | SCESUnCZ162003 | SCESUnCZ16 | 2003 | 0.30635 | 03
ComVint | SCESUnCZ16 | Ex | SCE | SCE | SUn | Multiple | CZ16 | Any | SCESUnCZ162007 | SCESUnCZ16 | 2007 | 0.20215 | 07
ComVint | SCESUnCZ16 | Ex | SCE | SCE | SUn | Multiple | CZ16 | Any | SCESUnCZ162011 | SCESUnCZ16 | 2011 | 0.20215 | 11
ComVint | SCESUnCZ16 | Ex | SCE | SCE | SUn | Multiple | CZ16 | Any | SCESUnCZ162014 | SCESUnCZ16 | 2014 | 0.10107 | 14
ComVint | SCEWRfCZ01 | Ex | SCE | SCE | WRf | Multiple | CZ01 | Any | SCEWRfCZ011975 | SCEWRfCZ01 | 1975 | 0 | 75
ComVint | SCEWRfCZ01 | Ex | SCE | SCE | WRf | Multiple | CZ01 | Any | SCEWRfCZ011985 | SCEWRfCZ01 | 1985 | 0 | 85
ComVint | SCEWRfCZ01 | Ex | SCE | SCE | WRf | Multiple | CZ01 | Any | SCEWRfCZ011996 | SCEWRfCZ01 | 1996 | 0 | 96
ComVint | SCEWRfCZ01 | Ex | SCE | SCE | WRf | Multiple | CZ01 | Any | SCEWRfCZ012003 | SCEWRfCZ01 | 2003 | 0 | 03
ComVint | SCEWRfCZ01 | Ex | SCE | SCE | WRf | Multiple | CZ01 | Any | SCEWRfCZ012007 | SCEWRfCZ01 | 2007 | 0 | 07
ComVint | SCEWRfCZ01 | Ex | SCE | SCE | WRf | Multiple | CZ01 | Any | SCEWRfCZ012011 | SCEWRfCZ01 | 2011 | 0 | 11
ComVint | SCEWRfCZ01 | Ex | SCE | SCE | WRf | Multiple | CZ01 | Any | SCEWRfCZ012014 | SCEWRfCZ01 | 2014 | 0 | 14
ComVint | SCEWRfCZ02 | Ex | SCE | SCE | WRf | Multiple | CZ02 | Any | SCEWRfCZ021975 | SCEWRfCZ02 | 1975 | 0 | 75
ComVint | SCEWRfCZ02 | Ex | SCE | SCE | WRf | Multiple | CZ02 | Any | SCEWRfCZ021985 | SCEWRfCZ02 | 1985 | 0 | 85
ComVint | SCEWRfCZ02 | Ex | SCE | SCE | WRf | Multiple | CZ02 | Any | SCEWRfCZ021996 | SCEWRfCZ02 | 1996 | 0 | 96
ComVint | SCEWRfCZ02 | Ex | SCE | SCE | WRf | Multiple | CZ02 | Any | SCEWRfCZ022003 | SCEWRfCZ02 | 2003 | 0 | 03
ComVint | SCEWRfCZ02 | Ex | SCE | SCE | WRf | Multiple | CZ02 | Any | SCEWRfCZ022007 | SCEWRfCZ02 | 2007 | 0 | 07
ComVint | SCEWRfCZ02 | Ex | SCE | SCE | WRf | Multiple | CZ02 | Any | SCEWRfCZ022011 | SCEWRfCZ02 | 2011 | 0 | 11
ComVint | SCEWRfCZ02 | Ex | SCE | SCE | WRf | Multiple | CZ02 | Any | SCEWRfCZ022014 | SCEWRfCZ02 | 2014 | 0 | 14
ComVint | SCEWRfCZ03 | Ex | SCE | SCE | WRf | Multiple | CZ03 | Any | SCEWRfCZ031975 | SCEWRfCZ03 | 1975 | 0 | 75
ComVint | SCEWRfCZ03 | Ex | SCE | SCE | WRf | Multiple | CZ03 | Any | SCEWRfCZ031985 | SCEWRfCZ03 | 1985 | 0 | 85
ComVint | SCEWRfCZ03 | Ex | SCE | SCE | WRf | Multiple | CZ03 | Any | SCEWRfCZ031996 | SCEWRfCZ03 | 1996 | 0 | 96
ComVint | SCEWRfCZ03 | Ex | SCE | SCE | WRf | Multiple | CZ03 | Any | SCEWRfCZ032003 | SCEWRfCZ03 | 2003 | 0 | 03
ComVint | SCEWRfCZ03 | Ex | SCE | SCE | WRf | Multiple | CZ03 | Any | SCEWRfCZ032007 | SCEWRfCZ03 | 2007 | 0 | 07
ComVint | SCEWRfCZ03 | Ex | SCE | SCE | WRf | Multiple | CZ03 | Any | SCEWRfCZ032011 | SCEWRfCZ03 | 2011 | 0 | 11
ComVint | SCEWRfCZ03 | Ex | SCE | SCE | WRf | Multiple | CZ03 | Any | SCEWRfCZ032014 | SCEWRfCZ03 | 2014 | 0 | 14
ComVint | SCEWRfCZ04 | Ex | SCE | SCE | WRf | Multiple | CZ04 | Any | SCEWRfCZ041975 | SCEWRfCZ04 | 1975 | 0 | 75
ComVint | SCEWRfCZ04 | Ex | SCE | SCE | WRf | Multiple | CZ04 | Any | SCEWRfCZ041985 | SCEWRfCZ04 | 1985 | 0 | 85
ComVint | SCEWRfCZ04 | Ex | SCE | SCE | WRf | Multiple | CZ04 | Any | SCEWRfCZ041996 | SCEWRfCZ04 | 1996 | 0 | 96
ComVint | SCEWRfCZ04 | Ex | SCE | SCE | WRf | Multiple | CZ04 | Any | SCEWRfCZ042003 | SCEWRfCZ04 | 2003 | 0 | 03
ComVint | SCEWRfCZ04 | Ex | SCE | SCE | WRf | Multiple | CZ04 | Any | SCEWRfCZ042007 | SCEWRfCZ04 | 2007 | 0 | 07
ComVint | SCEWRfCZ04 | Ex | SCE | SCE | WRf | Multiple | CZ04 | Any | SCEWRfCZ042011 | SCEWRfCZ04 | 2011 | 0 | 11
ComVint | SCEWRfCZ04 | Ex | SCE | SCE | WRf | Multiple | CZ04 | Any | SCEWRfCZ042014 | SCEWRfCZ04 | 2014 | 0 | 14
ComVint | SCEWRfCZ05 | Ex | SCE | SCE | WRf | Multiple | CZ05 | Any | SCEWRfCZ051975 | SCEWRfCZ05 | 1975 | 0.0001 | 75
ComVint | SCEWRfCZ05 | Ex | SCE | SCE | WRf | Multiple | CZ05 | Any | SCEWRfCZ051985 | SCEWRfCZ05 | 1985 | 0.0001 | 85
ComVint | SCEWRfCZ05 | Ex | SCE | SCE | WRf | Multiple | CZ05 | Any | SCEWRfCZ051996 | SCEWRfCZ05 | 1996 | 0.0001 | 96
ComVint | SCEWRfCZ05 | Ex | SCE | SCE | WRf | Multiple | CZ05 | Any | SCEWRfCZ052003 | SCEWRfCZ05 | 2003 | 0.0001 | 03
ComVint | SCEWRfCZ05 | Ex | SCE | SCE | WRf | Multiple | CZ05 | Any | SCEWRfCZ052007 | SCEWRfCZ05 | 2007 | 0.0001 | 07
ComVint | SCEWRfCZ05 | Ex | SCE | SCE | WRf | Multiple | CZ05 | Any | SCEWRfCZ052011 | SCEWRfCZ05 | 2011 | 0.0001 | 11
ComVint | SCEWRfCZ05 | Ex | SCE | SCE | WRf | Multiple | CZ05 | Any | SCEWRfCZ052014 | SCEWRfCZ05 | 2014 | 5e-05 | 14
ComVint | SCEWRfCZ06 | Ex | SCE | SCE | WRf | Multiple | CZ06 | Any | SCEWRfCZ061975 | SCEWRfCZ06 | 1975 | 2.0235 | 75
ComVint | SCEWRfCZ06 | Ex | SCE | SCE | WRf | Multiple | CZ06 | Any | SCEWRfCZ061985 | SCEWRfCZ06 | 1985 | 0.87242 | 85
ComVint | SCEWRfCZ06 | Ex | SCE | SCE | WRf | Multiple | CZ06 | Any | SCEWRfCZ061996 | SCEWRfCZ06 | 1996 | 0.91049 | 96
ComVint | SCEWRfCZ06 | Ex | SCE | SCE | WRf | Multiple | CZ06 | Any | SCEWRfCZ062003 | SCEWRfCZ06 | 2003 | 0.34108 | 03
ComVint | SCEWRfCZ06 | Ex | SCE | SCE | WRf | Multiple | CZ06 | Any | SCEWRfCZ062007 | SCEWRfCZ06 | 2007 | 0.21323 | 07
ComVint | SCEWRfCZ06 | Ex | SCE | SCE | WRf | Multiple | CZ06 | Any | SCEWRfCZ062011 | SCEWRfCZ06 | 2011 | 0.21323 | 11
ComVint | SCEWRfCZ06 | Ex | SCE | SCE | WRf | Multiple | CZ06 | Any | SCEWRfCZ062014 | SCEWRfCZ06 | 2014 | 0.10662 | 14
ComVint | SCEWRfCZ07 | Ex | SCE | SCE | WRf | Multiple | CZ07 | Any | SCEWRfCZ071975 | SCEWRfCZ07 | 1975 | 0 | 75
ComVint | SCEWRfCZ07 | Ex | SCE | SCE | WRf | Multiple | CZ07 | Any | SCEWRfCZ071985 | SCEWRfCZ07 | 1985 | 0 | 85
ComVint | SCEWRfCZ07 | Ex | SCE | SCE | WRf | Multiple | CZ07 | Any | SCEWRfCZ071996 | SCEWRfCZ07 | 1996 | 0 | 96
ComVint | SCEWRfCZ07 | Ex | SCE | SCE | WRf | Multiple | CZ07 | Any | SCEWRfCZ072003 | SCEWRfCZ07 | 2003 | 0 | 03
ComVint | SCEWRfCZ07 | Ex | SCE | SCE | WRf | Multiple | CZ07 | Any | SCEWRfCZ072007 | SCEWRfCZ07 | 2007 | 0 | 07
ComVint | SCEWRfCZ07 | Ex | SCE | SCE | WRf | Multiple | CZ07 | Any | SCEWRfCZ072011 | SCEWRfCZ07 | 2011 | 0 | 11
ComVint | SCEWRfCZ07 | Ex | SCE | SCE | WRf | Multiple | CZ07 | Any | SCEWRfCZ072014 | SCEWRfCZ07 | 2014 | 0 | 14
ComVint | SCEWRfCZ08 | Ex | SCE | SCE | WRf | Multiple | CZ08 | Any | SCEWRfCZ081975 | SCEWRfCZ08 | 1975 | 2.6881 | 75
ComVint | SCEWRfCZ08 | Ex | SCE | SCE | WRf | Multiple | CZ08 | Any | SCEWRfCZ081985 | SCEWRfCZ08 | 1985 | 1.1625 | 85
ComVint | SCEWRfCZ08 | Ex | SCE | SCE | WRf | Multiple | CZ08 | Any | SCEWRfCZ081996 | SCEWRfCZ08 | 1996 | 1.2177 | 96
ComVint | SCEWRfCZ08 | Ex | SCE | SCE | WRf | Multiple | CZ08 | Any | SCEWRfCZ082003 | SCEWRfCZ08 | 2003 | 0.46009 | 03
ComVint | SCEWRfCZ08 | Ex | SCE | SCE | WRf | Multiple | CZ08 | Any | SCEWRfCZ082007 | SCEWRfCZ08 | 2007 | 0.28524 | 07
ComVint | SCEWRfCZ08 | Ex | SCE | SCE | WRf | Multiple | CZ08 | Any | SCEWRfCZ082011 | SCEWRfCZ08 | 2011 | 0.28524 | 11
ComVint | SCEWRfCZ08 | Ex | SCE | SCE | WRf | Multiple | CZ08 | Any | SCEWRfCZ082014 | SCEWRfCZ08 | 2014 | 0.14262 | 14
ComVint | SCEWRfCZ09 | Ex | SCE | SCE | WRf | Multiple | CZ09 | Any | SCEWRfCZ091975 | SCEWRfCZ09 | 1975 | 0.70279 | 75
ComVint | SCEWRfCZ09 | Ex | SCE | SCE | WRf | Multiple | CZ09 | Any | SCEWRfCZ091985 | SCEWRfCZ09 | 1985 | 0.33525 | 85
ComVint | SCEWRfCZ09 | Ex | SCE | SCE | WRf | Multiple | CZ09 | Any | SCEWRfCZ091996 | SCEWRfCZ09 | 1996 | 0.39077 | 96
ComVint | SCEWRfCZ09 | Ex | SCE | SCE | WRf | Multiple | CZ09 | Any | SCEWRfCZ092003 | SCEWRfCZ09 | 2003 | 0.1824 | 03
ComVint | SCEWRfCZ09 | Ex | SCE | SCE | WRf | Multiple | CZ09 | Any | SCEWRfCZ092007 | SCEWRfCZ09 | 2007 | 0.09214 | 07
ComVint | SCEWRfCZ09 | Ex | SCE | SCE | WRf | Multiple | CZ09 | Any | SCEWRfCZ092011 | SCEWRfCZ09 | 2011 | 0.09214 | 11
ComVint | SCEWRfCZ09 | Ex | SCE | SCE | WRf | Multiple | CZ09 | Any | SCEWRfCZ092014 | SCEWRfCZ09 | 2014 | 0.04607 | 14
ComVint | SCEWRfCZ10 | Ex | SCE | SCE | WRf | Multiple | CZ10 | Any | SCEWRfCZ101975 | SCEWRfCZ10 | 1975 | 0.58133 | 75
ComVint | SCEWRfCZ10 | Ex | SCE | SCE | WRf | Multiple | CZ10 | Any | SCEWRfCZ101985 | SCEWRfCZ10 | 1985 | 0.48234 | 85
ComVint | SCEWRfCZ10 | Ex | SCE | SCE | WRf | Multiple | CZ10 | Any | SCEWRfCZ101996 | SCEWRfCZ10 | 1996 | 1.763 | 96
ComVint | SCEWRfCZ10 | Ex | SCE | SCE | WRf | Multiple | CZ10 | Any | SCEWRfCZ102003 | SCEWRfCZ10 | 2003 | 0.23131 | 03
ComVint | SCEWRfCZ10 | Ex | SCE | SCE | WRf | Multiple | CZ10 | Any | SCEWRfCZ102007 | SCEWRfCZ10 | 2007 | 0.21974 | 07
ComVint | SCEWRfCZ10 | Ex | SCE | SCE | WRf | Multiple | CZ10 | Any | SCEWRfCZ102011 | SCEWRfCZ10 | 2011 | 0.21974 | 11
ComVint | SCEWRfCZ10 | Ex | SCE | SCE | WRf | Multiple | CZ10 | Any | SCEWRfCZ102014 | SCEWRfCZ10 | 2014 | 0.10987 | 14
ComVint | SCEWRfCZ11 | Ex | SCE | SCE | WRf | Multiple | CZ11 | Any | SCEWRfCZ111975 | SCEWRfCZ11 | 1975 | 0 | 75
ComVint | SCEWRfCZ11 | Ex | SCE | SCE | WRf | Multiple | CZ11 | Any | SCEWRfCZ111985 | SCEWRfCZ11 | 1985 | 0 | 85
ComVint | SCEWRfCZ11 | Ex | SCE | SCE | WRf | Multiple | CZ11 | Any | SCEWRfCZ111996 | SCEWRfCZ11 | 1996 | 0 | 96
ComVint | SCEWRfCZ11 | Ex | SCE | SCE | WRf | Multiple | CZ11 | Any | SCEWRfCZ112003 | SCEWRfCZ11 | 2003 | 0 | 03
ComVint | SCEWRfCZ11 | Ex | SCE | SCE | WRf | Multiple | CZ11 | Any | SCEWRfCZ112007 | SCEWRfCZ11 | 2007 | 0 | 07
ComVint | SCEWRfCZ11 | Ex | SCE | SCE | WRf | Multiple | CZ11 | Any | SCEWRfCZ112011 | SCEWRfCZ11 | 2011 | 0 | 11
ComVint | SCEWRfCZ11 | Ex | SCE | SCE | WRf | Multiple | CZ11 | Any | SCEWRfCZ112014 | SCEWRfCZ11 | 2014 | 0 | 14
ComVint | SCEWRfCZ12 | Ex | SCE | SCE | WRf | Multiple | CZ12 | Any | SCEWRfCZ121975 | SCEWRfCZ12 | 1975 | 0 | 75
ComVint | SCEWRfCZ12 | Ex | SCE | SCE | WRf | Multiple | CZ12 | Any | SCEWRfCZ121985 | SCEWRfCZ12 | 1985 | 0 | 85
ComVint | SCEWRfCZ12 | Ex | SCE | SCE | WRf | Multiple | CZ12 | Any | SCEWRfCZ121996 | SCEWRfCZ12 | 1996 | 0 | 96
ComVint | SCEWRfCZ12 | Ex | SCE | SCE | WRf | Multiple | CZ12 | Any | SCEWRfCZ122003 | SCEWRfCZ12 | 2003 | 0 | 03
ComVint | SCEWRfCZ12 | Ex | SCE | SCE | WRf | Multiple | CZ12 | Any | SCEWRfCZ122007 | SCEWRfCZ12 | 2007 | 0 | 07
ComVint | SCEWRfCZ12 | Ex | SCE | SCE | WRf | Multiple | CZ12 | Any | SCEWRfCZ122011 | SCEWRfCZ12 | 2011 | 0 | 11
ComVint | SCEWRfCZ12 | Ex | SCE | SCE | WRf | Multiple | CZ12 | Any | SCEWRfCZ122014 | SCEWRfCZ12 | 2014 | 0 | 14
ComVint | SCEWRfCZ13 | Ex | SCE | SCE | WRf | Multiple | CZ13 | Any | SCEWRfCZ131975 | SCEWRfCZ13 | 1975 | 0.23182 | 75
ComVint | SCEWRfCZ13 | Ex | SCE | SCE | WRf | Multiple | CZ13 | Any | SCEWRfCZ131985 | SCEWRfCZ13 | 1985 | 1.2945 | 85
ComVint | SCEWRfCZ13 | Ex | SCE | SCE | WRf | Multiple | CZ13 | Any | SCEWRfCZ131996 | SCEWRfCZ13 | 1996 | 0.76723 | 96
ComVint | SCEWRfCZ13 | Ex | SCE | SCE | WRf | Multiple | CZ13 | Any | SCEWRfCZ132003 | SCEWRfCZ13 | 2003 | 0.21091 | 03
ComVint | SCEWRfCZ13 | Ex | SCE | SCE | WRf | Multiple | CZ13 | Any | SCEWRfCZ132007 | SCEWRfCZ13 | 2007 | 0.29843 | 07
ComVint | SCEWRfCZ13 | Ex | SCE | SCE | WRf | Multiple | CZ13 | Any | SCEWRfCZ132011 | SCEWRfCZ13 | 2011 | 0.29843 | 11
ComVint | SCEWRfCZ13 | Ex | SCE | SCE | WRf | Multiple | CZ13 | Any | SCEWRfCZ132014 | SCEWRfCZ13 | 2014 | 0.14921 | 14
ComVint | SCEWRfCZ14 | Ex | SCE | SCE | WRf | Multiple | CZ14 | Any | SCEWRfCZ141975 | SCEWRfCZ14 | 1975 | 0.00927 | 75
ComVint | SCEWRfCZ14 | Ex | SCE | SCE | WRf | Multiple | CZ14 | Any | SCEWRfCZ141985 | SCEWRfCZ14 | 1985 | 0.00684 | 85
ComVint | SCEWRfCZ14 | Ex | SCE | SCE | WRf | Multiple | CZ14 | Any | SCEWRfCZ141996 | SCEWRfCZ14 | 1996 | 0.02197 | 96
ComVint | SCEWRfCZ14 | Ex | SCE | SCE | WRf | Multiple | CZ14 | Any | SCEWRfCZ142003 | SCEWRfCZ14 | 2003 | 0.00341 | 03
ComVint | SCEWRfCZ14 | Ex | SCE | SCE | WRf | Multiple | CZ14 | Any | SCEWRfCZ142007 | SCEWRfCZ14 | 2007 | 0.0029 | 07
ComVint | SCEWRfCZ14 | Ex | SCE | SCE | WRf | Multiple | CZ14 | Any | SCEWRfCZ142011 | SCEWRfCZ14 | 2011 | 0.0029 | 11
ComVint | SCEWRfCZ14 | Ex | SCE | SCE | WRf | Multiple | CZ14 | Any | SCEWRfCZ142014 | SCEWRfCZ14 | 2014 | 0.00145 | 14
ComVint | SCEWRfCZ15 | Ex | SCE | SCE | WRf | Multiple | CZ15 | Any | SCEWRfCZ151975 | SCEWRfCZ15 | 1975 | 0.03774 | 75
ComVint | SCEWRfCZ15 | Ex | SCE | SCE | WRf | Multiple | CZ15 | Any | SCEWRfCZ151985 | SCEWRfCZ15 | 1985 | 0.03131 | 85
ComVint | SCEWRfCZ15 | Ex | SCE | SCE | WRf | Multiple | CZ15 | Any | SCEWRfCZ151996 | SCEWRfCZ15 | 1996 | 0.11445 | 96
ComVint | SCEWRfCZ15 | Ex | SCE | SCE | WRf | Multiple | CZ15 | Any | SCEWRfCZ152003 | SCEWRfCZ15 | 2003 | 0.01502 | 03
ComVint | SCEWRfCZ15 | Ex | SCE | SCE | WRf | Multiple | CZ15 | Any | SCEWRfCZ152007 | SCEWRfCZ15 | 2007 | 0.01426 | 07
ComVint | SCEWRfCZ15 | Ex | SCE | SCE | WRf | Multiple | CZ15 | Any | SCEWRfCZ152011 | SCEWRfCZ15 | 2011 | 0.01426 | 11
ComVint | SCEWRfCZ15 | Ex | SCE | SCE | WRf | Multiple | CZ15 | Any | SCEWRfCZ152014 | SCEWRfCZ15 | 2014 | 0.00713 | 14
ComVint | SCEWRfCZ16 | Ex | SCE | SCE | WRf | Multiple | CZ16 | Any | SCEWRfCZ161975 | SCEWRfCZ16 | 1975 | 0.00589 | 75
ComVint | SCEWRfCZ16 | Ex | SCE | SCE | WRf | Multiple | CZ16 | Any | SCEWRfCZ161985 | SCEWRfCZ16 | 1985 | 0.02625 | 85
ComVint | SCEWRfCZ16 | Ex | SCE | SCE | WRf | Multiple | CZ16 | Any | SCEWRfCZ161996 | SCEWRfCZ16 | 1996 | 0.01594 | 96
ComVint | SCEWRfCZ16 | Ex | SCE | SCE | WRf | Multiple | CZ16 | Any | SCEWRfCZ162003 | SCEWRfCZ16 | 2003 | 0.00454 | 03
ComVint | SCEWRfCZ16 | Ex | SCE | SCE | WRf | Multiple | CZ16 | Any | SCEWRfCZ162007 | SCEWRfCZ16 | 2007 | 0.00608 | 07
ComVint | SCEWRfCZ16 | Ex | SCE | SCE | WRf | Multiple | CZ16 | Any | SCEWRfCZ162011 | SCEWRfCZ16 | 2011 | 0.00608 | 11
ComVint | SCEWRfCZ16 | Ex | SCE | SCE | WRf | Multiple | CZ16 | Any | SCEWRfCZ162014 | SCEWRfCZ16 | 2014 | 0.00304 | 14
ComVint | SCGAsmCZ01 | Ex | SCG | SCG | Asm | Multiple | CZ01 | Any | SCGAsmCZ011975 | SCGAsmCZ01 | 1975 | 0 | 75
ComVint | SCGAsmCZ01 | Ex | SCG | SCG | Asm | Multiple | CZ01 | Any | SCGAsmCZ011985 | SCGAsmCZ01 | 1985 | 0 | 85
ComVint | SCGAsmCZ01 | Ex | SCG | SCG | Asm | Multiple | CZ01 | Any | SCGAsmCZ011996 | SCGAsmCZ01 | 1996 | 0 | 96
ComVint | SCGAsmCZ01 | Ex | SCG | SCG | Asm | Multiple | CZ01 | Any | SCGAsmCZ012003 | SCGAsmCZ01 | 2003 | 0 | 03
ComVint | SCGAsmCZ01 | Ex | SCG | SCG | Asm | Multiple | CZ01 | Any | SCGAsmCZ012007 | SCGAsmCZ01 | 2007 | 0 | 07
ComVint | SCGAsmCZ01 | Ex | SCG | SCG | Asm | Multiple | CZ01 | Any | SCGAsmCZ012011 | SCGAsmCZ01 | 2011 | 0 | 11
ComVint | SCGAsmCZ01 | Ex | SCG | SCG | Asm | Multiple | CZ01 | Any | SCGAsmCZ012014 | SCGAsmCZ01 | 2014 | 0 | 14
ComVint | SCGAsmCZ02 | Ex | SCG | SCG | Asm | Multiple | CZ02 | Any | SCGAsmCZ021975 | SCGAsmCZ02 | 1975 | 0 | 75
ComVint | SCGAsmCZ02 | Ex | SCG | SCG | Asm | Multiple | CZ02 | Any | SCGAsmCZ021985 | SCGAsmCZ02 | 1985 | 0 | 85
ComVint | SCGAsmCZ02 | Ex | SCG | SCG | Asm | Multiple | CZ02 | Any | SCGAsmCZ021996 | SCGAsmCZ02 | 1996 | 0 | 96
ComVint | SCGAsmCZ02 | Ex | SCG | SCG | Asm | Multiple | CZ02 | Any | SCGAsmCZ022003 | SCGAsmCZ02 | 2003 | 0 | 03
ComVint | SCGAsmCZ02 | Ex | SCG | SCG | Asm | Multiple | CZ02 | Any | SCGAsmCZ022007 | SCGAsmCZ02 | 2007 | 0 | 07
ComVint | SCGAsmCZ02 | Ex | SCG | SCG | Asm | Multiple | CZ02 | Any | SCGAsmCZ022011 | SCGAsmCZ02 | 2011 | 0 | 11
ComVint | SCGAsmCZ02 | Ex | SCG | SCG | Asm | Multiple | CZ02 | Any | SCGAsmCZ022014 | SCGAsmCZ02 | 2014 | 0 | 14
ComVint | SCGAsmCZ03 | Ex | SCG | SCG | Asm | Multiple | CZ03 | Any | SCGAsmCZ031975 | SCGAsmCZ03 | 1975 | 0 | 75
ComVint | SCGAsmCZ03 | Ex | SCG | SCG | Asm | Multiple | CZ03 | Any | SCGAsmCZ031985 | SCGAsmCZ03 | 1985 | 0 | 85
ComVint | SCGAsmCZ03 | Ex | SCG | SCG | Asm | Multiple | CZ03 | Any | SCGAsmCZ031996 | SCGAsmCZ03 | 1996 | 0 | 96
ComVint | SCGAsmCZ03 | Ex | SCG | SCG | Asm | Multiple | CZ03 | Any | SCGAsmCZ032003 | SCGAsmCZ03 | 2003 | 0 | 03
ComVint | SCGAsmCZ03 | Ex | SCG | SCG | Asm | Multiple | CZ03 | Any | SCGAsmCZ032007 | SCGAsmCZ03 | 2007 | 0 | 07
ComVint | SCGAsmCZ03 | Ex | SCG | SCG | Asm | Multiple | CZ03 | Any | SCGAsmCZ032011 | SCGAsmCZ03 | 2011 | 0 | 11
ComVint | SCGAsmCZ03 | Ex | SCG | SCG | Asm | Multiple | CZ03 | Any | SCGAsmCZ032014 | SCGAsmCZ03 | 2014 | 0 | 14
ComVint | SCGAsmCZ04 | Ex | SCG | SCG | Asm | Multiple | CZ04 | Any | SCGAsmCZ041975 | SCGAsmCZ04 | 1975 | 0 | 75
ComVint | SCGAsmCZ04 | Ex | SCG | SCG | Asm | Multiple | CZ04 | Any | SCGAsmCZ041985 | SCGAsmCZ04 | 1985 | 0 | 85
ComVint | SCGAsmCZ04 | Ex | SCG | SCG | Asm | Multiple | CZ04 | Any | SCGAsmCZ041996 | SCGAsmCZ04 | 1996 | 0 | 96
ComVint | SCGAsmCZ04 | Ex | SCG | SCG | Asm | Multiple | CZ04 | Any | SCGAsmCZ042003 | SCGAsmCZ04 | 2003 | 0 | 03
ComVint | SCGAsmCZ04 | Ex | SCG | SCG | Asm | Multiple | CZ04 | Any | SCGAsmCZ042007 | SCGAsmCZ04 | 2007 | 0 | 07
ComVint | SCGAsmCZ04 | Ex | SCG | SCG | Asm | Multiple | CZ04 | Any | SCGAsmCZ042011 | SCGAsmCZ04 | 2011 | 0 | 11
ComVint | SCGAsmCZ04 | Ex | SCG | SCG | Asm | Multiple | CZ04 | Any | SCGAsmCZ042014 | SCGAsmCZ04 | 2014 | 0 | 14
ComVint | SCGAsmCZ05 | Ex | SCG | SCG | Asm | Multiple | CZ05 | Any | SCGAsmCZ051975 | SCGAsmCZ05 | 1975 | 0.21597 | 75
ComVint | SCGAsmCZ05 | Ex | SCG | SCG | Asm | Multiple | CZ05 | Any | SCGAsmCZ051985 | SCGAsmCZ05 | 1985 | 0.11523 | 85
ComVint | SCGAsmCZ05 | Ex | SCG | SCG | Asm | Multiple | CZ05 | Any | SCGAsmCZ051996 | SCGAsmCZ05 | 1996 | 0.055633 | 96
ComVint | SCGAsmCZ05 | Ex | SCG | SCG | Asm | Multiple | CZ05 | Any | SCGAsmCZ052003 | SCGAsmCZ05 | 2003 | 0.027467 | 03
ComVint | SCGAsmCZ05 | Ex | SCG | SCG | Asm | Multiple | CZ05 | Any | SCGAsmCZ052007 | SCGAsmCZ05 | 2007 | 0.017567 | 07
ComVint | SCGAsmCZ05 | Ex | SCG | SCG | Asm | Multiple | CZ05 | Any | SCGAsmCZ052011 | SCGAsmCZ05 | 2011 | 0.017567 | 11
ComVint | SCGAsmCZ05 | Ex | SCG | SCG | Asm | Multiple | CZ05 | Any | SCGAsmCZ052014 | SCGAsmCZ05 | 2014 | 0.0087833 | 14
ComVint | SCGAsmCZ06 | Ex | SCG | SCG | Asm | Multiple | CZ06 | Any | SCGAsmCZ061975 | SCGAsmCZ06 | 1975 | 19.9316 | 75
ComVint | SCGAsmCZ06 | Ex | SCG | SCG | Asm | Multiple | CZ06 | Any | SCGAsmCZ061985 | SCGAsmCZ06 | 1985 | 10.4158 | 85
ComVint | SCGAsmCZ06 | Ex | SCG | SCG | Asm | Multiple | CZ06 | Any | SCGAsmCZ061996 | SCGAsmCZ06 | 1996 | 5.1773 | 96
ComVint | SCGAsmCZ06 | Ex | SCG | SCG | Asm | Multiple | CZ06 | Any | SCGAsmCZ062003 | SCGAsmCZ06 | 2003 | 2.5458 | 03
ComVint | SCGAsmCZ06 | Ex | SCG | SCG | Asm | Multiple | CZ06 | Any | SCGAsmCZ062007 | SCGAsmCZ06 | 2007 | 1.5975 | 07
ComVint | SCGAsmCZ06 | Ex | SCG | SCG | Asm | Multiple | CZ06 | Any | SCGAsmCZ062011 | SCGAsmCZ06 | 2011 | 1.5975 | 11
ComVint | SCGAsmCZ06 | Ex | SCG | SCG | Asm | Multiple | CZ06 | Any | SCGAsmCZ062014 | SCGAsmCZ06 | 2014 | 0.79877 | 14
ComVint | SCGAsmCZ07 | Ex | SCG | SCG | Asm | Multiple | CZ07 | Any | SCGAsmCZ071975 | SCGAsmCZ07 | 1975 | 0 | 75
ComVint | SCGAsmCZ07 | Ex | SCG | SCG | Asm | Multiple | CZ07 | Any | SCGAsmCZ071985 | SCGAsmCZ07 | 1985 | 0 | 85
ComVint | SCGAsmCZ07 | Ex | SCG | SCG | Asm | Multiple | CZ07 | Any | SCGAsmCZ071996 | SCGAsmCZ07 | 1996 | 0 | 96
ComVint | SCGAsmCZ07 | Ex | SCG | SCG | Asm | Multiple | CZ07 | Any | SCGAsmCZ072003 | SCGAsmCZ07 | 2003 | 0 | 03
ComVint | SCGAsmCZ07 | Ex | SCG | SCG | Asm | Multiple | CZ07 | Any | SCGAsmCZ072007 | SCGAsmCZ07 | 2007 | 0 | 07
ComVint | SCGAsmCZ07 | Ex | SCG | SCG | Asm | Multiple | CZ07 | Any | SCGAsmCZ072011 | SCGAsmCZ07 | 2011 | 0 | 11
ComVint | SCGAsmCZ07 | Ex | SCG | SCG | Asm | Multiple | CZ07 | Any | SCGAsmCZ072014 | SCGAsmCZ07 | 2014 | 0 | 14
ComVint | SCGAsmCZ08 | Ex | SCG | SCG | Asm | Multiple | CZ08 | Any | SCGAsmCZ081975 | SCGAsmCZ08 | 1975 | 30.0703 | 75
ComVint | SCGAsmCZ08 | Ex | SCG | SCG | Asm | Multiple | CZ08 | Any | SCGAsmCZ081985 | SCGAsmCZ08 | 1985 | 15.5943 | 85
ComVint | SCGAsmCZ08 | Ex | SCG | SCG | Asm | Multiple | CZ08 | Any | SCGAsmCZ081996 | SCGAsmCZ08 | 1996 | 7.8347 | 96
ComVint | SCGAsmCZ08 | Ex | SCG | SCG | Asm | Multiple | CZ08 | Any | SCGAsmCZ082003 | SCGAsmCZ08 | 2003 | 3.8499 | 03
ComVint | SCGAsmCZ08 | Ex | SCG | SCG | Asm | Multiple | CZ08 | Any | SCGAsmCZ082007 | SCGAsmCZ08 | 2007 | 2.3968 | 07
ComVint | SCGAsmCZ08 | Ex | SCG | SCG | Asm | Multiple | CZ08 | Any | SCGAsmCZ082011 | SCGAsmCZ08 | 2011 | 2.3968 | 11
ComVint | SCGAsmCZ08 | Ex | SCG | SCG | Asm | Multiple | CZ08 | Any | SCGAsmCZ082014 | SCGAsmCZ08 | 2014 | 1.1984 | 14
ComVint | SCGAsmCZ09 | Ex | SCG | SCG | Asm | Multiple | CZ09 | Any | SCGAsmCZ091975 | SCGAsmCZ09 | 1975 | 25.899 | 75
ComVint | SCGAsmCZ09 | Ex | SCG | SCG | Asm | Multiple | CZ09 | Any | SCGAsmCZ091985 | SCGAsmCZ09 | 1985 | 12.4097 | 85
ComVint | SCGAsmCZ09 | Ex | SCG | SCG | Asm | Multiple | CZ09 | Any | SCGAsmCZ091996 | SCGAsmCZ09 | 1996 | 7.2907 | 96
ComVint | SCGAsmCZ09 | Ex | SCG | SCG | Asm | Multiple | CZ09 | Any | SCGAsmCZ092003 | SCGAsmCZ09 | 2003 | 3.5281 | 03
ComVint | SCGAsmCZ09 | Ex | SCG | SCG | Asm | Multiple | CZ09 | Any | SCGAsmCZ092007 | SCGAsmCZ09 | 2007 | 1.99 | 07
ComVint | SCGAsmCZ09 | Ex | SCG | SCG | Asm | Multiple | CZ09 | Any | SCGAsmCZ092011 | SCGAsmCZ09 | 2011 | 1.99 | 11
ComVint | SCGAsmCZ09 | Ex | SCG | SCG | Asm | Multiple | CZ09 | Any | SCGAsmCZ092014 | SCGAsmCZ09 | 2014 | 0.995 | 14
ComVint | SCGAsmCZ10 | Ex | SCG | SCG | Asm | Multiple | CZ10 | Any | SCGAsmCZ101975 | SCGAsmCZ10 | 1975 | 3.9942 | 75
ComVint | SCGAsmCZ10 | Ex | SCG | SCG | Asm | Multiple | CZ10 | Any | SCGAsmCZ101985 | SCGAsmCZ10 | 1985 | 9.3056 | 85
ComVint | SCGAsmCZ10 | Ex | SCG | SCG | Asm | Multiple | CZ10 | Any | SCGAsmCZ101996 | SCGAsmCZ10 | 1996 | 5.6663 | 96
ComVint | SCGAsmCZ10 | Ex | SCG | SCG | Asm | Multiple | CZ10 | Any | SCGAsmCZ102003 | SCGAsmCZ10 | 2003 | 5.2879 | 03
ComVint | SCGAsmCZ10 | Ex | SCG | SCG | Asm | Multiple | CZ10 | Any | SCGAsmCZ102007 | SCGAsmCZ10 | 2007 | 2.9381 | 07
ComVint | SCGAsmCZ10 | Ex | SCG | SCG | Asm | Multiple | CZ10 | Any | SCGAsmCZ102011 | SCGAsmCZ10 | 2011 | 2.9381 | 11
ComVint | SCGAsmCZ10 | Ex | SCG | SCG | Asm | Multiple | CZ10 | Any | SCGAsmCZ102014 | SCGAsmCZ10 | 2014 | 1.469 | 14
ComVint | SCGAsmCZ11 | Ex | SCG | SCG | Asm | Multiple | CZ11 | Any | SCGAsmCZ111975 | SCGAsmCZ11 | 1975 | 0 | 75
ComVint | SCGAsmCZ11 | Ex | SCG | SCG | Asm | Multiple | CZ11 | Any | SCGAsmCZ111985 | SCGAsmCZ11 | 1985 | 0 | 85
ComVint | SCGAsmCZ11 | Ex | SCG | SCG | Asm | Multiple | CZ11 | Any | SCGAsmCZ111996 | SCGAsmCZ11 | 1996 | 0 | 96
ComVint | SCGAsmCZ11 | Ex | SCG | SCG | Asm | Multiple | CZ11 | Any | SCGAsmCZ112003 | SCGAsmCZ11 | 2003 | 0 | 03
ComVint | SCGAsmCZ11 | Ex | SCG | SCG | Asm | Multiple | CZ11 | Any | SCGAsmCZ112007 | SCGAsmCZ11 | 2007 | 0 | 07
ComVint | SCGAsmCZ11 | Ex | SCG | SCG | Asm | Multiple | CZ11 | Any | SCGAsmCZ112011 | SCGAsmCZ11 | 2011 | 0 | 11
ComVint | SCGAsmCZ11 | Ex | SCG | SCG | Asm | Multiple | CZ11 | Any | SCGAsmCZ112014 | SCGAsmCZ11 | 2014 | 0 | 14
ComVint | SCGAsmCZ12 | Ex | SCG | SCG | Asm | Multiple | CZ12 | Any | SCGAsmCZ121975 | SCGAsmCZ12 | 1975 | 0 | 75
ComVint | SCGAsmCZ12 | Ex | SCG | SCG | Asm | Multiple | CZ12 | Any | SCGAsmCZ121985 | SCGAsmCZ12 | 1985 | 0 | 85
ComVint | SCGAsmCZ12 | Ex | SCG | SCG | Asm | Multiple | CZ12 | Any | SCGAsmCZ121996 | SCGAsmCZ12 | 1996 | 0 | 96
ComVint | SCGAsmCZ12 | Ex | SCG | SCG | Asm | Multiple | CZ12 | Any | SCGAsmCZ122003 | SCGAsmCZ12 | 2003 | 0 | 03
ComVint | SCGAsmCZ12 | Ex | SCG | SCG | Asm | Multiple | CZ12 | Any | SCGAsmCZ122007 | SCGAsmCZ12 | 2007 | 0 | 07
ComVint | SCGAsmCZ12 | Ex | SCG | SCG | Asm | Multiple | CZ12 | Any | SCGAsmCZ122011 | SCGAsmCZ12 | 2011 | 0 | 11
ComVint | SCGAsmCZ12 | Ex | SCG | SCG | Asm | Multiple | CZ12 | Any | SCGAsmCZ122014 | SCGAsmCZ12 | 2014 | 0 | 14
ComVint | SCGAsmCZ13 | Ex | SCG | SCG | Asm | Multiple | CZ13 | Any | SCGAsmCZ131975 | SCGAsmCZ13 | 1975 | 0.8993 | 75
ComVint | SCGAsmCZ13 | Ex | SCG | SCG | Asm | Multiple | CZ13 | Any | SCGAsmCZ131985 | SCGAsmCZ13 | 1985 | 1.0845 | 85
ComVint | SCGAsmCZ13 | Ex | SCG | SCG | Asm | Multiple | CZ13 | Any | SCGAsmCZ131996 | SCGAsmCZ13 | 1996 | 0.90283 | 96
ComVint | SCGAsmCZ13 | Ex | SCG | SCG | Asm | Multiple | CZ13 | Any | SCGAsmCZ132003 | SCGAsmCZ13 | 2003 | 0.34917 | 03
ComVint | SCGAsmCZ13 | Ex | SCG | SCG | Asm | Multiple | CZ13 | Any | SCGAsmCZ132007 | SCGAsmCZ13 | 2007 | 0.223 | 07
ComVint | SCGAsmCZ13 | Ex | SCG | SCG | Asm | Multiple | CZ13 | Any | SCGAsmCZ132011 | SCGAsmCZ13 | 2011 | 0.223 | 11
ComVint | SCGAsmCZ13 | Ex | SCG | SCG | Asm | Multiple | CZ13 | Any | SCGAsmCZ132014 | SCGAsmCZ13 | 2014 | 0.1115 | 14
ComVint | SCGAsmCZ14 | Ex | SCG | SCG | Asm | Multiple | CZ14 | Any | SCGAsmCZ141975 | SCGAsmCZ14 | 1975 | 1.8781 | 75
ComVint | SCGAsmCZ14 | Ex | SCG | SCG | Asm | Multiple | CZ14 | Any | SCGAsmCZ141985 | SCGAsmCZ14 | 1985 | 1.9161 | 85
ComVint | SCGAsmCZ14 | Ex | SCG | SCG | Asm | Multiple | CZ14 | Any | SCGAsmCZ141996 | SCGAsmCZ14 | 1996 | 1.1522 | 96
ComVint | SCGAsmCZ14 | Ex | SCG | SCG | Asm | Multiple | CZ14 | Any | SCGAsmCZ142003 | SCGAsmCZ14 | 2003 | 0.87703 | 03
ComVint | SCGAsmCZ14 | Ex | SCG | SCG | Asm | Multiple | CZ14 | Any | SCGAsmCZ142007 | SCGAsmCZ14 | 2007 | 0.48587 | 07
ComVint | SCGAsmCZ14 | Ex | SCG | SCG | Asm | Multiple | CZ14 | Any | SCGAsmCZ142011 | SCGAsmCZ14 | 2011 | 0.48587 | 11
ComVint | SCGAsmCZ14 | Ex | SCG | SCG | Asm | Multiple | CZ14 | Any | SCGAsmCZ142014 | SCGAsmCZ14 | 2014 | 0.24293 | 14
ComVint | SCGAsmCZ15 | Ex | SCG | SCG | Asm | Multiple | CZ15 | Any | SCGAsmCZ151975 | SCGAsmCZ15 | 1975 | 1.4458 | 75
ComVint | SCGAsmCZ15 | Ex | SCG | SCG | Asm | Multiple | CZ15 | Any | SCGAsmCZ151985 | SCGAsmCZ15 | 1985 | 3.3685 | 85
ComVint | SCGAsmCZ15 | Ex | SCG | SCG | Asm | Multiple | CZ15 | Any | SCGAsmCZ151996 | SCGAsmCZ15 | 1996 | 2.0511 | 96
ComVint | SCGAsmCZ15 | Ex | SCG | SCG | Asm | Multiple | CZ15 | Any | SCGAsmCZ152003 | SCGAsmCZ15 | 2003 | 1.9141 | 03
ComVint | SCGAsmCZ15 | Ex | SCG | SCG | Asm | Multiple | CZ15 | Any | SCGAsmCZ152007 | SCGAsmCZ15 | 2007 | 1.0635 | 07
ComVint | SCGAsmCZ15 | Ex | SCG | SCG | Asm | Multiple | CZ15 | Any | SCGAsmCZ152011 | SCGAsmCZ15 | 2011 | 1.0635 | 11
ComVint | SCGAsmCZ15 | Ex | SCG | SCG | Asm | Multiple | CZ15 | Any | SCGAsmCZ152014 | SCGAsmCZ15 | 2014 | 0.53177 | 14
ComVint | SCGAsmCZ16 | Ex | SCG | SCG | Asm | Multiple | CZ16 | Any | SCGAsmCZ161975 | SCGAsmCZ16 | 1975 | 0.8882 | 75
ComVint | SCGAsmCZ16 | Ex | SCG | SCG | Asm | Multiple | CZ16 | Any | SCGAsmCZ161985 | SCGAsmCZ16 | 1985 | 1.1749 | 85
ComVint | SCGAsmCZ16 | Ex | SCG | SCG | Asm | Multiple | CZ16 | Any | SCGAsmCZ161996 | SCGAsmCZ16 | 1996 | 0.7864 | 96
ComVint | SCGAsmCZ16 | Ex | SCG | SCG | Asm | Multiple | CZ16 | Any | SCGAsmCZ162003 | SCGAsmCZ16 | 2003 | 0.5353 | 03
ComVint | SCGAsmCZ16 | Ex | SCG | SCG | Asm | Multiple | CZ16 | Any | SCGAsmCZ162007 | SCGAsmCZ16 | 2007 | 0.306 | 07
ComVint | SCGAsmCZ16 | Ex | SCG | SCG | Asm | Multiple | CZ16 | Any | SCGAsmCZ162011 | SCGAsmCZ16 | 2011 | 0.306 | 11
ComVint | SCGAsmCZ16 | Ex | SCG | SCG | Asm | Multiple | CZ16 | Any | SCGAsmCZ162014 | SCGAsmCZ16 | 2014 | 0.153 | 14
ComVint | SCGECCCZ01 | Ex | SCG | SCG | ECC | Multiple | CZ01 | Any | SCGECCCZ011975 | SCGECCCZ01 | 1975 | 0 | 75
ComVint | SCGECCCZ01 | Ex | SCG | SCG | ECC | Multiple | CZ01 | Any | SCGECCCZ011985 | SCGECCCZ01 | 1985 | 0 | 85
ComVint | SCGECCCZ01 | Ex | SCG | SCG | ECC | Multiple | CZ01 | Any | SCGECCCZ011996 | SCGECCCZ01 | 1996 | 0 | 96
ComVint | SCGECCCZ01 | Ex | SCG | SCG | ECC | Multiple | CZ01 | Any | SCGECCCZ012003 | SCGECCCZ01 | 2003 | 0 | 03
ComVint | SCGECCCZ01 | Ex | SCG | SCG | ECC | Multiple | CZ01 | Any | SCGECCCZ012007 | SCGECCCZ01 | 2007 | 0 | 07
ComVint | SCGECCCZ01 | Ex | SCG | SCG | ECC | Multiple | CZ01 | Any | SCGECCCZ012011 | SCGECCCZ01 | 2011 | 0 | 11
ComVint | SCGECCCZ01 | Ex | SCG | SCG | ECC | Multiple | CZ01 | Any | SCGECCCZ012014 | SCGECCCZ01 | 2014 | 0 | 14
ComVint | SCGECCCZ02 | Ex | SCG | SCG | ECC | Multiple | CZ02 | Any | SCGECCCZ021975 | SCGECCCZ02 | 1975 | 0 | 75
ComVint | SCGECCCZ02 | Ex | SCG | SCG | ECC | Multiple | CZ02 | Any | SCGECCCZ021985 | SCGECCCZ02 | 1985 | 0 | 85
ComVint | SCGECCCZ02 | Ex | SCG | SCG | ECC | Multiple | CZ02 | Any | SCGECCCZ021996 | SCGECCCZ02 | 1996 | 0 | 96
ComVint | SCGECCCZ02 | Ex | SCG | SCG | ECC | Multiple | CZ02 | Any | SCGECCCZ022003 | SCGECCCZ02 | 2003 | 0 | 03
ComVint | SCGECCCZ02 | Ex | SCG | SCG | ECC | Multiple | CZ02 | Any | SCGECCCZ022007 | SCGECCCZ02 | 2007 | 0 | 07
ComVint | SCGECCCZ02 | Ex | SCG | SCG | ECC | Multiple | CZ02 | Any | SCGECCCZ022011 | SCGECCCZ02 | 2011 | 0 | 11
ComVint | SCGECCCZ02 | Ex | SCG | SCG | ECC | Multiple | CZ02 | Any | SCGECCCZ022014 | SCGECCCZ02 | 2014 | 0 | 14
ComVint | SCGECCCZ03 | Ex | SCG | SCG | ECC | Multiple | CZ03 | Any | SCGECCCZ031975 | SCGECCCZ03 | 1975 | 0 | 75
ComVint | SCGECCCZ03 | Ex | SCG | SCG | ECC | Multiple | CZ03 | Any | SCGECCCZ031985 | SCGECCCZ03 | 1985 | 0 | 85
ComVint | SCGECCCZ03 | Ex | SCG | SCG | ECC | Multiple | CZ03 | Any | SCGECCCZ031996 | SCGECCCZ03 | 1996 | 0 | 96
ComVint | SCGECCCZ03 | Ex | SCG | SCG | ECC | Multiple | CZ03 | Any | SCGECCCZ032003 | SCGECCCZ03 | 2003 | 0 | 03
ComVint | SCGECCCZ03 | Ex | SCG | SCG | ECC | Multiple | CZ03 | Any | SCGECCCZ032007 | SCGECCCZ03 | 2007 | 0 | 07
ComVint | SCGECCCZ03 | Ex | SCG | SCG | ECC | Multiple | CZ03 | Any | SCGECCCZ032011 | SCGECCCZ03 | 2011 | 0 | 11
ComVint | SCGECCCZ03 | Ex | SCG | SCG | ECC | Multiple | CZ03 | Any | SCGECCCZ032014 | SCGECCCZ03 | 2014 | 0 | 14
ComVint | SCGECCCZ04 | Ex | SCG | SCG | ECC | Multiple | CZ04 | Any | SCGECCCZ041975 | SCGECCCZ04 | 1975 | 0 | 75
ComVint | SCGECCCZ04 | Ex | SCG | SCG | ECC | Multiple | CZ04 | Any | SCGECCCZ041985 | SCGECCCZ04 | 1985 | 0 | 85
ComVint | SCGECCCZ04 | Ex | SCG | SCG | ECC | Multiple | CZ04 | Any | SCGECCCZ041996 | SCGECCCZ04 | 1996 | 0 | 96
ComVint | SCGECCCZ04 | Ex | SCG | SCG | ECC | Multiple | CZ04 | Any | SCGECCCZ042003 | SCGECCCZ04 | 2003 | 0 | 03
ComVint | SCGECCCZ04 | Ex | SCG | SCG | ECC | Multiple | CZ04 | Any | SCGECCCZ042007 | SCGECCCZ04 | 2007 | 0 | 07
ComVint | SCGECCCZ04 | Ex | SCG | SCG | ECC | Multiple | CZ04 | Any | SCGECCCZ042011 | SCGECCCZ04 | 2011 | 0 | 11
ComVint | SCGECCCZ04 | Ex | SCG | SCG | ECC | Multiple | CZ04 | Any | SCGECCCZ042014 | SCGECCCZ04 | 2014 | 0 | 14
ComVint | SCGECCCZ05 | Ex | SCG | SCG | ECC | Multiple | CZ05 | Any | SCGECCCZ051975 | SCGECCCZ05 | 1975 | 0.00875 | 75
ComVint | SCGECCCZ05 | Ex | SCG | SCG | ECC | Multiple | CZ05 | Any | SCGECCCZ051985 | SCGECCCZ05 | 1985 | 0.00295 | 85
ComVint | SCGECCCZ05 | Ex | SCG | SCG | ECC | Multiple | CZ05 | Any | SCGECCCZ051996 | SCGECCCZ05 | 1996 | 0.0019 | 96
ComVint | SCGECCCZ05 | Ex | SCG | SCG | ECC | Multiple | CZ05 | Any | SCGECCCZ052003 | SCGECCCZ05 | 2003 | 0.0011 | 03
ComVint | SCGECCCZ05 | Ex | SCG | SCG | ECC | Multiple | CZ05 | Any | SCGECCCZ052007 | SCGECCCZ05 | 2007 | 0.0005 | 07
ComVint | SCGECCCZ05 | Ex | SCG | SCG | ECC | Multiple | CZ05 | Any | SCGECCCZ052011 | SCGECCCZ05 | 2011 | 0.0005 | 11
ComVint | SCGECCCZ05 | Ex | SCG | SCG | ECC | Multiple | CZ05 | Any | SCGECCCZ052014 | SCGECCCZ05 | 2014 | 0.00025 | 14
ComVint | SCGECCCZ06 | Ex | SCG | SCG | ECC | Multiple | CZ06 | Any | SCGECCCZ061975 | SCGECCCZ06 | 1975 | 8.9272 | 75
ComVint | SCGECCCZ06 | Ex | SCG | SCG | ECC | Multiple | CZ06 | Any | SCGECCCZ061985 | SCGECCCZ06 | 1985 | 2.6688 | 85
ComVint | SCGECCCZ06 | Ex | SCG | SCG | ECC | Multiple | CZ06 | Any | SCGECCCZ061996 | SCGECCCZ06 | 1996 | 1.8189 | 96
ComVint | SCGECCCZ06 | Ex | SCG | SCG | ECC | Multiple | CZ06 | Any | SCGECCCZ062003 | SCGECCCZ06 | 2003 | 1.0655 | 03
ComVint | SCGECCCZ06 | Ex | SCG | SCG | ECC | Multiple | CZ06 | Any | SCGECCCZ062007 | SCGECCCZ06 | 2007 | 0.47035 | 07
ComVint | SCGECCCZ06 | Ex | SCG | SCG | ECC | Multiple | CZ06 | Any | SCGECCCZ062011 | SCGECCCZ06 | 2011 | 0.47035 | 11
ComVint | SCGECCCZ06 | Ex | SCG | SCG | ECC | Multiple | CZ06 | Any | SCGECCCZ062014 | SCGECCCZ06 | 2014 | 0.23517 | 14
ComVint | SCGECCCZ07 | Ex | SCG | SCG | ECC | Multiple | CZ07 | Any | SCGECCCZ071975 | SCGECCCZ07 | 1975 | 0 | 75
ComVint | SCGECCCZ07 | Ex | SCG | SCG | ECC | Multiple | CZ07 | Any | SCGECCCZ071985 | SCGECCCZ07 | 1985 | 0 | 85
ComVint | SCGECCCZ07 | Ex | SCG | SCG | ECC | Multiple | CZ07 | Any | SCGECCCZ071996 | SCGECCCZ07 | 1996 | 0 | 96
ComVint | SCGECCCZ07 | Ex | SCG | SCG | ECC | Multiple | CZ07 | Any | SCGECCCZ072003 | SCGECCCZ07 | 2003 | 0 | 03
ComVint | SCGECCCZ07 | Ex | SCG | SCG | ECC | Multiple | CZ07 | Any | SCGECCCZ072007 | SCGECCCZ07 | 2007 | 0 | 07
ComVint | SCGECCCZ07 | Ex | SCG | SCG | ECC | Multiple | CZ07 | Any | SCGECCCZ072011 | SCGECCCZ07 | 2011 | 0 | 11
ComVint | SCGECCCZ07 | Ex | SCG | SCG | ECC | Multiple | CZ07 | Any | SCGECCCZ072014 | SCGECCCZ07 | 2014 | 0 | 14
ComVint | SCGECCCZ08 | Ex | SCG | SCG | ECC | Multiple | CZ08 | Any | SCGECCCZ081975 | SCGECCCZ08 | 1975 | 15.1895 | 75
ComVint | SCGECCCZ08 | Ex | SCG | SCG | ECC | Multiple | CZ08 | Any | SCGECCCZ081985 | SCGECCCZ08 | 1985 | 4.4112 | 85
ComVint | SCGECCCZ08 | Ex | SCG | SCG | ECC | Multiple | CZ08 | Any | SCGECCCZ081996 | SCGECCCZ08 | 1996 | 2.9423 | 96
ComVint | SCGECCCZ08 | Ex | SCG | SCG | ECC | Multiple | CZ08 | Any | SCGECCCZ082003 | SCGECCCZ08 | 2003 | 1.7179 | 03
ComVint | SCGECCCZ08 | Ex | SCG | SCG | ECC | Multiple | CZ08 | Any | SCGECCCZ082007 | SCGECCCZ08 | 2007 | 0.76105 | 07
ComVint | SCGECCCZ08 | Ex | SCG | SCG | ECC | Multiple | CZ08 | Any | SCGECCCZ082011 | SCGECCCZ08 | 2011 | 0.76105 | 11
ComVint | SCGECCCZ08 | Ex | SCG | SCG | ECC | Multiple | CZ08 | Any | SCGECCCZ082014 | SCGECCCZ08 | 2014 | 0.38053 | 14
ComVint | SCGECCCZ09 | Ex | SCG | SCG | ECC | Multiple | CZ09 | Any | SCGECCCZ091975 | SCGECCCZ09 | 1975 | 15.3834 | 75
ComVint | SCGECCCZ09 | Ex | SCG | SCG | ECC | Multiple | CZ09 | Any | SCGECCCZ091985 | SCGECCCZ09 | 1985 | 2.2528 | 85
ComVint | SCGECCCZ09 | Ex | SCG | SCG | ECC | Multiple | CZ09 | Any | SCGECCCZ091996 | SCGECCCZ09 | 1996 | 1.915 | 96
ComVint | SCGECCCZ09 | Ex | SCG | SCG | ECC | Multiple | CZ09 | Any | SCGECCCZ092003 | SCGECCCZ09 | 2003 | 1.1804 | 03
ComVint | SCGECCCZ09 | Ex | SCG | SCG | ECC | Multiple | CZ09 | Any | SCGECCCZ092007 | SCGECCCZ09 | 2007 | 0.4744 | 07
ComVint | SCGECCCZ09 | Ex | SCG | SCG | ECC | Multiple | CZ09 | Any | SCGECCCZ092011 | SCGECCCZ09 | 2011 | 0.4744 | 11
ComVint | SCGECCCZ09 | Ex | SCG | SCG | ECC | Multiple | CZ09 | Any | SCGECCCZ092014 | SCGECCCZ09 | 2014 | 0.2372 | 14
ComVint | SCGECCCZ10 | Ex | SCG | SCG | ECC | Multiple | CZ10 | Any | SCGECCCZ101975 | SCGECCCZ10 | 1975 | 2.2193 | 75
ComVint | SCGECCCZ10 | Ex | SCG | SCG | ECC | Multiple | CZ10 | Any | SCGECCCZ101985 | SCGECCCZ10 | 1985 | 1.3482 | 85
ComVint | SCGECCCZ10 | Ex | SCG | SCG | ECC | Multiple | CZ10 | Any | SCGECCCZ101996 | SCGECCCZ10 | 1996 | 0.9341 | 96
ComVint | SCGECCCZ10 | Ex | SCG | SCG | ECC | Multiple | CZ10 | Any | SCGECCCZ102003 | SCGECCCZ10 | 2003 | 1.0091 | 03
ComVint | SCGECCCZ10 | Ex | SCG | SCG | ECC | Multiple | CZ10 | Any | SCGECCCZ102007 | SCGECCCZ10 | 2007 | 0.42155 | 07
ComVint | SCGECCCZ10 | Ex | SCG | SCG | ECC | Multiple | CZ10 | Any | SCGECCCZ102011 | SCGECCCZ10 | 2011 | 0.42155 | 11
ComVint | SCGECCCZ10 | Ex | SCG | SCG | ECC | Multiple | CZ10 | Any | SCGECCCZ102014 | SCGECCCZ10 | 2014 | 0.21077 | 14
ComVint | SCGECCCZ11 | Ex | SCG | SCG | ECC | Multiple | CZ11 | Any | SCGECCCZ111975 | SCGECCCZ11 | 1975 | 0 | 75
ComVint | SCGECCCZ11 | Ex | SCG | SCG | ECC | Multiple | CZ11 | Any | SCGECCCZ111985 | SCGECCCZ11 | 1985 | 0 | 85
ComVint | SCGECCCZ11 | Ex | SCG | SCG | ECC | Multiple | CZ11 | Any | SCGECCCZ111996 | SCGECCCZ11 | 1996 | 0 | 96
ComVint | SCGECCCZ11 | Ex | SCG | SCG | ECC | Multiple | CZ11 | Any | SCGECCCZ112003 | SCGECCCZ11 | 2003 | 0 | 03
ComVint | SCGECCCZ11 | Ex | SCG | SCG | ECC | Multiple | CZ11 | Any | SCGECCCZ112007 | SCGECCCZ11 | 2007 | 0 | 07
ComVint | SCGECCCZ11 | Ex | SCG | SCG | ECC | Multiple | CZ11 | Any | SCGECCCZ112011 | SCGECCCZ11 | 2011 | 0 | 11
ComVint | SCGECCCZ11 | Ex | SCG | SCG | ECC | Multiple | CZ11 | Any | SCGECCCZ112014 | SCGECCCZ11 | 2014 | 0 | 14
ComVint | SCGECCCZ12 | Ex | SCG | SCG | ECC | Multiple | CZ12 | Any | SCGECCCZ121975 | SCGECCCZ12 | 1975 | 0 | 75
ComVint | SCGECCCZ12 | Ex | SCG | SCG | ECC | Multiple | CZ12 | Any | SCGECCCZ121985 | SCGECCCZ12 | 1985 | 0 | 85
ComVint | SCGECCCZ12 | Ex | SCG | SCG | ECC | Multiple | CZ12 | Any | SCGECCCZ121996 | SCGECCCZ12 | 1996 | 0 | 96
ComVint | SCGECCCZ12 | Ex | SCG | SCG | ECC | Multiple | CZ12 | Any | SCGECCCZ122003 | SCGECCCZ12 | 2003 | 0 | 03
ComVint | SCGECCCZ12 | Ex | SCG | SCG | ECC | Multiple | CZ12 | Any | SCGECCCZ122007 | SCGECCCZ12 | 2007 | 0 | 07
ComVint | SCGECCCZ12 | Ex | SCG | SCG | ECC | Multiple | CZ12 | Any | SCGECCCZ122011 | SCGECCCZ12 | 2011 | 0 | 11
ComVint | SCGECCCZ12 | Ex | SCG | SCG | ECC | Multiple | CZ12 | Any | SCGECCCZ122014 | SCGECCCZ12 | 2014 | 0 | 14
ComVint | SCGECCCZ13 | Ex | SCG | SCG | ECC | Multiple | CZ13 | Any | SCGECCCZ131975 | SCGECCCZ13 | 1975 | 0.43195 | 75
ComVint | SCGECCCZ13 | Ex | SCG | SCG | ECC | Multiple | CZ13 | Any | SCGECCCZ131985 | SCGECCCZ13 | 1985 | 0.2563 | 85
ComVint | SCGECCCZ13 | Ex | SCG | SCG | ECC | Multiple | CZ13 | Any | SCGECCCZ131996 | SCGECCCZ13 | 1996 | 0.1863 | 96
ComVint | SCGECCCZ13 | Ex | SCG | SCG | ECC | Multiple | CZ13 | Any | SCGECCCZ132003 | SCGECCCZ13 | 2003 | 0.20825 | 03
ComVint | SCGECCCZ13 | Ex | SCG | SCG | ECC | Multiple | CZ13 | Any | SCGECCCZ132007 | SCGECCCZ13 | 2007 | 0.1116 | 07
ComVint | SCGECCCZ13 | Ex | SCG | SCG | ECC | Multiple | CZ13 | Any | SCGECCCZ132011 | SCGECCCZ13 | 2011 | 0.1116 | 11
ComVint | SCGECCCZ13 | Ex | SCG | SCG | ECC | Multiple | CZ13 | Any | SCGECCCZ132014 | SCGECCCZ13 | 2014 | 0.0558 | 14
ComVint | SCGECCCZ14 | Ex | SCG | SCG | ECC | Multiple | CZ14 | Any | SCGECCCZ141975 | SCGECCCZ14 | 1975 | 0.82315 | 75
ComVint | SCGECCCZ14 | Ex | SCG | SCG | ECC | Multiple | CZ14 | Any | SCGECCCZ141985 | SCGECCCZ14 | 1985 | 0.46445 | 85
ComVint | SCGECCCZ14 | Ex | SCG | SCG | ECC | Multiple | CZ14 | Any | SCGECCCZ141996 | SCGECCCZ14 | 1996 | 0.32915 | 96
ComVint | SCGECCCZ14 | Ex | SCG | SCG | ECC | Multiple | CZ14 | Any | SCGECCCZ142003 | SCGECCCZ14 | 2003 | 0.33605 | 03
ComVint | SCGECCCZ14 | Ex | SCG | SCG | ECC | Multiple | CZ14 | Any | SCGECCCZ142007 | SCGECCCZ14 | 2007 | 0.1407 | 07
ComVint | SCGECCCZ14 | Ex | SCG | SCG | ECC | Multiple | CZ14 | Any | SCGECCCZ142011 | SCGECCCZ14 | 2011 | 0.1407 | 11
ComVint | SCGECCCZ14 | Ex | SCG | SCG | ECC | Multiple | CZ14 | Any | SCGECCCZ142014 | SCGECCCZ14 | 2014 | 0.07035 | 14
ComVint | SCGECCCZ15 | Ex | SCG | SCG | ECC | Multiple | CZ15 | Any | SCGECCCZ151975 | SCGECCCZ15 | 1975 | 0.64585 | 75
ComVint | SCGECCCZ15 | Ex | SCG | SCG | ECC | Multiple | CZ15 | Any | SCGECCCZ151985 | SCGECCCZ15 | 1985 | 0.39235 | 85
ComVint | SCGECCCZ15 | Ex | SCG | SCG | ECC | Multiple | CZ15 | Any | SCGECCCZ151996 | SCGECCCZ15 | 1996 | 0.27185 | 96
ComVint | SCGECCCZ15 | Ex | SCG | SCG | ECC | Multiple | CZ15 | Any | SCGECCCZ152003 | SCGECCCZ15 | 2003 | 0.2937 | 03
ComVint | SCGECCCZ15 | Ex | SCG | SCG | ECC | Multiple | CZ15 | Any | SCGECCCZ152007 | SCGECCCZ15 | 2007 | 0.12265 | 07
ComVint | SCGECCCZ15 | Ex | SCG | SCG | ECC | Multiple | CZ15 | Any | SCGECCCZ152011 | SCGECCCZ15 | 2011 | 0.12265 | 11
ComVint | SCGECCCZ15 | Ex | SCG | SCG | ECC | Multiple | CZ15 | Any | SCGECCCZ152014 | SCGECCCZ15 | 2014 | 0.061325 | 14
ComVint | SCGECCCZ16 | Ex | SCG | SCG | ECC | Multiple | CZ16 | Any | SCGECCCZ161975 | SCGECCCZ16 | 1975 | 1.447 | 75
ComVint | SCGECCCZ16 | Ex | SCG | SCG | ECC | Multiple | CZ16 | Any | SCGECCCZ161985 | SCGECCCZ16 | 1985 | 0.87195 | 85
ComVint | SCGECCCZ16 | Ex | SCG | SCG | ECC | Multiple | CZ16 | Any | SCGECCCZ161996 | SCGECCCZ16 | 1996 | 0.6068 | 96
ComVint | SCGECCCZ16 | Ex | SCG | SCG | ECC | Multiple | CZ16 | Any | SCGECCCZ162003 | SCGECCCZ16 | 2003 | 0.6533 | 03
ComVint | SCGECCCZ16 | Ex | SCG | SCG | ECC | Multiple | CZ16 | Any | SCGECCCZ162007 | SCGECCCZ16 | 2007 | 0.2769 | 07
ComVint | SCGECCCZ16 | Ex | SCG | SCG | ECC | Multiple | CZ16 | Any | SCGECCCZ162011 | SCGECCCZ16 | 2011 | 0.2769 | 11
ComVint | SCGECCCZ16 | Ex | SCG | SCG | ECC | Multiple | CZ16 | Any | SCGECCCZ162014 | SCGECCCZ16 | 2014 | 0.13845 | 14
ComVint | SCGEPrCZ01 | Ex | SCG | SCG | EPr | Multiple | CZ01 | Any | SCGEPrCZ011975 | SCGEPrCZ01 | 1975 | 0 | 75
ComVint | SCGEPrCZ01 | Ex | SCG | SCG | EPr | Multiple | CZ01 | Any | SCGEPrCZ011985 | SCGEPrCZ01 | 1985 | 0 | 85
ComVint | SCGEPrCZ01 | Ex | SCG | SCG | EPr | Multiple | CZ01 | Any | SCGEPrCZ011996 | SCGEPrCZ01 | 1996 | 0 | 96
ComVint | SCGEPrCZ01 | Ex | SCG | SCG | EPr | Multiple | CZ01 | Any | SCGEPrCZ012003 | SCGEPrCZ01 | 2003 | 0 | 03
ComVint | SCGEPrCZ01 | Ex | SCG | SCG | EPr | Multiple | CZ01 | Any | SCGEPrCZ012007 | SCGEPrCZ01 | 2007 | 0 | 07
ComVint | SCGEPrCZ01 | Ex | SCG | SCG | EPr | Multiple | CZ01 | Any | SCGEPrCZ012011 | SCGEPrCZ01 | 2011 | 0 | 11
ComVint | SCGEPrCZ01 | Ex | SCG | SCG | EPr | Multiple | CZ01 | Any | SCGEPrCZ012014 | SCGEPrCZ01 | 2014 | 0 | 14
ComVint | SCGEPrCZ02 | Ex | SCG | SCG | EPr | Multiple | CZ02 | Any | SCGEPrCZ021975 | SCGEPrCZ02 | 1975 | 0 | 75
ComVint | SCGEPrCZ02 | Ex | SCG | SCG | EPr | Multiple | CZ02 | Any | SCGEPrCZ021985 | SCGEPrCZ02 | 1985 | 0 | 85
ComVint | SCGEPrCZ02 | Ex | SCG | SCG | EPr | Multiple | CZ02 | Any | SCGEPrCZ021996 | SCGEPrCZ02 | 1996 | 0 | 96
ComVint | SCGEPrCZ02 | Ex | SCG | SCG | EPr | Multiple | CZ02 | Any | SCGEPrCZ022003 | SCGEPrCZ02 | 2003 | 0 | 03
ComVint | SCGEPrCZ02 | Ex | SCG | SCG | EPr | Multiple | CZ02 | Any | SCGEPrCZ022007 | SCGEPrCZ02 | 2007 | 0 | 07
ComVint | SCGEPrCZ02 | Ex | SCG | SCG | EPr | Multiple | CZ02 | Any | SCGEPrCZ022011 | SCGEPrCZ02 | 2011 | 0 | 11
ComVint | SCGEPrCZ02 | Ex | SCG | SCG | EPr | Multiple | CZ02 | Any | SCGEPrCZ022014 | SCGEPrCZ02 | 2014 | 0 | 14
ComVint | SCGEPrCZ03 | Ex | SCG | SCG | EPr | Multiple | CZ03 | Any | SCGEPrCZ031975 | SCGEPrCZ03 | 1975 | 0 | 75
ComVint | SCGEPrCZ03 | Ex | SCG | SCG | EPr | Multiple | CZ03 | Any | SCGEPrCZ031985 | SCGEPrCZ03 | 1985 | 0 | 85
ComVint | SCGEPrCZ03 | Ex | SCG | SCG | EPr | Multiple | CZ03 | Any | SCGEPrCZ031996 | SCGEPrCZ03 | 1996 | 0 | 96
ComVint | SCGEPrCZ03 | Ex | SCG | SCG | EPr | Multiple | CZ03 | Any | SCGEPrCZ032003 | SCGEPrCZ03 | 2003 | 0 | 03
ComVint | SCGEPrCZ03 | Ex | SCG | SCG | EPr | Multiple | CZ03 | Any | SCGEPrCZ032007 | SCGEPrCZ03 | 2007 | 0 | 07
ComVint | SCGEPrCZ03 | Ex | SCG | SCG | EPr | Multiple | CZ03 | Any | SCGEPrCZ032011 | SCGEPrCZ03 | 2011 | 0 | 11
ComVint | SCGEPrCZ03 | Ex | SCG | SCG | EPr | Multiple | CZ03 | Any | SCGEPrCZ032014 | SCGEPrCZ03 | 2014 | 0 | 14
ComVint | SCGEPrCZ04 | Ex | SCG | SCG | EPr | Multiple | CZ04 | Any | SCGEPrCZ041975 | SCGEPrCZ04 | 1975 | 0 | 75
ComVint | SCGEPrCZ04 | Ex | SCG | SCG | EPr | Multiple | CZ04 | Any | SCGEPrCZ041985 | SCGEPrCZ04 | 1985 | 0 | 85
ComVint | SCGEPrCZ04 | Ex | SCG | SCG | EPr | Multiple | CZ04 | Any | SCGEPrCZ041996 | SCGEPrCZ04 | 1996 | 0 | 96
ComVint | SCGEPrCZ04 | Ex | SCG | SCG | EPr | Multiple | CZ04 | Any | SCGEPrCZ042003 | SCGEPrCZ04 | 2003 | 0 | 03
ComVint | SCGEPrCZ04 | Ex | SCG | SCG | EPr | Multiple | CZ04 | Any | SCGEPrCZ042007 | SCGEPrCZ04 | 2007 | 0 | 07
ComVint | SCGEPrCZ04 | Ex | SCG | SCG | EPr | Multiple | CZ04 | Any | SCGEPrCZ042011 | SCGEPrCZ04 | 2011 | 0 | 11
ComVint | SCGEPrCZ04 | Ex | SCG | SCG | EPr | Multiple | CZ04 | Any | SCGEPrCZ042014 | SCGEPrCZ04 | 2014 | 0 | 14
ComVint | SCGEPrCZ05 | Ex | SCG | SCG | EPr | Multiple | CZ05 | Any | SCGEPrCZ051975 | SCGEPrCZ05 | 1975 | 0.050833 | 75
ComVint | SCGEPrCZ05 | Ex | SCG | SCG | EPr | Multiple | CZ05 | Any | SCGEPrCZ051985 | SCGEPrCZ05 | 1985 | 0.0057667 | 85
ComVint | SCGEPrCZ05 | Ex | SCG | SCG | EPr | Multiple | CZ05 | Any | SCGEPrCZ051996 | SCGEPrCZ05 | 1996 | 0.005 | 96
ComVint | SCGEPrCZ05 | Ex | SCG | SCG | EPr | Multiple | CZ05 | Any | SCGEPrCZ052003 | SCGEPrCZ05 | 2003 | 0.0037667 | 03
ComVint | SCGEPrCZ05 | Ex | SCG | SCG | EPr | Multiple | CZ05 | Any | SCGEPrCZ052007 | SCGEPrCZ05 | 2007 | 0.0011333 | 07
ComVint | SCGEPrCZ05 | Ex | SCG | SCG | EPr | Multiple | CZ05 | Any | SCGEPrCZ052011 | SCGEPrCZ05 | 2011 | 0.0011333 | 11
ComVint | SCGEPrCZ05 | Ex | SCG | SCG | EPr | Multiple | CZ05 | Any | SCGEPrCZ052014 | SCGEPrCZ05 | 2014 | 0.00056667 | 14
ComVint | SCGEPrCZ06 | Ex | SCG | SCG | EPr | Multiple | CZ06 | Any | SCGEPrCZ061975 | SCGEPrCZ06 | 1975 | 10.2819 | 75
ComVint | SCGEPrCZ06 | Ex | SCG | SCG | EPr | Multiple | CZ06 | Any | SCGEPrCZ061985 | SCGEPrCZ06 | 1985 | 1.0751 | 85
ComVint | SCGEPrCZ06 | Ex | SCG | SCG | EPr | Multiple | CZ06 | Any | SCGEPrCZ061996 | SCGEPrCZ06 | 1996 | 0.94763 | 96
ComVint | SCGEPrCZ06 | Ex | SCG | SCG | EPr | Multiple | CZ06 | Any | SCGEPrCZ062003 | SCGEPrCZ06 | 2003 | 0.758 | 03
ComVint | SCGEPrCZ06 | Ex | SCG | SCG | EPr | Multiple | CZ06 | Any | SCGEPrCZ062007 | SCGEPrCZ06 | 2007 | 0.22457 | 07
ComVint | SCGEPrCZ06 | Ex | SCG | SCG | EPr | Multiple | CZ06 | Any | SCGEPrCZ062011 | SCGEPrCZ06 | 2011 | 0.22457 | 11
ComVint | SCGEPrCZ06 | Ex | SCG | SCG | EPr | Multiple | CZ06 | Any | SCGEPrCZ062014 | SCGEPrCZ06 | 2014 | 0.11228 | 14
ComVint | SCGEPrCZ07 | Ex | SCG | SCG | EPr | Multiple | CZ07 | Any | SCGEPrCZ071975 | SCGEPrCZ07 | 1975 | 0 | 75
ComVint | SCGEPrCZ07 | Ex | SCG | SCG | EPr | Multiple | CZ07 | Any | SCGEPrCZ071985 | SCGEPrCZ07 | 1985 | 0 | 85
ComVint | SCGEPrCZ07 | Ex | SCG | SCG | EPr | Multiple | CZ07 | Any | SCGEPrCZ071996 | SCGEPrCZ07 | 1996 | 0 | 96
ComVint | SCGEPrCZ07 | Ex | SCG | SCG | EPr | Multiple | CZ07 | Any | SCGEPrCZ072003 | SCGEPrCZ07 | 2003 | 0 | 03
ComVint | SCGEPrCZ07 | Ex | SCG | SCG | EPr | Multiple | CZ07 | Any | SCGEPrCZ072007 | SCGEPrCZ07 | 2007 | 0 | 07
ComVint | SCGEPrCZ07 | Ex | SCG | SCG | EPr | Multiple | CZ07 | Any | SCGEPrCZ072011 | SCGEPrCZ07 | 2011 | 0 | 11
ComVint | SCGEPrCZ07 | Ex | SCG | SCG | EPr | Multiple | CZ07 | Any | SCGEPrCZ072014 | SCGEPrCZ07 | 2014 | 0 | 14
ComVint | SCGEPrCZ08 | Ex | SCG | SCG | EPr | Multiple | CZ08 | Any | SCGEPrCZ081975 | SCGEPrCZ08 | 1975 | 18.1868 | 75
ComVint | SCGEPrCZ08 | Ex | SCG | SCG | EPr | Multiple | CZ08 | Any | SCGEPrCZ081985 | SCGEPrCZ08 | 1985 | 1.8823 | 85
ComVint | SCGEPrCZ08 | Ex | SCG | SCG | EPr | Multiple | CZ08 | Any | SCGEPrCZ081996 | SCGEPrCZ08 | 1996 | 1.6763 | 96
ComVint | SCGEPrCZ08 | Ex | SCG | SCG | EPr | Multiple | CZ08 | Any | SCGEPrCZ082003 | SCGEPrCZ08 | 2003 | 1.3901 | 03
ComVint | SCGEPrCZ08 | Ex | SCG | SCG | EPr | Multiple | CZ08 | Any | SCGEPrCZ082007 | SCGEPrCZ08 | 2007 | 0.4033 | 07
ComVint | SCGEPrCZ08 | Ex | SCG | SCG | EPr | Multiple | CZ08 | Any | SCGEPrCZ082011 | SCGEPrCZ08 | 2011 | 0.4033 | 11
ComVint | SCGEPrCZ08 | Ex | SCG | SCG | EPr | Multiple | CZ08 | Any | SCGEPrCZ082014 | SCGEPrCZ08 | 2014 | 0.20165 | 14
ComVint | SCGEPrCZ09 | Ex | SCG | SCG | EPr | Multiple | CZ09 | Any | SCGEPrCZ091975 | SCGEPrCZ09 | 1975 | 17.4302 | 75
ComVint | SCGEPrCZ09 | Ex | SCG | SCG | EPr | Multiple | CZ09 | Any | SCGEPrCZ091985 | SCGEPrCZ09 | 1985 | 1.3996 | 85
ComVint | SCGEPrCZ09 | Ex | SCG | SCG | EPr | Multiple | CZ09 | Any | SCGEPrCZ091996 | SCGEPrCZ09 | 1996 | 1.4082 | 96
ComVint | SCGEPrCZ09 | Ex | SCG | SCG | EPr | Multiple | CZ09 | Any | SCGEPrCZ092003 | SCGEPrCZ09 | 2003 | 1.4864 | 03
ComVint | SCGEPrCZ09 | Ex | SCG | SCG | EPr | Multiple | CZ09 | Any | SCGEPrCZ092007 | SCGEPrCZ09 | 2007 | 0.35527 | 07
ComVint | SCGEPrCZ09 | Ex | SCG | SCG | EPr | Multiple | CZ09 | Any | SCGEPrCZ092011 | SCGEPrCZ09 | 2011 | 0.35527 | 11
ComVint | SCGEPrCZ09 | Ex | SCG | SCG | EPr | Multiple | CZ09 | Any | SCGEPrCZ092014 | SCGEPrCZ09 | 2014 | 0.17763 | 14
ComVint | SCGEPrCZ10 | Ex | SCG | SCG | EPr | Multiple | CZ10 | Any | SCGEPrCZ101975 | SCGEPrCZ10 | 1975 | 5.5983 | 75
ComVint | SCGEPrCZ10 | Ex | SCG | SCG | EPr | Multiple | CZ10 | Any | SCGEPrCZ101985 | SCGEPrCZ10 | 1985 | 2.3975 | 85
ComVint | SCGEPrCZ10 | Ex | SCG | SCG | EPr | Multiple | CZ10 | Any | SCGEPrCZ101996 | SCGEPrCZ10 | 1996 | 2.4324 | 96
ComVint | SCGEPrCZ10 | Ex | SCG | SCG | EPr | Multiple | CZ10 | Any | SCGEPrCZ102003 | SCGEPrCZ10 | 2003 | 2.2477 | 03
ComVint | SCGEPrCZ10 | Ex | SCG | SCG | EPr | Multiple | CZ10 | Any | SCGEPrCZ102007 | SCGEPrCZ10 | 2007 | 0.5695 | 07
ComVint | SCGEPrCZ10 | Ex | SCG | SCG | EPr | Multiple | CZ10 | Any | SCGEPrCZ102011 | SCGEPrCZ10 | 2011 | 0.5695 | 11
ComVint | SCGEPrCZ10 | Ex | SCG | SCG | EPr | Multiple | CZ10 | Any | SCGEPrCZ102014 | SCGEPrCZ10 | 2014 | 0.28475 | 14
ComVint | SCGEPrCZ11 | Ex | SCG | SCG | EPr | Multiple | CZ11 | Any | SCGEPrCZ111975 | SCGEPrCZ11 | 1975 | 0 | 75
ComVint | SCGEPrCZ11 | Ex | SCG | SCG | EPr | Multiple | CZ11 | Any | SCGEPrCZ111985 | SCGEPrCZ11 | 1985 | 0 | 85
ComVint | SCGEPrCZ11 | Ex | SCG | SCG | EPr | Multiple | CZ11 | Any | SCGEPrCZ111996 | SCGEPrCZ11 | 1996 | 0 | 96
ComVint | SCGEPrCZ11 | Ex | SCG | SCG | EPr | Multiple | CZ11 | Any | SCGEPrCZ112003 | SCGEPrCZ11 | 2003 | 0 | 03
ComVint | SCGEPrCZ11 | Ex | SCG | SCG | EPr | Multiple | CZ11 | Any | SCGEPrCZ112007 | SCGEPrCZ11 | 2007 | 0 | 07
ComVint | SCGEPrCZ11 | Ex | SCG | SCG | EPr | Multiple | CZ11 | Any | SCGEPrCZ112011 | SCGEPrCZ11 | 2011 | 0 | 11
ComVint | SCGEPrCZ11 | Ex | SCG | SCG | EPr | Multiple | CZ11 | Any | SCGEPrCZ112014 | SCGEPrCZ11 | 2014 | 0 | 14
ComVint | SCGEPrCZ12 | Ex | SCG | SCG | EPr | Multiple | CZ12 | Any | SCGEPrCZ121975 | SCGEPrCZ12 | 1975 | 0 | 75
ComVint | SCGEPrCZ12 | Ex | SCG | SCG | EPr | Multiple | CZ12 | Any | SCGEPrCZ121985 | SCGEPrCZ12 | 1985 | 0 | 85
ComVint | SCGEPrCZ12 | Ex | SCG | SCG | EPr | Multiple | CZ12 | Any | SCGEPrCZ121996 | SCGEPrCZ12 | 1996 | 0 | 96
ComVint | SCGEPrCZ12 | Ex | SCG | SCG | EPr | Multiple | CZ12 | Any | SCGEPrCZ122003 | SCGEPrCZ12 | 2003 | 0 | 03
ComVint | SCGEPrCZ12 | Ex | SCG | SCG | EPr | Multiple | CZ12 | Any | SCGEPrCZ122007 | SCGEPrCZ12 | 2007 | 0 | 07
ComVint | SCGEPrCZ12 | Ex | SCG | SCG | EPr | Multiple | CZ12 | Any | SCGEPrCZ122011 | SCGEPrCZ12 | 2011 | 0 | 11
ComVint | SCGEPrCZ12 | Ex | SCG | SCG | EPr | Multiple | CZ12 | Any | SCGEPrCZ122014 | SCGEPrCZ12 | 2014 | 0 | 14
ComVint | SCGEPrCZ13 | Ex | SCG | SCG | EPr | Multiple | CZ13 | Any | SCGEPrCZ131975 | SCGEPrCZ13 | 1975 | 1.4684 | 75
ComVint | SCGEPrCZ13 | Ex | SCG | SCG | EPr | Multiple | CZ13 | Any | SCGEPrCZ131985 | SCGEPrCZ13 | 1985 | 0.35783 | 85
ComVint | SCGEPrCZ13 | Ex | SCG | SCG | EPr | Multiple | CZ13 | Any | SCGEPrCZ131996 | SCGEPrCZ13 | 1996 | 0.45763 | 96
ComVint | SCGEPrCZ13 | Ex | SCG | SCG | EPr | Multiple | CZ13 | Any | SCGEPrCZ132003 | SCGEPrCZ13 | 2003 | 0.2804 | 03
ComVint | SCGEPrCZ13 | Ex | SCG | SCG | EPr | Multiple | CZ13 | Any | SCGEPrCZ132007 | SCGEPrCZ13 | 2007 | 0.12477 | 07
ComVint | SCGEPrCZ13 | Ex | SCG | SCG | EPr | Multiple | CZ13 | Any | SCGEPrCZ132011 | SCGEPrCZ13 | 2011 | 0.12477 | 11
ComVint | SCGEPrCZ13 | Ex | SCG | SCG | EPr | Multiple | CZ13 | Any | SCGEPrCZ132014 | SCGEPrCZ13 | 2014 | 0.062383 | 14
ComVint | SCGEPrCZ14 | Ex | SCG | SCG | EPr | Multiple | CZ14 | Any | SCGEPrCZ141975 | SCGEPrCZ14 | 1975 | 1.7946 | 75
ComVint | SCGEPrCZ14 | Ex | SCG | SCG | EPr | Multiple | CZ14 | Any | SCGEPrCZ141985 | SCGEPrCZ14 | 1985 | 0.52763 | 85
ComVint | SCGEPrCZ14 | Ex | SCG | SCG | EPr | Multiple | CZ14 | Any | SCGEPrCZ141996 | SCGEPrCZ14 | 1996 | 0.53707 | 96
ComVint | SCGEPrCZ14 | Ex | SCG | SCG | EPr | Multiple | CZ14 | Any | SCGEPrCZ142003 | SCGEPrCZ14 | 2003 | 0.49503 | 03
ComVint | SCGEPrCZ14 | Ex | SCG | SCG | EPr | Multiple | CZ14 | Any | SCGEPrCZ142007 | SCGEPrCZ14 | 2007 | 0.12883 | 07
ComVint | SCGEPrCZ14 | Ex | SCG | SCG | EPr | Multiple | CZ14 | Any | SCGEPrCZ142011 | SCGEPrCZ14 | 2011 | 0.12883 | 11
ComVint | SCGEPrCZ14 | Ex | SCG | SCG | EPr | Multiple | CZ14 | Any | SCGEPrCZ142014 | SCGEPrCZ14 | 2014 | 0.064417 | 14
ComVint | SCGEPrCZ15 | Ex | SCG | SCG | EPr | Multiple | CZ15 | Any | SCGEPrCZ151975 | SCGEPrCZ15 | 1975 | 0.4989 | 75
ComVint | SCGEPrCZ15 | Ex | SCG | SCG | EPr | Multiple | CZ15 | Any | SCGEPrCZ151985 | SCGEPrCZ15 | 1985 | 0.21367 | 85
ComVint | SCGEPrCZ15 | Ex | SCG | SCG | EPr | Multiple | CZ15 | Any | SCGEPrCZ151996 | SCGEPrCZ15 | 1996 | 0.21677 | 96
ComVint | SCGEPrCZ15 | Ex | SCG | SCG | EPr | Multiple | CZ15 | Any | SCGEPrCZ152003 | SCGEPrCZ15 | 2003 | 0.2003 | 03
ComVint | SCGEPrCZ15 | Ex | SCG | SCG | EPr | Multiple | CZ15 | Any | SCGEPrCZ152007 | SCGEPrCZ15 | 2007 | 0.050767 | 07
ComVint | SCGEPrCZ15 | Ex | SCG | SCG | EPr | Multiple | CZ15 | Any | SCGEPrCZ152011 | SCGEPrCZ15 | 2011 | 0.050767 | 11
ComVint | SCGEPrCZ15 | Ex | SCG | SCG | EPr | Multiple | CZ15 | Any | SCGEPrCZ152014 | SCGEPrCZ15 | 2014 | 0.025383 | 14
ComVint | SCGEPrCZ16 | Ex | SCG | SCG | EPr | Multiple | CZ16 | Any | SCGEPrCZ161975 | SCGEPrCZ16 | 1975 | 0.77643 | 75
ComVint | SCGEPrCZ16 | Ex | SCG | SCG | EPr | Multiple | CZ16 | Any | SCGEPrCZ161985 | SCGEPrCZ16 | 1985 | 0.2606 | 85
ComVint | SCGEPrCZ16 | Ex | SCG | SCG | EPr | Multiple | CZ16 | Any | SCGEPrCZ161996 | SCGEPrCZ16 | 1996 | 0.27593 | 96
ComVint | SCGEPrCZ16 | Ex | SCG | SCG | EPr | Multiple | CZ16 | Any | SCGEPrCZ162003 | SCGEPrCZ16 | 2003 | 0.23783 | 03
ComVint | SCGEPrCZ16 | Ex | SCG | SCG | EPr | Multiple | CZ16 | Any | SCGEPrCZ162007 | SCGEPrCZ16 | 2007 | 0.0672 | 07
ComVint | SCGEPrCZ16 | Ex | SCG | SCG | EPr | Multiple | CZ16 | Any | SCGEPrCZ162011 | SCGEPrCZ16 | 2011 | 0.0672 | 11
ComVint | SCGEPrCZ16 | Ex | SCG | SCG | EPr | Multiple | CZ16 | Any | SCGEPrCZ162014 | SCGEPrCZ16 | 2014 | 0.0336 | 14
ComVint | SCGERCCZ01 | Ex | SCG | SCG | ERC | Multiple | CZ01 | Any | SCGERCCZ011975 | SCGERCCZ01 | 1975 | 0 | 75
ComVint | SCGERCCZ01 | Ex | SCG | SCG | ERC | Multiple | CZ01 | Any | SCGERCCZ011985 | SCGERCCZ01 | 1985 | 0 | 85
ComVint | SCGERCCZ01 | Ex | SCG | SCG | ERC | Multiple | CZ01 | Any | SCGERCCZ011996 | SCGERCCZ01 | 1996 | 0 | 96
ComVint | SCGERCCZ01 | Ex | SCG | SCG | ERC | Multiple | CZ01 | Any | SCGERCCZ012003 | SCGERCCZ01 | 2003 | 0 | 03
ComVint | SCGERCCZ01 | Ex | SCG | SCG | ERC | Multiple | CZ01 | Any | SCGERCCZ012007 | SCGERCCZ01 | 2007 | 0 | 07
ComVint | SCGERCCZ01 | Ex | SCG | SCG | ERC | Multiple | CZ01 | Any | SCGERCCZ012011 | SCGERCCZ01 | 2011 | 0 | 11
ComVint | SCGERCCZ01 | Ex | SCG | SCG | ERC | Multiple | CZ01 | Any | SCGERCCZ012014 | SCGERCCZ01 | 2014 | 0 | 14
ComVint | SCGERCCZ02 | Ex | SCG | SCG | ERC | Multiple | CZ02 | Any | SCGERCCZ021975 | SCGERCCZ02 | 1975 | 0 | 75
ComVint | SCGERCCZ02 | Ex | SCG | SCG | ERC | Multiple | CZ02 | Any | SCGERCCZ021985 | SCGERCCZ02 | 1985 | 0 | 85
ComVint | SCGERCCZ02 | Ex | SCG | SCG | ERC | Multiple | CZ02 | Any | SCGERCCZ021996 | SCGERCCZ02 | 1996 | 0 | 96
ComVint | SCGERCCZ02 | Ex | SCG | SCG | ERC | Multiple | CZ02 | Any | SCGERCCZ022003 | SCGERCCZ02 | 2003 | 0 | 03
ComVint | SCGERCCZ02 | Ex | SCG | SCG | ERC | Multiple | CZ02 | Any | SCGERCCZ022007 | SCGERCCZ02 | 2007 | 0 | 07
ComVint | SCGERCCZ02 | Ex | SCG | SCG | ERC | Multiple | CZ02 | Any | SCGERCCZ022011 | SCGERCCZ02 | 2011 | 0 | 11
ComVint | SCGERCCZ02 | Ex | SCG | SCG | ERC | Multiple | CZ02 | Any | SCGERCCZ022014 | SCGERCCZ02 | 2014 | 0 | 14
ComVint | SCGERCCZ03 | Ex | SCG | SCG | ERC | Multiple | CZ03 | Any | SCGERCCZ031975 | SCGERCCZ03 | 1975 | 0 | 75
ComVint | SCGERCCZ03 | Ex | SCG | SCG | ERC | Multiple | CZ03 | Any | SCGERCCZ031985 | SCGERCCZ03 | 1985 | 0 | 85
ComVint | SCGERCCZ03 | Ex | SCG | SCG | ERC | Multiple | CZ03 | Any | SCGERCCZ031996 | SCGERCCZ03 | 1996 | 0 | 96
ComVint | SCGERCCZ03 | Ex | SCG | SCG | ERC | Multiple | CZ03 | Any | SCGERCCZ032003 | SCGERCCZ03 | 2003 | 0 | 03
ComVint | SCGERCCZ03 | Ex | SCG | SCG | ERC | Multiple | CZ03 | Any | SCGERCCZ032007 | SCGERCCZ03 | 2007 | 0 | 07
ComVint | SCGERCCZ03 | Ex | SCG | SCG | ERC | Multiple | CZ03 | Any | SCGERCCZ032011 | SCGERCCZ03 | 2011 | 0 | 11
ComVint | SCGERCCZ03 | Ex | SCG | SCG | ERC | Multiple | CZ03 | Any | SCGERCCZ032014 | SCGERCCZ03 | 2014 | 0 | 14
ComVint | SCGERCCZ04 | Ex | SCG | SCG | ERC | Multiple | CZ04 | Any | SCGERCCZ041975 | SCGERCCZ04 | 1975 | 0 | 75
ComVint | SCGERCCZ04 | Ex | SCG | SCG | ERC | Multiple | CZ04 | Any | SCGERCCZ041985 | SCGERCCZ04 | 1985 | 0 | 85
ComVint | SCGERCCZ04 | Ex | SCG | SCG | ERC | Multiple | CZ04 | Any | SCGERCCZ041996 | SCGERCCZ04 | 1996 | 0 | 96
ComVint | SCGERCCZ04 | Ex | SCG | SCG | ERC | Multiple | CZ04 | Any | SCGERCCZ042003 | SCGERCCZ04 | 2003 | 0 | 03
ComVint | SCGERCCZ04 | Ex | SCG | SCG | ERC | Multiple | CZ04 | Any | SCGERCCZ042007 | SCGERCCZ04 | 2007 | 0 | 07
ComVint | SCGERCCZ04 | Ex | SCG | SCG | ERC | Multiple | CZ04 | Any | SCGERCCZ042011 | SCGERCCZ04 | 2011 | 0 | 11
ComVint | SCGERCCZ04 | Ex | SCG | SCG | ERC | Multiple | CZ04 | Any | SCGERCCZ042014 | SCGERCCZ04 | 2014 | 0 | 14
ComVint | SCGERCCZ05 | Ex | SCG | SCG | ERC | Multiple | CZ05 | Any | SCGERCCZ051975 | SCGERCCZ05 | 1975 | 0.050833 | 75
ComVint | SCGERCCZ05 | Ex | SCG | SCG | ERC | Multiple | CZ05 | Any | SCGERCCZ051985 | SCGERCCZ05 | 1985 | 0.0057667 | 85
ComVint | SCGERCCZ05 | Ex | SCG | SCG | ERC | Multiple | CZ05 | Any | SCGERCCZ051996 | SCGERCCZ05 | 1996 | 0.005 | 96
ComVint | SCGERCCZ05 | Ex | SCG | SCG | ERC | Multiple | CZ05 | Any | SCGERCCZ052003 | SCGERCCZ05 | 2003 | 0.0037667 | 03
ComVint | SCGERCCZ05 | Ex | SCG | SCG | ERC | Multiple | CZ05 | Any | SCGERCCZ052007 | SCGERCCZ05 | 2007 | 0.0011333 | 07
ComVint | SCGERCCZ05 | Ex | SCG | SCG | ERC | Multiple | CZ05 | Any | SCGERCCZ052011 | SCGERCCZ05 | 2011 | 0.0011333 | 11
ComVint | SCGERCCZ05 | Ex | SCG | SCG | ERC | Multiple | CZ05 | Any | SCGERCCZ052014 | SCGERCCZ05 | 2014 | 0.00056667 | 14
ComVint | SCGERCCZ06 | Ex | SCG | SCG | ERC | Multiple | CZ06 | Any | SCGERCCZ061975 | SCGERCCZ06 | 1975 | 10.2819 | 75
ComVint | SCGERCCZ06 | Ex | SCG | SCG | ERC | Multiple | CZ06 | Any | SCGERCCZ061985 | SCGERCCZ06 | 1985 | 1.0751 | 85
ComVint | SCGERCCZ06 | Ex | SCG | SCG | ERC | Multiple | CZ06 | Any | SCGERCCZ061996 | SCGERCCZ06 | 1996 | 0.94763 | 96
ComVint | SCGERCCZ06 | Ex | SCG | SCG | ERC | Multiple | CZ06 | Any | SCGERCCZ062003 | SCGERCCZ06 | 2003 | 0.758 | 03
ComVint | SCGERCCZ06 | Ex | SCG | SCG | ERC | Multiple | CZ06 | Any | SCGERCCZ062007 | SCGERCCZ06 | 2007 | 0.22457 | 07
ComVint | SCGERCCZ06 | Ex | SCG | SCG | ERC | Multiple | CZ06 | Any | SCGERCCZ062011 | SCGERCCZ06 | 2011 | 0.22457 | 11
ComVint | SCGERCCZ06 | Ex | SCG | SCG | ERC | Multiple | CZ06 | Any | SCGERCCZ062014 | SCGERCCZ06 | 2014 | 0.11228 | 14
ComVint | SCGERCCZ07 | Ex | SCG | SCG | ERC | Multiple | CZ07 | Any | SCGERCCZ071975 | SCGERCCZ07 | 1975 | 0 | 75
ComVint | SCGERCCZ07 | Ex | SCG | SCG | ERC | Multiple | CZ07 | Any | SCGERCCZ071985 | SCGERCCZ07 | 1985 | 0 | 85
ComVint | SCGERCCZ07 | Ex | SCG | SCG | ERC | Multiple | CZ07 | Any | SCGERCCZ071996 | SCGERCCZ07 | 1996 | 0 | 96
ComVint | SCGERCCZ07 | Ex | SCG | SCG | ERC | Multiple | CZ07 | Any | SCGERCCZ072003 | SCGERCCZ07 | 2003 | 0 | 03
ComVint | SCGERCCZ07 | Ex | SCG | SCG | ERC | Multiple | CZ07 | Any | SCGERCCZ072007 | SCGERCCZ07 | 2007 | 0 | 07
ComVint | SCGERCCZ07 | Ex | SCG | SCG | ERC | Multiple | CZ07 | Any | SCGERCCZ072011 | SCGERCCZ07 | 2011 | 0 | 11
ComVint | SCGERCCZ07 | Ex | SCG | SCG | ERC | Multiple | CZ07 | Any | SCGERCCZ072014 | SCGERCCZ07 | 2014 | 0 | 14
ComVint | SCGERCCZ08 | Ex | SCG | SCG | ERC | Multiple | CZ08 | Any | SCGERCCZ081975 | SCGERCCZ08 | 1975 | 18.1868 | 75
ComVint | SCGERCCZ08 | Ex | SCG | SCG | ERC | Multiple | CZ08 | Any | SCGERCCZ081985 | SCGERCCZ08 | 1985 | 1.8823 | 85
ComVint | SCGERCCZ08 | Ex | SCG | SCG | ERC | Multiple | CZ08 | Any | SCGERCCZ081996 | SCGERCCZ08 | 1996 | 1.6763 | 96
ComVint | SCGERCCZ08 | Ex | SCG | SCG | ERC | Multiple | CZ08 | Any | SCGERCCZ082003 | SCGERCCZ08 | 2003 | 1.3901 | 03
ComVint | SCGERCCZ08 | Ex | SCG | SCG | ERC | Multiple | CZ08 | Any | SCGERCCZ082007 | SCGERCCZ08 | 2007 | 0.4033 | 07
ComVint | SCGERCCZ08 | Ex | SCG | SCG | ERC | Multiple | CZ08 | Any | SCGERCCZ082011 | SCGERCCZ08 | 2011 | 0.4033 | 11
ComVint | SCGERCCZ08 | Ex | SCG | SCG | ERC | Multiple | CZ08 | Any | SCGERCCZ082014 | SCGERCCZ08 | 2014 | 0.20165 | 14
ComVint | SCGERCCZ09 | Ex | SCG | SCG | ERC | Multiple | CZ09 | Any | SCGERCCZ091975 | SCGERCCZ09 | 1975 | 17.4302 | 75
ComVint | SCGERCCZ09 | Ex | SCG | SCG | ERC | Multiple | CZ09 | Any | SCGERCCZ091985 | SCGERCCZ09 | 1985 | 1.3996 | 85
ComVint | SCGERCCZ09 | Ex | SCG | SCG | ERC | Multiple | CZ09 | Any | SCGERCCZ091996 | SCGERCCZ09 | 1996 | 1.4082 | 96
ComVint | SCGERCCZ09 | Ex | SCG | SCG | ERC | Multiple | CZ09 | Any | SCGERCCZ092003 | SCGERCCZ09 | 2003 | 1.4864 | 03
ComVint | SCGERCCZ09 | Ex | SCG | SCG | ERC | Multiple | CZ09 | Any | SCGERCCZ092007 | SCGERCCZ09 | 2007 | 0.35527 | 07
ComVint | SCGERCCZ09 | Ex | SCG | SCG | ERC | Multiple | CZ09 | Any | SCGERCCZ092011 | SCGERCCZ09 | 2011 | 0.35527 | 11
ComVint | SCGERCCZ09 | Ex | SCG | SCG | ERC | Multiple | CZ09 | Any | SCGERCCZ092014 | SCGERCCZ09 | 2014 | 0.17763 | 14
ComVint | SCGERCCZ10 | Ex | SCG | SCG | ERC | Multiple | CZ10 | Any | SCGERCCZ101975 | SCGERCCZ10 | 1975 | 5.5983 | 75
ComVint | SCGERCCZ10 | Ex | SCG | SCG | ERC | Multiple | CZ10 | Any | SCGERCCZ101985 | SCGERCCZ10 | 1985 | 2.3975 | 85
ComVint | SCGERCCZ10 | Ex | SCG | SCG | ERC | Multiple | CZ10 | Any | SCGERCCZ101996 | SCGERCCZ10 | 1996 | 2.4324 | 96
ComVint | SCGERCCZ10 | Ex | SCG | SCG | ERC | Multiple | CZ10 | Any | SCGERCCZ102003 | SCGERCCZ10 | 2003 | 2.2477 | 03
ComVint | SCGERCCZ10 | Ex | SCG | SCG | ERC | Multiple | CZ10 | Any | SCGERCCZ102007 | SCGERCCZ10 | 2007 | 0.5695 | 07
ComVint | SCGERCCZ10 | Ex | SCG | SCG | ERC | Multiple | CZ10 | Any | SCGERCCZ102011 | SCGERCCZ10 | 2011 | 0.5695 | 11
ComVint | SCGERCCZ10 | Ex | SCG | SCG | ERC | Multiple | CZ10 | Any | SCGERCCZ102014 | SCGERCCZ10 | 2014 | 0.28475 | 14
ComVint | SCGERCCZ11 | Ex | SCG | SCG | ERC | Multiple | CZ11 | Any | SCGERCCZ111975 | SCGERCCZ11 | 1975 | 0 | 75
ComVint | SCGERCCZ11 | Ex | SCG | SCG | ERC | Multiple | CZ11 | Any | SCGERCCZ111985 | SCGERCCZ11 | 1985 | 0 | 85
ComVint | SCGERCCZ11 | Ex | SCG | SCG | ERC | Multiple | CZ11 | Any | SCGERCCZ111996 | SCGERCCZ11 | 1996 | 0 | 96
ComVint | SCGERCCZ11 | Ex | SCG | SCG | ERC | Multiple | CZ11 | Any | SCGERCCZ112003 | SCGERCCZ11 | 2003 | 0 | 03
ComVint | SCGERCCZ11 | Ex | SCG | SCG | ERC | Multiple | CZ11 | Any | SCGERCCZ112007 | SCGERCCZ11 | 2007 | 0 | 07
ComVint | SCGERCCZ11 | Ex | SCG | SCG | ERC | Multiple | CZ11 | Any | SCGERCCZ112011 | SCGERCCZ11 | 2011 | 0 | 11
ComVint | SCGERCCZ11 | Ex | SCG | SCG | ERC | Multiple | CZ11 | Any | SCGERCCZ112014 | SCGERCCZ11 | 2014 | 0 | 14
ComVint | SCGERCCZ12 | Ex | SCG | SCG | ERC | Multiple | CZ12 | Any | SCGERCCZ121975 | SCGERCCZ12 | 1975 | 0 | 75
ComVint | SCGERCCZ12 | Ex | SCG | SCG | ERC | Multiple | CZ12 | Any | SCGERCCZ121985 | SCGERCCZ12 | 1985 | 0 | 85
ComVint | SCGERCCZ12 | Ex | SCG | SCG | ERC | Multiple | CZ12 | Any | SCGERCCZ121996 | SCGERCCZ12 | 1996 | 0 | 96
ComVint | SCGERCCZ12 | Ex | SCG | SCG | ERC | Multiple | CZ12 | Any | SCGERCCZ122003 | SCGERCCZ12 | 2003 | 0 | 03
ComVint | SCGERCCZ12 | Ex | SCG | SCG | ERC | Multiple | CZ12 | Any | SCGERCCZ122007 | SCGERCCZ12 | 2007 | 0 | 07
ComVint | SCGERCCZ12 | Ex | SCG | SCG | ERC | Multiple | CZ12 | Any | SCGERCCZ122011 | SCGERCCZ12 | 2011 | 0 | 11
ComVint | SCGERCCZ12 | Ex | SCG | SCG | ERC | Multiple | CZ12 | Any | SCGERCCZ122014 | SCGERCCZ12 | 2014 | 0 | 14
ComVint | SCGERCCZ13 | Ex | SCG | SCG | ERC | Multiple | CZ13 | Any | SCGERCCZ131975 | SCGERCCZ13 | 1975 | 1.4684 | 75
ComVint | SCGERCCZ13 | Ex | SCG | SCG | ERC | Multiple | CZ13 | Any | SCGERCCZ131985 | SCGERCCZ13 | 1985 | 0.35783 | 85
ComVint | SCGERCCZ13 | Ex | SCG | SCG | ERC | Multiple | CZ13 | Any | SCGERCCZ131996 | SCGERCCZ13 | 1996 | 0.45763 | 96
ComVint | SCGERCCZ13 | Ex | SCG | SCG | ERC | Multiple | CZ13 | Any | SCGERCCZ132003 | SCGERCCZ13 | 2003 | 0.2804 | 03
ComVint | SCGERCCZ13 | Ex | SCG | SCG | ERC | Multiple | CZ13 | Any | SCGERCCZ132007 | SCGERCCZ13 | 2007 | 0.12477 | 07
ComVint | SCGERCCZ13 | Ex | SCG | SCG | ERC | Multiple | CZ13 | Any | SCGERCCZ132011 | SCGERCCZ13 | 2011 | 0.12477 | 11
ComVint | SCGERCCZ13 | Ex | SCG | SCG | ERC | Multiple | CZ13 | Any | SCGERCCZ132014 | SCGERCCZ13 | 2014 | 0.062383 | 14
ComVint | SCGERCCZ14 | Ex | SCG | SCG | ERC | Multiple | CZ14 | Any | SCGERCCZ141975 | SCGERCCZ14 | 1975 | 1.7946 | 75
ComVint | SCGERCCZ14 | Ex | SCG | SCG | ERC | Multiple | CZ14 | Any | SCGERCCZ141985 | SCGERCCZ14 | 1985 | 0.52763 | 85
ComVint | SCGERCCZ14 | Ex | SCG | SCG | ERC | Multiple | CZ14 | Any | SCGERCCZ141996 | SCGERCCZ14 | 1996 | 0.53707 | 96
ComVint | SCGERCCZ14 | Ex | SCG | SCG | ERC | Multiple | CZ14 | Any | SCGERCCZ142003 | SCGERCCZ14 | 2003 | 0.49503 | 03
ComVint | SCGERCCZ14 | Ex | SCG | SCG | ERC | Multiple | CZ14 | Any | SCGERCCZ142007 | SCGERCCZ14 | 2007 | 0.12883 | 07
ComVint | SCGERCCZ14 | Ex | SCG | SCG | ERC | Multiple | CZ14 | Any | SCGERCCZ142011 | SCGERCCZ14 | 2011 | 0.12883 | 11
ComVint | SCGERCCZ14 | Ex | SCG | SCG | ERC | Multiple | CZ14 | Any | SCGERCCZ142014 | SCGERCCZ14 | 2014 | 0.064417 | 14
ComVint | SCGERCCZ15 | Ex | SCG | SCG | ERC | Multiple | CZ15 | Any | SCGERCCZ151975 | SCGERCCZ15 | 1975 | 0.4989 | 75
ComVint | SCGERCCZ15 | Ex | SCG | SCG | ERC | Multiple | CZ15 | Any | SCGERCCZ151985 | SCGERCCZ15 | 1985 | 0.21367 | 85
ComVint | SCGERCCZ15 | Ex | SCG | SCG | ERC | Multiple | CZ15 | Any | SCGERCCZ151996 | SCGERCCZ15 | 1996 | 0.21677 | 96
ComVint | SCGERCCZ15 | Ex | SCG | SCG | ERC | Multiple | CZ15 | Any | SCGERCCZ152003 | SCGERCCZ15 | 2003 | 0.2003 | 03
ComVint | SCGERCCZ15 | Ex | SCG | SCG | ERC | Multiple | CZ15 | Any | SCGERCCZ152007 | SCGERCCZ15 | 2007 | 0.050767 | 07
ComVint | SCGERCCZ15 | Ex | SCG | SCG | ERC | Multiple | CZ15 | Any | SCGERCCZ152011 | SCGERCCZ15 | 2011 | 0.050767 | 11
ComVint | SCGERCCZ15 | Ex | SCG | SCG | ERC | Multiple | CZ15 | Any | SCGERCCZ152014 | SCGERCCZ15 | 2014 | 0.025383 | 14
ComVint | SCGERCCZ16 | Ex | SCG | SCG | ERC | Multiple | CZ16 | Any | SCGERCCZ161975 | SCGERCCZ16 | 1975 | 0.77643 | 75
ComVint | SCGERCCZ16 | Ex | SCG | SCG | ERC | Multiple | CZ16 | Any | SCGERCCZ161985 | SCGERCCZ16 | 1985 | 0.2606 | 85
ComVint | SCGERCCZ16 | Ex | SCG | SCG | ERC | Multiple | CZ16 | Any | SCGERCCZ161996 | SCGERCCZ16 | 1996 | 0.27593 | 96
ComVint | SCGERCCZ16 | Ex | SCG | SCG | ERC | Multiple | CZ16 | Any | SCGERCCZ162003 | SCGERCCZ16 | 2003 | 0.23783 | 03
ComVint | SCGERCCZ16 | Ex | SCG | SCG | ERC | Multiple | CZ16 | Any | SCGERCCZ162007 | SCGERCCZ16 | 2007 | 0.0672 | 07
ComVint | SCGERCCZ16 | Ex | SCG | SCG | ERC | Multiple | CZ16 | Any | SCGERCCZ162011 | SCGERCCZ16 | 2011 | 0.0672 | 11
ComVint | SCGERCCZ16 | Ex | SCG | SCG | ERC | Multiple | CZ16 | Any | SCGERCCZ162014 | SCGERCCZ16 | 2014 | 0.0336 | 14
ComVint | SCGESeCZ01 | Ex | SCG | SCG | ESe | Multiple | CZ01 | Any | SCGESeCZ011975 | SCGESeCZ01 | 1975 | 0 | 75
ComVint | SCGESeCZ01 | Ex | SCG | SCG | ESe | Multiple | CZ01 | Any | SCGESeCZ011985 | SCGESeCZ01 | 1985 | 0 | 85
ComVint | SCGESeCZ01 | Ex | SCG | SCG | ESe | Multiple | CZ01 | Any | SCGESeCZ011996 | SCGESeCZ01 | 1996 | 0 | 96
ComVint | SCGESeCZ01 | Ex | SCG | SCG | ESe | Multiple | CZ01 | Any | SCGESeCZ012003 | SCGESeCZ01 | 2003 | 0 | 03
ComVint | SCGESeCZ01 | Ex | SCG | SCG | ESe | Multiple | CZ01 | Any | SCGESeCZ012007 | SCGESeCZ01 | 2007 | 0 | 07
ComVint | SCGESeCZ01 | Ex | SCG | SCG | ESe | Multiple | CZ01 | Any | SCGESeCZ012011 | SCGESeCZ01 | 2011 | 0 | 11
ComVint | SCGESeCZ01 | Ex | SCG | SCG | ESe | Multiple | CZ01 | Any | SCGESeCZ012014 | SCGESeCZ01 | 2014 | 0 | 14
ComVint | SCGESeCZ02 | Ex | SCG | SCG | ESe | Multiple | CZ02 | Any | SCGESeCZ021975 | SCGESeCZ02 | 1975 | 0 | 75
ComVint | SCGESeCZ02 | Ex | SCG | SCG | ESe | Multiple | CZ02 | Any | SCGESeCZ021985 | SCGESeCZ02 | 1985 | 0 | 85
ComVint | SCGESeCZ02 | Ex | SCG | SCG | ESe | Multiple | CZ02 | Any | SCGESeCZ021996 | SCGESeCZ02 | 1996 | 0 | 96
ComVint | SCGESeCZ02 | Ex | SCG | SCG | ESe | Multiple | CZ02 | Any | SCGESeCZ022003 | SCGESeCZ02 | 2003 | 0 | 03
ComVint | SCGESeCZ02 | Ex | SCG | SCG | ESe | Multiple | CZ02 | Any | SCGESeCZ022007 | SCGESeCZ02 | 2007 | 0 | 07
ComVint | SCGESeCZ02 | Ex | SCG | SCG | ESe | Multiple | CZ02 | Any | SCGESeCZ022011 | SCGESeCZ02 | 2011 | 0 | 11
ComVint | SCGESeCZ02 | Ex | SCG | SCG | ESe | Multiple | CZ02 | Any | SCGESeCZ022014 | SCGESeCZ02 | 2014 | 0 | 14
ComVint | SCGESeCZ03 | Ex | SCG | SCG | ESe | Multiple | CZ03 | Any | SCGESeCZ031975 | SCGESeCZ03 | 1975 | 0 | 75
ComVint | SCGESeCZ03 | Ex | SCG | SCG | ESe | Multiple | CZ03 | Any | SCGESeCZ031985 | SCGESeCZ03 | 1985 | 0 | 85
ComVint | SCGESeCZ03 | Ex | SCG | SCG | ESe | Multiple | CZ03 | Any | SCGESeCZ031996 | SCGESeCZ03 | 1996 | 0 | 96
ComVint | SCGESeCZ03 | Ex | SCG | SCG | ESe | Multiple | CZ03 | Any | SCGESeCZ032003 | SCGESeCZ03 | 2003 | 0 | 03
ComVint | SCGESeCZ03 | Ex | SCG | SCG | ESe | Multiple | CZ03 | Any | SCGESeCZ032007 | SCGESeCZ03 | 2007 | 0 | 07
ComVint | SCGESeCZ03 | Ex | SCG | SCG | ESe | Multiple | CZ03 | Any | SCGESeCZ032011 | SCGESeCZ03 | 2011 | 0 | 11
ComVint | SCGESeCZ03 | Ex | SCG | SCG | ESe | Multiple | CZ03 | Any | SCGESeCZ032014 | SCGESeCZ03 | 2014 | 0 | 14
ComVint | SCGESeCZ04 | Ex | SCG | SCG | ESe | Multiple | CZ04 | Any | SCGESeCZ041975 | SCGESeCZ04 | 1975 | 0 | 75
ComVint | SCGESeCZ04 | Ex | SCG | SCG | ESe | Multiple | CZ04 | Any | SCGESeCZ041985 | SCGESeCZ04 | 1985 | 0 | 85
ComVint | SCGESeCZ04 | Ex | SCG | SCG | ESe | Multiple | CZ04 | Any | SCGESeCZ041996 | SCGESeCZ04 | 1996 | 0 | 96
ComVint | SCGESeCZ04 | Ex | SCG | SCG | ESe | Multiple | CZ04 | Any | SCGESeCZ042003 | SCGESeCZ04 | 2003 | 0 | 03
ComVint | SCGESeCZ04 | Ex | SCG | SCG | ESe | Multiple | CZ04 | Any | SCGESeCZ042007 | SCGESeCZ04 | 2007 | 0 | 07
ComVint | SCGESeCZ04 | Ex | SCG | SCG | ESe | Multiple | CZ04 | Any | SCGESeCZ042011 | SCGESeCZ04 | 2011 | 0 | 11
ComVint | SCGESeCZ04 | Ex | SCG | SCG | ESe | Multiple | CZ04 | Any | SCGESeCZ042014 | SCGESeCZ04 | 2014 | 0 | 14
ComVint | SCGESeCZ05 | Ex | SCG | SCG | ESe | Multiple | CZ05 | Any | SCGESeCZ051975 | SCGESeCZ05 | 1975 | 0.050833 | 75
ComVint | SCGESeCZ05 | Ex | SCG | SCG | ESe | Multiple | CZ05 | Any | SCGESeCZ051985 | SCGESeCZ05 | 1985 | 0.0057667 | 85
ComVint | SCGESeCZ05 | Ex | SCG | SCG | ESe | Multiple | CZ05 | Any | SCGESeCZ051996 | SCGESeCZ05 | 1996 | 0.005 | 96
ComVint | SCGESeCZ05 | Ex | SCG | SCG | ESe | Multiple | CZ05 | Any | SCGESeCZ052003 | SCGESeCZ05 | 2003 | 0.0037667 | 03
ComVint | SCGESeCZ05 | Ex | SCG | SCG | ESe | Multiple | CZ05 | Any | SCGESeCZ052007 | SCGESeCZ05 | 2007 | 0.0011333 | 07
ComVint | SCGESeCZ05 | Ex | SCG | SCG | ESe | Multiple | CZ05 | Any | SCGESeCZ052011 | SCGESeCZ05 | 2011 | 0.0011333 | 11
ComVint | SCGESeCZ05 | Ex | SCG | SCG | ESe | Multiple | CZ05 | Any | SCGESeCZ052014 | SCGESeCZ05 | 2014 | 0.00056667 | 14
ComVint | SCGESeCZ06 | Ex | SCG | SCG | ESe | Multiple | CZ06 | Any | SCGESeCZ061975 | SCGESeCZ06 | 1975 | 10.2819 | 75
ComVint | SCGESeCZ06 | Ex | SCG | SCG | ESe | Multiple | CZ06 | Any | SCGESeCZ061985 | SCGESeCZ06 | 1985 | 1.0751 | 85
ComVint | SCGESeCZ06 | Ex | SCG | SCG | ESe | Multiple | CZ06 | Any | SCGESeCZ061996 | SCGESeCZ06 | 1996 | 0.94763 | 96
ComVint | SCGESeCZ06 | Ex | SCG | SCG | ESe | Multiple | CZ06 | Any | SCGESeCZ062003 | SCGESeCZ06 | 2003 | 0.758 | 03
ComVint | SCGESeCZ06 | Ex | SCG | SCG | ESe | Multiple | CZ06 | Any | SCGESeCZ062007 | SCGESeCZ06 | 2007 | 0.22457 | 07
ComVint | SCGESeCZ06 | Ex | SCG | SCG | ESe | Multiple | CZ06 | Any | SCGESeCZ062011 | SCGESeCZ06 | 2011 | 0.22457 | 11
ComVint | SCGESeCZ06 | Ex | SCG | SCG | ESe | Multiple | CZ06 | Any | SCGESeCZ062014 | SCGESeCZ06 | 2014 | 0.11228 | 14
ComVint | SCGESeCZ07 | Ex | SCG | SCG | ESe | Multiple | CZ07 | Any | SCGESeCZ071975 | SCGESeCZ07 | 1975 | 0 | 75
ComVint | SCGESeCZ07 | Ex | SCG | SCG | ESe | Multiple | CZ07 | Any | SCGESeCZ071985 | SCGESeCZ07 | 1985 | 0 | 85
ComVint | SCGESeCZ07 | Ex | SCG | SCG | ESe | Multiple | CZ07 | Any | SCGESeCZ071996 | SCGESeCZ07 | 1996 | 0 | 96
ComVint | SCGESeCZ07 | Ex | SCG | SCG | ESe | Multiple | CZ07 | Any | SCGESeCZ072003 | SCGESeCZ07 | 2003 | 0 | 03
ComVint | SCGESeCZ07 | Ex | SCG | SCG | ESe | Multiple | CZ07 | Any | SCGESeCZ072007 | SCGESeCZ07 | 2007 | 0 | 07
ComVint | SCGESeCZ07 | Ex | SCG | SCG | ESe | Multiple | CZ07 | Any | SCGESeCZ072011 | SCGESeCZ07 | 2011 | 0 | 11
ComVint | SCGESeCZ07 | Ex | SCG | SCG | ESe | Multiple | CZ07 | Any | SCGESeCZ072014 | SCGESeCZ07 | 2014 | 0 | 14
ComVint | SCGESeCZ08 | Ex | SCG | SCG | ESe | Multiple | CZ08 | Any | SCGESeCZ081975 | SCGESeCZ08 | 1975 | 18.1868 | 75
ComVint | SCGESeCZ08 | Ex | SCG | SCG | ESe | Multiple | CZ08 | Any | SCGESeCZ081985 | SCGESeCZ08 | 1985 | 1.8823 | 85
ComVint | SCGESeCZ08 | Ex | SCG | SCG | ESe | Multiple | CZ08 | Any | SCGESeCZ081996 | SCGESeCZ08 | 1996 | 1.6763 | 96
ComVint | SCGESeCZ08 | Ex | SCG | SCG | ESe | Multiple | CZ08 | Any | SCGESeCZ082003 | SCGESeCZ08 | 2003 | 1.3901 | 03
ComVint | SCGESeCZ08 | Ex | SCG | SCG | ESe | Multiple | CZ08 | Any | SCGESeCZ082007 | SCGESeCZ08 | 2007 | 0.4033 | 07
ComVint | SCGESeCZ08 | Ex | SCG | SCG | ESe | Multiple | CZ08 | Any | SCGESeCZ082011 | SCGESeCZ08 | 2011 | 0.4033 | 11
ComVint | SCGESeCZ08 | Ex | SCG | SCG | ESe | Multiple | CZ08 | Any | SCGESeCZ082014 | SCGESeCZ08 | 2014 | 0.20165 | 14
ComVint | SCGESeCZ09 | Ex | SCG | SCG | ESe | Multiple | CZ09 | Any | SCGESeCZ091975 | SCGESeCZ09 | 1975 | 17.4302 | 75
ComVint | SCGESeCZ09 | Ex | SCG | SCG | ESe | Multiple | CZ09 | Any | SCGESeCZ091985 | SCGESeCZ09 | 1985 | 1.3996 | 85
ComVint | SCGESeCZ09 | Ex | SCG | SCG | ESe | Multiple | CZ09 | Any | SCGESeCZ091996 | SCGESeCZ09 | 1996 | 1.4082 | 96
ComVint | SCGESeCZ09 | Ex | SCG | SCG | ESe | Multiple | CZ09 | Any | SCGESeCZ092003 | SCGESeCZ09 | 2003 | 1.4864 | 03
ComVint | SCGESeCZ09 | Ex | SCG | SCG | ESe | Multiple | CZ09 | Any | SCGESeCZ092007 | SCGESeCZ09 | 2007 | 0.35527 | 07
ComVint | SCGESeCZ09 | Ex | SCG | SCG | ESe | Multiple | CZ09 | Any | SCGESeCZ092011 | SCGESeCZ09 | 2011 | 0.35527 | 11
ComVint | SCGESeCZ09 | Ex | SCG | SCG | ESe | Multiple | CZ09 | Any | SCGESeCZ092014 | SCGESeCZ09 | 2014 | 0.17763 | 14
ComVint | SCGESeCZ10 | Ex | SCG | SCG | ESe | Multiple | CZ10 | Any | SCGESeCZ101975 | SCGESeCZ10 | 1975 | 5.5983 | 75
ComVint | SCGESeCZ10 | Ex | SCG | SCG | ESe | Multiple | CZ10 | Any | SCGESeCZ101985 | SCGESeCZ10 | 1985 | 2.3975 | 85
ComVint | SCGESeCZ10 | Ex | SCG | SCG | ESe | Multiple | CZ10 | Any | SCGESeCZ101996 | SCGESeCZ10 | 1996 | 2.4324 | 96
ComVint | SCGESeCZ10 | Ex | SCG | SCG | ESe | Multiple | CZ10 | Any | SCGESeCZ102003 | SCGESeCZ10 | 2003 | 2.2477 | 03
ComVint | SCGESeCZ10 | Ex | SCG | SCG | ESe | Multiple | CZ10 | Any | SCGESeCZ102007 | SCGESeCZ10 | 2007 | 0.5695 | 07
ComVint | SCGESeCZ10 | Ex | SCG | SCG | ESe | Multiple | CZ10 | Any | SCGESeCZ102011 | SCGESeCZ10 | 2011 | 0.5695 | 11
ComVint | SCGESeCZ10 | Ex | SCG | SCG | ESe | Multiple | CZ10 | Any | SCGESeCZ102014 | SCGESeCZ10 | 2014 | 0.28475 | 14
ComVint | SCGESeCZ11 | Ex | SCG | SCG | ESe | Multiple | CZ11 | Any | SCGESeCZ111975 | SCGESeCZ11 | 1975 | 0 | 75
ComVint | SCGESeCZ11 | Ex | SCG | SCG | ESe | Multiple | CZ11 | Any | SCGESeCZ111985 | SCGESeCZ11 | 1985 | 0 | 85
ComVint | SCGESeCZ11 | Ex | SCG | SCG | ESe | Multiple | CZ11 | Any | SCGESeCZ111996 | SCGESeCZ11 | 1996 | 0 | 96
ComVint | SCGESeCZ11 | Ex | SCG | SCG | ESe | Multiple | CZ11 | Any | SCGESeCZ112003 | SCGESeCZ11 | 2003 | 0 | 03
ComVint | SCGESeCZ11 | Ex | SCG | SCG | ESe | Multiple | CZ11 | Any | SCGESeCZ112007 | SCGESeCZ11 | 2007 | 0 | 07
ComVint | SCGESeCZ11 | Ex | SCG | SCG | ESe | Multiple | CZ11 | Any | SCGESeCZ112011 | SCGESeCZ11 | 2011 | 0 | 11
ComVint | SCGESeCZ11 | Ex | SCG | SCG | ESe | Multiple | CZ11 | Any | SCGESeCZ112014 | SCGESeCZ11 | 2014 | 0 | 14
ComVint | SCGESeCZ12 | Ex | SCG | SCG | ESe | Multiple | CZ12 | Any | SCGESeCZ121975 | SCGESeCZ12 | 1975 | 0 | 75
ComVint | SCGESeCZ12 | Ex | SCG | SCG | ESe | Multiple | CZ12 | Any | SCGESeCZ121985 | SCGESeCZ12 | 1985 | 0 | 85
ComVint | SCGESeCZ12 | Ex | SCG | SCG | ESe | Multiple | CZ12 | Any | SCGESeCZ121996 | SCGESeCZ12 | 1996 | 0 | 96
ComVint | SCGESeCZ12 | Ex | SCG | SCG | ESe | Multiple | CZ12 | Any | SCGESeCZ122003 | SCGESeCZ12 | 2003 | 0 | 03
ComVint | SCGESeCZ12 | Ex | SCG | SCG | ESe | Multiple | CZ12 | Any | SCGESeCZ122007 | SCGESeCZ12 | 2007 | 0 | 07
ComVint | SCGESeCZ12 | Ex | SCG | SCG | ESe | Multiple | CZ12 | Any | SCGESeCZ122011 | SCGESeCZ12 | 2011 | 0 | 11
ComVint | SCGESeCZ12 | Ex | SCG | SCG | ESe | Multiple | CZ12 | Any | SCGESeCZ122014 | SCGESeCZ12 | 2014 | 0 | 14
ComVint | SCGESeCZ13 | Ex | SCG | SCG | ESe | Multiple | CZ13 | Any | SCGESeCZ131975 | SCGESeCZ13 | 1975 | 1.4684 | 75
ComVint | SCGESeCZ13 | Ex | SCG | SCG | ESe | Multiple | CZ13 | Any | SCGESeCZ131985 | SCGESeCZ13 | 1985 | 0.35783 | 85
ComVint | SCGESeCZ13 | Ex | SCG | SCG | ESe | Multiple | CZ13 | Any | SCGESeCZ131996 | SCGESeCZ13 | 1996 | 0.45763 | 96
ComVint | SCGESeCZ13 | Ex | SCG | SCG | ESe | Multiple | CZ13 | Any | SCGESeCZ132003 | SCGESeCZ13 | 2003 | 0.2804 | 03
ComVint | SCGESeCZ13 | Ex | SCG | SCG | ESe | Multiple | CZ13 | Any | SCGESeCZ132007 | SCGESeCZ13 | 2007 | 0.12477 | 07
ComVint | SCGESeCZ13 | Ex | SCG | SCG | ESe | Multiple | CZ13 | Any | SCGESeCZ132011 | SCGESeCZ13 | 2011 | 0.12477 | 11
ComVint | SCGESeCZ13 | Ex | SCG | SCG | ESe | Multiple | CZ13 | Any | SCGESeCZ132014 | SCGESeCZ13 | 2014 | 0.062383 | 14
ComVint | SCGESeCZ14 | Ex | SCG | SCG | ESe | Multiple | CZ14 | Any | SCGESeCZ141975 | SCGESeCZ14 | 1975 | 1.7946 | 75
ComVint | SCGESeCZ14 | Ex | SCG | SCG | ESe | Multiple | CZ14 | Any | SCGESeCZ141985 | SCGESeCZ14 | 1985 | 0.52763 | 85
ComVint | SCGESeCZ14 | Ex | SCG | SCG | ESe | Multiple | CZ14 | Any | SCGESeCZ141996 | SCGESeCZ14 | 1996 | 0.53707 | 96
ComVint | SCGESeCZ14 | Ex | SCG | SCG | ESe | Multiple | CZ14 | Any | SCGESeCZ142003 | SCGESeCZ14 | 2003 | 0.49503 | 03
ComVint | SCGESeCZ14 | Ex | SCG | SCG | ESe | Multiple | CZ14 | Any | SCGESeCZ142007 | SCGESeCZ14 | 2007 | 0.12883 | 07
ComVint | SCGESeCZ14 | Ex | SCG | SCG | ESe | Multiple | CZ14 | Any | SCGESeCZ142011 | SCGESeCZ14 | 2011 | 0.12883 | 11
ComVint | SCGESeCZ14 | Ex | SCG | SCG | ESe | Multiple | CZ14 | Any | SCGESeCZ142014 | SCGESeCZ14 | 2014 | 0.064417 | 14
ComVint | SCGESeCZ15 | Ex | SCG | SCG | ESe | Multiple | CZ15 | Any | SCGESeCZ151975 | SCGESeCZ15 | 1975 | 0.4989 | 75
ComVint | SCGESeCZ15 | Ex | SCG | SCG | ESe | Multiple | CZ15 | Any | SCGESeCZ151985 | SCGESeCZ15 | 1985 | 0.21367 | 85
ComVint | SCGESeCZ15 | Ex | SCG | SCG | ESe | Multiple | CZ15 | Any | SCGESeCZ151996 | SCGESeCZ15 | 1996 | 0.21677 | 96
ComVint | SCGESeCZ15 | Ex | SCG | SCG | ESe | Multiple | CZ15 | Any | SCGESeCZ152003 | SCGESeCZ15 | 2003 | 0.2003 | 03
ComVint | SCGESeCZ15 | Ex | SCG | SCG | ESe | Multiple | CZ15 | Any | SCGESeCZ152007 | SCGESeCZ15 | 2007 | 0.050767 | 07
ComVint | SCGESeCZ15 | Ex | SCG | SCG | ESe | Multiple | CZ15 | Any | SCGESeCZ152011 | SCGESeCZ15 | 2011 | 0.050767 | 11
ComVint | SCGESeCZ15 | Ex | SCG | SCG | ESe | Multiple | CZ15 | Any | SCGESeCZ152014 | SCGESeCZ15 | 2014 | 0.025383 | 14
ComVint | SCGESeCZ16 | Ex | SCG | SCG | ESe | Multiple | CZ16 | Any | SCGESeCZ161975 | SCGESeCZ16 | 1975 | 0.77643 | 75
ComVint | SCGESeCZ16 | Ex | SCG | SCG | ESe | Multiple | CZ16 | Any | SCGESeCZ161985 | SCGESeCZ16 | 1985 | 0.2606 | 85
ComVint | SCGESeCZ16 | Ex | SCG | SCG | ESe | Multiple | CZ16 | Any | SCGESeCZ161996 | SCGESeCZ16 | 1996 | 0.27593 | 96
ComVint | SCGESeCZ16 | Ex | SCG | SCG | ESe | Multiple | CZ16 | Any | SCGESeCZ162003 | SCGESeCZ16 | 2003 | 0.23783 | 03
ComVint | SCGESeCZ16 | Ex | SCG | SCG | ESe | Multiple | CZ16 | Any | SCGESeCZ162007 | SCGESeCZ16 | 2007 | 0.0672 | 07
ComVint | SCGESeCZ16 | Ex | SCG | SCG | ESe | Multiple | CZ16 | Any | SCGESeCZ162011 | SCGESeCZ16 | 2011 | 0.0672 | 11
ComVint | SCGESeCZ16 | Ex | SCG | SCG | ESe | Multiple | CZ16 | Any | SCGESeCZ162014 | SCGESeCZ16 | 2014 | 0.0336 | 14
ComVint | SCGEUnCZ01 | Ex | SCG | SCG | EUn | Multiple | CZ01 | Any | SCGEUnCZ011975 | SCGEUnCZ01 | 1975 | 0 | 75
ComVint | SCGEUnCZ01 | Ex | SCG | SCG | EUn | Multiple | CZ01 | Any | SCGEUnCZ011985 | SCGEUnCZ01 | 1985 | 0 | 85
ComVint | SCGEUnCZ01 | Ex | SCG | SCG | EUn | Multiple | CZ01 | Any | SCGEUnCZ011996 | SCGEUnCZ01 | 1996 | 0 | 96
ComVint | SCGEUnCZ01 | Ex | SCG | SCG | EUn | Multiple | CZ01 | Any | SCGEUnCZ012003 | SCGEUnCZ01 | 2003 | 0 | 03
ComVint | SCGEUnCZ01 | Ex | SCG | SCG | EUn | Multiple | CZ01 | Any | SCGEUnCZ012007 | SCGEUnCZ01 | 2007 | 0 | 07
ComVint | SCGEUnCZ01 | Ex | SCG | SCG | EUn | Multiple | CZ01 | Any | SCGEUnCZ012011 | SCGEUnCZ01 | 2011 | 0 | 11
ComVint | SCGEUnCZ01 | Ex | SCG | SCG | EUn | Multiple | CZ01 | Any | SCGEUnCZ012014 | SCGEUnCZ01 | 2014 | 0 | 14
ComVint | SCGEUnCZ02 | Ex | SCG | SCG | EUn | Multiple | CZ02 | Any | SCGEUnCZ021975 | SCGEUnCZ02 | 1975 | 0 | 75
ComVint | SCGEUnCZ02 | Ex | SCG | SCG | EUn | Multiple | CZ02 | Any | SCGEUnCZ021985 | SCGEUnCZ02 | 1985 | 0 | 85
ComVint | SCGEUnCZ02 | Ex | SCG | SCG | EUn | Multiple | CZ02 | Any | SCGEUnCZ021996 | SCGEUnCZ02 | 1996 | 0 | 96
ComVint | SCGEUnCZ02 | Ex | SCG | SCG | EUn | Multiple | CZ02 | Any | SCGEUnCZ022003 | SCGEUnCZ02 | 2003 | 0 | 03
ComVint | SCGEUnCZ02 | Ex | SCG | SCG | EUn | Multiple | CZ02 | Any | SCGEUnCZ022007 | SCGEUnCZ02 | 2007 | 0 | 07
ComVint | SCGEUnCZ02 | Ex | SCG | SCG | EUn | Multiple | CZ02 | Any | SCGEUnCZ022011 | SCGEUnCZ02 | 2011 | 0 | 11
ComVint | SCGEUnCZ02 | Ex | SCG | SCG | EUn | Multiple | CZ02 | Any | SCGEUnCZ022014 | SCGEUnCZ02 | 2014 | 0 | 14
ComVint | SCGEUnCZ03 | Ex | SCG | SCG | EUn | Multiple | CZ03 | Any | SCGEUnCZ031975 | SCGEUnCZ03 | 1975 | 0 | 75
ComVint | SCGEUnCZ03 | Ex | SCG | SCG | EUn | Multiple | CZ03 | Any | SCGEUnCZ031985 | SCGEUnCZ03 | 1985 | 0 | 85
ComVint | SCGEUnCZ03 | Ex | SCG | SCG | EUn | Multiple | CZ03 | Any | SCGEUnCZ031996 | SCGEUnCZ03 | 1996 | 0 | 96
ComVint | SCGEUnCZ03 | Ex | SCG | SCG | EUn | Multiple | CZ03 | Any | SCGEUnCZ032003 | SCGEUnCZ03 | 2003 | 0 | 03
ComVint | SCGEUnCZ03 | Ex | SCG | SCG | EUn | Multiple | CZ03 | Any | SCGEUnCZ032007 | SCGEUnCZ03 | 2007 | 0 | 07
ComVint | SCGEUnCZ03 | Ex | SCG | SCG | EUn | Multiple | CZ03 | Any | SCGEUnCZ032011 | SCGEUnCZ03 | 2011 | 0 | 11
ComVint | SCGEUnCZ03 | Ex | SCG | SCG | EUn | Multiple | CZ03 | Any | SCGEUnCZ032014 | SCGEUnCZ03 | 2014 | 0 | 14
ComVint | SCGEUnCZ04 | Ex | SCG | SCG | EUn | Multiple | CZ04 | Any | SCGEUnCZ041975 | SCGEUnCZ04 | 1975 | 0 | 75
ComVint | SCGEUnCZ04 | Ex | SCG | SCG | EUn | Multiple | CZ04 | Any | SCGEUnCZ041985 | SCGEUnCZ04 | 1985 | 0 | 85
ComVint | SCGEUnCZ04 | Ex | SCG | SCG | EUn | Multiple | CZ04 | Any | SCGEUnCZ041996 | SCGEUnCZ04 | 1996 | 0 | 96
ComVint | SCGEUnCZ04 | Ex | SCG | SCG | EUn | Multiple | CZ04 | Any | SCGEUnCZ042003 | SCGEUnCZ04 | 2003 | 0 | 03
ComVint | SCGEUnCZ04 | Ex | SCG | SCG | EUn | Multiple | CZ04 | Any | SCGEUnCZ042007 | SCGEUnCZ04 | 2007 | 0 | 07
ComVint | SCGEUnCZ04 | Ex | SCG | SCG | EUn | Multiple | CZ04 | Any | SCGEUnCZ042011 | SCGEUnCZ04 | 2011 | 0 | 11
ComVint | SCGEUnCZ04 | Ex | SCG | SCG | EUn | Multiple | CZ04 | Any | SCGEUnCZ042014 | SCGEUnCZ04 | 2014 | 0 | 14
ComVint | SCGEUnCZ05 | Ex | SCG | SCG | EUn | Multiple | CZ05 | Any | SCGEUnCZ051975 | SCGEUnCZ05 | 1975 | 0.00875 | 75
ComVint | SCGEUnCZ05 | Ex | SCG | SCG | EUn | Multiple | CZ05 | Any | SCGEUnCZ051985 | SCGEUnCZ05 | 1985 | 0.00295 | 85
ComVint | SCGEUnCZ05 | Ex | SCG | SCG | EUn | Multiple | CZ05 | Any | SCGEUnCZ051996 | SCGEUnCZ05 | 1996 | 0.0019 | 96
ComVint | SCGEUnCZ05 | Ex | SCG | SCG | EUn | Multiple | CZ05 | Any | SCGEUnCZ052003 | SCGEUnCZ05 | 2003 | 0.0011 | 03
ComVint | SCGEUnCZ05 | Ex | SCG | SCG | EUn | Multiple | CZ05 | Any | SCGEUnCZ052007 | SCGEUnCZ05 | 2007 | 0.0005 | 07
ComVint | SCGEUnCZ05 | Ex | SCG | SCG | EUn | Multiple | CZ05 | Any | SCGEUnCZ052011 | SCGEUnCZ05 | 2011 | 0.0005 | 11
ComVint | SCGEUnCZ05 | Ex | SCG | SCG | EUn | Multiple | CZ05 | Any | SCGEUnCZ052014 | SCGEUnCZ05 | 2014 | 0.00025 | 14
ComVint | SCGEUnCZ06 | Ex | SCG | SCG | EUn | Multiple | CZ06 | Any | SCGEUnCZ061975 | SCGEUnCZ06 | 1975 | 8.9272 | 75
ComVint | SCGEUnCZ06 | Ex | SCG | SCG | EUn | Multiple | CZ06 | Any | SCGEUnCZ061985 | SCGEUnCZ06 | 1985 | 2.6688 | 85
ComVint | SCGEUnCZ06 | Ex | SCG | SCG | EUn | Multiple | CZ06 | Any | SCGEUnCZ061996 | SCGEUnCZ06 | 1996 | 1.8189 | 96
ComVint | SCGEUnCZ06 | Ex | SCG | SCG | EUn | Multiple | CZ06 | Any | SCGEUnCZ062003 | SCGEUnCZ06 | 2003 | 1.0655 | 03
ComVint | SCGEUnCZ06 | Ex | SCG | SCG | EUn | Multiple | CZ06 | Any | SCGEUnCZ062007 | SCGEUnCZ06 | 2007 | 0.47035 | 07
ComVint | SCGEUnCZ06 | Ex | SCG | SCG | EUn | Multiple | CZ06 | Any | SCGEUnCZ062011 | SCGEUnCZ06 | 2011 | 0.47035 | 11
ComVint | SCGEUnCZ06 | Ex | SCG | SCG | EUn | Multiple | CZ06 | Any | SCGEUnCZ062014 | SCGEUnCZ06 | 2014 | 0.23517 | 14
ComVint | SCGEUnCZ07 | Ex | SCG | SCG | EUn | Multiple | CZ07 | Any | SCGEUnCZ071975 | SCGEUnCZ07 | 1975 | 0 | 75
ComVint | SCGEUnCZ07 | Ex | SCG | SCG | EUn | Multiple | CZ07 | Any | SCGEUnCZ071985 | SCGEUnCZ07 | 1985 | 0 | 85
ComVint | SCGEUnCZ07 | Ex | SCG | SCG | EUn | Multiple | CZ07 | Any | SCGEUnCZ071996 | SCGEUnCZ07 | 1996 | 0 | 96
ComVint | SCGEUnCZ07 | Ex | SCG | SCG | EUn | Multiple | CZ07 | Any | SCGEUnCZ072003 | SCGEUnCZ07 | 2003 | 0 | 03
ComVint | SCGEUnCZ07 | Ex | SCG | SCG | EUn | Multiple | CZ07 | Any | SCGEUnCZ072007 | SCGEUnCZ07 | 2007 | 0 | 07
ComVint | SCGEUnCZ07 | Ex | SCG | SCG | EUn | Multiple | CZ07 | Any | SCGEUnCZ072011 | SCGEUnCZ07 | 2011 | 0 | 11
ComVint | SCGEUnCZ07 | Ex | SCG | SCG | EUn | Multiple | CZ07 | Any | SCGEUnCZ072014 | SCGEUnCZ07 | 2014 | 0 | 14
ComVint | SCGEUnCZ08 | Ex | SCG | SCG | EUn | Multiple | CZ08 | Any | SCGEUnCZ081975 | SCGEUnCZ08 | 1975 | 15.1895 | 75
ComVint | SCGEUnCZ08 | Ex | SCG | SCG | EUn | Multiple | CZ08 | Any | SCGEUnCZ081985 | SCGEUnCZ08 | 1985 | 4.4112 | 85
ComVint | SCGEUnCZ08 | Ex | SCG | SCG | EUn | Multiple | CZ08 | Any | SCGEUnCZ081996 | SCGEUnCZ08 | 1996 | 2.9423 | 96
ComVint | SCGEUnCZ08 | Ex | SCG | SCG | EUn | Multiple | CZ08 | Any | SCGEUnCZ082003 | SCGEUnCZ08 | 2003 | 1.7179 | 03
ComVint | SCGEUnCZ08 | Ex | SCG | SCG | EUn | Multiple | CZ08 | Any | SCGEUnCZ082007 | SCGEUnCZ08 | 2007 | 0.76105 | 07
ComVint | SCGEUnCZ08 | Ex | SCG | SCG | EUn | Multiple | CZ08 | Any | SCGEUnCZ082011 | SCGEUnCZ08 | 2011 | 0.76105 | 11
ComVint | SCGEUnCZ08 | Ex | SCG | SCG | EUn | Multiple | CZ08 | Any | SCGEUnCZ082014 | SCGEUnCZ08 | 2014 | 0.38053 | 14
ComVint | SCGEUnCZ09 | Ex | SCG | SCG | EUn | Multiple | CZ09 | Any | SCGEUnCZ091975 | SCGEUnCZ09 | 1975 | 15.3834 | 75
ComVint | SCGEUnCZ09 | Ex | SCG | SCG | EUn | Multiple | CZ09 | Any | SCGEUnCZ091985 | SCGEUnCZ09 | 1985 | 2.2528 | 85
ComVint | SCGEUnCZ09 | Ex | SCG | SCG | EUn | Multiple | CZ09 | Any | SCGEUnCZ091996 | SCGEUnCZ09 | 1996 | 1.915 | 96
ComVint | SCGEUnCZ09 | Ex | SCG | SCG | EUn | Multiple | CZ09 | Any | SCGEUnCZ092003 | SCGEUnCZ09 | 2003 | 1.1804 | 03
ComVint | SCGEUnCZ09 | Ex | SCG | SCG | EUn | Multiple | CZ09 | Any | SCGEUnCZ092007 | SCGEUnCZ09 | 2007 | 0.4744 | 07
ComVint | SCGEUnCZ09 | Ex | SCG | SCG | EUn | Multiple | CZ09 | Any | SCGEUnCZ092011 | SCGEUnCZ09 | 2011 | 0.4744 | 11
ComVint | SCGEUnCZ09 | Ex | SCG | SCG | EUn | Multiple | CZ09 | Any | SCGEUnCZ092014 | SCGEUnCZ09 | 2014 | 0.2372 | 14
ComVint | SCGEUnCZ10 | Ex | SCG | SCG | EUn | Multiple | CZ10 | Any | SCGEUnCZ101975 | SCGEUnCZ10 | 1975 | 2.2193 | 75
ComVint | SCGEUnCZ10 | Ex | SCG | SCG | EUn | Multiple | CZ10 | Any | SCGEUnCZ101985 | SCGEUnCZ10 | 1985 | 1.3482 | 85
ComVint | SCGEUnCZ10 | Ex | SCG | SCG | EUn | Multiple | CZ10 | Any | SCGEUnCZ101996 | SCGEUnCZ10 | 1996 | 0.9341 | 96
ComVint | SCGEUnCZ10 | Ex | SCG | SCG | EUn | Multiple | CZ10 | Any | SCGEUnCZ102003 | SCGEUnCZ10 | 2003 | 1.0091 | 03
ComVint | SCGEUnCZ10 | Ex | SCG | SCG | EUn | Multiple | CZ10 | Any | SCGEUnCZ102007 | SCGEUnCZ10 | 2007 | 0.42155 | 07
ComVint | SCGEUnCZ10 | Ex | SCG | SCG | EUn | Multiple | CZ10 | Any | SCGEUnCZ102011 | SCGEUnCZ10 | 2011 | 0.42155 | 11
ComVint | SCGEUnCZ10 | Ex | SCG | SCG | EUn | Multiple | CZ10 | Any | SCGEUnCZ102014 | SCGEUnCZ10 | 2014 | 0.21077 | 14
ComVint | SCGEUnCZ11 | Ex | SCG | SCG | EUn | Multiple | CZ11 | Any | SCGEUnCZ111975 | SCGEUnCZ11 | 1975 | 0 | 75
ComVint | SCGEUnCZ11 | Ex | SCG | SCG | EUn | Multiple | CZ11 | Any | SCGEUnCZ111985 | SCGEUnCZ11 | 1985 | 0 | 85
ComVint | SCGEUnCZ11 | Ex | SCG | SCG | EUn | Multiple | CZ11 | Any | SCGEUnCZ111996 | SCGEUnCZ11 | 1996 | 0 | 96
ComVint | SCGEUnCZ11 | Ex | SCG | SCG | EUn | Multiple | CZ11 | Any | SCGEUnCZ112003 | SCGEUnCZ11 | 2003 | 0 | 03
ComVint | SCGEUnCZ11 | Ex | SCG | SCG | EUn | Multiple | CZ11 | Any | SCGEUnCZ112007 | SCGEUnCZ11 | 2007 | 0 | 07
ComVint | SCGEUnCZ11 | Ex | SCG | SCG | EUn | Multiple | CZ11 | Any | SCGEUnCZ112011 | SCGEUnCZ11 | 2011 | 0 | 11
ComVint | SCGEUnCZ11 | Ex | SCG | SCG | EUn | Multiple | CZ11 | Any | SCGEUnCZ112014 | SCGEUnCZ11 | 2014 | 0 | 14
ComVint | SCGEUnCZ12 | Ex | SCG | SCG | EUn | Multiple | CZ12 | Any | SCGEUnCZ121975 | SCGEUnCZ12 | 1975 | 0 | 75
ComVint | SCGEUnCZ12 | Ex | SCG | SCG | EUn | Multiple | CZ12 | Any | SCGEUnCZ121985 | SCGEUnCZ12 | 1985 | 0 | 85
ComVint | SCGEUnCZ12 | Ex | SCG | SCG | EUn | Multiple | CZ12 | Any | SCGEUnCZ121996 | SCGEUnCZ12 | 1996 | 0 | 96
ComVint | SCGEUnCZ12 | Ex | SCG | SCG | EUn | Multiple | CZ12 | Any | SCGEUnCZ122003 | SCGEUnCZ12 | 2003 | 0 | 03
ComVint | SCGEUnCZ12 | Ex | SCG | SCG | EUn | Multiple | CZ12 | Any | SCGEUnCZ122007 | SCGEUnCZ12 | 2007 | 0 | 07
ComVint | SCGEUnCZ12 | Ex | SCG | SCG | EUn | Multiple | CZ12 | Any | SCGEUnCZ122011 | SCGEUnCZ12 | 2011 | 0 | 11
ComVint | SCGEUnCZ12 | Ex | SCG | SCG | EUn | Multiple | CZ12 | Any | SCGEUnCZ122014 | SCGEUnCZ12 | 2014 | 0 | 14
ComVint | SCGEUnCZ13 | Ex | SCG | SCG | EUn | Multiple | CZ13 | Any | SCGEUnCZ131975 | SCGEUnCZ13 | 1975 | 0.43195 | 75
ComVint | SCGEUnCZ13 | Ex | SCG | SCG | EUn | Multiple | CZ13 | Any | SCGEUnCZ131985 | SCGEUnCZ13 | 1985 | 0.2563 | 85
ComVint | SCGEUnCZ13 | Ex | SCG | SCG | EUn | Multiple | CZ13 | Any | SCGEUnCZ131996 | SCGEUnCZ13 | 1996 | 0.1863 | 96
ComVint | SCGEUnCZ13 | Ex | SCG | SCG | EUn | Multiple | CZ13 | Any | SCGEUnCZ132003 | SCGEUnCZ13 | 2003 | 0.20825 | 03
ComVint | SCGEUnCZ13 | Ex | SCG | SCG | EUn | Multiple | CZ13 | Any | SCGEUnCZ132007 | SCGEUnCZ13 | 2007 | 0.1116 | 07
ComVint | SCGEUnCZ13 | Ex | SCG | SCG | EUn | Multiple | CZ13 | Any | SCGEUnCZ132011 | SCGEUnCZ13 | 2011 | 0.1116 | 11
ComVint | SCGEUnCZ13 | Ex | SCG | SCG | EUn | Multiple | CZ13 | Any | SCGEUnCZ132014 | SCGEUnCZ13 | 2014 | 0.0558 | 14
ComVint | SCGEUnCZ14 | Ex | SCG | SCG | EUn | Multiple | CZ14 | Any | SCGEUnCZ141975 | SCGEUnCZ14 | 1975 | 0.82315 | 75
ComVint | SCGEUnCZ14 | Ex | SCG | SCG | EUn | Multiple | CZ14 | Any | SCGEUnCZ141985 | SCGEUnCZ14 | 1985 | 0.46445 | 85
ComVint | SCGEUnCZ14 | Ex | SCG | SCG | EUn | Multiple | CZ14 | Any | SCGEUnCZ141996 | SCGEUnCZ14 | 1996 | 0.32915 | 96
ComVint | SCGEUnCZ14 | Ex | SCG | SCG | EUn | Multiple | CZ14 | Any | SCGEUnCZ142003 | SCGEUnCZ14 | 2003 | 0.33605 | 03
ComVint | SCGEUnCZ14 | Ex | SCG | SCG | EUn | Multiple | CZ14 | Any | SCGEUnCZ142007 | SCGEUnCZ14 | 2007 | 0.1407 | 07
ComVint | SCGEUnCZ14 | Ex | SCG | SCG | EUn | Multiple | CZ14 | Any | SCGEUnCZ142011 | SCGEUnCZ14 | 2011 | 0.1407 | 11
ComVint | SCGEUnCZ14 | Ex | SCG | SCG | EUn | Multiple | CZ14 | Any | SCGEUnCZ142014 | SCGEUnCZ14 | 2014 | 0.07035 | 14
ComVint | SCGEUnCZ15 | Ex | SCG | SCG | EUn | Multiple | CZ15 | Any | SCGEUnCZ151975 | SCGEUnCZ15 | 1975 | 0.64585 | 75
ComVint | SCGEUnCZ15 | Ex | SCG | SCG | EUn | Multiple | CZ15 | Any | SCGEUnCZ151985 | SCGEUnCZ15 | 1985 | 0.39235 | 85
ComVint | SCGEUnCZ15 | Ex | SCG | SCG | EUn | Multiple | CZ15 | Any | SCGEUnCZ151996 | SCGEUnCZ15 | 1996 | 0.27185 | 96
ComVint | SCGEUnCZ15 | Ex | SCG | SCG | EUn | Multiple | CZ15 | Any | SCGEUnCZ152003 | SCGEUnCZ15 | 2003 | 0.2937 | 03
ComVint | SCGEUnCZ15 | Ex | SCG | SCG | EUn | Multiple | CZ15 | Any | SCGEUnCZ152007 | SCGEUnCZ15 | 2007 | 0.12265 | 07
ComVint | SCGEUnCZ15 | Ex | SCG | SCG | EUn | Multiple | CZ15 | Any | SCGEUnCZ152011 | SCGEUnCZ15 | 2011 | 0.12265 | 11
ComVint | SCGEUnCZ15 | Ex | SCG | SCG | EUn | Multiple | CZ15 | Any | SCGEUnCZ152014 | SCGEUnCZ15 | 2014 | 0.061325 | 14
ComVint | SCGEUnCZ16 | Ex | SCG | SCG | EUn | Multiple | CZ16 | Any | SCGEUnCZ161975 | SCGEUnCZ16 | 1975 | 1.447 | 75
ComVint | SCGEUnCZ16 | Ex | SCG | SCG | EUn | Multiple | CZ16 | Any | SCGEUnCZ161985 | SCGEUnCZ16 | 1985 | 0.87195 | 85
ComVint | SCGEUnCZ16 | Ex | SCG | SCG | EUn | Multiple | CZ16 | Any | SCGEUnCZ161996 | SCGEUnCZ16 | 1996 | 0.6068 | 96
ComVint | SCGEUnCZ16 | Ex | SCG | SCG | EUn | Multiple | CZ16 | Any | SCGEUnCZ162003 | SCGEUnCZ16 | 2003 | 0.6533 | 03
ComVint | SCGEUnCZ16 | Ex | SCG | SCG | EUn | Multiple | CZ16 | Any | SCGEUnCZ162007 | SCGEUnCZ16 | 2007 | 0.2769 | 07
ComVint | SCGEUnCZ16 | Ex | SCG | SCG | EUn | Multiple | CZ16 | Any | SCGEUnCZ162011 | SCGEUnCZ16 | 2011 | 0.2769 | 11
ComVint | SCGEUnCZ16 | Ex | SCG | SCG | EUn | Multiple | CZ16 | Any | SCGEUnCZ162014 | SCGEUnCZ16 | 2014 | 0.13845 | 14
ComVint | SCGGroCZ01 | Ex | SCG | SCG | Gro | Multiple | CZ01 | Any | SCGGroCZ011975 | SCGGroCZ01 | 1975 | 0 | 75
ComVint | SCGGroCZ01 | Ex | SCG | SCG | Gro | Multiple | CZ01 | Any | SCGGroCZ011985 | SCGGroCZ01 | 1985 | 0 | 85
ComVint | SCGGroCZ01 | Ex | SCG | SCG | Gro | Multiple | CZ01 | Any | SCGGroCZ011996 | SCGGroCZ01 | 1996 | 0 | 96
ComVint | SCGGroCZ01 | Ex | SCG | SCG | Gro | Multiple | CZ01 | Any | SCGGroCZ012003 | SCGGroCZ01 | 2003 | 0 | 03
ComVint | SCGGroCZ01 | Ex | SCG | SCG | Gro | Multiple | CZ01 | Any | SCGGroCZ012007 | SCGGroCZ01 | 2007 | 0 | 07
ComVint | SCGGroCZ01 | Ex | SCG | SCG | Gro | Multiple | CZ01 | Any | SCGGroCZ012011 | SCGGroCZ01 | 2011 | 0 | 11
ComVint | SCGGroCZ01 | Ex | SCG | SCG | Gro | Multiple | CZ01 | Any | SCGGroCZ012014 | SCGGroCZ01 | 2014 | 0 | 14
ComVint | SCGGroCZ02 | Ex | SCG | SCG | Gro | Multiple | CZ02 | Any | SCGGroCZ021975 | SCGGroCZ02 | 1975 | 0 | 75
ComVint | SCGGroCZ02 | Ex | SCG | SCG | Gro | Multiple | CZ02 | Any | SCGGroCZ021985 | SCGGroCZ02 | 1985 | 0 | 85
ComVint | SCGGroCZ02 | Ex | SCG | SCG | Gro | Multiple | CZ02 | Any | SCGGroCZ021996 | SCGGroCZ02 | 1996 | 0 | 96
ComVint | SCGGroCZ02 | Ex | SCG | SCG | Gro | Multiple | CZ02 | Any | SCGGroCZ022003 | SCGGroCZ02 | 2003 | 0 | 03
ComVint | SCGGroCZ02 | Ex | SCG | SCG | Gro | Multiple | CZ02 | Any | SCGGroCZ022007 | SCGGroCZ02 | 2007 | 0 | 07
ComVint | SCGGroCZ02 | Ex | SCG | SCG | Gro | Multiple | CZ02 | Any | SCGGroCZ022011 | SCGGroCZ02 | 2011 | 0 | 11
ComVint | SCGGroCZ02 | Ex | SCG | SCG | Gro | Multiple | CZ02 | Any | SCGGroCZ022014 | SCGGroCZ02 | 2014 | 0 | 14
ComVint | SCGGroCZ03 | Ex | SCG | SCG | Gro | Multiple | CZ03 | Any | SCGGroCZ031975 | SCGGroCZ03 | 1975 | 0 | 75
ComVint | SCGGroCZ03 | Ex | SCG | SCG | Gro | Multiple | CZ03 | Any | SCGGroCZ031985 | SCGGroCZ03 | 1985 | 0 | 85
ComVint | SCGGroCZ03 | Ex | SCG | SCG | Gro | Multiple | CZ03 | Any | SCGGroCZ031996 | SCGGroCZ03 | 1996 | 0 | 96
ComVint | SCGGroCZ03 | Ex | SCG | SCG | Gro | Multiple | CZ03 | Any | SCGGroCZ032003 | SCGGroCZ03 | 2003 | 0 | 03
ComVint | SCGGroCZ03 | Ex | SCG | SCG | Gro | Multiple | CZ03 | Any | SCGGroCZ032007 | SCGGroCZ03 | 2007 | 0 | 07
ComVint | SCGGroCZ03 | Ex | SCG | SCG | Gro | Multiple | CZ03 | Any | SCGGroCZ032011 | SCGGroCZ03 | 2011 | 0 | 11
ComVint | SCGGroCZ03 | Ex | SCG | SCG | Gro | Multiple | CZ03 | Any | SCGGroCZ032014 | SCGGroCZ03 | 2014 | 0 | 14
ComVint | SCGGroCZ04 | Ex | SCG | SCG | Gro | Multiple | CZ04 | Any | SCGGroCZ041975 | SCGGroCZ04 | 1975 | 0 | 75
ComVint | SCGGroCZ04 | Ex | SCG | SCG | Gro | Multiple | CZ04 | Any | SCGGroCZ041985 | SCGGroCZ04 | 1985 | 0 | 85
ComVint | SCGGroCZ04 | Ex | SCG | SCG | Gro | Multiple | CZ04 | Any | SCGGroCZ041996 | SCGGroCZ04 | 1996 | 0 | 96
ComVint | SCGGroCZ04 | Ex | SCG | SCG | Gro | Multiple | CZ04 | Any | SCGGroCZ042003 | SCGGroCZ04 | 2003 | 0 | 03
ComVint | SCGGroCZ04 | Ex | SCG | SCG | Gro | Multiple | CZ04 | Any | SCGGroCZ042007 | SCGGroCZ04 | 2007 | 0 | 07
ComVint | SCGGroCZ04 | Ex | SCG | SCG | Gro | Multiple | CZ04 | Any | SCGGroCZ042011 | SCGGroCZ04 | 2011 | 0 | 11
ComVint | SCGGroCZ04 | Ex | SCG | SCG | Gro | Multiple | CZ04 | Any | SCGGroCZ042014 | SCGGroCZ04 | 2014 | 0 | 14
ComVint | SCGGroCZ05 | Ex | SCG | SCG | Gro | Multiple | CZ05 | Any | SCGGroCZ051975 | SCGGroCZ05 | 1975 | 0.2064 | 75
ComVint | SCGGroCZ05 | Ex | SCG | SCG | Gro | Multiple | CZ05 | Any | SCGGroCZ051985 | SCGGroCZ05 | 1985 | 0.1269 | 85
ComVint | SCGGroCZ05 | Ex | SCG | SCG | Gro | Multiple | CZ05 | Any | SCGGroCZ051996 | SCGGroCZ05 | 1996 | 0.0723 | 96
ComVint | SCGGroCZ05 | Ex | SCG | SCG | Gro | Multiple | CZ05 | Any | SCGGroCZ052003 | SCGGroCZ05 | 2003 | 0.0311 | 03
ComVint | SCGGroCZ05 | Ex | SCG | SCG | Gro | Multiple | CZ05 | Any | SCGGroCZ052007 | SCGGroCZ05 | 2007 | 0.02 | 07
ComVint | SCGGroCZ05 | Ex | SCG | SCG | Gro | Multiple | CZ05 | Any | SCGGroCZ052011 | SCGGroCZ05 | 2011 | 0.02 | 11
ComVint | SCGGroCZ05 | Ex | SCG | SCG | Gro | Multiple | CZ05 | Any | SCGGroCZ052014 | SCGGroCZ05 | 2014 | 0.01 | 14
ComVint | SCGGroCZ06 | Ex | SCG | SCG | Gro | Multiple | CZ06 | Any | SCGGroCZ061975 | SCGGroCZ06 | 1975 | 11.4448 | 75
ComVint | SCGGroCZ06 | Ex | SCG | SCG | Gro | Multiple | CZ06 | Any | SCGGroCZ061985 | SCGGroCZ06 | 1985 | 7.0241 | 85
ComVint | SCGGroCZ06 | Ex | SCG | SCG | Gro | Multiple | CZ06 | Any | SCGGroCZ061996 | SCGGroCZ06 | 1996 | 3.9503 | 96
ComVint | SCGGroCZ06 | Ex | SCG | SCG | Gro | Multiple | CZ06 | Any | SCGGroCZ062003 | SCGGroCZ06 | 2003 | 1.7344 | 03
ComVint | SCGGroCZ06 | Ex | SCG | SCG | Gro | Multiple | CZ06 | Any | SCGGroCZ062007 | SCGGroCZ06 | 2007 | 1.1204 | 07
ComVint | SCGGroCZ06 | Ex | SCG | SCG | Gro | Multiple | CZ06 | Any | SCGGroCZ062011 | SCGGroCZ06 | 2011 | 1.1204 | 11
ComVint | SCGGroCZ06 | Ex | SCG | SCG | Gro | Multiple | CZ06 | Any | SCGGroCZ062014 | SCGGroCZ06 | 2014 | 0.5602 | 14
ComVint | SCGGroCZ07 | Ex | SCG | SCG | Gro | Multiple | CZ07 | Any | SCGGroCZ071975 | SCGGroCZ07 | 1975 | 0 | 75
ComVint | SCGGroCZ07 | Ex | SCG | SCG | Gro | Multiple | CZ07 | Any | SCGGroCZ071985 | SCGGroCZ07 | 1985 | 0 | 85
ComVint | SCGGroCZ07 | Ex | SCG | SCG | Gro | Multiple | CZ07 | Any | SCGGroCZ071996 | SCGGroCZ07 | 1996 | 0 | 96
ComVint | SCGGroCZ07 | Ex | SCG | SCG | Gro | Multiple | CZ07 | Any | SCGGroCZ072003 | SCGGroCZ07 | 2003 | 0 | 03
ComVint | SCGGroCZ07 | Ex | SCG | SCG | Gro | Multiple | CZ07 | Any | SCGGroCZ072007 | SCGGroCZ07 | 2007 | 0 | 07
ComVint | SCGGroCZ07 | Ex | SCG | SCG | Gro | Multiple | CZ07 | Any | SCGGroCZ072011 | SCGGroCZ07 | 2011 | 0 | 11
ComVint | SCGGroCZ07 | Ex | SCG | SCG | Gro | Multiple | CZ07 | Any | SCGGroCZ072014 | SCGGroCZ07 | 2014 | 0 | 14
ComVint | SCGGroCZ08 | Ex | SCG | SCG | Gro | Multiple | CZ08 | Any | SCGGroCZ081975 | SCGGroCZ08 | 1975 | 17.3779 | 75
ComVint | SCGGroCZ08 | Ex | SCG | SCG | Gro | Multiple | CZ08 | Any | SCGGroCZ081985 | SCGGroCZ08 | 1985 | 10.706 | 85
ComVint | SCGGroCZ08 | Ex | SCG | SCG | Gro | Multiple | CZ08 | Any | SCGGroCZ081996 | SCGGroCZ08 | 1996 | 5.9797 | 96
ComVint | SCGGroCZ08 | Ex | SCG | SCG | Gro | Multiple | CZ08 | Any | SCGGroCZ082003 | SCGGroCZ08 | 2003 | 2.6583 | 03
ComVint | SCGGroCZ08 | Ex | SCG | SCG | Gro | Multiple | CZ08 | Any | SCGGroCZ082007 | SCGGroCZ08 | 2007 | 1.7137 | 07
ComVint | SCGGroCZ08 | Ex | SCG | SCG | Gro | Multiple | CZ08 | Any | SCGGroCZ082011 | SCGGroCZ08 | 2011 | 1.7137 | 11
ComVint | SCGGroCZ08 | Ex | SCG | SCG | Gro | Multiple | CZ08 | Any | SCGGroCZ082014 | SCGGroCZ08 | 2014 | 0.85685 | 14
ComVint | SCGGroCZ09 | Ex | SCG | SCG | Gro | Multiple | CZ09 | Any | SCGGroCZ091975 | SCGGroCZ09 | 1975 | 15.6224 | 75
ComVint | SCGGroCZ09 | Ex | SCG | SCG | Gro | Multiple | CZ09 | Any | SCGGroCZ091985 | SCGGroCZ09 | 1985 | 10.0438 | 85
ComVint | SCGGroCZ09 | Ex | SCG | SCG | Gro | Multiple | CZ09 | Any | SCGGroCZ091996 | SCGGroCZ09 | 1996 | 5.5992 | 96
ComVint | SCGGroCZ09 | Ex | SCG | SCG | Gro | Multiple | CZ09 | Any | SCGGroCZ092003 | SCGGroCZ09 | 2003 | 2.7016 | 03
ComVint | SCGGroCZ09 | Ex | SCG | SCG | Gro | Multiple | CZ09 | Any | SCGGroCZ092007 | SCGGroCZ09 | 2007 | 1.6596 | 07
ComVint | SCGGroCZ09 | Ex | SCG | SCG | Gro | Multiple | CZ09 | Any | SCGGroCZ092011 | SCGGroCZ09 | 2011 | 1.6596 | 11
ComVint | SCGGroCZ09 | Ex | SCG | SCG | Gro | Multiple | CZ09 | Any | SCGGroCZ092014 | SCGGroCZ09 | 2014 | 0.8298 | 14
ComVint | SCGGroCZ10 | Ex | SCG | SCG | Gro | Multiple | CZ10 | Any | SCGGroCZ101975 | SCGGroCZ10 | 1975 | 5.339 | 75
ComVint | SCGGroCZ10 | Ex | SCG | SCG | Gro | Multiple | CZ10 | Any | SCGGroCZ101985 | SCGGroCZ10 | 1985 | 8.6756 | 85
ComVint | SCGGroCZ10 | Ex | SCG | SCG | Gro | Multiple | CZ10 | Any | SCGGroCZ101996 | SCGGroCZ10 | 1996 | 4.5364 | 96
ComVint | SCGGroCZ10 | Ex | SCG | SCG | Gro | Multiple | CZ10 | Any | SCGGroCZ102003 | SCGGroCZ10 | 2003 | 3.226 | 03
ComVint | SCGGroCZ10 | Ex | SCG | SCG | Gro | Multiple | CZ10 | Any | SCGGroCZ102007 | SCGGroCZ10 | 2007 | 2.0009 | 07
ComVint | SCGGroCZ10 | Ex | SCG | SCG | Gro | Multiple | CZ10 | Any | SCGGroCZ102011 | SCGGroCZ10 | 2011 | 2.0009 | 11
ComVint | SCGGroCZ10 | Ex | SCG | SCG | Gro | Multiple | CZ10 | Any | SCGGroCZ102014 | SCGGroCZ10 | 2014 | 1.0005 | 14
ComVint | SCGGroCZ11 | Ex | SCG | SCG | Gro | Multiple | CZ11 | Any | SCGGroCZ111975 | SCGGroCZ11 | 1975 | 0 | 75
ComVint | SCGGroCZ11 | Ex | SCG | SCG | Gro | Multiple | CZ11 | Any | SCGGroCZ111985 | SCGGroCZ11 | 1985 | 0 | 85
ComVint | SCGGroCZ11 | Ex | SCG | SCG | Gro | Multiple | CZ11 | Any | SCGGroCZ111996 | SCGGroCZ11 | 1996 | 0 | 96
ComVint | SCGGroCZ11 | Ex | SCG | SCG | Gro | Multiple | CZ11 | Any | SCGGroCZ112003 | SCGGroCZ11 | 2003 | 0 | 03
ComVint | SCGGroCZ11 | Ex | SCG | SCG | Gro | Multiple | CZ11 | Any | SCGGroCZ112007 | SCGGroCZ11 | 2007 | 0 | 07
ComVint | SCGGroCZ11 | Ex | SCG | SCG | Gro | Multiple | CZ11 | Any | SCGGroCZ112011 | SCGGroCZ11 | 2011 | 0 | 11
ComVint | SCGGroCZ11 | Ex | SCG | SCG | Gro | Multiple | CZ11 | Any | SCGGroCZ112014 | SCGGroCZ11 | 2014 | 0 | 14
ComVint | SCGGroCZ12 | Ex | SCG | SCG | Gro | Multiple | CZ12 | Any | SCGGroCZ121975 | SCGGroCZ12 | 1975 | 0 | 75
ComVint | SCGGroCZ12 | Ex | SCG | SCG | Gro | Multiple | CZ12 | Any | SCGGroCZ121985 | SCGGroCZ12 | 1985 | 0 | 85
ComVint | SCGGroCZ12 | Ex | SCG | SCG | Gro | Multiple | CZ12 | Any | SCGGroCZ121996 | SCGGroCZ12 | 1996 | 0 | 96
ComVint | SCGGroCZ12 | Ex | SCG | SCG | Gro | Multiple | CZ12 | Any | SCGGroCZ122003 | SCGGroCZ12 | 2003 | 0 | 03
ComVint | SCGGroCZ12 | Ex | SCG | SCG | Gro | Multiple | CZ12 | Any | SCGGroCZ122007 | SCGGroCZ12 | 2007 | 0 | 07
ComVint | SCGGroCZ12 | Ex | SCG | SCG | Gro | Multiple | CZ12 | Any | SCGGroCZ122011 | SCGGroCZ12 | 2011 | 0 | 11
ComVint | SCGGroCZ12 | Ex | SCG | SCG | Gro | Multiple | CZ12 | Any | SCGGroCZ122014 | SCGGroCZ12 | 2014 | 0 | 14
ComVint | SCGGroCZ13 | Ex | SCG | SCG | Gro | Multiple | CZ13 | Any | SCGGroCZ131975 | SCGGroCZ13 | 1975 | 1.3199 | 75
ComVint | SCGGroCZ13 | Ex | SCG | SCG | Gro | Multiple | CZ13 | Any | SCGGroCZ131985 | SCGGroCZ13 | 1985 | 0.8339 | 85
ComVint | SCGGroCZ13 | Ex | SCG | SCG | Gro | Multiple | CZ13 | Any | SCGGroCZ131996 | SCGGroCZ13 | 1996 | 0.6792 | 96
ComVint | SCGGroCZ13 | Ex | SCG | SCG | Gro | Multiple | CZ13 | Any | SCGGroCZ132003 | SCGGroCZ13 | 2003 | 0.3816 | 03
ComVint | SCGGroCZ13 | Ex | SCG | SCG | Gro | Multiple | CZ13 | Any | SCGGroCZ132007 | SCGGroCZ13 | 2007 | 0.2498 | 07
ComVint | SCGGroCZ13 | Ex | SCG | SCG | Gro | Multiple | CZ13 | Any | SCGGroCZ132011 | SCGGroCZ13 | 2011 | 0.2498 | 11
ComVint | SCGGroCZ13 | Ex | SCG | SCG | Gro | Multiple | CZ13 | Any | SCGGroCZ132014 | SCGGroCZ13 | 2014 | 0.1249 | 14
ComVint | SCGGroCZ14 | Ex | SCG | SCG | Gro | Multiple | CZ14 | Any | SCGGroCZ141975 | SCGGroCZ14 | 1975 | 1.5307 | 75
ComVint | SCGGroCZ14 | Ex | SCG | SCG | Gro | Multiple | CZ14 | Any | SCGGroCZ141985 | SCGGroCZ14 | 1985 | 1.9809 | 85
ComVint | SCGGroCZ14 | Ex | SCG | SCG | Gro | Multiple | CZ14 | Any | SCGGroCZ141996 | SCGGroCZ14 | 1996 | 1.0604 | 96
ComVint | SCGGroCZ14 | Ex | SCG | SCG | Gro | Multiple | CZ14 | Any | SCGGroCZ142003 | SCGGroCZ14 | 2003 | 0.7124 | 03
ComVint | SCGGroCZ14 | Ex | SCG | SCG | Gro | Multiple | CZ14 | Any | SCGGroCZ142007 | SCGGroCZ14 | 2007 | 0.4414 | 07
ComVint | SCGGroCZ14 | Ex | SCG | SCG | Gro | Multiple | CZ14 | Any | SCGGroCZ142011 | SCGGroCZ14 | 2011 | 0.4414 | 11
ComVint | SCGGroCZ14 | Ex | SCG | SCG | Gro | Multiple | CZ14 | Any | SCGGroCZ142014 | SCGGroCZ14 | 2014 | 0.2207 | 14
ComVint | SCGGroCZ15 | Ex | SCG | SCG | Gro | Multiple | CZ15 | Any | SCGGroCZ151975 | SCGGroCZ15 | 1975 | 0.7507 | 75
ComVint | SCGGroCZ15 | Ex | SCG | SCG | Gro | Multiple | CZ15 | Any | SCGGroCZ151985 | SCGGroCZ15 | 1985 | 1.2198 | 85
ComVint | SCGGroCZ15 | Ex | SCG | SCG | Gro | Multiple | CZ15 | Any | SCGGroCZ151996 | SCGGroCZ15 | 1996 | 0.6378 | 96
ComVint | SCGGroCZ15 | Ex | SCG | SCG | Gro | Multiple | CZ15 | Any | SCGGroCZ152003 | SCGGroCZ15 | 2003 | 0.4536 | 03
ComVint | SCGGroCZ15 | Ex | SCG | SCG | Gro | Multiple | CZ15 | Any | SCGGroCZ152007 | SCGGroCZ15 | 2007 | 0.2813 | 07
ComVint | SCGGroCZ15 | Ex | SCG | SCG | Gro | Multiple | CZ15 | Any | SCGGroCZ152011 | SCGGroCZ15 | 2011 | 0.2813 | 11
ComVint | SCGGroCZ15 | Ex | SCG | SCG | Gro | Multiple | CZ15 | Any | SCGGroCZ152014 | SCGGroCZ15 | 2014 | 0.14065 | 14
ComVint | SCGGroCZ16 | Ex | SCG | SCG | Gro | Multiple | CZ16 | Any | SCGGroCZ161975 | SCGGroCZ16 | 1975 | 0.6771 | 75
ComVint | SCGGroCZ16 | Ex | SCG | SCG | Gro | Multiple | CZ16 | Any | SCGGroCZ161985 | SCGGroCZ16 | 1985 | 0.7267 | 85
ComVint | SCGGroCZ16 | Ex | SCG | SCG | Gro | Multiple | CZ16 | Any | SCGGroCZ161996 | SCGGroCZ16 | 1996 | 0.433 | 96
ComVint | SCGGroCZ16 | Ex | SCG | SCG | Gro | Multiple | CZ16 | Any | SCGGroCZ162003 | SCGGroCZ16 | 2003 | 0.2784 | 03
ComVint | SCGGroCZ16 | Ex | SCG | SCG | Gro | Multiple | CZ16 | Any | SCGGroCZ162007 | SCGGroCZ16 | 2007 | 0.1751 | 07
ComVint | SCGGroCZ16 | Ex | SCG | SCG | Gro | Multiple | CZ16 | Any | SCGGroCZ162011 | SCGGroCZ16 | 2011 | 0.1751 | 11
ComVint | SCGGroCZ16 | Ex | SCG | SCG | Gro | Multiple | CZ16 | Any | SCGGroCZ162014 | SCGGroCZ16 | 2014 | 0.08755 | 14
ComVint | SCGHspCZ01 | Ex | SCG | SCG | Hsp | Multiple | CZ01 | Any | SCGHspCZ011975 | SCGHspCZ01 | 1975 | 0 | 75
ComVint | SCGHspCZ01 | Ex | SCG | SCG | Hsp | Multiple | CZ01 | Any | SCGHspCZ011985 | SCGHspCZ01 | 1985 | 0 | 85
ComVint | SCGHspCZ01 | Ex | SCG | SCG | Hsp | Multiple | CZ01 | Any | SCGHspCZ011996 | SCGHspCZ01 | 1996 | 0 | 96
ComVint | SCGHspCZ01 | Ex | SCG | SCG | Hsp | Multiple | CZ01 | Any | SCGHspCZ012003 | SCGHspCZ01 | 2003 | 0 | 03
ComVint | SCGHspCZ01 | Ex | SCG | SCG | Hsp | Multiple | CZ01 | Any | SCGHspCZ012007 | SCGHspCZ01 | 2007 | 0 | 07
ComVint | SCGHspCZ01 | Ex | SCG | SCG | Hsp | Multiple | CZ01 | Any | SCGHspCZ012011 | SCGHspCZ01 | 2011 | 0 | 11
ComVint | SCGHspCZ01 | Ex | SCG | SCG | Hsp | Multiple | CZ01 | Any | SCGHspCZ012014 | SCGHspCZ01 | 2014 | 0 | 14
ComVint | SCGHspCZ02 | Ex | SCG | SCG | Hsp | Multiple | CZ02 | Any | SCGHspCZ021975 | SCGHspCZ02 | 1975 | 0 | 75
ComVint | SCGHspCZ02 | Ex | SCG | SCG | Hsp | Multiple | CZ02 | Any | SCGHspCZ021985 | SCGHspCZ02 | 1985 | 0 | 85
ComVint | SCGHspCZ02 | Ex | SCG | SCG | Hsp | Multiple | CZ02 | Any | SCGHspCZ021996 | SCGHspCZ02 | 1996 | 0 | 96
ComVint | SCGHspCZ02 | Ex | SCG | SCG | Hsp | Multiple | CZ02 | Any | SCGHspCZ022003 | SCGHspCZ02 | 2003 | 0 | 03
ComVint | SCGHspCZ02 | Ex | SCG | SCG | Hsp | Multiple | CZ02 | Any | SCGHspCZ022007 | SCGHspCZ02 | 2007 | 0 | 07
ComVint | SCGHspCZ02 | Ex | SCG | SCG | Hsp | Multiple | CZ02 | Any | SCGHspCZ022011 | SCGHspCZ02 | 2011 | 0 | 11
ComVint | SCGHspCZ02 | Ex | SCG | SCG | Hsp | Multiple | CZ02 | Any | SCGHspCZ022014 | SCGHspCZ02 | 2014 | 0 | 14
ComVint | SCGHspCZ03 | Ex | SCG | SCG | Hsp | Multiple | CZ03 | Any | SCGHspCZ031975 | SCGHspCZ03 | 1975 | 0 | 75
ComVint | SCGHspCZ03 | Ex | SCG | SCG | Hsp | Multiple | CZ03 | Any | SCGHspCZ031985 | SCGHspCZ03 | 1985 | 0 | 85
ComVint | SCGHspCZ03 | Ex | SCG | SCG | Hsp | Multiple | CZ03 | Any | SCGHspCZ031996 | SCGHspCZ03 | 1996 | 0 | 96
ComVint | SCGHspCZ03 | Ex | SCG | SCG | Hsp | Multiple | CZ03 | Any | SCGHspCZ032003 | SCGHspCZ03 | 2003 | 0 | 03
ComVint | SCGHspCZ03 | Ex | SCG | SCG | Hsp | Multiple | CZ03 | Any | SCGHspCZ032007 | SCGHspCZ03 | 2007 | 0 | 07
ComVint | SCGHspCZ03 | Ex | SCG | SCG | Hsp | Multiple | CZ03 | Any | SCGHspCZ032011 | SCGHspCZ03 | 2011 | 0 | 11
ComVint | SCGHspCZ03 | Ex | SCG | SCG | Hsp | Multiple | CZ03 | Any | SCGHspCZ032014 | SCGHspCZ03 | 2014 | 0 | 14
ComVint | SCGHspCZ04 | Ex | SCG | SCG | Hsp | Multiple | CZ04 | Any | SCGHspCZ041975 | SCGHspCZ04 | 1975 | 0 | 75
ComVint | SCGHspCZ04 | Ex | SCG | SCG | Hsp | Multiple | CZ04 | Any | SCGHspCZ041985 | SCGHspCZ04 | 1985 | 0 | 85
ComVint | SCGHspCZ04 | Ex | SCG | SCG | Hsp | Multiple | CZ04 | Any | SCGHspCZ041996 | SCGHspCZ04 | 1996 | 0 | 96
ComVint | SCGHspCZ04 | Ex | SCG | SCG | Hsp | Multiple | CZ04 | Any | SCGHspCZ042003 | SCGHspCZ04 | 2003 | 0 | 03
ComVint | SCGHspCZ04 | Ex | SCG | SCG | Hsp | Multiple | CZ04 | Any | SCGHspCZ042007 | SCGHspCZ04 | 2007 | 0 | 07
ComVint | SCGHspCZ04 | Ex | SCG | SCG | Hsp | Multiple | CZ04 | Any | SCGHspCZ042011 | SCGHspCZ04 | 2011 | 0 | 11
ComVint | SCGHspCZ04 | Ex | SCG | SCG | Hsp | Multiple | CZ04 | Any | SCGHspCZ042014 | SCGHspCZ04 | 2014 | 0 | 14
ComVint | SCGHspCZ05 | Ex | SCG | SCG | Hsp | Multiple | CZ05 | Any | SCGHspCZ051975 | SCGHspCZ05 | 1975 | 0.44865 | 75
ComVint | SCGHspCZ05 | Ex | SCG | SCG | Hsp | Multiple | CZ05 | Any | SCGHspCZ051985 | SCGHspCZ05 | 1985 | 0.3064 | 85
ComVint | SCGHspCZ05 | Ex | SCG | SCG | Hsp | Multiple | CZ05 | Any | SCGHspCZ051996 | SCGHspCZ05 | 1996 | 0.09135 | 96
ComVint | SCGHspCZ05 | Ex | SCG | SCG | Hsp | Multiple | CZ05 | Any | SCGHspCZ052003 | SCGHspCZ05 | 2003 | 0.083 | 03
ComVint | SCGHspCZ05 | Ex | SCG | SCG | Hsp | Multiple | CZ05 | Any | SCGHspCZ052007 | SCGHspCZ05 | 2007 | 0.02495 | 07
ComVint | SCGHspCZ05 | Ex | SCG | SCG | Hsp | Multiple | CZ05 | Any | SCGHspCZ052011 | SCGHspCZ05 | 2011 | 0.02495 | 11
ComVint | SCGHspCZ05 | Ex | SCG | SCG | Hsp | Multiple | CZ05 | Any | SCGHspCZ052014 | SCGHspCZ05 | 2014 | 0.012475 | 14
ComVint | SCGHspCZ06 | Ex | SCG | SCG | Hsp | Multiple | CZ06 | Any | SCGHspCZ061975 | SCGHspCZ06 | 1975 | 7.763 | 75
ComVint | SCGHspCZ06 | Ex | SCG | SCG | Hsp | Multiple | CZ06 | Any | SCGHspCZ061985 | SCGHspCZ06 | 1985 | 4.9084 | 85
ComVint | SCGHspCZ06 | Ex | SCG | SCG | Hsp | Multiple | CZ06 | Any | SCGHspCZ061996 | SCGHspCZ06 | 1996 | 1.4887 | 96
ComVint | SCGHspCZ06 | Ex | SCG | SCG | Hsp | Multiple | CZ06 | Any | SCGHspCZ062003 | SCGHspCZ06 | 2003 | 1.3745 | 03
ComVint | SCGHspCZ06 | Ex | SCG | SCG | Hsp | Multiple | CZ06 | Any | SCGHspCZ062007 | SCGHspCZ06 | 2007 | 0.45235 | 07
ComVint | SCGHspCZ06 | Ex | SCG | SCG | Hsp | Multiple | CZ06 | Any | SCGHspCZ062011 | SCGHspCZ06 | 2011 | 0.45235 | 11
ComVint | SCGHspCZ06 | Ex | SCG | SCG | Hsp | Multiple | CZ06 | Any | SCGHspCZ062014 | SCGHspCZ06 | 2014 | 0.22617 | 14
ComVint | SCGHspCZ07 | Ex | SCG | SCG | Hsp | Multiple | CZ07 | Any | SCGHspCZ071975 | SCGHspCZ07 | 1975 | 0 | 75
ComVint | SCGHspCZ07 | Ex | SCG | SCG | Hsp | Multiple | CZ07 | Any | SCGHspCZ071985 | SCGHspCZ07 | 1985 | 0 | 85
ComVint | SCGHspCZ07 | Ex | SCG | SCG | Hsp | Multiple | CZ07 | Any | SCGHspCZ071996 | SCGHspCZ07 | 1996 | 0 | 96
ComVint | SCGHspCZ07 | Ex | SCG | SCG | Hsp | Multiple | CZ07 | Any | SCGHspCZ072003 | SCGHspCZ07 | 2003 | 0 | 03
ComVint | SCGHspCZ07 | Ex | SCG | SCG | Hsp | Multiple | CZ07 | Any | SCGHspCZ072007 | SCGHspCZ07 | 2007 | 0 | 07
ComVint | SCGHspCZ07 | Ex | SCG | SCG | Hsp | Multiple | CZ07 | Any | SCGHspCZ072011 | SCGHspCZ07 | 2011 | 0 | 11
ComVint | SCGHspCZ07 | Ex | SCG | SCG | Hsp | Multiple | CZ07 | Any | SCGHspCZ072014 | SCGHspCZ07 | 2014 | 0 | 14
ComVint | SCGHspCZ08 | Ex | SCG | SCG | Hsp | Multiple | CZ08 | Any | SCGHspCZ081975 | SCGHspCZ08 | 1975 | 9.246 | 75
ComVint | SCGHspCZ08 | Ex | SCG | SCG | Hsp | Multiple | CZ08 | Any | SCGHspCZ081985 | SCGHspCZ08 | 1985 | 5.616 | 85
ComVint | SCGHspCZ08 | Ex | SCG | SCG | Hsp | Multiple | CZ08 | Any | SCGHspCZ081996 | SCGHspCZ08 | 1996 | 1.7089 | 96
ComVint | SCGHspCZ08 | Ex | SCG | SCG | Hsp | Multiple | CZ08 | Any | SCGHspCZ082003 | SCGHspCZ08 | 2003 | 1.5898 | 03
ComVint | SCGHspCZ08 | Ex | SCG | SCG | Hsp | Multiple | CZ08 | Any | SCGHspCZ082007 | SCGHspCZ08 | 2007 | 0.54535 | 07
ComVint | SCGHspCZ08 | Ex | SCG | SCG | Hsp | Multiple | CZ08 | Any | SCGHspCZ082011 | SCGHspCZ08 | 2011 | 0.54535 | 11
ComVint | SCGHspCZ08 | Ex | SCG | SCG | Hsp | Multiple | CZ08 | Any | SCGHspCZ082014 | SCGHspCZ08 | 2014 | 0.27268 | 14
ComVint | SCGHspCZ09 | Ex | SCG | SCG | Hsp | Multiple | CZ09 | Any | SCGHspCZ091975 | SCGHspCZ09 | 1975 | 11.3091 | 75
ComVint | SCGHspCZ09 | Ex | SCG | SCG | Hsp | Multiple | CZ09 | Any | SCGHspCZ091985 | SCGHspCZ09 | 1985 | 5.7911 | 85
ComVint | SCGHspCZ09 | Ex | SCG | SCG | Hsp | Multiple | CZ09 | Any | SCGHspCZ091996 | SCGHspCZ09 | 1996 | 1.9402 | 96
ComVint | SCGHspCZ09 | Ex | SCG | SCG | Hsp | Multiple | CZ09 | Any | SCGHspCZ092003 | SCGHspCZ09 | 2003 | 1.8942 | 03
ComVint | SCGHspCZ09 | Ex | SCG | SCG | Hsp | Multiple | CZ09 | Any | SCGHspCZ092007 | SCGHspCZ09 | 2007 | 0.7459 | 07
ComVint | SCGHspCZ09 | Ex | SCG | SCG | Hsp | Multiple | CZ09 | Any | SCGHspCZ092011 | SCGHspCZ09 | 2011 | 0.7459 | 11
ComVint | SCGHspCZ09 | Ex | SCG | SCG | Hsp | Multiple | CZ09 | Any | SCGHspCZ092014 | SCGHspCZ09 | 2014 | 0.37295 | 14
ComVint | SCGHspCZ10 | Ex | SCG | SCG | Hsp | Multiple | CZ10 | Any | SCGHspCZ101975 | SCGHspCZ10 | 1975 | 2.3805 | 75
ComVint | SCGHspCZ10 | Ex | SCG | SCG | Hsp | Multiple | CZ10 | Any | SCGHspCZ101985 | SCGHspCZ10 | 1985 | 2.8156 | 85
ComVint | SCGHspCZ10 | Ex | SCG | SCG | Hsp | Multiple | CZ10 | Any | SCGHspCZ101996 | SCGHspCZ10 | 1996 | 1.6572 | 96
ComVint | SCGHspCZ10 | Ex | SCG | SCG | Hsp | Multiple | CZ10 | Any | SCGHspCZ102003 | SCGHspCZ10 | 2003 | 0.58905 | 03
ComVint | SCGHspCZ10 | Ex | SCG | SCG | Hsp | Multiple | CZ10 | Any | SCGHspCZ102007 | SCGHspCZ10 | 2007 | 0.46295 | 07
ComVint | SCGHspCZ10 | Ex | SCG | SCG | Hsp | Multiple | CZ10 | Any | SCGHspCZ102011 | SCGHspCZ10 | 2011 | 0.46295 | 11
ComVint | SCGHspCZ10 | Ex | SCG | SCG | Hsp | Multiple | CZ10 | Any | SCGHspCZ102014 | SCGHspCZ10 | 2014 | 0.23147 | 14
ComVint | SCGHspCZ11 | Ex | SCG | SCG | Hsp | Multiple | CZ11 | Any | SCGHspCZ111975 | SCGHspCZ11 | 1975 | 0 | 75
ComVint | SCGHspCZ11 | Ex | SCG | SCG | Hsp | Multiple | CZ11 | Any | SCGHspCZ111985 | SCGHspCZ11 | 1985 | 0 | 85
ComVint | SCGHspCZ11 | Ex | SCG | SCG | Hsp | Multiple | CZ11 | Any | SCGHspCZ111996 | SCGHspCZ11 | 1996 | 0 | 96
ComVint | SCGHspCZ11 | Ex | SCG | SCG | Hsp | Multiple | CZ11 | Any | SCGHspCZ112003 | SCGHspCZ11 | 2003 | 0 | 03
ComVint | SCGHspCZ11 | Ex | SCG | SCG | Hsp | Multiple | CZ11 | Any | SCGHspCZ112007 | SCGHspCZ11 | 2007 | 0 | 07
ComVint | SCGHspCZ11 | Ex | SCG | SCG | Hsp | Multiple | CZ11 | Any | SCGHspCZ112011 | SCGHspCZ11 | 2011 | 0 | 11
ComVint | SCGHspCZ11 | Ex | SCG | SCG | Hsp | Multiple | CZ11 | Any | SCGHspCZ112014 | SCGHspCZ11 | 2014 | 0 | 14
ComVint | SCGHspCZ12 | Ex | SCG | SCG | Hsp | Multiple | CZ12 | Any | SCGHspCZ121975 | SCGHspCZ12 | 1975 | 0 | 75
ComVint | SCGHspCZ12 | Ex | SCG | SCG | Hsp | Multiple | CZ12 | Any | SCGHspCZ121985 | SCGHspCZ12 | 1985 | 0 | 85
ComVint | SCGHspCZ12 | Ex | SCG | SCG | Hsp | Multiple | CZ12 | Any | SCGHspCZ121996 | SCGHspCZ12 | 1996 | 0 | 96
ComVint | SCGHspCZ12 | Ex | SCG | SCG | Hsp | Multiple | CZ12 | Any | SCGHspCZ122003 | SCGHspCZ12 | 2003 | 0 | 03
ComVint | SCGHspCZ12 | Ex | SCG | SCG | Hsp | Multiple | CZ12 | Any | SCGHspCZ122007 | SCGHspCZ12 | 2007 | 0 | 07
ComVint | SCGHspCZ12 | Ex | SCG | SCG | Hsp | Multiple | CZ12 | Any | SCGHspCZ122011 | SCGHspCZ12 | 2011 | 0 | 11
ComVint | SCGHspCZ12 | Ex | SCG | SCG | Hsp | Multiple | CZ12 | Any | SCGHspCZ122014 | SCGHspCZ12 | 2014 | 0 | 14
ComVint | SCGHspCZ13 | Ex | SCG | SCG | Hsp | Multiple | CZ13 | Any | SCGHspCZ131975 | SCGHspCZ13 | 1975 | 0.43805 | 75
ComVint | SCGHspCZ13 | Ex | SCG | SCG | Hsp | Multiple | CZ13 | Any | SCGHspCZ131985 | SCGHspCZ13 | 1985 | 0.5099 | 85
ComVint | SCGHspCZ13 | Ex | SCG | SCG | Hsp | Multiple | CZ13 | Any | SCGHspCZ131996 | SCGHspCZ13 | 1996 | 0.42285 | 96
ComVint | SCGHspCZ13 | Ex | SCG | SCG | Hsp | Multiple | CZ13 | Any | SCGHspCZ132003 | SCGHspCZ13 | 2003 | 0.0768 | 03
ComVint | SCGHspCZ13 | Ex | SCG | SCG | Hsp | Multiple | CZ13 | Any | SCGHspCZ132007 | SCGHspCZ13 | 2007 | 0.0707 | 07
ComVint | SCGHspCZ13 | Ex | SCG | SCG | Hsp | Multiple | CZ13 | Any | SCGHspCZ132011 | SCGHspCZ13 | 2011 | 0.0707 | 11
ComVint | SCGHspCZ13 | Ex | SCG | SCG | Hsp | Multiple | CZ13 | Any | SCGHspCZ132014 | SCGHspCZ13 | 2014 | 0.03535 | 14
ComVint | SCGHspCZ14 | Ex | SCG | SCG | Hsp | Multiple | CZ14 | Any | SCGHspCZ141975 | SCGHspCZ14 | 1975 | 0.5215 | 75
ComVint | SCGHspCZ14 | Ex | SCG | SCG | Hsp | Multiple | CZ14 | Any | SCGHspCZ141985 | SCGHspCZ14 | 1985 | 0.46245 | 85
ComVint | SCGHspCZ14 | Ex | SCG | SCG | Hsp | Multiple | CZ14 | Any | SCGHspCZ141996 | SCGHspCZ14 | 1996 | 0.24555 | 96
ComVint | SCGHspCZ14 | Ex | SCG | SCG | Hsp | Multiple | CZ14 | Any | SCGHspCZ142003 | SCGHspCZ14 | 2003 | 0.11325 | 03
ComVint | SCGHspCZ14 | Ex | SCG | SCG | Hsp | Multiple | CZ14 | Any | SCGHspCZ142007 | SCGHspCZ14 | 2007 | 0.0741 | 07
ComVint | SCGHspCZ14 | Ex | SCG | SCG | Hsp | Multiple | CZ14 | Any | SCGHspCZ142011 | SCGHspCZ14 | 2011 | 0.0741 | 11
ComVint | SCGHspCZ14 | Ex | SCG | SCG | Hsp | Multiple | CZ14 | Any | SCGHspCZ142014 | SCGHspCZ14 | 2014 | 0.03705 | 14
ComVint | SCGHspCZ15 | Ex | SCG | SCG | Hsp | Multiple | CZ15 | Any | SCGHspCZ151975 | SCGHspCZ15 | 1975 | 0.49315 | 75
ComVint | SCGHspCZ15 | Ex | SCG | SCG | Hsp | Multiple | CZ15 | Any | SCGHspCZ151985 | SCGHspCZ15 | 1985 | 0.58325 | 85
ComVint | SCGHspCZ15 | Ex | SCG | SCG | Hsp | Multiple | CZ15 | Any | SCGHspCZ151996 | SCGHspCZ15 | 1996 | 0.3433 | 96
ComVint | SCGHspCZ15 | Ex | SCG | SCG | Hsp | Multiple | CZ15 | Any | SCGHspCZ152003 | SCGHspCZ15 | 2003 | 0.122 | 03
ComVint | SCGHspCZ15 | Ex | SCG | SCG | Hsp | Multiple | CZ15 | Any | SCGHspCZ152007 | SCGHspCZ15 | 2007 | 0.0959 | 07
ComVint | SCGHspCZ15 | Ex | SCG | SCG | Hsp | Multiple | CZ15 | Any | SCGHspCZ152011 | SCGHspCZ15 | 2011 | 0.0959 | 11
ComVint | SCGHspCZ15 | Ex | SCG | SCG | Hsp | Multiple | CZ15 | Any | SCGHspCZ152014 | SCGHspCZ15 | 2014 | 0.04795 | 14
ComVint | SCGHspCZ16 | Ex | SCG | SCG | Hsp | Multiple | CZ16 | Any | SCGHspCZ161975 | SCGHspCZ16 | 1975 | 0.32935 | 75
ComVint | SCGHspCZ16 | Ex | SCG | SCG | Hsp | Multiple | CZ16 | Any | SCGHspCZ161985 | SCGHspCZ16 | 1985 | 0.36055 | 85
ComVint | SCGHspCZ16 | Ex | SCG | SCG | Hsp | Multiple | CZ16 | Any | SCGHspCZ161996 | SCGHspCZ16 | 1996 | 0.2241 | 96
ComVint | SCGHspCZ16 | Ex | SCG | SCG | Hsp | Multiple | CZ16 | Any | SCGHspCZ162003 | SCGHspCZ16 | 2003 | 0.07435 | 03
ComVint | SCGHspCZ16 | Ex | SCG | SCG | Hsp | Multiple | CZ16 | Any | SCGHspCZ162007 | SCGHspCZ16 | 2007 | 0.05715 | 07
ComVint | SCGHspCZ16 | Ex | SCG | SCG | Hsp | Multiple | CZ16 | Any | SCGHspCZ162011 | SCGHspCZ16 | 2011 | 0.05715 | 11
ComVint | SCGHspCZ16 | Ex | SCG | SCG | Hsp | Multiple | CZ16 | Any | SCGHspCZ162014 | SCGHspCZ16 | 2014 | 0.028575 | 14
ComVint | SCGHtlCZ01 | Ex | SCG | SCG | Htl | Multiple | CZ01 | Any | SCGHtlCZ011975 | SCGHtlCZ01 | 1975 | 0 | 75
ComVint | SCGHtlCZ01 | Ex | SCG | SCG | Htl | Multiple | CZ01 | Any | SCGHtlCZ011985 | SCGHtlCZ01 | 1985 | 0 | 85
ComVint | SCGHtlCZ01 | Ex | SCG | SCG | Htl | Multiple | CZ01 | Any | SCGHtlCZ011996 | SCGHtlCZ01 | 1996 | 0 | 96
ComVint | SCGHtlCZ01 | Ex | SCG | SCG | Htl | Multiple | CZ01 | Any | SCGHtlCZ012003 | SCGHtlCZ01 | 2003 | 0 | 03
ComVint | SCGHtlCZ01 | Ex | SCG | SCG | Htl | Multiple | CZ01 | Any | SCGHtlCZ012007 | SCGHtlCZ01 | 2007 | 0 | 07
ComVint | SCGHtlCZ01 | Ex | SCG | SCG | Htl | Multiple | CZ01 | Any | SCGHtlCZ012011 | SCGHtlCZ01 | 2011 | 0 | 11
ComVint | SCGHtlCZ01 | Ex | SCG | SCG | Htl | Multiple | CZ01 | Any | SCGHtlCZ012014 | SCGHtlCZ01 | 2014 | 0 | 14
ComVint | SCGHtlCZ02 | Ex | SCG | SCG | Htl | Multiple | CZ02 | Any | SCGHtlCZ021975 | SCGHtlCZ02 | 1975 | 0 | 75
ComVint | SCGHtlCZ02 | Ex | SCG | SCG | Htl | Multiple | CZ02 | Any | SCGHtlCZ021985 | SCGHtlCZ02 | 1985 | 0 | 85
ComVint | SCGHtlCZ02 | Ex | SCG | SCG | Htl | Multiple | CZ02 | Any | SCGHtlCZ021996 | SCGHtlCZ02 | 1996 | 0 | 96
ComVint | SCGHtlCZ02 | Ex | SCG | SCG | Htl | Multiple | CZ02 | Any | SCGHtlCZ022003 | SCGHtlCZ02 | 2003 | 0 | 03
ComVint | SCGHtlCZ02 | Ex | SCG | SCG | Htl | Multiple | CZ02 | Any | SCGHtlCZ022007 | SCGHtlCZ02 | 2007 | 0 | 07
ComVint | SCGHtlCZ02 | Ex | SCG | SCG | Htl | Multiple | CZ02 | Any | SCGHtlCZ022011 | SCGHtlCZ02 | 2011 | 0 | 11
ComVint | SCGHtlCZ02 | Ex | SCG | SCG | Htl | Multiple | CZ02 | Any | SCGHtlCZ022014 | SCGHtlCZ02 | 2014 | 0 | 14
ComVint | SCGHtlCZ03 | Ex | SCG | SCG | Htl | Multiple | CZ03 | Any | SCGHtlCZ031975 | SCGHtlCZ03 | 1975 | 0 | 75
ComVint | SCGHtlCZ03 | Ex | SCG | SCG | Htl | Multiple | CZ03 | Any | SCGHtlCZ031985 | SCGHtlCZ03 | 1985 | 0 | 85
ComVint | SCGHtlCZ03 | Ex | SCG | SCG | Htl | Multiple | CZ03 | Any | SCGHtlCZ031996 | SCGHtlCZ03 | 1996 | 0 | 96
ComVint | SCGHtlCZ03 | Ex | SCG | SCG | Htl | Multiple | CZ03 | Any | SCGHtlCZ032003 | SCGHtlCZ03 | 2003 | 0 | 03
ComVint | SCGHtlCZ03 | Ex | SCG | SCG | Htl | Multiple | CZ03 | Any | SCGHtlCZ032007 | SCGHtlCZ03 | 2007 | 0 | 07
ComVint | SCGHtlCZ03 | Ex | SCG | SCG | Htl | Multiple | CZ03 | Any | SCGHtlCZ032011 | SCGHtlCZ03 | 2011 | 0 | 11
ComVint | SCGHtlCZ03 | Ex | SCG | SCG | Htl | Multiple | CZ03 | Any | SCGHtlCZ032014 | SCGHtlCZ03 | 2014 | 0 | 14
ComVint | SCGHtlCZ04 | Ex | SCG | SCG | Htl | Multiple | CZ04 | Any | SCGHtlCZ041975 | SCGHtlCZ04 | 1975 | 0 | 75
ComVint | SCGHtlCZ04 | Ex | SCG | SCG | Htl | Multiple | CZ04 | Any | SCGHtlCZ041985 | SCGHtlCZ04 | 1985 | 0 | 85
ComVint | SCGHtlCZ04 | Ex | SCG | SCG | Htl | Multiple | CZ04 | Any | SCGHtlCZ041996 | SCGHtlCZ04 | 1996 | 0 | 96
ComVint | SCGHtlCZ04 | Ex | SCG | SCG | Htl | Multiple | CZ04 | Any | SCGHtlCZ042003 | SCGHtlCZ04 | 2003 | 0 | 03
ComVint | SCGHtlCZ04 | Ex | SCG | SCG | Htl | Multiple | CZ04 | Any | SCGHtlCZ042007 | SCGHtlCZ04 | 2007 | 0 | 07
ComVint | SCGHtlCZ04 | Ex | SCG | SCG | Htl | Multiple | CZ04 | Any | SCGHtlCZ042011 | SCGHtlCZ04 | 2011 | 0 | 11
ComVint | SCGHtlCZ04 | Ex | SCG | SCG | Htl | Multiple | CZ04 | Any | SCGHtlCZ042014 | SCGHtlCZ04 | 2014 | 0 | 14
ComVint | SCGHtlCZ05 | Ex | SCG | SCG | Htl | Multiple | CZ05 | Any | SCGHtlCZ051975 | SCGHtlCZ05 | 1975 | 0.0518 | 75
ComVint | SCGHtlCZ05 | Ex | SCG | SCG | Htl | Multiple | CZ05 | Any | SCGHtlCZ051985 | SCGHtlCZ05 | 1985 | 0.0671 | 85
ComVint | SCGHtlCZ05 | Ex | SCG | SCG | Htl | Multiple | CZ05 | Any | SCGHtlCZ051996 | SCGHtlCZ05 | 1996 | 0.018 | 96
ComVint | SCGHtlCZ05 | Ex | SCG | SCG | Htl | Multiple | CZ05 | Any | SCGHtlCZ052003 | SCGHtlCZ05 | 2003 | 0.0103 | 03
ComVint | SCGHtlCZ05 | Ex | SCG | SCG | Htl | Multiple | CZ05 | Any | SCGHtlCZ052007 | SCGHtlCZ05 | 2007 | 0.00345 | 07
ComVint | SCGHtlCZ05 | Ex | SCG | SCG | Htl | Multiple | CZ05 | Any | SCGHtlCZ052011 | SCGHtlCZ05 | 2011 | 0.00345 | 11
ComVint | SCGHtlCZ05 | Ex | SCG | SCG | Htl | Multiple | CZ05 | Any | SCGHtlCZ052014 | SCGHtlCZ05 | 2014 | 0.001725 | 14
ComVint | SCGHtlCZ06 | Ex | SCG | SCG | Htl | Multiple | CZ06 | Any | SCGHtlCZ061975 | SCGHtlCZ06 | 1975 | 6.781 | 75
ComVint | SCGHtlCZ06 | Ex | SCG | SCG | Htl | Multiple | CZ06 | Any | SCGHtlCZ061985 | SCGHtlCZ06 | 1985 | 8.4735 | 85
ComVint | SCGHtlCZ06 | Ex | SCG | SCG | Htl | Multiple | CZ06 | Any | SCGHtlCZ061996 | SCGHtlCZ06 | 1996 | 2.3093 | 96
ComVint | SCGHtlCZ06 | Ex | SCG | SCG | Htl | Multiple | CZ06 | Any | SCGHtlCZ062003 | SCGHtlCZ06 | 2003 | 1.2246 | 03
ComVint | SCGHtlCZ06 | Ex | SCG | SCG | Htl | Multiple | CZ06 | Any | SCGHtlCZ062007 | SCGHtlCZ06 | 2007 | 0.56415 | 07
ComVint | SCGHtlCZ06 | Ex | SCG | SCG | Htl | Multiple | CZ06 | Any | SCGHtlCZ062011 | SCGHtlCZ06 | 2011 | 0.56415 | 11
ComVint | SCGHtlCZ06 | Ex | SCG | SCG | Htl | Multiple | CZ06 | Any | SCGHtlCZ062014 | SCGHtlCZ06 | 2014 | 0.28207 | 14
ComVint | SCGHtlCZ07 | Ex | SCG | SCG | Htl | Multiple | CZ07 | Any | SCGHtlCZ071975 | SCGHtlCZ07 | 1975 | 0 | 75
ComVint | SCGHtlCZ07 | Ex | SCG | SCG | Htl | Multiple | CZ07 | Any | SCGHtlCZ071985 | SCGHtlCZ07 | 1985 | 0 | 85
ComVint | SCGHtlCZ07 | Ex | SCG | SCG | Htl | Multiple | CZ07 | Any | SCGHtlCZ071996 | SCGHtlCZ07 | 1996 | 0 | 96
ComVint | SCGHtlCZ07 | Ex | SCG | SCG | Htl | Multiple | CZ07 | Any | SCGHtlCZ072003 | SCGHtlCZ07 | 2003 | 0 | 03
ComVint | SCGHtlCZ07 | Ex | SCG | SCG | Htl | Multiple | CZ07 | Any | SCGHtlCZ072007 | SCGHtlCZ07 | 2007 | 0 | 07
ComVint | SCGHtlCZ07 | Ex | SCG | SCG | Htl | Multiple | CZ07 | Any | SCGHtlCZ072011 | SCGHtlCZ07 | 2011 | 0 | 11
ComVint | SCGHtlCZ07 | Ex | SCG | SCG | Htl | Multiple | CZ07 | Any | SCGHtlCZ072014 | SCGHtlCZ07 | 2014 | 0 | 14
ComVint | SCGHtlCZ08 | Ex | SCG | SCG | Htl | Multiple | CZ08 | Any | SCGHtlCZ081975 | SCGHtlCZ08 | 1975 | 5.4108 | 75
ComVint | SCGHtlCZ08 | Ex | SCG | SCG | Htl | Multiple | CZ08 | Any | SCGHtlCZ081985 | SCGHtlCZ08 | 1985 | 6.2786 | 85
ComVint | SCGHtlCZ08 | Ex | SCG | SCG | Htl | Multiple | CZ08 | Any | SCGHtlCZ081996 | SCGHtlCZ08 | 1996 | 1.757 | 96
ComVint | SCGHtlCZ08 | Ex | SCG | SCG | Htl | Multiple | CZ08 | Any | SCGHtlCZ082003 | SCGHtlCZ08 | 2003 | 0.90385 | 03
ComVint | SCGHtlCZ08 | Ex | SCG | SCG | Htl | Multiple | CZ08 | Any | SCGHtlCZ082007 | SCGHtlCZ08 | 2007 | 0.4726 | 07
ComVint | SCGHtlCZ08 | Ex | SCG | SCG | Htl | Multiple | CZ08 | Any | SCGHtlCZ082011 | SCGHtlCZ08 | 2011 | 0.4726 | 11
ComVint | SCGHtlCZ08 | Ex | SCG | SCG | Htl | Multiple | CZ08 | Any | SCGHtlCZ082014 | SCGHtlCZ08 | 2014 | 0.2363 | 14
ComVint | SCGHtlCZ09 | Ex | SCG | SCG | Htl | Multiple | CZ09 | Any | SCGHtlCZ091975 | SCGHtlCZ09 | 1975 | 8.1818 | 75
ComVint | SCGHtlCZ09 | Ex | SCG | SCG | Htl | Multiple | CZ09 | Any | SCGHtlCZ091985 | SCGHtlCZ09 | 1985 | 8.2722 | 85
ComVint | SCGHtlCZ09 | Ex | SCG | SCG | Htl | Multiple | CZ09 | Any | SCGHtlCZ091996 | SCGHtlCZ09 | 1996 | 2.4261 | 96
ComVint | SCGHtlCZ09 | Ex | SCG | SCG | Htl | Multiple | CZ09 | Any | SCGHtlCZ092003 | SCGHtlCZ09 | 2003 | 1.039 | 03
ComVint | SCGHtlCZ09 | Ex | SCG | SCG | Htl | Multiple | CZ09 | Any | SCGHtlCZ092007 | SCGHtlCZ09 | 2007 | 0.86075 | 07
ComVint | SCGHtlCZ09 | Ex | SCG | SCG | Htl | Multiple | CZ09 | Any | SCGHtlCZ092011 | SCGHtlCZ09 | 2011 | 0.86075 | 11
ComVint | SCGHtlCZ09 | Ex | SCG | SCG | Htl | Multiple | CZ09 | Any | SCGHtlCZ092014 | SCGHtlCZ09 | 2014 | 0.43037 | 14
ComVint | SCGHtlCZ10 | Ex | SCG | SCG | Htl | Multiple | CZ10 | Any | SCGHtlCZ101975 | SCGHtlCZ10 | 1975 | 0.4842 | 75
ComVint | SCGHtlCZ10 | Ex | SCG | SCG | Htl | Multiple | CZ10 | Any | SCGHtlCZ101985 | SCGHtlCZ10 | 1985 | 1.4413 | 85
ComVint | SCGHtlCZ10 | Ex | SCG | SCG | Htl | Multiple | CZ10 | Any | SCGHtlCZ101996 | SCGHtlCZ10 | 1996 | 0.24965 | 96
ComVint | SCGHtlCZ10 | Ex | SCG | SCG | Htl | Multiple | CZ10 | Any | SCGHtlCZ102003 | SCGHtlCZ10 | 2003 | 0.39445 | 03
ComVint | SCGHtlCZ10 | Ex | SCG | SCG | Htl | Multiple | CZ10 | Any | SCGHtlCZ102007 | SCGHtlCZ10 | 2007 | 0.21475 | 07
ComVint | SCGHtlCZ10 | Ex | SCG | SCG | Htl | Multiple | CZ10 | Any | SCGHtlCZ102011 | SCGHtlCZ10 | 2011 | 0.21475 | 11
ComVint | SCGHtlCZ10 | Ex | SCG | SCG | Htl | Multiple | CZ10 | Any | SCGHtlCZ102014 | SCGHtlCZ10 | 2014 | 0.10737 | 14
ComVint | SCGHtlCZ11 | Ex | SCG | SCG | Htl | Multiple | CZ11 | Any | SCGHtlCZ111975 | SCGHtlCZ11 | 1975 | 0 | 75
ComVint | SCGHtlCZ11 | Ex | SCG | SCG | Htl | Multiple | CZ11 | Any | SCGHtlCZ111985 | SCGHtlCZ11 | 1985 | 0 | 85
ComVint | SCGHtlCZ11 | Ex | SCG | SCG | Htl | Multiple | CZ11 | Any | SCGHtlCZ111996 | SCGHtlCZ11 | 1996 | 0 | 96
ComVint | SCGHtlCZ11 | Ex | SCG | SCG | Htl | Multiple | CZ11 | Any | SCGHtlCZ112003 | SCGHtlCZ11 | 2003 | 0 | 03
ComVint | SCGHtlCZ11 | Ex | SCG | SCG | Htl | Multiple | CZ11 | Any | SCGHtlCZ112007 | SCGHtlCZ11 | 2007 | 0 | 07
ComVint | SCGHtlCZ11 | Ex | SCG | SCG | Htl | Multiple | CZ11 | Any | SCGHtlCZ112011 | SCGHtlCZ11 | 2011 | 0 | 11
ComVint | SCGHtlCZ11 | Ex | SCG | SCG | Htl | Multiple | CZ11 | Any | SCGHtlCZ112014 | SCGHtlCZ11 | 2014 | 0 | 14
ComVint | SCGHtlCZ12 | Ex | SCG | SCG | Htl | Multiple | CZ12 | Any | SCGHtlCZ121975 | SCGHtlCZ12 | 1975 | 0 | 75
ComVint | SCGHtlCZ12 | Ex | SCG | SCG | Htl | Multiple | CZ12 | Any | SCGHtlCZ121985 | SCGHtlCZ12 | 1985 | 0 | 85
ComVint | SCGHtlCZ12 | Ex | SCG | SCG | Htl | Multiple | CZ12 | Any | SCGHtlCZ121996 | SCGHtlCZ12 | 1996 | 0 | 96
ComVint | SCGHtlCZ12 | Ex | SCG | SCG | Htl | Multiple | CZ12 | Any | SCGHtlCZ122003 | SCGHtlCZ12 | 2003 | 0 | 03
ComVint | SCGHtlCZ12 | Ex | SCG | SCG | Htl | Multiple | CZ12 | Any | SCGHtlCZ122007 | SCGHtlCZ12 | 2007 | 0 | 07
ComVint | SCGHtlCZ12 | Ex | SCG | SCG | Htl | Multiple | CZ12 | Any | SCGHtlCZ122011 | SCGHtlCZ12 | 2011 | 0 | 11
ComVint | SCGHtlCZ12 | Ex | SCG | SCG | Htl | Multiple | CZ12 | Any | SCGHtlCZ122014 | SCGHtlCZ12 | 2014 | 0 | 14
ComVint | SCGHtlCZ13 | Ex | SCG | SCG | Htl | Multiple | CZ13 | Any | SCGHtlCZ131975 | SCGHtlCZ13 | 1975 | 0.1628 | 75
ComVint | SCGHtlCZ13 | Ex | SCG | SCG | Htl | Multiple | CZ13 | Any | SCGHtlCZ131985 | SCGHtlCZ13 | 1985 | 0.2095 | 85
ComVint | SCGHtlCZ13 | Ex | SCG | SCG | Htl | Multiple | CZ13 | Any | SCGHtlCZ131996 | SCGHtlCZ13 | 1996 | 0.10115 | 96
ComVint | SCGHtlCZ13 | Ex | SCG | SCG | Htl | Multiple | CZ13 | Any | SCGHtlCZ132003 | SCGHtlCZ13 | 2003 | 0.0313 | 03
ComVint | SCGHtlCZ13 | Ex | SCG | SCG | Htl | Multiple | CZ13 | Any | SCGHtlCZ132007 | SCGHtlCZ13 | 2007 | 0.02975 | 07
ComVint | SCGHtlCZ13 | Ex | SCG | SCG | Htl | Multiple | CZ13 | Any | SCGHtlCZ132011 | SCGHtlCZ13 | 2011 | 0.02975 | 11
ComVint | SCGHtlCZ13 | Ex | SCG | SCG | Htl | Multiple | CZ13 | Any | SCGHtlCZ132014 | SCGHtlCZ13 | 2014 | 0.014875 | 14
ComVint | SCGHtlCZ14 | Ex | SCG | SCG | Htl | Multiple | CZ14 | Any | SCGHtlCZ141975 | SCGHtlCZ14 | 1975 | 0.3199 | 75
ComVint | SCGHtlCZ14 | Ex | SCG | SCG | Htl | Multiple | CZ14 | Any | SCGHtlCZ141985 | SCGHtlCZ14 | 1985 | 0.6714 | 85
ComVint | SCGHtlCZ14 | Ex | SCG | SCG | Htl | Multiple | CZ14 | Any | SCGHtlCZ141996 | SCGHtlCZ14 | 1996 | 0.14615 | 96
ComVint | SCGHtlCZ14 | Ex | SCG | SCG | Htl | Multiple | CZ14 | Any | SCGHtlCZ142003 | SCGHtlCZ14 | 2003 | 0.13825 | 03
ComVint | SCGHtlCZ14 | Ex | SCG | SCG | Htl | Multiple | CZ14 | Any | SCGHtlCZ142007 | SCGHtlCZ14 | 2007 | 0.0971 | 07
ComVint | SCGHtlCZ14 | Ex | SCG | SCG | Htl | Multiple | CZ14 | Any | SCGHtlCZ142011 | SCGHtlCZ14 | 2011 | 0.0971 | 11
ComVint | SCGHtlCZ14 | Ex | SCG | SCG | Htl | Multiple | CZ14 | Any | SCGHtlCZ142014 | SCGHtlCZ14 | 2014 | 0.04855 | 14
ComVint | SCGHtlCZ15 | Ex | SCG | SCG | Htl | Multiple | CZ15 | Any | SCGHtlCZ151975 | SCGHtlCZ15 | 1975 | 1.2384 | 75
ComVint | SCGHtlCZ15 | Ex | SCG | SCG | Htl | Multiple | CZ15 | Any | SCGHtlCZ151985 | SCGHtlCZ15 | 1985 | 3.6862 | 85
ComVint | SCGHtlCZ15 | Ex | SCG | SCG | Htl | Multiple | CZ15 | Any | SCGHtlCZ151996 | SCGHtlCZ15 | 1996 | 0.63855 | 96
ComVint | SCGHtlCZ15 | Ex | SCG | SCG | Htl | Multiple | CZ15 | Any | SCGHtlCZ152003 | SCGHtlCZ15 | 2003 | 1.0089 | 03
ComVint | SCGHtlCZ15 | Ex | SCG | SCG | Htl | Multiple | CZ15 | Any | SCGHtlCZ152007 | SCGHtlCZ15 | 2007 | 0.5492 | 07
ComVint | SCGHtlCZ15 | Ex | SCG | SCG | Htl | Multiple | CZ15 | Any | SCGHtlCZ152011 | SCGHtlCZ15 | 2011 | 0.5492 | 11
ComVint | SCGHtlCZ15 | Ex | SCG | SCG | Htl | Multiple | CZ15 | Any | SCGHtlCZ152014 | SCGHtlCZ15 | 2014 | 0.2746 | 14
ComVint | SCGHtlCZ16 | Ex | SCG | SCG | Htl | Multiple | CZ16 | Any | SCGHtlCZ161975 | SCGHtlCZ16 | 1975 | 0.56345 | 75
ComVint | SCGHtlCZ16 | Ex | SCG | SCG | Htl | Multiple | CZ16 | Any | SCGHtlCZ161985 | SCGHtlCZ16 | 1985 | 0.8295 | 85
ComVint | SCGHtlCZ16 | Ex | SCG | SCG | Htl | Multiple | CZ16 | Any | SCGHtlCZ161996 | SCGHtlCZ16 | 1996 | 0.2587 | 96
ComVint | SCGHtlCZ16 | Ex | SCG | SCG | Htl | Multiple | CZ16 | Any | SCGHtlCZ162003 | SCGHtlCZ16 | 2003 | 0.10265 | 03
ComVint | SCGHtlCZ16 | Ex | SCG | SCG | Htl | Multiple | CZ16 | Any | SCGHtlCZ162007 | SCGHtlCZ16 | 2007 | 0.1157 | 07
ComVint | SCGHtlCZ16 | Ex | SCG | SCG | Htl | Multiple | CZ16 | Any | SCGHtlCZ162011 | SCGHtlCZ16 | 2011 | 0.1157 | 11
ComVint | SCGHtlCZ16 | Ex | SCG | SCG | Htl | Multiple | CZ16 | Any | SCGHtlCZ162014 | SCGHtlCZ16 | 2014 | 0.05785 | 14
ComVint | SCGMBTCZ01 | Ex | SCG | SCG | MBT | Multiple | CZ01 | Any | SCGMBTCZ011975 | SCGMBTCZ01 | 1975 | 0 | 75
ComVint | SCGMBTCZ01 | Ex | SCG | SCG | MBT | Multiple | CZ01 | Any | SCGMBTCZ011985 | SCGMBTCZ01 | 1985 | 0 | 85
ComVint | SCGMBTCZ01 | Ex | SCG | SCG | MBT | Multiple | CZ01 | Any | SCGMBTCZ011996 | SCGMBTCZ01 | 1996 | 0 | 96
ComVint | SCGMBTCZ01 | Ex | SCG | SCG | MBT | Multiple | CZ01 | Any | SCGMBTCZ012003 | SCGMBTCZ01 | 2003 | 0 | 03
ComVint | SCGMBTCZ01 | Ex | SCG | SCG | MBT | Multiple | CZ01 | Any | SCGMBTCZ012007 | SCGMBTCZ01 | 2007 | 0 | 07
ComVint | SCGMBTCZ01 | Ex | SCG | SCG | MBT | Multiple | CZ01 | Any | SCGMBTCZ012011 | SCGMBTCZ01 | 2011 | 0 | 11
ComVint | SCGMBTCZ01 | Ex | SCG | SCG | MBT | Multiple | CZ01 | Any | SCGMBTCZ012014 | SCGMBTCZ01 | 2014 | 0 | 14
ComVint | SCGMBTCZ02 | Ex | SCG | SCG | MBT | Multiple | CZ02 | Any | SCGMBTCZ021975 | SCGMBTCZ02 | 1975 | 0 | 75
ComVint | SCGMBTCZ02 | Ex | SCG | SCG | MBT | Multiple | CZ02 | Any | SCGMBTCZ021985 | SCGMBTCZ02 | 1985 | 0 | 85
ComVint | SCGMBTCZ02 | Ex | SCG | SCG | MBT | Multiple | CZ02 | Any | SCGMBTCZ021996 | SCGMBTCZ02 | 1996 | 0 | 96
ComVint | SCGMBTCZ02 | Ex | SCG | SCG | MBT | Multiple | CZ02 | Any | SCGMBTCZ022003 | SCGMBTCZ02 | 2003 | 0 | 03
ComVint | SCGMBTCZ02 | Ex | SCG | SCG | MBT | Multiple | CZ02 | Any | SCGMBTCZ022007 | SCGMBTCZ02 | 2007 | 0 | 07
ComVint | SCGMBTCZ02 | Ex | SCG | SCG | MBT | Multiple | CZ02 | Any | SCGMBTCZ022011 | SCGMBTCZ02 | 2011 | 0 | 11
ComVint | SCGMBTCZ02 | Ex | SCG | SCG | MBT | Multiple | CZ02 | Any | SCGMBTCZ022014 | SCGMBTCZ02 | 2014 | 0 | 14
ComVint | SCGMBTCZ03 | Ex | SCG | SCG | MBT | Multiple | CZ03 | Any | SCGMBTCZ031975 | SCGMBTCZ03 | 1975 | 0 | 75
ComVint | SCGMBTCZ03 | Ex | SCG | SCG | MBT | Multiple | CZ03 | Any | SCGMBTCZ031985 | SCGMBTCZ03 | 1985 | 0 | 85
ComVint | SCGMBTCZ03 | Ex | SCG | SCG | MBT | Multiple | CZ03 | Any | SCGMBTCZ031996 | SCGMBTCZ03 | 1996 | 0 | 96
ComVint | SCGMBTCZ03 | Ex | SCG | SCG | MBT | Multiple | CZ03 | Any | SCGMBTCZ032003 | SCGMBTCZ03 | 2003 | 0 | 03
ComVint | SCGMBTCZ03 | Ex | SCG | SCG | MBT | Multiple | CZ03 | Any | SCGMBTCZ032007 | SCGMBTCZ03 | 2007 | 0 | 07
ComVint | SCGMBTCZ03 | Ex | SCG | SCG | MBT | Multiple | CZ03 | Any | SCGMBTCZ032011 | SCGMBTCZ03 | 2011 | 0 | 11
ComVint | SCGMBTCZ03 | Ex | SCG | SCG | MBT | Multiple | CZ03 | Any | SCGMBTCZ032014 | SCGMBTCZ03 | 2014 | 0 | 14
ComVint | SCGMBTCZ04 | Ex | SCG | SCG | MBT | Multiple | CZ04 | Any | SCGMBTCZ041975 | SCGMBTCZ04 | 1975 | 0 | 75
ComVint | SCGMBTCZ04 | Ex | SCG | SCG | MBT | Multiple | CZ04 | Any | SCGMBTCZ041985 | SCGMBTCZ04 | 1985 | 0 | 85
ComVint | SCGMBTCZ04 | Ex | SCG | SCG | MBT | Multiple | CZ04 | Any | SCGMBTCZ041996 | SCGMBTCZ04 | 1996 | 0 | 96
ComVint | SCGMBTCZ04 | Ex | SCG | SCG | MBT | Multiple | CZ04 | Any | SCGMBTCZ042003 | SCGMBTCZ04 | 2003 | 0 | 03
ComVint | SCGMBTCZ04 | Ex | SCG | SCG | MBT | Multiple | CZ04 | Any | SCGMBTCZ042007 | SCGMBTCZ04 | 2007 | 0 | 07
ComVint | SCGMBTCZ04 | Ex | SCG | SCG | MBT | Multiple | CZ04 | Any | SCGMBTCZ042011 | SCGMBTCZ04 | 2011 | 0 | 11
ComVint | SCGMBTCZ04 | Ex | SCG | SCG | MBT | Multiple | CZ04 | Any | SCGMBTCZ042014 | SCGMBTCZ04 | 2014 | 0 | 14
ComVint | SCGMBTCZ05 | Ex | SCG | SCG | MBT | Multiple | CZ05 | Any | SCGMBTCZ051975 | SCGMBTCZ05 | 1975 | 0.21597 | 75
ComVint | SCGMBTCZ05 | Ex | SCG | SCG | MBT | Multiple | CZ05 | Any | SCGMBTCZ051985 | SCGMBTCZ05 | 1985 | 0.11523 | 85
ComVint | SCGMBTCZ05 | Ex | SCG | SCG | MBT | Multiple | CZ05 | Any | SCGMBTCZ051996 | SCGMBTCZ05 | 1996 | 0.055633 | 96
ComVint | SCGMBTCZ05 | Ex | SCG | SCG | MBT | Multiple | CZ05 | Any | SCGMBTCZ052003 | SCGMBTCZ05 | 2003 | 0.027467 | 03
ComVint | SCGMBTCZ05 | Ex | SCG | SCG | MBT | Multiple | CZ05 | Any | SCGMBTCZ052007 | SCGMBTCZ05 | 2007 | 0.017567 | 07
ComVint | SCGMBTCZ05 | Ex | SCG | SCG | MBT | Multiple | CZ05 | Any | SCGMBTCZ052011 | SCGMBTCZ05 | 2011 | 0.017567 | 11
ComVint | SCGMBTCZ05 | Ex | SCG | SCG | MBT | Multiple | CZ05 | Any | SCGMBTCZ052014 | SCGMBTCZ05 | 2014 | 0.0087833 | 14
ComVint | SCGMBTCZ06 | Ex | SCG | SCG | MBT | Multiple | CZ06 | Any | SCGMBTCZ061975 | SCGMBTCZ06 | 1975 | 19.9316 | 75
ComVint | SCGMBTCZ06 | Ex | SCG | SCG | MBT | Multiple | CZ06 | Any | SCGMBTCZ061985 | SCGMBTCZ06 | 1985 | 10.4158 | 85
ComVint | SCGMBTCZ06 | Ex | SCG | SCG | MBT | Multiple | CZ06 | Any | SCGMBTCZ061996 | SCGMBTCZ06 | 1996 | 5.1773 | 96
ComVint | SCGMBTCZ06 | Ex | SCG | SCG | MBT | Multiple | CZ06 | Any | SCGMBTCZ062003 | SCGMBTCZ06 | 2003 | 2.5458 | 03
ComVint | SCGMBTCZ06 | Ex | SCG | SCG | MBT | Multiple | CZ06 | Any | SCGMBTCZ062007 | SCGMBTCZ06 | 2007 | 1.5975 | 07
ComVint | SCGMBTCZ06 | Ex | SCG | SCG | MBT | Multiple | CZ06 | Any | SCGMBTCZ062011 | SCGMBTCZ06 | 2011 | 1.5975 | 11
ComVint | SCGMBTCZ06 | Ex | SCG | SCG | MBT | Multiple | CZ06 | Any | SCGMBTCZ062014 | SCGMBTCZ06 | 2014 | 0.79877 | 14
ComVint | SCGMBTCZ07 | Ex | SCG | SCG | MBT | Multiple | CZ07 | Any | SCGMBTCZ071975 | SCGMBTCZ07 | 1975 | 0 | 75
ComVint | SCGMBTCZ07 | Ex | SCG | SCG | MBT | Multiple | CZ07 | Any | SCGMBTCZ071985 | SCGMBTCZ07 | 1985 | 0 | 85
ComVint | SCGMBTCZ07 | Ex | SCG | SCG | MBT | Multiple | CZ07 | Any | SCGMBTCZ071996 | SCGMBTCZ07 | 1996 | 0 | 96
ComVint | SCGMBTCZ07 | Ex | SCG | SCG | MBT | Multiple | CZ07 | Any | SCGMBTCZ072003 | SCGMBTCZ07 | 2003 | 0 | 03
ComVint | SCGMBTCZ07 | Ex | SCG | SCG | MBT | Multiple | CZ07 | Any | SCGMBTCZ072007 | SCGMBTCZ07 | 2007 | 0 | 07
ComVint | SCGMBTCZ07 | Ex | SCG | SCG | MBT | Multiple | CZ07 | Any | SCGMBTCZ072011 | SCGMBTCZ07 | 2011 | 0 | 11
ComVint | SCGMBTCZ07 | Ex | SCG | SCG | MBT | Multiple | CZ07 | Any | SCGMBTCZ072014 | SCGMBTCZ07 | 2014 | 0 | 14
ComVint | SCGMBTCZ08 | Ex | SCG | SCG | MBT | Multiple | CZ08 | Any | SCGMBTCZ081975 | SCGMBTCZ08 | 1975 | 30.0703 | 75
ComVint | SCGMBTCZ08 | Ex | SCG | SCG | MBT | Multiple | CZ08 | Any | SCGMBTCZ081985 | SCGMBTCZ08 | 1985 | 15.5943 | 85
ComVint | SCGMBTCZ08 | Ex | SCG | SCG | MBT | Multiple | CZ08 | Any | SCGMBTCZ081996 | SCGMBTCZ08 | 1996 | 7.8347 | 96
ComVint | SCGMBTCZ08 | Ex | SCG | SCG | MBT | Multiple | CZ08 | Any | SCGMBTCZ082003 | SCGMBTCZ08 | 2003 | 3.8499 | 03
ComVint | SCGMBTCZ08 | Ex | SCG | SCG | MBT | Multiple | CZ08 | Any | SCGMBTCZ082007 | SCGMBTCZ08 | 2007 | 2.3968 | 07
ComVint | SCGMBTCZ08 | Ex | SCG | SCG | MBT | Multiple | CZ08 | Any | SCGMBTCZ082011 | SCGMBTCZ08 | 2011 | 2.3968 | 11
ComVint | SCGMBTCZ08 | Ex | SCG | SCG | MBT | Multiple | CZ08 | Any | SCGMBTCZ082014 | SCGMBTCZ08 | 2014 | 1.1984 | 14
ComVint | SCGMBTCZ09 | Ex | SCG | SCG | MBT | Multiple | CZ09 | Any | SCGMBTCZ091975 | SCGMBTCZ09 | 1975 | 25.899 | 75
ComVint | SCGMBTCZ09 | Ex | SCG | SCG | MBT | Multiple | CZ09 | Any | SCGMBTCZ091985 | SCGMBTCZ09 | 1985 | 12.4097 | 85
ComVint | SCGMBTCZ09 | Ex | SCG | SCG | MBT | Multiple | CZ09 | Any | SCGMBTCZ091996 | SCGMBTCZ09 | 1996 | 7.2907 | 96
ComVint | SCGMBTCZ09 | Ex | SCG | SCG | MBT | Multiple | CZ09 | Any | SCGMBTCZ092003 | SCGMBTCZ09 | 2003 | 3.5281 | 03
ComVint | SCGMBTCZ09 | Ex | SCG | SCG | MBT | Multiple | CZ09 | Any | SCGMBTCZ092007 | SCGMBTCZ09 | 2007 | 1.99 | 07
ComVint | SCGMBTCZ09 | Ex | SCG | SCG | MBT | Multiple | CZ09 | Any | SCGMBTCZ092011 | SCGMBTCZ09 | 2011 | 1.99 | 11
ComVint | SCGMBTCZ09 | Ex | SCG | SCG | MBT | Multiple | CZ09 | Any | SCGMBTCZ092014 | SCGMBTCZ09 | 2014 | 0.995 | 14
ComVint | SCGMBTCZ10 | Ex | SCG | SCG | MBT | Multiple | CZ10 | Any | SCGMBTCZ101975 | SCGMBTCZ10 | 1975 | 3.9942 | 75
ComVint | SCGMBTCZ10 | Ex | SCG | SCG | MBT | Multiple | CZ10 | Any | SCGMBTCZ101985 | SCGMBTCZ10 | 1985 | 9.3056 | 85
ComVint | SCGMBTCZ10 | Ex | SCG | SCG | MBT | Multiple | CZ10 | Any | SCGMBTCZ101996 | SCGMBTCZ10 | 1996 | 5.6663 | 96
ComVint | SCGMBTCZ10 | Ex | SCG | SCG | MBT | Multiple | CZ10 | Any | SCGMBTCZ102003 | SCGMBTCZ10 | 2003 | 5.2879 | 03
ComVint | SCGMBTCZ10 | Ex | SCG | SCG | MBT | Multiple | CZ10 | Any | SCGMBTCZ102007 | SCGMBTCZ10 | 2007 | 2.9381 | 07
ComVint | SCGMBTCZ10 | Ex | SCG | SCG | MBT | Multiple | CZ10 | Any | SCGMBTCZ102011 | SCGMBTCZ10 | 2011 | 2.9381 | 11
ComVint | SCGMBTCZ10 | Ex | SCG | SCG | MBT | Multiple | CZ10 | Any | SCGMBTCZ102014 | SCGMBTCZ10 | 2014 | 1.469 | 14
ComVint | SCGMBTCZ11 | Ex | SCG | SCG | MBT | Multiple | CZ11 | Any | SCGMBTCZ111975 | SCGMBTCZ11 | 1975 | 0 | 75
ComVint | SCGMBTCZ11 | Ex | SCG | SCG | MBT | Multiple | CZ11 | Any | SCGMBTCZ111985 | SCGMBTCZ11 | 1985 | 0 | 85
ComVint | SCGMBTCZ11 | Ex | SCG | SCG | MBT | Multiple | CZ11 | Any | SCGMBTCZ111996 | SCGMBTCZ11 | 1996 | 0 | 96
ComVint | SCGMBTCZ11 | Ex | SCG | SCG | MBT | Multiple | CZ11 | Any | SCGMBTCZ112003 | SCGMBTCZ11 | 2003 | 0 | 03
ComVint | SCGMBTCZ11 | Ex | SCG | SCG | MBT | Multiple | CZ11 | Any | SCGMBTCZ112007 | SCGMBTCZ11 | 2007 | 0 | 07
ComVint | SCGMBTCZ11 | Ex | SCG | SCG | MBT | Multiple | CZ11 | Any | SCGMBTCZ112011 | SCGMBTCZ11 | 2011 | 0 | 11
ComVint | SCGMBTCZ11 | Ex | SCG | SCG | MBT | Multiple | CZ11 | Any | SCGMBTCZ112014 | SCGMBTCZ11 | 2014 | 0 | 14
ComVint | SCGMBTCZ12 | Ex | SCG | SCG | MBT | Multiple | CZ12 | Any | SCGMBTCZ121975 | SCGMBTCZ12 | 1975 | 0 | 75
ComVint | SCGMBTCZ12 | Ex | SCG | SCG | MBT | Multiple | CZ12 | Any | SCGMBTCZ121985 | SCGMBTCZ12 | 1985 | 0 | 85
ComVint | SCGMBTCZ12 | Ex | SCG | SCG | MBT | Multiple | CZ12 | Any | SCGMBTCZ121996 | SCGMBTCZ12 | 1996 | 0 | 96
ComVint | SCGMBTCZ12 | Ex | SCG | SCG | MBT | Multiple | CZ12 | Any | SCGMBTCZ122003 | SCGMBTCZ12 | 2003 | 0 | 03
ComVint | SCGMBTCZ12 | Ex | SCG | SCG | MBT | Multiple | CZ12 | Any | SCGMBTCZ122007 | SCGMBTCZ12 | 2007 | 0 | 07
ComVint | SCGMBTCZ12 | Ex | SCG | SCG | MBT | Multiple | CZ12 | Any | SCGMBTCZ122011 | SCGMBTCZ12 | 2011 | 0 | 11
ComVint | SCGMBTCZ12 | Ex | SCG | SCG | MBT | Multiple | CZ12 | Any | SCGMBTCZ122014 | SCGMBTCZ12 | 2014 | 0 | 14
ComVint | SCGMBTCZ13 | Ex | SCG | SCG | MBT | Multiple | CZ13 | Any | SCGMBTCZ131975 | SCGMBTCZ13 | 1975 | 0.8993 | 75
ComVint | SCGMBTCZ13 | Ex | SCG | SCG | MBT | Multiple | CZ13 | Any | SCGMBTCZ131985 | SCGMBTCZ13 | 1985 | 1.0845 | 85
ComVint | SCGMBTCZ13 | Ex | SCG | SCG | MBT | Multiple | CZ13 | Any | SCGMBTCZ131996 | SCGMBTCZ13 | 1996 | 0.90283 | 96
ComVint | SCGMBTCZ13 | Ex | SCG | SCG | MBT | Multiple | CZ13 | Any | SCGMBTCZ132003 | SCGMBTCZ13 | 2003 | 0.34917 | 03
ComVint | SCGMBTCZ13 | Ex | SCG | SCG | MBT | Multiple | CZ13 | Any | SCGMBTCZ132007 | SCGMBTCZ13 | 2007 | 0.223 | 07
ComVint | SCGMBTCZ13 | Ex | SCG | SCG | MBT | Multiple | CZ13 | Any | SCGMBTCZ132011 | SCGMBTCZ13 | 2011 | 0.223 | 11
ComVint | SCGMBTCZ13 | Ex | SCG | SCG | MBT | Multiple | CZ13 | Any | SCGMBTCZ132014 | SCGMBTCZ13 | 2014 | 0.1115 | 14
ComVint | SCGMBTCZ14 | Ex | SCG | SCG | MBT | Multiple | CZ14 | Any | SCGMBTCZ141975 | SCGMBTCZ14 | 1975 | 1.8781 | 75
ComVint | SCGMBTCZ14 | Ex | SCG | SCG | MBT | Multiple | CZ14 | Any | SCGMBTCZ141985 | SCGMBTCZ14 | 1985 | 1.9161 | 85
ComVint | SCGMBTCZ14 | Ex | SCG | SCG | MBT | Multiple | CZ14 | Any | SCGMBTCZ141996 | SCGMBTCZ14 | 1996 | 1.1522 | 96
ComVint | SCGMBTCZ14 | Ex | SCG | SCG | MBT | Multiple | CZ14 | Any | SCGMBTCZ142003 | SCGMBTCZ14 | 2003 | 0.87703 | 03
ComVint | SCGMBTCZ14 | Ex | SCG | SCG | MBT | Multiple | CZ14 | Any | SCGMBTCZ142007 | SCGMBTCZ14 | 2007 | 0.48587 | 07
ComVint | SCGMBTCZ14 | Ex | SCG | SCG | MBT | Multiple | CZ14 | Any | SCGMBTCZ142011 | SCGMBTCZ14 | 2011 | 0.48587 | 11
ComVint | SCGMBTCZ14 | Ex | SCG | SCG | MBT | Multiple | CZ14 | Any | SCGMBTCZ142014 | SCGMBTCZ14 | 2014 | 0.24293 | 14
ComVint | SCGMBTCZ15 | Ex | SCG | SCG | MBT | Multiple | CZ15 | Any | SCGMBTCZ151975 | SCGMBTCZ15 | 1975 | 1.4458 | 75
ComVint | SCGMBTCZ15 | Ex | SCG | SCG | MBT | Multiple | CZ15 | Any | SCGMBTCZ151985 | SCGMBTCZ15 | 1985 | 3.3685 | 85
ComVint | SCGMBTCZ15 | Ex | SCG | SCG | MBT | Multiple | CZ15 | Any | SCGMBTCZ151996 | SCGMBTCZ15 | 1996 | 2.0511 | 96
ComVint | SCGMBTCZ15 | Ex | SCG | SCG | MBT | Multiple | CZ15 | Any | SCGMBTCZ152003 | SCGMBTCZ15 | 2003 | 1.9141 | 03
ComVint | SCGMBTCZ15 | Ex | SCG | SCG | MBT | Multiple | CZ15 | Any | SCGMBTCZ152007 | SCGMBTCZ15 | 2007 | 1.0635 | 07
ComVint | SCGMBTCZ15 | Ex | SCG | SCG | MBT | Multiple | CZ15 | Any | SCGMBTCZ152011 | SCGMBTCZ15 | 2011 | 1.0635 | 11
ComVint | SCGMBTCZ15 | Ex | SCG | SCG | MBT | Multiple | CZ15 | Any | SCGMBTCZ152014 | SCGMBTCZ15 | 2014 | 0.53177 | 14
ComVint | SCGMBTCZ16 | Ex | SCG | SCG | MBT | Multiple | CZ16 | Any | SCGMBTCZ161975 | SCGMBTCZ16 | 1975 | 0.8882 | 75
ComVint | SCGMBTCZ16 | Ex | SCG | SCG | MBT | Multiple | CZ16 | Any | SCGMBTCZ161985 | SCGMBTCZ16 | 1985 | 1.1749 | 85
ComVint | SCGMBTCZ16 | Ex | SCG | SCG | MBT | Multiple | CZ16 | Any | SCGMBTCZ161996 | SCGMBTCZ16 | 1996 | 0.7864 | 96
ComVint | SCGMBTCZ16 | Ex | SCG | SCG | MBT | Multiple | CZ16 | Any | SCGMBTCZ162003 | SCGMBTCZ16 | 2003 | 0.5353 | 03
ComVint | SCGMBTCZ16 | Ex | SCG | SCG | MBT | Multiple | CZ16 | Any | SCGMBTCZ162007 | SCGMBTCZ16 | 2007 | 0.306 | 07
ComVint | SCGMBTCZ16 | Ex | SCG | SCG | MBT | Multiple | CZ16 | Any | SCGMBTCZ162011 | SCGMBTCZ16 | 2011 | 0.306 | 11
ComVint | SCGMBTCZ16 | Ex | SCG | SCG | MBT | Multiple | CZ16 | Any | SCGMBTCZ162014 | SCGMBTCZ16 | 2014 | 0.153 | 14
ComVint | SCGMLICZ01 | Ex | SCG | SCG | MLI | Multiple | CZ01 | Any | SCGMLICZ011975 | SCGMLICZ01 | 1975 | 0 | 75
ComVint | SCGMLICZ01 | Ex | SCG | SCG | MLI | Multiple | CZ01 | Any | SCGMLICZ011985 | SCGMLICZ01 | 1985 | 0 | 85
ComVint | SCGMLICZ01 | Ex | SCG | SCG | MLI | Multiple | CZ01 | Any | SCGMLICZ011996 | SCGMLICZ01 | 1996 | 0 | 96
ComVint | SCGMLICZ01 | Ex | SCG | SCG | MLI | Multiple | CZ01 | Any | SCGMLICZ012003 | SCGMLICZ01 | 2003 | 0 | 03
ComVint | SCGMLICZ01 | Ex | SCG | SCG | MLI | Multiple | CZ01 | Any | SCGMLICZ012007 | SCGMLICZ01 | 2007 | 0 | 07
ComVint | SCGMLICZ01 | Ex | SCG | SCG | MLI | Multiple | CZ01 | Any | SCGMLICZ012011 | SCGMLICZ01 | 2011 | 0 | 11
ComVint | SCGMLICZ01 | Ex | SCG | SCG | MLI | Multiple | CZ01 | Any | SCGMLICZ012014 | SCGMLICZ01 | 2014 | 0 | 14
ComVint | SCGMLICZ02 | Ex | SCG | SCG | MLI | Multiple | CZ02 | Any | SCGMLICZ021975 | SCGMLICZ02 | 1975 | 0 | 75
ComVint | SCGMLICZ02 | Ex | SCG | SCG | MLI | Multiple | CZ02 | Any | SCGMLICZ021985 | SCGMLICZ02 | 1985 | 0 | 85
ComVint | SCGMLICZ02 | Ex | SCG | SCG | MLI | Multiple | CZ02 | Any | SCGMLICZ021996 | SCGMLICZ02 | 1996 | 0 | 96
ComVint | SCGMLICZ02 | Ex | SCG | SCG | MLI | Multiple | CZ02 | Any | SCGMLICZ022003 | SCGMLICZ02 | 2003 | 0 | 03
ComVint | SCGMLICZ02 | Ex | SCG | SCG | MLI | Multiple | CZ02 | Any | SCGMLICZ022007 | SCGMLICZ02 | 2007 | 0 | 07
ComVint | SCGMLICZ02 | Ex | SCG | SCG | MLI | Multiple | CZ02 | Any | SCGMLICZ022011 | SCGMLICZ02 | 2011 | 0 | 11
ComVint | SCGMLICZ02 | Ex | SCG | SCG | MLI | Multiple | CZ02 | Any | SCGMLICZ022014 | SCGMLICZ02 | 2014 | 0 | 14
ComVint | SCGMLICZ03 | Ex | SCG | SCG | MLI | Multiple | CZ03 | Any | SCGMLICZ031975 | SCGMLICZ03 | 1975 | 0 | 75
ComVint | SCGMLICZ03 | Ex | SCG | SCG | MLI | Multiple | CZ03 | Any | SCGMLICZ031985 | SCGMLICZ03 | 1985 | 0 | 85
ComVint | SCGMLICZ03 | Ex | SCG | SCG | MLI | Multiple | CZ03 | Any | SCGMLICZ031996 | SCGMLICZ03 | 1996 | 0 | 96
ComVint | SCGMLICZ03 | Ex | SCG | SCG | MLI | Multiple | CZ03 | Any | SCGMLICZ032003 | SCGMLICZ03 | 2003 | 0 | 03
ComVint | SCGMLICZ03 | Ex | SCG | SCG | MLI | Multiple | CZ03 | Any | SCGMLICZ032007 | SCGMLICZ03 | 2007 | 0 | 07
ComVint | SCGMLICZ03 | Ex | SCG | SCG | MLI | Multiple | CZ03 | Any | SCGMLICZ032011 | SCGMLICZ03 | 2011 | 0 | 11
ComVint | SCGMLICZ03 | Ex | SCG | SCG | MLI | Multiple | CZ03 | Any | SCGMLICZ032014 | SCGMLICZ03 | 2014 | 0 | 14
ComVint | SCGMLICZ04 | Ex | SCG | SCG | MLI | Multiple | CZ04 | Any | SCGMLICZ041975 | SCGMLICZ04 | 1975 | 0 | 75
ComVint | SCGMLICZ04 | Ex | SCG | SCG | MLI | Multiple | CZ04 | Any | SCGMLICZ041985 | SCGMLICZ04 | 1985 | 0 | 85
ComVint | SCGMLICZ04 | Ex | SCG | SCG | MLI | Multiple | CZ04 | Any | SCGMLICZ041996 | SCGMLICZ04 | 1996 | 0 | 96
ComVint | SCGMLICZ04 | Ex | SCG | SCG | MLI | Multiple | CZ04 | Any | SCGMLICZ042003 | SCGMLICZ04 | 2003 | 0 | 03
ComVint | SCGMLICZ04 | Ex | SCG | SCG | MLI | Multiple | CZ04 | Any | SCGMLICZ042007 | SCGMLICZ04 | 2007 | 0 | 07
ComVint | SCGMLICZ04 | Ex | SCG | SCG | MLI | Multiple | CZ04 | Any | SCGMLICZ042011 | SCGMLICZ04 | 2011 | 0 | 11
ComVint | SCGMLICZ04 | Ex | SCG | SCG | MLI | Multiple | CZ04 | Any | SCGMLICZ042014 | SCGMLICZ04 | 2014 | 0 | 14
ComVint | SCGMLICZ05 | Ex | SCG | SCG | MLI | Multiple | CZ05 | Any | SCGMLICZ051975 | SCGMLICZ05 | 1975 | 0.21597 | 75
ComVint | SCGMLICZ05 | Ex | SCG | SCG | MLI | Multiple | CZ05 | Any | SCGMLICZ051985 | SCGMLICZ05 | 1985 | 0.11523 | 85
ComVint | SCGMLICZ05 | Ex | SCG | SCG | MLI | Multiple | CZ05 | Any | SCGMLICZ051996 | SCGMLICZ05 | 1996 | 0.055633 | 96
ComVint | SCGMLICZ05 | Ex | SCG | SCG | MLI | Multiple | CZ05 | Any | SCGMLICZ052003 | SCGMLICZ05 | 2003 | 0.027467 | 03
ComVint | SCGMLICZ05 | Ex | SCG | SCG | MLI | Multiple | CZ05 | Any | SCGMLICZ052007 | SCGMLICZ05 | 2007 | 0.017567 | 07
ComVint | SCGMLICZ05 | Ex | SCG | SCG | MLI | Multiple | CZ05 | Any | SCGMLICZ052011 | SCGMLICZ05 | 2011 | 0.017567 | 11
ComVint | SCGMLICZ05 | Ex | SCG | SCG | MLI | Multiple | CZ05 | Any | SCGMLICZ052014 | SCGMLICZ05 | 2014 | 0.0087833 | 14
ComVint | SCGMLICZ06 | Ex | SCG | SCG | MLI | Multiple | CZ06 | Any | SCGMLICZ061975 | SCGMLICZ06 | 1975 | 19.9316 | 75
ComVint | SCGMLICZ06 | Ex | SCG | SCG | MLI | Multiple | CZ06 | Any | SCGMLICZ061985 | SCGMLICZ06 | 1985 | 10.4158 | 85
ComVint | SCGMLICZ06 | Ex | SCG | SCG | MLI | Multiple | CZ06 | Any | SCGMLICZ061996 | SCGMLICZ06 | 1996 | 5.1773 | 96
ComVint | SCGMLICZ06 | Ex | SCG | SCG | MLI | Multiple | CZ06 | Any | SCGMLICZ062003 | SCGMLICZ06 | 2003 | 2.5458 | 03
ComVint | SCGMLICZ06 | Ex | SCG | SCG | MLI | Multiple | CZ06 | Any | SCGMLICZ062007 | SCGMLICZ06 | 2007 | 1.5975 | 07
ComVint | SCGMLICZ06 | Ex | SCG | SCG | MLI | Multiple | CZ06 | Any | SCGMLICZ062011 | SCGMLICZ06 | 2011 | 1.5975 | 11
ComVint | SCGMLICZ06 | Ex | SCG | SCG | MLI | Multiple | CZ06 | Any | SCGMLICZ062014 | SCGMLICZ06 | 2014 | 0.79877 | 14
ComVint | SCGMLICZ07 | Ex | SCG | SCG | MLI | Multiple | CZ07 | Any | SCGMLICZ071975 | SCGMLICZ07 | 1975 | 0 | 75
ComVint | SCGMLICZ07 | Ex | SCG | SCG | MLI | Multiple | CZ07 | Any | SCGMLICZ071985 | SCGMLICZ07 | 1985 | 0 | 85
ComVint | SCGMLICZ07 | Ex | SCG | SCG | MLI | Multiple | CZ07 | Any | SCGMLICZ071996 | SCGMLICZ07 | 1996 | 0 | 96
ComVint | SCGMLICZ07 | Ex | SCG | SCG | MLI | Multiple | CZ07 | Any | SCGMLICZ072003 | SCGMLICZ07 | 2003 | 0 | 03
ComVint | SCGMLICZ07 | Ex | SCG | SCG | MLI | Multiple | CZ07 | Any | SCGMLICZ072007 | SCGMLICZ07 | 2007 | 0 | 07
ComVint | SCGMLICZ07 | Ex | SCG | SCG | MLI | Multiple | CZ07 | Any | SCGMLICZ072011 | SCGMLICZ07 | 2011 | 0 | 11
ComVint | SCGMLICZ07 | Ex | SCG | SCG | MLI | Multiple | CZ07 | Any | SCGMLICZ072014 | SCGMLICZ07 | 2014 | 0 | 14
ComVint | SCGMLICZ08 | Ex | SCG | SCG | MLI | Multiple | CZ08 | Any | SCGMLICZ081975 | SCGMLICZ08 | 1975 | 30.0703 | 75
ComVint | SCGMLICZ08 | Ex | SCG | SCG | MLI | Multiple | CZ08 | Any | SCGMLICZ081985 | SCGMLICZ08 | 1985 | 15.5943 | 85
ComVint | SCGMLICZ08 | Ex | SCG | SCG | MLI | Multiple | CZ08 | Any | SCGMLICZ081996 | SCGMLICZ08 | 1996 | 7.8347 | 96
ComVint | SCGMLICZ08 | Ex | SCG | SCG | MLI | Multiple | CZ08 | Any | SCGMLICZ082003 | SCGMLICZ08 | 2003 | 3.8499 | 03
ComVint | SCGMLICZ08 | Ex | SCG | SCG | MLI | Multiple | CZ08 | Any | SCGMLICZ082007 | SCGMLICZ08 | 2007 | 2.3968 | 07
ComVint | SCGMLICZ08 | Ex | SCG | SCG | MLI | Multiple | CZ08 | Any | SCGMLICZ082011 | SCGMLICZ08 | 2011 | 2.3968 | 11
ComVint | SCGMLICZ08 | Ex | SCG | SCG | MLI | Multiple | CZ08 | Any | SCGMLICZ082014 | SCGMLICZ08 | 2014 | 1.1984 | 14
ComVint | SCGMLICZ09 | Ex | SCG | SCG | MLI | Multiple | CZ09 | Any | SCGMLICZ091975 | SCGMLICZ09 | 1975 | 25.899 | 75
ComVint | SCGMLICZ09 | Ex | SCG | SCG | MLI | Multiple | CZ09 | Any | SCGMLICZ091985 | SCGMLICZ09 | 1985 | 12.4097 | 85
ComVint | SCGMLICZ09 | Ex | SCG | SCG | MLI | Multiple | CZ09 | Any | SCGMLICZ091996 | SCGMLICZ09 | 1996 | 7.2907 | 96
ComVint | SCGMLICZ09 | Ex | SCG | SCG | MLI | Multiple | CZ09 | Any | SCGMLICZ092003 | SCGMLICZ09 | 2003 | 3.5281 | 03
ComVint | SCGMLICZ09 | Ex | SCG | SCG | MLI | Multiple | CZ09 | Any | SCGMLICZ092007 | SCGMLICZ09 | 2007 | 1.99 | 07
ComVint | SCGMLICZ09 | Ex | SCG | SCG | MLI | Multiple | CZ09 | Any | SCGMLICZ092011 | SCGMLICZ09 | 2011 | 1.99 | 11
ComVint | SCGMLICZ09 | Ex | SCG | SCG | MLI | Multiple | CZ09 | Any | SCGMLICZ092014 | SCGMLICZ09 | 2014 | 0.995 | 14
ComVint | SCGMLICZ10 | Ex | SCG | SCG | MLI | Multiple | CZ10 | Any | SCGMLICZ101975 | SCGMLICZ10 | 1975 | 3.9942 | 75
ComVint | SCGMLICZ10 | Ex | SCG | SCG | MLI | Multiple | CZ10 | Any | SCGMLICZ101985 | SCGMLICZ10 | 1985 | 9.3056 | 85
ComVint | SCGMLICZ10 | Ex | SCG | SCG | MLI | Multiple | CZ10 | Any | SCGMLICZ101996 | SCGMLICZ10 | 1996 | 5.6663 | 96
ComVint | SCGMLICZ10 | Ex | SCG | SCG | MLI | Multiple | CZ10 | Any | SCGMLICZ102003 | SCGMLICZ10 | 2003 | 5.2879 | 03
ComVint | SCGMLICZ10 | Ex | SCG | SCG | MLI | Multiple | CZ10 | Any | SCGMLICZ102007 | SCGMLICZ10 | 2007 | 2.9381 | 07
ComVint | SCGMLICZ10 | Ex | SCG | SCG | MLI | Multiple | CZ10 | Any | SCGMLICZ102011 | SCGMLICZ10 | 2011 | 2.9381 | 11
ComVint | SCGMLICZ10 | Ex | SCG | SCG | MLI | Multiple | CZ10 | Any | SCGMLICZ102014 | SCGMLICZ10 | 2014 | 1.469 | 14
ComVint | SCGMLICZ11 | Ex | SCG | SCG | MLI | Multiple | CZ11 | Any | SCGMLICZ111975 | SCGMLICZ11 | 1975 | 0 | 75
ComVint | SCGMLICZ11 | Ex | SCG | SCG | MLI | Multiple | CZ11 | Any | SCGMLICZ111985 | SCGMLICZ11 | 1985 | 0 | 85
ComVint | SCGMLICZ11 | Ex | SCG | SCG | MLI | Multiple | CZ11 | Any | SCGMLICZ111996 | SCGMLICZ11 | 1996 | 0 | 96
ComVint | SCGMLICZ11 | Ex | SCG | SCG | MLI | Multiple | CZ11 | Any | SCGMLICZ112003 | SCGMLICZ11 | 2003 | 0 | 03
ComVint | SCGMLICZ11 | Ex | SCG | SCG | MLI | Multiple | CZ11 | Any | SCGMLICZ112007 | SCGMLICZ11 | 2007 | 0 | 07
ComVint | SCGMLICZ11 | Ex | SCG | SCG | MLI | Multiple | CZ11 | Any | SCGMLICZ112011 | SCGMLICZ11 | 2011 | 0 | 11
ComVint | SCGMLICZ11 | Ex | SCG | SCG | MLI | Multiple | CZ11 | Any | SCGMLICZ112014 | SCGMLICZ11 | 2014 | 0 | 14
ComVint | SCGMLICZ12 | Ex | SCG | SCG | MLI | Multiple | CZ12 | Any | SCGMLICZ121975 | SCGMLICZ12 | 1975 | 0 | 75
ComVint | SCGMLICZ12 | Ex | SCG | SCG | MLI | Multiple | CZ12 | Any | SCGMLICZ121985 | SCGMLICZ12 | 1985 | 0 | 85
ComVint | SCGMLICZ12 | Ex | SCG | SCG | MLI | Multiple | CZ12 | Any | SCGMLICZ121996 | SCGMLICZ12 | 1996 | 0 | 96
ComVint | SCGMLICZ12 | Ex | SCG | SCG | MLI | Multiple | CZ12 | Any | SCGMLICZ122003 | SCGMLICZ12 | 2003 | 0 | 03
ComVint | SCGMLICZ12 | Ex | SCG | SCG | MLI | Multiple | CZ12 | Any | SCGMLICZ122007 | SCGMLICZ12 | 2007 | 0 | 07
ComVint | SCGMLICZ12 | Ex | SCG | SCG | MLI | Multiple | CZ12 | Any | SCGMLICZ122011 | SCGMLICZ12 | 2011 | 0 | 11
ComVint | SCGMLICZ12 | Ex | SCG | SCG | MLI | Multiple | CZ12 | Any | SCGMLICZ122014 | SCGMLICZ12 | 2014 | 0 | 14
ComVint | SCGMLICZ13 | Ex | SCG | SCG | MLI | Multiple | CZ13 | Any | SCGMLICZ131975 | SCGMLICZ13 | 1975 | 0.8993 | 75
ComVint | SCGMLICZ13 | Ex | SCG | SCG | MLI | Multiple | CZ13 | Any | SCGMLICZ131985 | SCGMLICZ13 | 1985 | 1.0845 | 85
ComVint | SCGMLICZ13 | Ex | SCG | SCG | MLI | Multiple | CZ13 | Any | SCGMLICZ131996 | SCGMLICZ13 | 1996 | 0.90283 | 96
ComVint | SCGMLICZ13 | Ex | SCG | SCG | MLI | Multiple | CZ13 | Any | SCGMLICZ132003 | SCGMLICZ13 | 2003 | 0.34917 | 03
ComVint | SCGMLICZ13 | Ex | SCG | SCG | MLI | Multiple | CZ13 | Any | SCGMLICZ132007 | SCGMLICZ13 | 2007 | 0.223 | 07
ComVint | SCGMLICZ13 | Ex | SCG | SCG | MLI | Multiple | CZ13 | Any | SCGMLICZ132011 | SCGMLICZ13 | 2011 | 0.223 | 11
ComVint | SCGMLICZ13 | Ex | SCG | SCG | MLI | Multiple | CZ13 | Any | SCGMLICZ132014 | SCGMLICZ13 | 2014 | 0.1115 | 14
ComVint | SCGMLICZ14 | Ex | SCG | SCG | MLI | Multiple | CZ14 | Any | SCGMLICZ141975 | SCGMLICZ14 | 1975 | 1.8781 | 75
ComVint | SCGMLICZ14 | Ex | SCG | SCG | MLI | Multiple | CZ14 | Any | SCGMLICZ141985 | SCGMLICZ14 | 1985 | 1.9161 | 85
ComVint | SCGMLICZ14 | Ex | SCG | SCG | MLI | Multiple | CZ14 | Any | SCGMLICZ141996 | SCGMLICZ14 | 1996 | 1.1522 | 96
ComVint | SCGMLICZ14 | Ex | SCG | SCG | MLI | Multiple | CZ14 | Any | SCGMLICZ142003 | SCGMLICZ14 | 2003 | 0.87703 | 03
ComVint | SCGMLICZ14 | Ex | SCG | SCG | MLI | Multiple | CZ14 | Any | SCGMLICZ142007 | SCGMLICZ14 | 2007 | 0.48587 | 07
ComVint | SCGMLICZ14 | Ex | SCG | SCG | MLI | Multiple | CZ14 | Any | SCGMLICZ142011 | SCGMLICZ14 | 2011 | 0.48587 | 11
ComVint | SCGMLICZ14 | Ex | SCG | SCG | MLI | Multiple | CZ14 | Any | SCGMLICZ142014 | SCGMLICZ14 | 2014 | 0.24293 | 14
ComVint | SCGMLICZ15 | Ex | SCG | SCG | MLI | Multiple | CZ15 | Any | SCGMLICZ151975 | SCGMLICZ15 | 1975 | 1.4458 | 75
ComVint | SCGMLICZ15 | Ex | SCG | SCG | MLI | Multiple | CZ15 | Any | SCGMLICZ151985 | SCGMLICZ15 | 1985 | 3.3685 | 85
ComVint | SCGMLICZ15 | Ex | SCG | SCG | MLI | Multiple | CZ15 | Any | SCGMLICZ151996 | SCGMLICZ15 | 1996 | 2.0511 | 96
ComVint | SCGMLICZ15 | Ex | SCG | SCG | MLI | Multiple | CZ15 | Any | SCGMLICZ152003 | SCGMLICZ15 | 2003 | 1.9141 | 03
ComVint | SCGMLICZ15 | Ex | SCG | SCG | MLI | Multiple | CZ15 | Any | SCGMLICZ152007 | SCGMLICZ15 | 2007 | 1.0635 | 07
ComVint | SCGMLICZ15 | Ex | SCG | SCG | MLI | Multiple | CZ15 | Any | SCGMLICZ152011 | SCGMLICZ15 | 2011 | 1.0635 | 11
ComVint | SCGMLICZ15 | Ex | SCG | SCG | MLI | Multiple | CZ15 | Any | SCGMLICZ152014 | SCGMLICZ15 | 2014 | 0.53177 | 14
ComVint | SCGMLICZ16 | Ex | SCG | SCG | MLI | Multiple | CZ16 | Any | SCGMLICZ161975 | SCGMLICZ16 | 1975 | 0.8882 | 75
ComVint | SCGMLICZ16 | Ex | SCG | SCG | MLI | Multiple | CZ16 | Any | SCGMLICZ161985 | SCGMLICZ16 | 1985 | 1.1749 | 85
ComVint | SCGMLICZ16 | Ex | SCG | SCG | MLI | Multiple | CZ16 | Any | SCGMLICZ161996 | SCGMLICZ16 | 1996 | 0.7864 | 96
ComVint | SCGMLICZ16 | Ex | SCG | SCG | MLI | Multiple | CZ16 | Any | SCGMLICZ162003 | SCGMLICZ16 | 2003 | 0.5353 | 03
ComVint | SCGMLICZ16 | Ex | SCG | SCG | MLI | Multiple | CZ16 | Any | SCGMLICZ162007 | SCGMLICZ16 | 2007 | 0.306 | 07
ComVint | SCGMLICZ16 | Ex | SCG | SCG | MLI | Multiple | CZ16 | Any | SCGMLICZ162011 | SCGMLICZ16 | 2011 | 0.306 | 11
ComVint | SCGMLICZ16 | Ex | SCG | SCG | MLI | Multiple | CZ16 | Any | SCGMLICZ162014 | SCGMLICZ16 | 2014 | 0.153 | 14
ComVint | SCGMtlCZ01 | Ex | SCG | SCG | Mtl | Multiple | CZ01 | Any | SCGMtlCZ011975 | SCGMtlCZ01 | 1975 | 0 | 75
ComVint | SCGMtlCZ01 | Ex | SCG | SCG | Mtl | Multiple | CZ01 | Any | SCGMtlCZ011985 | SCGMtlCZ01 | 1985 | 0 | 85
ComVint | SCGMtlCZ01 | Ex | SCG | SCG | Mtl | Multiple | CZ01 | Any | SCGMtlCZ011996 | SCGMtlCZ01 | 1996 | 0 | 96
ComVint | SCGMtlCZ01 | Ex | SCG | SCG | Mtl | Multiple | CZ01 | Any | SCGMtlCZ012003 | SCGMtlCZ01 | 2003 | 0 | 03
ComVint | SCGMtlCZ01 | Ex | SCG | SCG | Mtl | Multiple | CZ01 | Any | SCGMtlCZ012007 | SCGMtlCZ01 | 2007 | 0 | 07
ComVint | SCGMtlCZ01 | Ex | SCG | SCG | Mtl | Multiple | CZ01 | Any | SCGMtlCZ012011 | SCGMtlCZ01 | 2011 | 0 | 11
ComVint | SCGMtlCZ01 | Ex | SCG | SCG | Mtl | Multiple | CZ01 | Any | SCGMtlCZ012014 | SCGMtlCZ01 | 2014 | 0 | 14
ComVint | SCGMtlCZ02 | Ex | SCG | SCG | Mtl | Multiple | CZ02 | Any | SCGMtlCZ021975 | SCGMtlCZ02 | 1975 | 0 | 75
ComVint | SCGMtlCZ02 | Ex | SCG | SCG | Mtl | Multiple | CZ02 | Any | SCGMtlCZ021985 | SCGMtlCZ02 | 1985 | 0 | 85
ComVint | SCGMtlCZ02 | Ex | SCG | SCG | Mtl | Multiple | CZ02 | Any | SCGMtlCZ021996 | SCGMtlCZ02 | 1996 | 0 | 96
ComVint | SCGMtlCZ02 | Ex | SCG | SCG | Mtl | Multiple | CZ02 | Any | SCGMtlCZ022003 | SCGMtlCZ02 | 2003 | 0 | 03
ComVint | SCGMtlCZ02 | Ex | SCG | SCG | Mtl | Multiple | CZ02 | Any | SCGMtlCZ022007 | SCGMtlCZ02 | 2007 | 0 | 07
ComVint | SCGMtlCZ02 | Ex | SCG | SCG | Mtl | Multiple | CZ02 | Any | SCGMtlCZ022011 | SCGMtlCZ02 | 2011 | 0 | 11
ComVint | SCGMtlCZ02 | Ex | SCG | SCG | Mtl | Multiple | CZ02 | Any | SCGMtlCZ022014 | SCGMtlCZ02 | 2014 | 0 | 14
ComVint | SCGMtlCZ03 | Ex | SCG | SCG | Mtl | Multiple | CZ03 | Any | SCGMtlCZ031975 | SCGMtlCZ03 | 1975 | 0 | 75
ComVint | SCGMtlCZ03 | Ex | SCG | SCG | Mtl | Multiple | CZ03 | Any | SCGMtlCZ031985 | SCGMtlCZ03 | 1985 | 0 | 85
ComVint | SCGMtlCZ03 | Ex | SCG | SCG | Mtl | Multiple | CZ03 | Any | SCGMtlCZ031996 | SCGMtlCZ03 | 1996 | 0 | 96
ComVint | SCGMtlCZ03 | Ex | SCG | SCG | Mtl | Multiple | CZ03 | Any | SCGMtlCZ032003 | SCGMtlCZ03 | 2003 | 0 | 03
ComVint | SCGMtlCZ03 | Ex | SCG | SCG | Mtl | Multiple | CZ03 | Any | SCGMtlCZ032007 | SCGMtlCZ03 | 2007 | 0 | 07
ComVint | SCGMtlCZ03 | Ex | SCG | SCG | Mtl | Multiple | CZ03 | Any | SCGMtlCZ032011 | SCGMtlCZ03 | 2011 | 0 | 11
ComVint | SCGMtlCZ03 | Ex | SCG | SCG | Mtl | Multiple | CZ03 | Any | SCGMtlCZ032014 | SCGMtlCZ03 | 2014 | 0 | 14
ComVint | SCGMtlCZ04 | Ex | SCG | SCG | Mtl | Multiple | CZ04 | Any | SCGMtlCZ041975 | SCGMtlCZ04 | 1975 | 0 | 75
ComVint | SCGMtlCZ04 | Ex | SCG | SCG | Mtl | Multiple | CZ04 | Any | SCGMtlCZ041985 | SCGMtlCZ04 | 1985 | 0 | 85
ComVint | SCGMtlCZ04 | Ex | SCG | SCG | Mtl | Multiple | CZ04 | Any | SCGMtlCZ041996 | SCGMtlCZ04 | 1996 | 0 | 96
ComVint | SCGMtlCZ04 | Ex | SCG | SCG | Mtl | Multiple | CZ04 | Any | SCGMtlCZ042003 | SCGMtlCZ04 | 2003 | 0 | 03
ComVint | SCGMtlCZ04 | Ex | SCG | SCG | Mtl | Multiple | CZ04 | Any | SCGMtlCZ042007 | SCGMtlCZ04 | 2007 | 0 | 07
ComVint | SCGMtlCZ04 | Ex | SCG | SCG | Mtl | Multiple | CZ04 | Any | SCGMtlCZ042011 | SCGMtlCZ04 | 2011 | 0 | 11
ComVint | SCGMtlCZ04 | Ex | SCG | SCG | Mtl | Multiple | CZ04 | Any | SCGMtlCZ042014 | SCGMtlCZ04 | 2014 | 0 | 14
ComVint | SCGMtlCZ05 | Ex | SCG | SCG | Mtl | Multiple | CZ05 | Any | SCGMtlCZ051975 | SCGMtlCZ05 | 1975 | 0.0518 | 75
ComVint | SCGMtlCZ05 | Ex | SCG | SCG | Mtl | Multiple | CZ05 | Any | SCGMtlCZ051985 | SCGMtlCZ05 | 1985 | 0.0671 | 85
ComVint | SCGMtlCZ05 | Ex | SCG | SCG | Mtl | Multiple | CZ05 | Any | SCGMtlCZ051996 | SCGMtlCZ05 | 1996 | 0.018 | 96
ComVint | SCGMtlCZ05 | Ex | SCG | SCG | Mtl | Multiple | CZ05 | Any | SCGMtlCZ052003 | SCGMtlCZ05 | 2003 | 0.0103 | 03
ComVint | SCGMtlCZ05 | Ex | SCG | SCG | Mtl | Multiple | CZ05 | Any | SCGMtlCZ052007 | SCGMtlCZ05 | 2007 | 0.00345 | 07
ComVint | SCGMtlCZ05 | Ex | SCG | SCG | Mtl | Multiple | CZ05 | Any | SCGMtlCZ052011 | SCGMtlCZ05 | 2011 | 0.00345 | 11
ComVint | SCGMtlCZ05 | Ex | SCG | SCG | Mtl | Multiple | CZ05 | Any | SCGMtlCZ052014 | SCGMtlCZ05 | 2014 | 0.001725 | 14
ComVint | SCGMtlCZ06 | Ex | SCG | SCG | Mtl | Multiple | CZ06 | Any | SCGMtlCZ061975 | SCGMtlCZ06 | 1975 | 6.781 | 75
ComVint | SCGMtlCZ06 | Ex | SCG | SCG | Mtl | Multiple | CZ06 | Any | SCGMtlCZ061985 | SCGMtlCZ06 | 1985 | 8.4735 | 85
ComVint | SCGMtlCZ06 | Ex | SCG | SCG | Mtl | Multiple | CZ06 | Any | SCGMtlCZ061996 | SCGMtlCZ06 | 1996 | 2.3093 | 96
ComVint | SCGMtlCZ06 | Ex | SCG | SCG | Mtl | Multiple | CZ06 | Any | SCGMtlCZ062003 | SCGMtlCZ06 | 2003 | 1.2246 | 03
ComVint | SCGMtlCZ06 | Ex | SCG | SCG | Mtl | Multiple | CZ06 | Any | SCGMtlCZ062007 | SCGMtlCZ06 | 2007 | 0.56415 | 07
ComVint | SCGMtlCZ06 | Ex | SCG | SCG | Mtl | Multiple | CZ06 | Any | SCGMtlCZ062011 | SCGMtlCZ06 | 2011 | 0.56415 | 11
ComVint | SCGMtlCZ06 | Ex | SCG | SCG | Mtl | Multiple | CZ06 | Any | SCGMtlCZ062014 | SCGMtlCZ06 | 2014 | 0.28207 | 14
ComVint | SCGMtlCZ07 | Ex | SCG | SCG | Mtl | Multiple | CZ07 | Any | SCGMtlCZ071975 | SCGMtlCZ07 | 1975 | 0 | 75
ComVint | SCGMtlCZ07 | Ex | SCG | SCG | Mtl | Multiple | CZ07 | Any | SCGMtlCZ071985 | SCGMtlCZ07 | 1985 | 0 | 85
ComVint | SCGMtlCZ07 | Ex | SCG | SCG | Mtl | Multiple | CZ07 | Any | SCGMtlCZ071996 | SCGMtlCZ07 | 1996 | 0 | 96
ComVint | SCGMtlCZ07 | Ex | SCG | SCG | Mtl | Multiple | CZ07 | Any | SCGMtlCZ072003 | SCGMtlCZ07 | 2003 | 0 | 03
ComVint | SCGMtlCZ07 | Ex | SCG | SCG | Mtl | Multiple | CZ07 | Any | SCGMtlCZ072007 | SCGMtlCZ07 | 2007 | 0 | 07
ComVint | SCGMtlCZ07 | Ex | SCG | SCG | Mtl | Multiple | CZ07 | Any | SCGMtlCZ072011 | SCGMtlCZ07 | 2011 | 0 | 11
ComVint | SCGMtlCZ07 | Ex | SCG | SCG | Mtl | Multiple | CZ07 | Any | SCGMtlCZ072014 | SCGMtlCZ07 | 2014 | 0 | 14
ComVint | SCGMtlCZ08 | Ex | SCG | SCG | Mtl | Multiple | CZ08 | Any | SCGMtlCZ081975 | SCGMtlCZ08 | 1975 | 5.4108 | 75
ComVint | SCGMtlCZ08 | Ex | SCG | SCG | Mtl | Multiple | CZ08 | Any | SCGMtlCZ081985 | SCGMtlCZ08 | 1985 | 6.2786 | 85
ComVint | SCGMtlCZ08 | Ex | SCG | SCG | Mtl | Multiple | CZ08 | Any | SCGMtlCZ081996 | SCGMtlCZ08 | 1996 | 1.757 | 96
ComVint | SCGMtlCZ08 | Ex | SCG | SCG | Mtl | Multiple | CZ08 | Any | SCGMtlCZ082003 | SCGMtlCZ08 | 2003 | 0.90385 | 03
ComVint | SCGMtlCZ08 | Ex | SCG | SCG | Mtl | Multiple | CZ08 | Any | SCGMtlCZ082007 | SCGMtlCZ08 | 2007 | 0.4726 | 07
ComVint | SCGMtlCZ08 | Ex | SCG | SCG | Mtl | Multiple | CZ08 | Any | SCGMtlCZ082011 | SCGMtlCZ08 | 2011 | 0.4726 | 11
ComVint | SCGMtlCZ08 | Ex | SCG | SCG | Mtl | Multiple | CZ08 | Any | SCGMtlCZ082014 | SCGMtlCZ08 | 2014 | 0.2363 | 14
ComVint | SCGMtlCZ09 | Ex | SCG | SCG | Mtl | Multiple | CZ09 | Any | SCGMtlCZ091975 | SCGMtlCZ09 | 1975 | 8.1818 | 75
ComVint | SCGMtlCZ09 | Ex | SCG | SCG | Mtl | Multiple | CZ09 | Any | SCGMtlCZ091985 | SCGMtlCZ09 | 1985 | 8.2722 | 85
ComVint | SCGMtlCZ09 | Ex | SCG | SCG | Mtl | Multiple | CZ09 | Any | SCGMtlCZ091996 | SCGMtlCZ09 | 1996 | 2.4261 | 96
ComVint | SCGMtlCZ09 | Ex | SCG | SCG | Mtl | Multiple | CZ09 | Any | SCGMtlCZ092003 | SCGMtlCZ09 | 2003 | 1.039 | 03
ComVint | SCGMtlCZ09 | Ex | SCG | SCG | Mtl | Multiple | CZ09 | Any | SCGMtlCZ092007 | SCGMtlCZ09 | 2007 | 0.86075 | 07
ComVint | SCGMtlCZ09 | Ex | SCG | SCG | Mtl | Multiple | CZ09 | Any | SCGMtlCZ092011 | SCGMtlCZ09 | 2011 | 0.86075 | 11
ComVint | SCGMtlCZ09 | Ex | SCG | SCG | Mtl | Multiple | CZ09 | Any | SCGMtlCZ092014 | SCGMtlCZ09 | 2014 | 0.43037 | 14
ComVint | SCGMtlCZ10 | Ex | SCG | SCG | Mtl | Multiple | CZ10 | Any | SCGMtlCZ101975 | SCGMtlCZ10 | 1975 | 0.4842 | 75
ComVint | SCGMtlCZ10 | Ex | SCG | SCG | Mtl | Multiple | CZ10 | Any | SCGMtlCZ101985 | SCGMtlCZ10 | 1985 | 1.4413 | 85
ComVint | SCGMtlCZ10 | Ex | SCG | SCG | Mtl | Multiple | CZ10 | Any | SCGMtlCZ101996 | SCGMtlCZ10 | 1996 | 0.24965 | 96
ComVint | SCGMtlCZ10 | Ex | SCG | SCG | Mtl | Multiple | CZ10 | Any | SCGMtlCZ102003 | SCGMtlCZ10 | 2003 | 0.39445 | 03
ComVint | SCGMtlCZ10 | Ex | SCG | SCG | Mtl | Multiple | CZ10 | Any | SCGMtlCZ102007 | SCGMtlCZ10 | 2007 | 0.21475 | 07
ComVint | SCGMtlCZ10 | Ex | SCG | SCG | Mtl | Multiple | CZ10 | Any | SCGMtlCZ102011 | SCGMtlCZ10 | 2011 | 0.21475 | 11
ComVint | SCGMtlCZ10 | Ex | SCG | SCG | Mtl | Multiple | CZ10 | Any | SCGMtlCZ102014 | SCGMtlCZ10 | 2014 | 0.10737 | 14
ComVint | SCGMtlCZ11 | Ex | SCG | SCG | Mtl | Multiple | CZ11 | Any | SCGMtlCZ111975 | SCGMtlCZ11 | 1975 | 0 | 75
ComVint | SCGMtlCZ11 | Ex | SCG | SCG | Mtl | Multiple | CZ11 | Any | SCGMtlCZ111985 | SCGMtlCZ11 | 1985 | 0 | 85
ComVint | SCGMtlCZ11 | Ex | SCG | SCG | Mtl | Multiple | CZ11 | Any | SCGMtlCZ111996 | SCGMtlCZ11 | 1996 | 0 | 96
ComVint | SCGMtlCZ11 | Ex | SCG | SCG | Mtl | Multiple | CZ11 | Any | SCGMtlCZ112003 | SCGMtlCZ11 | 2003 | 0 | 03
ComVint | SCGMtlCZ11 | Ex | SCG | SCG | Mtl | Multiple | CZ11 | Any | SCGMtlCZ112007 | SCGMtlCZ11 | 2007 | 0 | 07
ComVint | SCGMtlCZ11 | Ex | SCG | SCG | Mtl | Multiple | CZ11 | Any | SCGMtlCZ112011 | SCGMtlCZ11 | 2011 | 0 | 11
ComVint | SCGMtlCZ11 | Ex | SCG | SCG | Mtl | Multiple | CZ11 | Any | SCGMtlCZ112014 | SCGMtlCZ11 | 2014 | 0 | 14
ComVint | SCGMtlCZ12 | Ex | SCG | SCG | Mtl | Multiple | CZ12 | Any | SCGMtlCZ121975 | SCGMtlCZ12 | 1975 | 0 | 75
ComVint | SCGMtlCZ12 | Ex | SCG | SCG | Mtl | Multiple | CZ12 | Any | SCGMtlCZ121985 | SCGMtlCZ12 | 1985 | 0 | 85
ComVint | SCGMtlCZ12 | Ex | SCG | SCG | Mtl | Multiple | CZ12 | Any | SCGMtlCZ121996 | SCGMtlCZ12 | 1996 | 0 | 96
ComVint | SCGMtlCZ12 | Ex | SCG | SCG | Mtl | Multiple | CZ12 | Any | SCGMtlCZ122003 | SCGMtlCZ12 | 2003 | 0 | 03
ComVint | SCGMtlCZ12 | Ex | SCG | SCG | Mtl | Multiple | CZ12 | Any | SCGMtlCZ122007 | SCGMtlCZ12 | 2007 | 0 | 07
ComVint | SCGMtlCZ12 | Ex | SCG | SCG | Mtl | Multiple | CZ12 | Any | SCGMtlCZ122011 | SCGMtlCZ12 | 2011 | 0 | 11
ComVint | SCGMtlCZ12 | Ex | SCG | SCG | Mtl | Multiple | CZ12 | Any | SCGMtlCZ122014 | SCGMtlCZ12 | 2014 | 0 | 14
ComVint | SCGMtlCZ13 | Ex | SCG | SCG | Mtl | Multiple | CZ13 | Any | SCGMtlCZ131975 | SCGMtlCZ13 | 1975 | 0.1628 | 75
ComVint | SCGMtlCZ13 | Ex | SCG | SCG | Mtl | Multiple | CZ13 | Any | SCGMtlCZ131985 | SCGMtlCZ13 | 1985 | 0.2095 | 85
ComVint | SCGMtlCZ13 | Ex | SCG | SCG | Mtl | Multiple | CZ13 | Any | SCGMtlCZ131996 | SCGMtlCZ13 | 1996 | 0.10115 | 96
ComVint | SCGMtlCZ13 | Ex | SCG | SCG | Mtl | Multiple | CZ13 | Any | SCGMtlCZ132003 | SCGMtlCZ13 | 2003 | 0.0313 | 03
ComVint | SCGMtlCZ13 | Ex | SCG | SCG | Mtl | Multiple | CZ13 | Any | SCGMtlCZ132007 | SCGMtlCZ13 | 2007 | 0.02975 | 07
ComVint | SCGMtlCZ13 | Ex | SCG | SCG | Mtl | Multiple | CZ13 | Any | SCGMtlCZ132011 | SCGMtlCZ13 | 2011 | 0.02975 | 11
ComVint | SCGMtlCZ13 | Ex | SCG | SCG | Mtl | Multiple | CZ13 | Any | SCGMtlCZ132014 | SCGMtlCZ13 | 2014 | 0.014875 | 14
ComVint | SCGMtlCZ14 | Ex | SCG | SCG | Mtl | Multiple | CZ14 | Any | SCGMtlCZ141975 | SCGMtlCZ14 | 1975 | 0.3199 | 75
ComVint | SCGMtlCZ14 | Ex | SCG | SCG | Mtl | Multiple | CZ14 | Any | SCGMtlCZ141985 | SCGMtlCZ14 | 1985 | 0.6714 | 85
ComVint | SCGMtlCZ14 | Ex | SCG | SCG | Mtl | Multiple | CZ14 | Any | SCGMtlCZ141996 | SCGMtlCZ14 | 1996 | 0.14615 | 96
ComVint | SCGMtlCZ14 | Ex | SCG | SCG | Mtl | Multiple | CZ14 | Any | SCGMtlCZ142003 | SCGMtlCZ14 | 2003 | 0.13825 | 03
ComVint | SCGMtlCZ14 | Ex | SCG | SCG | Mtl | Multiple | CZ14 | Any | SCGMtlCZ142007 | SCGMtlCZ14 | 2007 | 0.0971 | 07
ComVint | SCGMtlCZ14 | Ex | SCG | SCG | Mtl | Multiple | CZ14 | Any | SCGMtlCZ142011 | SCGMtlCZ14 | 2011 | 0.0971 | 11
ComVint | SCGMtlCZ14 | Ex | SCG | SCG | Mtl | Multiple | CZ14 | Any | SCGMtlCZ142014 | SCGMtlCZ14 | 2014 | 0.04855 | 14
ComVint | SCGMtlCZ15 | Ex | SCG | SCG | Mtl | Multiple | CZ15 | Any | SCGMtlCZ151975 | SCGMtlCZ15 | 1975 | 1.2384 | 75
ComVint | SCGMtlCZ15 | Ex | SCG | SCG | Mtl | Multiple | CZ15 | Any | SCGMtlCZ151985 | SCGMtlCZ15 | 1985 | 3.6862 | 85
ComVint | SCGMtlCZ15 | Ex | SCG | SCG | Mtl | Multiple | CZ15 | Any | SCGMtlCZ151996 | SCGMtlCZ15 | 1996 | 0.63855 | 96
ComVint | SCGMtlCZ15 | Ex | SCG | SCG | Mtl | Multiple | CZ15 | Any | SCGMtlCZ152003 | SCGMtlCZ15 | 2003 | 1.0089 | 03
ComVint | SCGMtlCZ15 | Ex | SCG | SCG | Mtl | Multiple | CZ15 | Any | SCGMtlCZ152007 | SCGMtlCZ15 | 2007 | 0.5492 | 07
ComVint | SCGMtlCZ15 | Ex | SCG | SCG | Mtl | Multiple | CZ15 | Any | SCGMtlCZ152011 | SCGMtlCZ15 | 2011 | 0.5492 | 11
ComVint | SCGMtlCZ15 | Ex | SCG | SCG | Mtl | Multiple | CZ15 | Any | SCGMtlCZ152014 | SCGMtlCZ15 | 2014 | 0.2746 | 14
ComVint | SCGMtlCZ16 | Ex | SCG | SCG | Mtl | Multiple | CZ16 | Any | SCGMtlCZ161975 | SCGMtlCZ16 | 1975 | 0.56345 | 75
ComVint | SCGMtlCZ16 | Ex | SCG | SCG | Mtl | Multiple | CZ16 | Any | SCGMtlCZ161985 | SCGMtlCZ16 | 1985 | 0.8295 | 85
ComVint | SCGMtlCZ16 | Ex | SCG | SCG | Mtl | Multiple | CZ16 | Any | SCGMtlCZ161996 | SCGMtlCZ16 | 1996 | 0.2587 | 96
ComVint | SCGMtlCZ16 | Ex | SCG | SCG | Mtl | Multiple | CZ16 | Any | SCGMtlCZ162003 | SCGMtlCZ16 | 2003 | 0.10265 | 03
ComVint | SCGMtlCZ16 | Ex | SCG | SCG | Mtl | Multiple | CZ16 | Any | SCGMtlCZ162007 | SCGMtlCZ16 | 2007 | 0.1157 | 07
ComVint | SCGMtlCZ16 | Ex | SCG | SCG | Mtl | Multiple | CZ16 | Any | SCGMtlCZ162011 | SCGMtlCZ16 | 2011 | 0.1157 | 11
ComVint | SCGMtlCZ16 | Ex | SCG | SCG | Mtl | Multiple | CZ16 | Any | SCGMtlCZ162014 | SCGMtlCZ16 | 2014 | 0.05785 | 14
ComVint | SCGNrsCZ01 | Ex | SCG | SCG | Nrs | Multiple | CZ01 | Any | SCGNrsCZ011975 | SCGNrsCZ01 | 1975 | 0 | 75
ComVint | SCGNrsCZ01 | Ex | SCG | SCG | Nrs | Multiple | CZ01 | Any | SCGNrsCZ011985 | SCGNrsCZ01 | 1985 | 0 | 85
ComVint | SCGNrsCZ01 | Ex | SCG | SCG | Nrs | Multiple | CZ01 | Any | SCGNrsCZ011996 | SCGNrsCZ01 | 1996 | 0 | 96
ComVint | SCGNrsCZ01 | Ex | SCG | SCG | Nrs | Multiple | CZ01 | Any | SCGNrsCZ012003 | SCGNrsCZ01 | 2003 | 0 | 03
ComVint | SCGNrsCZ01 | Ex | SCG | SCG | Nrs | Multiple | CZ01 | Any | SCGNrsCZ012007 | SCGNrsCZ01 | 2007 | 0 | 07
ComVint | SCGNrsCZ01 | Ex | SCG | SCG | Nrs | Multiple | CZ01 | Any | SCGNrsCZ012011 | SCGNrsCZ01 | 2011 | 0 | 11
ComVint | SCGNrsCZ01 | Ex | SCG | SCG | Nrs | Multiple | CZ01 | Any | SCGNrsCZ012014 | SCGNrsCZ01 | 2014 | 0 | 14
ComVint | SCGNrsCZ02 | Ex | SCG | SCG | Nrs | Multiple | CZ02 | Any | SCGNrsCZ021975 | SCGNrsCZ02 | 1975 | 0 | 75
ComVint | SCGNrsCZ02 | Ex | SCG | SCG | Nrs | Multiple | CZ02 | Any | SCGNrsCZ021985 | SCGNrsCZ02 | 1985 | 0 | 85
ComVint | SCGNrsCZ02 | Ex | SCG | SCG | Nrs | Multiple | CZ02 | Any | SCGNrsCZ021996 | SCGNrsCZ02 | 1996 | 0 | 96
ComVint | SCGNrsCZ02 | Ex | SCG | SCG | Nrs | Multiple | CZ02 | Any | SCGNrsCZ022003 | SCGNrsCZ02 | 2003 | 0 | 03
ComVint | SCGNrsCZ02 | Ex | SCG | SCG | Nrs | Multiple | CZ02 | Any | SCGNrsCZ022007 | SCGNrsCZ02 | 2007 | 0 | 07
ComVint | SCGNrsCZ02 | Ex | SCG | SCG | Nrs | Multiple | CZ02 | Any | SCGNrsCZ022011 | SCGNrsCZ02 | 2011 | 0 | 11
ComVint | SCGNrsCZ02 | Ex | SCG | SCG | Nrs | Multiple | CZ02 | Any | SCGNrsCZ022014 | SCGNrsCZ02 | 2014 | 0 | 14
ComVint | SCGNrsCZ03 | Ex | SCG | SCG | Nrs | Multiple | CZ03 | Any | SCGNrsCZ031975 | SCGNrsCZ03 | 1975 | 0 | 75
ComVint | SCGNrsCZ03 | Ex | SCG | SCG | Nrs | Multiple | CZ03 | Any | SCGNrsCZ031985 | SCGNrsCZ03 | 1985 | 0 | 85
ComVint | SCGNrsCZ03 | Ex | SCG | SCG | Nrs | Multiple | CZ03 | Any | SCGNrsCZ031996 | SCGNrsCZ03 | 1996 | 0 | 96
ComVint | SCGNrsCZ03 | Ex | SCG | SCG | Nrs | Multiple | CZ03 | Any | SCGNrsCZ032003 | SCGNrsCZ03 | 2003 | 0 | 03
ComVint | SCGNrsCZ03 | Ex | SCG | SCG | Nrs | Multiple | CZ03 | Any | SCGNrsCZ032007 | SCGNrsCZ03 | 2007 | 0 | 07
ComVint | SCGNrsCZ03 | Ex | SCG | SCG | Nrs | Multiple | CZ03 | Any | SCGNrsCZ032011 | SCGNrsCZ03 | 2011 | 0 | 11
ComVint | SCGNrsCZ03 | Ex | SCG | SCG | Nrs | Multiple | CZ03 | Any | SCGNrsCZ032014 | SCGNrsCZ03 | 2014 | 0 | 14
ComVint | SCGNrsCZ04 | Ex | SCG | SCG | Nrs | Multiple | CZ04 | Any | SCGNrsCZ041975 | SCGNrsCZ04 | 1975 | 0 | 75
ComVint | SCGNrsCZ04 | Ex | SCG | SCG | Nrs | Multiple | CZ04 | Any | SCGNrsCZ041985 | SCGNrsCZ04 | 1985 | 0 | 85
ComVint | SCGNrsCZ04 | Ex | SCG | SCG | Nrs | Multiple | CZ04 | Any | SCGNrsCZ041996 | SCGNrsCZ04 | 1996 | 0 | 96
ComVint | SCGNrsCZ04 | Ex | SCG | SCG | Nrs | Multiple | CZ04 | Any | SCGNrsCZ042003 | SCGNrsCZ04 | 2003 | 0 | 03
ComVint | SCGNrsCZ04 | Ex | SCG | SCG | Nrs | Multiple | CZ04 | Any | SCGNrsCZ042007 | SCGNrsCZ04 | 2007 | 0 | 07
ComVint | SCGNrsCZ04 | Ex | SCG | SCG | Nrs | Multiple | CZ04 | Any | SCGNrsCZ042011 | SCGNrsCZ04 | 2011 | 0 | 11
ComVint | SCGNrsCZ04 | Ex | SCG | SCG | Nrs | Multiple | CZ04 | Any | SCGNrsCZ042014 | SCGNrsCZ04 | 2014 | 0 | 14
ComVint | SCGNrsCZ05 | Ex | SCG | SCG | Nrs | Multiple | CZ05 | Any | SCGNrsCZ051975 | SCGNrsCZ05 | 1975 | 0.44865 | 75
ComVint | SCGNrsCZ05 | Ex | SCG | SCG | Nrs | Multiple | CZ05 | Any | SCGNrsCZ051985 | SCGNrsCZ05 | 1985 | 0.3064 | 85
ComVint | SCGNrsCZ05 | Ex | SCG | SCG | Nrs | Multiple | CZ05 | Any | SCGNrsCZ051996 | SCGNrsCZ05 | 1996 | 0.09135 | 96
ComVint | SCGNrsCZ05 | Ex | SCG | SCG | Nrs | Multiple | CZ05 | Any | SCGNrsCZ052003 | SCGNrsCZ05 | 2003 | 0.083 | 03
ComVint | SCGNrsCZ05 | Ex | SCG | SCG | Nrs | Multiple | CZ05 | Any | SCGNrsCZ052007 | SCGNrsCZ05 | 2007 | 0.02495 | 07
ComVint | SCGNrsCZ05 | Ex | SCG | SCG | Nrs | Multiple | CZ05 | Any | SCGNrsCZ052011 | SCGNrsCZ05 | 2011 | 0.02495 | 11
ComVint | SCGNrsCZ05 | Ex | SCG | SCG | Nrs | Multiple | CZ05 | Any | SCGNrsCZ052014 | SCGNrsCZ05 | 2014 | 0.012475 | 14
ComVint | SCGNrsCZ06 | Ex | SCG | SCG | Nrs | Multiple | CZ06 | Any | SCGNrsCZ061975 | SCGNrsCZ06 | 1975 | 7.763 | 75
ComVint | SCGNrsCZ06 | Ex | SCG | SCG | Nrs | Multiple | CZ06 | Any | SCGNrsCZ061985 | SCGNrsCZ06 | 1985 | 4.9084 | 85
ComVint | SCGNrsCZ06 | Ex | SCG | SCG | Nrs | Multiple | CZ06 | Any | SCGNrsCZ061996 | SCGNrsCZ06 | 1996 | 1.4887 | 96
ComVint | SCGNrsCZ06 | Ex | SCG | SCG | Nrs | Multiple | CZ06 | Any | SCGNrsCZ062003 | SCGNrsCZ06 | 2003 | 1.3745 | 03
ComVint | SCGNrsCZ06 | Ex | SCG | SCG | Nrs | Multiple | CZ06 | Any | SCGNrsCZ062007 | SCGNrsCZ06 | 2007 | 0.45235 | 07
ComVint | SCGNrsCZ06 | Ex | SCG | SCG | Nrs | Multiple | CZ06 | Any | SCGNrsCZ062011 | SCGNrsCZ06 | 2011 | 0.45235 | 11
ComVint | SCGNrsCZ06 | Ex | SCG | SCG | Nrs | Multiple | CZ06 | Any | SCGNrsCZ062014 | SCGNrsCZ06 | 2014 | 0.22617 | 14
ComVint | SCGNrsCZ07 | Ex | SCG | SCG | Nrs | Multiple | CZ07 | Any | SCGNrsCZ071975 | SCGNrsCZ07 | 1975 | 0 | 75
ComVint | SCGNrsCZ07 | Ex | SCG | SCG | Nrs | Multiple | CZ07 | Any | SCGNrsCZ071985 | SCGNrsCZ07 | 1985 | 0 | 85
ComVint | SCGNrsCZ07 | Ex | SCG | SCG | Nrs | Multiple | CZ07 | Any | SCGNrsCZ071996 | SCGNrsCZ07 | 1996 | 0 | 96
ComVint | SCGNrsCZ07 | Ex | SCG | SCG | Nrs | Multiple | CZ07 | Any | SCGNrsCZ072003 | SCGNrsCZ07 | 2003 | 0 | 03
ComVint | SCGNrsCZ07 | Ex | SCG | SCG | Nrs | Multiple | CZ07 | Any | SCGNrsCZ072007 | SCGNrsCZ07 | 2007 | 0 | 07
ComVint | SCGNrsCZ07 | Ex | SCG | SCG | Nrs | Multiple | CZ07 | Any | SCGNrsCZ072011 | SCGNrsCZ07 | 2011 | 0 | 11
ComVint | SCGNrsCZ07 | Ex | SCG | SCG | Nrs | Multiple | CZ07 | Any | SCGNrsCZ072014 | SCGNrsCZ07 | 2014 | 0 | 14
ComVint | SCGNrsCZ08 | Ex | SCG | SCG | Nrs | Multiple | CZ08 | Any | SCGNrsCZ081975 | SCGNrsCZ08 | 1975 | 9.246 | 75
ComVint | SCGNrsCZ08 | Ex | SCG | SCG | Nrs | Multiple | CZ08 | Any | SCGNrsCZ081985 | SCGNrsCZ08 | 1985 | 5.616 | 85
ComVint | SCGNrsCZ08 | Ex | SCG | SCG | Nrs | Multiple | CZ08 | Any | SCGNrsCZ081996 | SCGNrsCZ08 | 1996 | 1.7089 | 96
ComVint | SCGNrsCZ08 | Ex | SCG | SCG | Nrs | Multiple | CZ08 | Any | SCGNrsCZ082003 | SCGNrsCZ08 | 2003 | 1.5898 | 03
ComVint | SCGNrsCZ08 | Ex | SCG | SCG | Nrs | Multiple | CZ08 | Any | SCGNrsCZ082007 | SCGNrsCZ08 | 2007 | 0.54535 | 07
ComVint | SCGNrsCZ08 | Ex | SCG | SCG | Nrs | Multiple | CZ08 | Any | SCGNrsCZ082011 | SCGNrsCZ08 | 2011 | 0.54535 | 11
ComVint | SCGNrsCZ08 | Ex | SCG | SCG | Nrs | Multiple | CZ08 | Any | SCGNrsCZ082014 | SCGNrsCZ08 | 2014 | 0.27268 | 14
ComVint | SCGNrsCZ09 | Ex | SCG | SCG | Nrs | Multiple | CZ09 | Any | SCGNrsCZ091975 | SCGNrsCZ09 | 1975 | 11.3091 | 75
ComVint | SCGNrsCZ09 | Ex | SCG | SCG | Nrs | Multiple | CZ09 | Any | SCGNrsCZ091985 | SCGNrsCZ09 | 1985 | 5.7911 | 85
ComVint | SCGNrsCZ09 | Ex | SCG | SCG | Nrs | Multiple | CZ09 | Any | SCGNrsCZ091996 | SCGNrsCZ09 | 1996 | 1.9402 | 96
ComVint | SCGNrsCZ09 | Ex | SCG | SCG | Nrs | Multiple | CZ09 | Any | SCGNrsCZ092003 | SCGNrsCZ09 | 2003 | 1.8942 | 03
ComVint | SCGNrsCZ09 | Ex | SCG | SCG | Nrs | Multiple | CZ09 | Any | SCGNrsCZ092007 | SCGNrsCZ09 | 2007 | 0.7459 | 07
ComVint | SCGNrsCZ09 | Ex | SCG | SCG | Nrs | Multiple | CZ09 | Any | SCGNrsCZ092011 | SCGNrsCZ09 | 2011 | 0.7459 | 11
ComVint | SCGNrsCZ09 | Ex | SCG | SCG | Nrs | Multiple | CZ09 | Any | SCGNrsCZ092014 | SCGNrsCZ09 | 2014 | 0.37295 | 14
ComVint | SCGNrsCZ10 | Ex | SCG | SCG | Nrs | Multiple | CZ10 | Any | SCGNrsCZ101975 | SCGNrsCZ10 | 1975 | 2.3805 | 75
ComVint | SCGNrsCZ10 | Ex | SCG | SCG | Nrs | Multiple | CZ10 | Any | SCGNrsCZ101985 | SCGNrsCZ10 | 1985 | 2.8156 | 85
ComVint | SCGNrsCZ10 | Ex | SCG | SCG | Nrs | Multiple | CZ10 | Any | SCGNrsCZ101996 | SCGNrsCZ10 | 1996 | 1.6572 | 96
ComVint | SCGNrsCZ10 | Ex | SCG | SCG | Nrs | Multiple | CZ10 | Any | SCGNrsCZ102003 | SCGNrsCZ10 | 2003 | 0.58905 | 03
ComVint | SCGNrsCZ10 | Ex | SCG | SCG | Nrs | Multiple | CZ10 | Any | SCGNrsCZ102007 | SCGNrsCZ10 | 2007 | 0.46295 | 07
ComVint | SCGNrsCZ10 | Ex | SCG | SCG | Nrs | Multiple | CZ10 | Any | SCGNrsCZ102011 | SCGNrsCZ10 | 2011 | 0.46295 | 11
ComVint | SCGNrsCZ10 | Ex | SCG | SCG | Nrs | Multiple | CZ10 | Any | SCGNrsCZ102014 | SCGNrsCZ10 | 2014 | 0.23147 | 14
ComVint | SCGNrsCZ11 | Ex | SCG | SCG | Nrs | Multiple | CZ11 | Any | SCGNrsCZ111975 | SCGNrsCZ11 | 1975 | 0 | 75
ComVint | SCGNrsCZ11 | Ex | SCG | SCG | Nrs | Multiple | CZ11 | Any | SCGNrsCZ111985 | SCGNrsCZ11 | 1985 | 0 | 85
ComVint | SCGNrsCZ11 | Ex | SCG | SCG | Nrs | Multiple | CZ11 | Any | SCGNrsCZ111996 | SCGNrsCZ11 | 1996 | 0 | 96
ComVint | SCGNrsCZ11 | Ex | SCG | SCG | Nrs | Multiple | CZ11 | Any | SCGNrsCZ112003 | SCGNrsCZ11 | 2003 | 0 | 03
ComVint | SCGNrsCZ11 | Ex | SCG | SCG | Nrs | Multiple | CZ11 | Any | SCGNrsCZ112007 | SCGNrsCZ11 | 2007 | 0 | 07
ComVint | SCGNrsCZ11 | Ex | SCG | SCG | Nrs | Multiple | CZ11 | Any | SCGNrsCZ112011 | SCGNrsCZ11 | 2011 | 0 | 11
ComVint | SCGNrsCZ11 | Ex | SCG | SCG | Nrs | Multiple | CZ11 | Any | SCGNrsCZ112014 | SCGNrsCZ11 | 2014 | 0 | 14
ComVint | SCGNrsCZ12 | Ex | SCG | SCG | Nrs | Multiple | CZ12 | Any | SCGNrsCZ121975 | SCGNrsCZ12 | 1975 | 0 | 75
ComVint | SCGNrsCZ12 | Ex | SCG | SCG | Nrs | Multiple | CZ12 | Any | SCGNrsCZ121985 | SCGNrsCZ12 | 1985 | 0 | 85
ComVint | SCGNrsCZ12 | Ex | SCG | SCG | Nrs | Multiple | CZ12 | Any | SCGNrsCZ121996 | SCGNrsCZ12 | 1996 | 0 | 96
ComVint | SCGNrsCZ12 | Ex | SCG | SCG | Nrs | Multiple | CZ12 | Any | SCGNrsCZ122003 | SCGNrsCZ12 | 2003 | 0 | 03
ComVint | SCGNrsCZ12 | Ex | SCG | SCG | Nrs | Multiple | CZ12 | Any | SCGNrsCZ122007 | SCGNrsCZ12 | 2007 | 0 | 07
ComVint | SCGNrsCZ12 | Ex | SCG | SCG | Nrs | Multiple | CZ12 | Any | SCGNrsCZ122011 | SCGNrsCZ12 | 2011 | 0 | 11
ComVint | SCGNrsCZ12 | Ex | SCG | SCG | Nrs | Multiple | CZ12 | Any | SCGNrsCZ122014 | SCGNrsCZ12 | 2014 | 0 | 14
ComVint | SCGNrsCZ13 | Ex | SCG | SCG | Nrs | Multiple | CZ13 | Any | SCGNrsCZ131975 | SCGNrsCZ13 | 1975 | 0.43805 | 75
ComVint | SCGNrsCZ13 | Ex | SCG | SCG | Nrs | Multiple | CZ13 | Any | SCGNrsCZ131985 | SCGNrsCZ13 | 1985 | 0.5099 | 85
ComVint | SCGNrsCZ13 | Ex | SCG | SCG | Nrs | Multiple | CZ13 | Any | SCGNrsCZ131996 | SCGNrsCZ13 | 1996 | 0.42285 | 96
ComVint | SCGNrsCZ13 | Ex | SCG | SCG | Nrs | Multiple | CZ13 | Any | SCGNrsCZ132003 | SCGNrsCZ13 | 2003 | 0.0768 | 03
ComVint | SCGNrsCZ13 | Ex | SCG | SCG | Nrs | Multiple | CZ13 | Any | SCGNrsCZ132007 | SCGNrsCZ13 | 2007 | 0.0707 | 07
ComVint | SCGNrsCZ13 | Ex | SCG | SCG | Nrs | Multiple | CZ13 | Any | SCGNrsCZ132011 | SCGNrsCZ13 | 2011 | 0.0707 | 11
ComVint | SCGNrsCZ13 | Ex | SCG | SCG | Nrs | Multiple | CZ13 | Any | SCGNrsCZ132014 | SCGNrsCZ13 | 2014 | 0.03535 | 14
ComVint | SCGNrsCZ14 | Ex | SCG | SCG | Nrs | Multiple | CZ14 | Any | SCGNrsCZ141975 | SCGNrsCZ14 | 1975 | 0.5215 | 75
ComVint | SCGNrsCZ14 | Ex | SCG | SCG | Nrs | Multiple | CZ14 | Any | SCGNrsCZ141985 | SCGNrsCZ14 | 1985 | 0.46245 | 85
ComVint | SCGNrsCZ14 | Ex | SCG | SCG | Nrs | Multiple | CZ14 | Any | SCGNrsCZ141996 | SCGNrsCZ14 | 1996 | 0.24555 | 96
ComVint | SCGNrsCZ14 | Ex | SCG | SCG | Nrs | Multiple | CZ14 | Any | SCGNrsCZ142003 | SCGNrsCZ14 | 2003 | 0.11325 | 03
ComVint | SCGNrsCZ14 | Ex | SCG | SCG | Nrs | Multiple | CZ14 | Any | SCGNrsCZ142007 | SCGNrsCZ14 | 2007 | 0.0741 | 07
ComVint | SCGNrsCZ14 | Ex | SCG | SCG | Nrs | Multiple | CZ14 | Any | SCGNrsCZ142011 | SCGNrsCZ14 | 2011 | 0.0741 | 11
ComVint | SCGNrsCZ14 | Ex | SCG | SCG | Nrs | Multiple | CZ14 | Any | SCGNrsCZ142014 | SCGNrsCZ14 | 2014 | 0.03705 | 14
ComVint | SCGNrsCZ15 | Ex | SCG | SCG | Nrs | Multiple | CZ15 | Any | SCGNrsCZ151975 | SCGNrsCZ15 | 1975 | 0.49315 | 75
ComVint | SCGNrsCZ15 | Ex | SCG | SCG | Nrs | Multiple | CZ15 | Any | SCGNrsCZ151985 | SCGNrsCZ15 | 1985 | 0.58325 | 85
ComVint | SCGNrsCZ15 | Ex | SCG | SCG | Nrs | Multiple | CZ15 | Any | SCGNrsCZ151996 | SCGNrsCZ15 | 1996 | 0.3433 | 96
ComVint | SCGNrsCZ15 | Ex | SCG | SCG | Nrs | Multiple | CZ15 | Any | SCGNrsCZ152003 | SCGNrsCZ15 | 2003 | 0.122 | 03
ComVint | SCGNrsCZ15 | Ex | SCG | SCG | Nrs | Multiple | CZ15 | Any | SCGNrsCZ152007 | SCGNrsCZ15 | 2007 | 0.0959 | 07
ComVint | SCGNrsCZ15 | Ex | SCG | SCG | Nrs | Multiple | CZ15 | Any | SCGNrsCZ152011 | SCGNrsCZ15 | 2011 | 0.0959 | 11
ComVint | SCGNrsCZ15 | Ex | SCG | SCG | Nrs | Multiple | CZ15 | Any | SCGNrsCZ152014 | SCGNrsCZ15 | 2014 | 0.04795 | 14
ComVint | SCGNrsCZ16 | Ex | SCG | SCG | Nrs | Multiple | CZ16 | Any | SCGNrsCZ161975 | SCGNrsCZ16 | 1975 | 0.32935 | 75
ComVint | SCGNrsCZ16 | Ex | SCG | SCG | Nrs | Multiple | CZ16 | Any | SCGNrsCZ161985 | SCGNrsCZ16 | 1985 | 0.36055 | 85
ComVint | SCGNrsCZ16 | Ex | SCG | SCG | Nrs | Multiple | CZ16 | Any | SCGNrsCZ161996 | SCGNrsCZ16 | 1996 | 0.2241 | 96
ComVint | SCGNrsCZ16 | Ex | SCG | SCG | Nrs | Multiple | CZ16 | Any | SCGNrsCZ162003 | SCGNrsCZ16 | 2003 | 0.07435 | 03
ComVint | SCGNrsCZ16 | Ex | SCG | SCG | Nrs | Multiple | CZ16 | Any | SCGNrsCZ162007 | SCGNrsCZ16 | 2007 | 0.05715 | 07
ComVint | SCGNrsCZ16 | Ex | SCG | SCG | Nrs | Multiple | CZ16 | Any | SCGNrsCZ162011 | SCGNrsCZ16 | 2011 | 0.05715 | 11
ComVint | SCGNrsCZ16 | Ex | SCG | SCG | Nrs | Multiple | CZ16 | Any | SCGNrsCZ162014 | SCGNrsCZ16 | 2014 | 0.028575 | 14
ComVint | SCGOfLCZ01 | Ex | SCG | SCG | OfL | Multiple | CZ01 | Any | SCGOfLCZ011975 | SCGOfLCZ01 | 1975 | 0 | 75
ComVint | SCGOfLCZ01 | Ex | SCG | SCG | OfL | Multiple | CZ01 | Any | SCGOfLCZ011985 | SCGOfLCZ01 | 1985 | 0 | 85
ComVint | SCGOfLCZ01 | Ex | SCG | SCG | OfL | Multiple | CZ01 | Any | SCGOfLCZ011996 | SCGOfLCZ01 | 1996 | 0 | 96
ComVint | SCGOfLCZ01 | Ex | SCG | SCG | OfL | Multiple | CZ01 | Any | SCGOfLCZ012003 | SCGOfLCZ01 | 2003 | 0 | 03
ComVint | SCGOfLCZ01 | Ex | SCG | SCG | OfL | Multiple | CZ01 | Any | SCGOfLCZ012007 | SCGOfLCZ01 | 2007 | 0 | 07
ComVint | SCGOfLCZ01 | Ex | SCG | SCG | OfL | Multiple | CZ01 | Any | SCGOfLCZ012011 | SCGOfLCZ01 | 2011 | 0 | 11
ComVint | SCGOfLCZ01 | Ex | SCG | SCG | OfL | Multiple | CZ01 | Any | SCGOfLCZ012014 | SCGOfLCZ01 | 2014 | 0 | 14
ComVint | SCGOfLCZ02 | Ex | SCG | SCG | OfL | Multiple | CZ02 | Any | SCGOfLCZ021975 | SCGOfLCZ02 | 1975 | 0 | 75
ComVint | SCGOfLCZ02 | Ex | SCG | SCG | OfL | Multiple | CZ02 | Any | SCGOfLCZ021985 | SCGOfLCZ02 | 1985 | 0 | 85
ComVint | SCGOfLCZ02 | Ex | SCG | SCG | OfL | Multiple | CZ02 | Any | SCGOfLCZ021996 | SCGOfLCZ02 | 1996 | 0 | 96
ComVint | SCGOfLCZ02 | Ex | SCG | SCG | OfL | Multiple | CZ02 | Any | SCGOfLCZ022003 | SCGOfLCZ02 | 2003 | 0 | 03
ComVint | SCGOfLCZ02 | Ex | SCG | SCG | OfL | Multiple | CZ02 | Any | SCGOfLCZ022007 | SCGOfLCZ02 | 2007 | 0 | 07
ComVint | SCGOfLCZ02 | Ex | SCG | SCG | OfL | Multiple | CZ02 | Any | SCGOfLCZ022011 | SCGOfLCZ02 | 2011 | 0 | 11
ComVint | SCGOfLCZ02 | Ex | SCG | SCG | OfL | Multiple | CZ02 | Any | SCGOfLCZ022014 | SCGOfLCZ02 | 2014 | 0 | 14
ComVint | SCGOfLCZ03 | Ex | SCG | SCG | OfL | Multiple | CZ03 | Any | SCGOfLCZ031975 | SCGOfLCZ03 | 1975 | 0 | 75
ComVint | SCGOfLCZ03 | Ex | SCG | SCG | OfL | Multiple | CZ03 | Any | SCGOfLCZ031985 | SCGOfLCZ03 | 1985 | 0 | 85
ComVint | SCGOfLCZ03 | Ex | SCG | SCG | OfL | Multiple | CZ03 | Any | SCGOfLCZ031996 | SCGOfLCZ03 | 1996 | 0 | 96
ComVint | SCGOfLCZ03 | Ex | SCG | SCG | OfL | Multiple | CZ03 | Any | SCGOfLCZ032003 | SCGOfLCZ03 | 2003 | 0 | 03
ComVint | SCGOfLCZ03 | Ex | SCG | SCG | OfL | Multiple | CZ03 | Any | SCGOfLCZ032007 | SCGOfLCZ03 | 2007 | 0 | 07
ComVint | SCGOfLCZ03 | Ex | SCG | SCG | OfL | Multiple | CZ03 | Any | SCGOfLCZ032011 | SCGOfLCZ03 | 2011 | 0 | 11
ComVint | SCGOfLCZ03 | Ex | SCG | SCG | OfL | Multiple | CZ03 | Any | SCGOfLCZ032014 | SCGOfLCZ03 | 2014 | 0 | 14
ComVint | SCGOfLCZ04 | Ex | SCG | SCG | OfL | Multiple | CZ04 | Any | SCGOfLCZ041975 | SCGOfLCZ04 | 1975 | 0 | 75
ComVint | SCGOfLCZ04 | Ex | SCG | SCG | OfL | Multiple | CZ04 | Any | SCGOfLCZ041985 | SCGOfLCZ04 | 1985 | 0 | 85
ComVint | SCGOfLCZ04 | Ex | SCG | SCG | OfL | Multiple | CZ04 | Any | SCGOfLCZ041996 | SCGOfLCZ04 | 1996 | 0 | 96
ComVint | SCGOfLCZ04 | Ex | SCG | SCG | OfL | Multiple | CZ04 | Any | SCGOfLCZ042003 | SCGOfLCZ04 | 2003 | 0 | 03
ComVint | SCGOfLCZ04 | Ex | SCG | SCG | OfL | Multiple | CZ04 | Any | SCGOfLCZ042007 | SCGOfLCZ04 | 2007 | 0 | 07
ComVint | SCGOfLCZ04 | Ex | SCG | SCG | OfL | Multiple | CZ04 | Any | SCGOfLCZ042011 | SCGOfLCZ04 | 2011 | 0 | 11
ComVint | SCGOfLCZ04 | Ex | SCG | SCG | OfL | Multiple | CZ04 | Any | SCGOfLCZ042014 | SCGOfLCZ04 | 2014 | 0 | 14
ComVint | SCGOfLCZ05 | Ex | SCG | SCG | OfL | Multiple | CZ05 | Any | SCGOfLCZ051975 | SCGOfLCZ05 | 1975 | 0.4907 | 75
ComVint | SCGOfLCZ05 | Ex | SCG | SCG | OfL | Multiple | CZ05 | Any | SCGOfLCZ051985 | SCGOfLCZ05 | 1985 | 0.617 | 85
ComVint | SCGOfLCZ05 | Ex | SCG | SCG | OfL | Multiple | CZ05 | Any | SCGOfLCZ051996 | SCGOfLCZ05 | 1996 | 0.1172 | 96
ComVint | SCGOfLCZ05 | Ex | SCG | SCG | OfL | Multiple | CZ05 | Any | SCGOfLCZ052003 | SCGOfLCZ05 | 2003 | 0.0624 | 03
ComVint | SCGOfLCZ05 | Ex | SCG | SCG | OfL | Multiple | CZ05 | Any | SCGOfLCZ052007 | SCGOfLCZ05 | 2007 | 0.021 | 07
ComVint | SCGOfLCZ05 | Ex | SCG | SCG | OfL | Multiple | CZ05 | Any | SCGOfLCZ052011 | SCGOfLCZ05 | 2011 | 0.021 | 11
ComVint | SCGOfLCZ05 | Ex | SCG | SCG | OfL | Multiple | CZ05 | Any | SCGOfLCZ052014 | SCGOfLCZ05 | 2014 | 0.0105 | 14
ComVint | SCGOfLCZ06 | Ex | SCG | SCG | OfL | Multiple | CZ06 | Any | SCGOfLCZ061975 | SCGOfLCZ06 | 1975 | 54.3721 | 75
ComVint | SCGOfLCZ06 | Ex | SCG | SCG | OfL | Multiple | CZ06 | Any | SCGOfLCZ061985 | SCGOfLCZ06 | 1985 | 62.4713 | 85
ComVint | SCGOfLCZ06 | Ex | SCG | SCG | OfL | Multiple | CZ06 | Any | SCGOfLCZ061996 | SCGOfLCZ06 | 1996 | 11.5462 | 96
ComVint | SCGOfLCZ06 | Ex | SCG | SCG | OfL | Multiple | CZ06 | Any | SCGOfLCZ062003 | SCGOfLCZ06 | 2003 | 6.2246 | 03
ComVint | SCGOfLCZ06 | Ex | SCG | SCG | OfL | Multiple | CZ06 | Any | SCGOfLCZ062007 | SCGOfLCZ06 | 2007 | 2.8514 | 07
ComVint | SCGOfLCZ06 | Ex | SCG | SCG | OfL | Multiple | CZ06 | Any | SCGOfLCZ062011 | SCGOfLCZ06 | 2011 | 2.8514 | 11
ComVint | SCGOfLCZ06 | Ex | SCG | SCG | OfL | Multiple | CZ06 | Any | SCGOfLCZ062014 | SCGOfLCZ06 | 2014 | 1.4257 | 14
ComVint | SCGOfLCZ07 | Ex | SCG | SCG | OfL | Multiple | CZ07 | Any | SCGOfLCZ071975 | SCGOfLCZ07 | 1975 | 0 | 75
ComVint | SCGOfLCZ07 | Ex | SCG | SCG | OfL | Multiple | CZ07 | Any | SCGOfLCZ071985 | SCGOfLCZ07 | 1985 | 0 | 85
ComVint | SCGOfLCZ07 | Ex | SCG | SCG | OfL | Multiple | CZ07 | Any | SCGOfLCZ071996 | SCGOfLCZ07 | 1996 | 0 | 96
ComVint | SCGOfLCZ07 | Ex | SCG | SCG | OfL | Multiple | CZ07 | Any | SCGOfLCZ072003 | SCGOfLCZ07 | 2003 | 0 | 03
ComVint | SCGOfLCZ07 | Ex | SCG | SCG | OfL | Multiple | CZ07 | Any | SCGOfLCZ072007 | SCGOfLCZ07 | 2007 | 0 | 07
ComVint | SCGOfLCZ07 | Ex | SCG | SCG | OfL | Multiple | CZ07 | Any | SCGOfLCZ072011 | SCGOfLCZ07 | 2011 | 0 | 11
ComVint | SCGOfLCZ07 | Ex | SCG | SCG | OfL | Multiple | CZ07 | Any | SCGOfLCZ072014 | SCGOfLCZ07 | 2014 | 0 | 14
ComVint | SCGOfLCZ08 | Ex | SCG | SCG | OfL | Multiple | CZ08 | Any | SCGOfLCZ081975 | SCGOfLCZ08 | 1975 | 74.3139 | 75
ComVint | SCGOfLCZ08 | Ex | SCG | SCG | OfL | Multiple | CZ08 | Any | SCGOfLCZ081985 | SCGOfLCZ08 | 1985 | 81.6761 | 85
ComVint | SCGOfLCZ08 | Ex | SCG | SCG | OfL | Multiple | CZ08 | Any | SCGOfLCZ081996 | SCGOfLCZ08 | 1996 | 15.0243 | 96
ComVint | SCGOfLCZ08 | Ex | SCG | SCG | OfL | Multiple | CZ08 | Any | SCGOfLCZ082003 | SCGOfLCZ08 | 2003 | 8.1084 | 03
ComVint | SCGOfLCZ08 | Ex | SCG | SCG | OfL | Multiple | CZ08 | Any | SCGOfLCZ082007 | SCGOfLCZ08 | 2007 | 4.0797 | 07
ComVint | SCGOfLCZ08 | Ex | SCG | SCG | OfL | Multiple | CZ08 | Any | SCGOfLCZ082011 | SCGOfLCZ08 | 2011 | 4.0797 | 11
ComVint | SCGOfLCZ08 | Ex | SCG | SCG | OfL | Multiple | CZ08 | Any | SCGOfLCZ082014 | SCGOfLCZ08 | 2014 | 2.0398 | 14
ComVint | SCGOfLCZ09 | Ex | SCG | SCG | OfL | Multiple | CZ09 | Any | SCGOfLCZ091975 | SCGOfLCZ09 | 1975 | 111.9165 | 75
ComVint | SCGOfLCZ09 | Ex | SCG | SCG | OfL | Multiple | CZ09 | Any | SCGOfLCZ091985 | SCGOfLCZ09 | 1985 | 95.4517 | 85
ComVint | SCGOfLCZ09 | Ex | SCG | SCG | OfL | Multiple | CZ09 | Any | SCGOfLCZ091996 | SCGOfLCZ09 | 1996 | 15.7453 | 96
ComVint | SCGOfLCZ09 | Ex | SCG | SCG | OfL | Multiple | CZ09 | Any | SCGOfLCZ092003 | SCGOfLCZ09 | 2003 | 9.0729 | 03
ComVint | SCGOfLCZ09 | Ex | SCG | SCG | OfL | Multiple | CZ09 | Any | SCGOfLCZ092007 | SCGOfLCZ09 | 2007 | 5.9253 | 07
ComVint | SCGOfLCZ09 | Ex | SCG | SCG | OfL | Multiple | CZ09 | Any | SCGOfLCZ092011 | SCGOfLCZ09 | 2011 | 5.9253 | 11
ComVint | SCGOfLCZ09 | Ex | SCG | SCG | OfL | Multiple | CZ09 | Any | SCGOfLCZ092014 | SCGOfLCZ09 | 2014 | 2.9627 | 14
ComVint | SCGOfLCZ10 | Ex | SCG | SCG | OfL | Multiple | CZ10 | Any | SCGOfLCZ101975 | SCGOfLCZ10 | 1975 | 8.506 | 75
ComVint | SCGOfLCZ10 | Ex | SCG | SCG | OfL | Multiple | CZ10 | Any | SCGOfLCZ101985 | SCGOfLCZ10 | 1985 | 13.4538 | 85
ComVint | SCGOfLCZ10 | Ex | SCG | SCG | OfL | Multiple | CZ10 | Any | SCGOfLCZ101996 | SCGOfLCZ10 | 1996 | 3.5727 | 96
ComVint | SCGOfLCZ10 | Ex | SCG | SCG | OfL | Multiple | CZ10 | Any | SCGOfLCZ102003 | SCGOfLCZ10 | 2003 | 4.559 | 03
ComVint | SCGOfLCZ10 | Ex | SCG | SCG | OfL | Multiple | CZ10 | Any | SCGOfLCZ102007 | SCGOfLCZ10 | 2007 | 2.1266 | 07
ComVint | SCGOfLCZ10 | Ex | SCG | SCG | OfL | Multiple | CZ10 | Any | SCGOfLCZ102011 | SCGOfLCZ10 | 2011 | 2.1266 | 11
ComVint | SCGOfLCZ10 | Ex | SCG | SCG | OfL | Multiple | CZ10 | Any | SCGOfLCZ102014 | SCGOfLCZ10 | 2014 | 1.0633 | 14
ComVint | SCGOfLCZ11 | Ex | SCG | SCG | OfL | Multiple | CZ11 | Any | SCGOfLCZ111975 | SCGOfLCZ11 | 1975 | 0 | 75
ComVint | SCGOfLCZ11 | Ex | SCG | SCG | OfL | Multiple | CZ11 | Any | SCGOfLCZ111985 | SCGOfLCZ11 | 1985 | 0 | 85
ComVint | SCGOfLCZ11 | Ex | SCG | SCG | OfL | Multiple | CZ11 | Any | SCGOfLCZ111996 | SCGOfLCZ11 | 1996 | 0 | 96
ComVint | SCGOfLCZ11 | Ex | SCG | SCG | OfL | Multiple | CZ11 | Any | SCGOfLCZ112003 | SCGOfLCZ11 | 2003 | 0 | 03
ComVint | SCGOfLCZ11 | Ex | SCG | SCG | OfL | Multiple | CZ11 | Any | SCGOfLCZ112007 | SCGOfLCZ11 | 2007 | 0 | 07
ComVint | SCGOfLCZ11 | Ex | SCG | SCG | OfL | Multiple | CZ11 | Any | SCGOfLCZ112011 | SCGOfLCZ11 | 2011 | 0 | 11
ComVint | SCGOfLCZ11 | Ex | SCG | SCG | OfL | Multiple | CZ11 | Any | SCGOfLCZ112014 | SCGOfLCZ11 | 2014 | 0 | 14
ComVint | SCGOfLCZ12 | Ex | SCG | SCG | OfL | Multiple | CZ12 | Any | SCGOfLCZ121975 | SCGOfLCZ12 | 1975 | 0 | 75
ComVint | SCGOfLCZ12 | Ex | SCG | SCG | OfL | Multiple | CZ12 | Any | SCGOfLCZ121985 | SCGOfLCZ12 | 1985 | 0 | 85
ComVint | SCGOfLCZ12 | Ex | SCG | SCG | OfL | Multiple | CZ12 | Any | SCGOfLCZ121996 | SCGOfLCZ12 | 1996 | 0 | 96
ComVint | SCGOfLCZ12 | Ex | SCG | SCG | OfL | Multiple | CZ12 | Any | SCGOfLCZ122003 | SCGOfLCZ12 | 2003 | 0 | 03
ComVint | SCGOfLCZ12 | Ex | SCG | SCG | OfL | Multiple | CZ12 | Any | SCGOfLCZ122007 | SCGOfLCZ12 | 2007 | 0 | 07
ComVint | SCGOfLCZ12 | Ex | SCG | SCG | OfL | Multiple | CZ12 | Any | SCGOfLCZ122011 | SCGOfLCZ12 | 2011 | 0 | 11
ComVint | SCGOfLCZ12 | Ex | SCG | SCG | OfL | Multiple | CZ12 | Any | SCGOfLCZ122014 | SCGOfLCZ12 | 2014 | 0 | 14
ComVint | SCGOfLCZ13 | Ex | SCG | SCG | OfL | Multiple | CZ13 | Any | SCGOfLCZ131975 | SCGOfLCZ13 | 1975 | 1.3881 | 75
ComVint | SCGOfLCZ13 | Ex | SCG | SCG | OfL | Multiple | CZ13 | Any | SCGOfLCZ131985 | SCGOfLCZ13 | 1985 | 1.5445 | 85
ComVint | SCGOfLCZ13 | Ex | SCG | SCG | OfL | Multiple | CZ13 | Any | SCGOfLCZ131996 | SCGOfLCZ13 | 1996 | 0.3598 | 96
ComVint | SCGOfLCZ13 | Ex | SCG | SCG | OfL | Multiple | CZ13 | Any | SCGOfLCZ132003 | SCGOfLCZ13 | 2003 | 0.1665 | 03
ComVint | SCGOfLCZ13 | Ex | SCG | SCG | OfL | Multiple | CZ13 | Any | SCGOfLCZ132007 | SCGOfLCZ13 | 2007 | 0.1959 | 07
ComVint | SCGOfLCZ13 | Ex | SCG | SCG | OfL | Multiple | CZ13 | Any | SCGOfLCZ132011 | SCGOfLCZ13 | 2011 | 0.1959 | 11
ComVint | SCGOfLCZ13 | Ex | SCG | SCG | OfL | Multiple | CZ13 | Any | SCGOfLCZ132014 | SCGOfLCZ13 | 2014 | 0.09795 | 14
ComVint | SCGOfLCZ14 | Ex | SCG | SCG | OfL | Multiple | CZ14 | Any | SCGOfLCZ141975 | SCGOfLCZ14 | 1975 | 2.454 | 75
ComVint | SCGOfLCZ14 | Ex | SCG | SCG | OfL | Multiple | CZ14 | Any | SCGOfLCZ141985 | SCGOfLCZ14 | 1985 | 3.3296 | 85
ComVint | SCGOfLCZ14 | Ex | SCG | SCG | OfL | Multiple | CZ14 | Any | SCGOfLCZ141996 | SCGOfLCZ14 | 1996 | 0.6635 | 96
ComVint | SCGOfLCZ14 | Ex | SCG | SCG | OfL | Multiple | CZ14 | Any | SCGOfLCZ142003 | SCGOfLCZ14 | 2003 | 0.6591 | 03
ComVint | SCGOfLCZ14 | Ex | SCG | SCG | OfL | Multiple | CZ14 | Any | SCGOfLCZ142007 | SCGOfLCZ14 | 2007 | 0.3814 | 07
ComVint | SCGOfLCZ14 | Ex | SCG | SCG | OfL | Multiple | CZ14 | Any | SCGOfLCZ142011 | SCGOfLCZ14 | 2011 | 0.3814 | 11
ComVint | SCGOfLCZ14 | Ex | SCG | SCG | OfL | Multiple | CZ14 | Any | SCGOfLCZ142014 | SCGOfLCZ14 | 2014 | 0.1907 | 14
ComVint | SCGOfLCZ15 | Ex | SCG | SCG | OfL | Multiple | CZ15 | Any | SCGOfLCZ151975 | SCGOfLCZ15 | 1975 | 2.3244 | 75
ComVint | SCGOfLCZ15 | Ex | SCG | SCG | OfL | Multiple | CZ15 | Any | SCGOfLCZ151985 | SCGOfLCZ15 | 1985 | 3.6765 | 85
ComVint | SCGOfLCZ15 | Ex | SCG | SCG | OfL | Multiple | CZ15 | Any | SCGOfLCZ151996 | SCGOfLCZ15 | 1996 | 0.9763 | 96
ComVint | SCGOfLCZ15 | Ex | SCG | SCG | OfL | Multiple | CZ15 | Any | SCGOfLCZ152003 | SCGOfLCZ15 | 2003 | 1.2458 | 03
ComVint | SCGOfLCZ15 | Ex | SCG | SCG | OfL | Multiple | CZ15 | Any | SCGOfLCZ152007 | SCGOfLCZ15 | 2007 | 0.5811 | 07
ComVint | SCGOfLCZ15 | Ex | SCG | SCG | OfL | Multiple | CZ15 | Any | SCGOfLCZ152011 | SCGOfLCZ15 | 2011 | 0.5811 | 11
ComVint | SCGOfLCZ15 | Ex | SCG | SCG | OfL | Multiple | CZ15 | Any | SCGOfLCZ152014 | SCGOfLCZ15 | 2014 | 0.29055 | 14
ComVint | SCGOfLCZ16 | Ex | SCG | SCG | OfL | Multiple | CZ16 | Any | SCGOfLCZ161975 | SCGOfLCZ16 | 1975 | 1.1774 | 75
ComVint | SCGOfLCZ16 | Ex | SCG | SCG | OfL | Multiple | CZ16 | Any | SCGOfLCZ161985 | SCGOfLCZ16 | 1985 | 1.5334 | 85
ComVint | SCGOfLCZ16 | Ex | SCG | SCG | OfL | Multiple | CZ16 | Any | SCGOfLCZ161996 | SCGOfLCZ16 | 1996 | 0.3019 | 96
ComVint | SCGOfLCZ16 | Ex | SCG | SCG | OfL | Multiple | CZ16 | Any | SCGOfLCZ162003 | SCGOfLCZ16 | 2003 | 0.2646 | 03
ComVint | SCGOfLCZ16 | Ex | SCG | SCG | OfL | Multiple | CZ16 | Any | SCGOfLCZ162007 | SCGOfLCZ16 | 2007 | 0.1713 | 07
ComVint | SCGOfLCZ16 | Ex | SCG | SCG | OfL | Multiple | CZ16 | Any | SCGOfLCZ162011 | SCGOfLCZ16 | 2011 | 0.1713 | 11
ComVint | SCGOfLCZ16 | Ex | SCG | SCG | OfL | Multiple | CZ16 | Any | SCGOfLCZ162014 | SCGOfLCZ16 | 2014 | 0.08565 | 14
ComVint | SCGOfSCZ01 | Ex | SCG | SCG | OfS | Multiple | CZ01 | Any | SCGOfSCZ011975 | SCGOfSCZ01 | 1975 | 0 | 75
ComVint | SCGOfSCZ01 | Ex | SCG | SCG | OfS | Multiple | CZ01 | Any | SCGOfSCZ011985 | SCGOfSCZ01 | 1985 | 0 | 85
ComVint | SCGOfSCZ01 | Ex | SCG | SCG | OfS | Multiple | CZ01 | Any | SCGOfSCZ011996 | SCGOfSCZ01 | 1996 | 0 | 96
ComVint | SCGOfSCZ01 | Ex | SCG | SCG | OfS | Multiple | CZ01 | Any | SCGOfSCZ012003 | SCGOfSCZ01 | 2003 | 0 | 03
ComVint | SCGOfSCZ01 | Ex | SCG | SCG | OfS | Multiple | CZ01 | Any | SCGOfSCZ012007 | SCGOfSCZ01 | 2007 | 0 | 07
ComVint | SCGOfSCZ01 | Ex | SCG | SCG | OfS | Multiple | CZ01 | Any | SCGOfSCZ012011 | SCGOfSCZ01 | 2011 | 0 | 11
ComVint | SCGOfSCZ01 | Ex | SCG | SCG | OfS | Multiple | CZ01 | Any | SCGOfSCZ012014 | SCGOfSCZ01 | 2014 | 0 | 14
ComVint | SCGOfSCZ02 | Ex | SCG | SCG | OfS | Multiple | CZ02 | Any | SCGOfSCZ021975 | SCGOfSCZ02 | 1975 | 0 | 75
ComVint | SCGOfSCZ02 | Ex | SCG | SCG | OfS | Multiple | CZ02 | Any | SCGOfSCZ021985 | SCGOfSCZ02 | 1985 | 0 | 85
ComVint | SCGOfSCZ02 | Ex | SCG | SCG | OfS | Multiple | CZ02 | Any | SCGOfSCZ021996 | SCGOfSCZ02 | 1996 | 0 | 96
ComVint | SCGOfSCZ02 | Ex | SCG | SCG | OfS | Multiple | CZ02 | Any | SCGOfSCZ022003 | SCGOfSCZ02 | 2003 | 0 | 03
ComVint | SCGOfSCZ02 | Ex | SCG | SCG | OfS | Multiple | CZ02 | Any | SCGOfSCZ022007 | SCGOfSCZ02 | 2007 | 0 | 07
ComVint | SCGOfSCZ02 | Ex | SCG | SCG | OfS | Multiple | CZ02 | Any | SCGOfSCZ022011 | SCGOfSCZ02 | 2011 | 0 | 11
ComVint | SCGOfSCZ02 | Ex | SCG | SCG | OfS | Multiple | CZ02 | Any | SCGOfSCZ022014 | SCGOfSCZ02 | 2014 | 0 | 14
ComVint | SCGOfSCZ03 | Ex | SCG | SCG | OfS | Multiple | CZ03 | Any | SCGOfSCZ031975 | SCGOfSCZ03 | 1975 | 0 | 75
ComVint | SCGOfSCZ03 | Ex | SCG | SCG | OfS | Multiple | CZ03 | Any | SCGOfSCZ031985 | SCGOfSCZ03 | 1985 | 0 | 85
ComVint | SCGOfSCZ03 | Ex | SCG | SCG | OfS | Multiple | CZ03 | Any | SCGOfSCZ031996 | SCGOfSCZ03 | 1996 | 0 | 96
ComVint | SCGOfSCZ03 | Ex | SCG | SCG | OfS | Multiple | CZ03 | Any | SCGOfSCZ032003 | SCGOfSCZ03 | 2003 | 0 | 03
ComVint | SCGOfSCZ03 | Ex | SCG | SCG | OfS | Multiple | CZ03 | Any | SCGOfSCZ032007 | SCGOfSCZ03 | 2007 | 0 | 07
ComVint | SCGOfSCZ03 | Ex | SCG | SCG | OfS | Multiple | CZ03 | Any | SCGOfSCZ032011 | SCGOfSCZ03 | 2011 | 0 | 11
ComVint | SCGOfSCZ03 | Ex | SCG | SCG | OfS | Multiple | CZ03 | Any | SCGOfSCZ032014 | SCGOfSCZ03 | 2014 | 0 | 14
ComVint | SCGOfSCZ04 | Ex | SCG | SCG | OfS | Multiple | CZ04 | Any | SCGOfSCZ041975 | SCGOfSCZ04 | 1975 | 0 | 75
ComVint | SCGOfSCZ04 | Ex | SCG | SCG | OfS | Multiple | CZ04 | Any | SCGOfSCZ041985 | SCGOfSCZ04 | 1985 | 0 | 85
ComVint | SCGOfSCZ04 | Ex | SCG | SCG | OfS | Multiple | CZ04 | Any | SCGOfSCZ041996 | SCGOfSCZ04 | 1996 | 0 | 96
ComVint | SCGOfSCZ04 | Ex | SCG | SCG | OfS | Multiple | CZ04 | Any | SCGOfSCZ042003 | SCGOfSCZ04 | 2003 | 0 | 03
ComVint | SCGOfSCZ04 | Ex | SCG | SCG | OfS | Multiple | CZ04 | Any | SCGOfSCZ042007 | SCGOfSCZ04 | 2007 | 0 | 07
ComVint | SCGOfSCZ04 | Ex | SCG | SCG | OfS | Multiple | CZ04 | Any | SCGOfSCZ042011 | SCGOfSCZ04 | 2011 | 0 | 11
ComVint | SCGOfSCZ04 | Ex | SCG | SCG | OfS | Multiple | CZ04 | Any | SCGOfSCZ042014 | SCGOfSCZ04 | 2014 | 0 | 14
ComVint | SCGOfSCZ05 | Ex | SCG | SCG | OfS | Multiple | CZ05 | Any | SCGOfSCZ051975 | SCGOfSCZ05 | 1975 | 0.1611 | 75
ComVint | SCGOfSCZ05 | Ex | SCG | SCG | OfS | Multiple | CZ05 | Any | SCGOfSCZ051985 | SCGOfSCZ05 | 1985 | 0.0902 | 85
ComVint | SCGOfSCZ05 | Ex | SCG | SCG | OfS | Multiple | CZ05 | Any | SCGOfSCZ051996 | SCGOfSCZ05 | 1996 | 0.0338 | 96
ComVint | SCGOfSCZ05 | Ex | SCG | SCG | OfS | Multiple | CZ05 | Any | SCGOfSCZ052003 | SCGOfSCZ05 | 2003 | 0.0134 | 03
ComVint | SCGOfSCZ05 | Ex | SCG | SCG | OfS | Multiple | CZ05 | Any | SCGOfSCZ052007 | SCGOfSCZ05 | 2007 | 0.012 | 07
ComVint | SCGOfSCZ05 | Ex | SCG | SCG | OfS | Multiple | CZ05 | Any | SCGOfSCZ052011 | SCGOfSCZ05 | 2011 | 0.012 | 11
ComVint | SCGOfSCZ05 | Ex | SCG | SCG | OfS | Multiple | CZ05 | Any | SCGOfSCZ052014 | SCGOfSCZ05 | 2014 | 0.006 | 14
ComVint | SCGOfSCZ06 | Ex | SCG | SCG | OfS | Multiple | CZ06 | Any | SCGOfSCZ061975 | SCGOfSCZ06 | 1975 | 16.0176 | 75
ComVint | SCGOfSCZ06 | Ex | SCG | SCG | OfS | Multiple | CZ06 | Any | SCGOfSCZ061985 | SCGOfSCZ06 | 1985 | 8.4301 | 85
ComVint | SCGOfSCZ06 | Ex | SCG | SCG | OfS | Multiple | CZ06 | Any | SCGOfSCZ061996 | SCGOfSCZ06 | 1996 | 3.2927 | 96
ComVint | SCGOfSCZ06 | Ex | SCG | SCG | OfS | Multiple | CZ06 | Any | SCGOfSCZ062003 | SCGOfSCZ06 | 2003 | 1.3512 | 03
ComVint | SCGOfSCZ06 | Ex | SCG | SCG | OfS | Multiple | CZ06 | Any | SCGOfSCZ062007 | SCGOfSCZ06 | 2007 | 1.1343 | 07
ComVint | SCGOfSCZ06 | Ex | SCG | SCG | OfS | Multiple | CZ06 | Any | SCGOfSCZ062011 | SCGOfSCZ06 | 2011 | 1.1343 | 11
ComVint | SCGOfSCZ06 | Ex | SCG | SCG | OfS | Multiple | CZ06 | Any | SCGOfSCZ062014 | SCGOfSCZ06 | 2014 | 0.56715 | 14
ComVint | SCGOfSCZ07 | Ex | SCG | SCG | OfS | Multiple | CZ07 | Any | SCGOfSCZ071975 | SCGOfSCZ07 | 1975 | 0 | 75
ComVint | SCGOfSCZ07 | Ex | SCG | SCG | OfS | Multiple | CZ07 | Any | SCGOfSCZ071985 | SCGOfSCZ07 | 1985 | 0 | 85
ComVint | SCGOfSCZ07 | Ex | SCG | SCG | OfS | Multiple | CZ07 | Any | SCGOfSCZ071996 | SCGOfSCZ07 | 1996 | 0 | 96
ComVint | SCGOfSCZ07 | Ex | SCG | SCG | OfS | Multiple | CZ07 | Any | SCGOfSCZ072003 | SCGOfSCZ07 | 2003 | 0 | 03
ComVint | SCGOfSCZ07 | Ex | SCG | SCG | OfS | Multiple | CZ07 | Any | SCGOfSCZ072007 | SCGOfSCZ07 | 2007 | 0 | 07
ComVint | SCGOfSCZ07 | Ex | SCG | SCG | OfS | Multiple | CZ07 | Any | SCGOfSCZ072011 | SCGOfSCZ07 | 2011 | 0 | 11
ComVint | SCGOfSCZ07 | Ex | SCG | SCG | OfS | Multiple | CZ07 | Any | SCGOfSCZ072014 | SCGOfSCZ07 | 2014 | 0 | 14
ComVint | SCGOfSCZ08 | Ex | SCG | SCG | OfS | Multiple | CZ08 | Any | SCGOfSCZ081975 | SCGOfSCZ08 | 1975 | 21.0131 | 75
ComVint | SCGOfSCZ08 | Ex | SCG | SCG | OfS | Multiple | CZ08 | Any | SCGOfSCZ081985 | SCGOfSCZ08 | 1985 | 10.7052 | 85
ComVint | SCGOfSCZ08 | Ex | SCG | SCG | OfS | Multiple | CZ08 | Any | SCGOfSCZ081996 | SCGOfSCZ08 | 1996 | 4.236 | 96
ComVint | SCGOfSCZ08 | Ex | SCG | SCG | OfS | Multiple | CZ08 | Any | SCGOfSCZ082003 | SCGOfSCZ08 | 2003 | 1.7568 | 03
ComVint | SCGOfSCZ08 | Ex | SCG | SCG | OfS | Multiple | CZ08 | Any | SCGOfSCZ082007 | SCGOfSCZ08 | 2007 | 1.4458 | 07
ComVint | SCGOfSCZ08 | Ex | SCG | SCG | OfS | Multiple | CZ08 | Any | SCGOfSCZ082011 | SCGOfSCZ08 | 2011 | 1.4458 | 11
ComVint | SCGOfSCZ08 | Ex | SCG | SCG | OfS | Multiple | CZ08 | Any | SCGOfSCZ082014 | SCGOfSCZ08 | 2014 | 0.7229 | 14
ComVint | SCGOfSCZ09 | Ex | SCG | SCG | OfS | Multiple | CZ09 | Any | SCGOfSCZ091975 | SCGOfSCZ09 | 1975 | 23.8595 | 75
ComVint | SCGOfSCZ09 | Ex | SCG | SCG | OfS | Multiple | CZ09 | Any | SCGOfSCZ091985 | SCGOfSCZ09 | 1985 | 10.3588 | 85
ComVint | SCGOfSCZ09 | Ex | SCG | SCG | OfS | Multiple | CZ09 | Any | SCGOfSCZ091996 | SCGOfSCZ09 | 1996 | 4.8527 | 96
ComVint | SCGOfSCZ09 | Ex | SCG | SCG | OfS | Multiple | CZ09 | Any | SCGOfSCZ092003 | SCGOfSCZ09 | 2003 | 2.2418 | 03
ComVint | SCGOfSCZ09 | Ex | SCG | SCG | OfS | Multiple | CZ09 | Any | SCGOfSCZ092007 | SCGOfSCZ09 | 2007 | 1.4484 | 07
ComVint | SCGOfSCZ09 | Ex | SCG | SCG | OfS | Multiple | CZ09 | Any | SCGOfSCZ092011 | SCGOfSCZ09 | 2011 | 1.4484 | 11
ComVint | SCGOfSCZ09 | Ex | SCG | SCG | OfS | Multiple | CZ09 | Any | SCGOfSCZ092014 | SCGOfSCZ09 | 2014 | 0.7242 | 14
ComVint | SCGOfSCZ10 | Ex | SCG | SCG | OfS | Multiple | CZ10 | Any | SCGOfSCZ101975 | SCGOfSCZ10 | 1975 | 8.3137 | 75
ComVint | SCGOfSCZ10 | Ex | SCG | SCG | OfS | Multiple | CZ10 | Any | SCGOfSCZ101985 | SCGOfSCZ10 | 1985 | 7.7814 | 85
ComVint | SCGOfSCZ10 | Ex | SCG | SCG | OfS | Multiple | CZ10 | Any | SCGOfSCZ101996 | SCGOfSCZ10 | 1996 | 4.1494 | 96
ComVint | SCGOfSCZ10 | Ex | SCG | SCG | OfS | Multiple | CZ10 | Any | SCGOfSCZ102003 | SCGOfSCZ10 | 2003 | 3.0395 | 03
ComVint | SCGOfSCZ10 | Ex | SCG | SCG | OfS | Multiple | CZ10 | Any | SCGOfSCZ102007 | SCGOfSCZ10 | 2007 | 1.5809 | 07
ComVint | SCGOfSCZ10 | Ex | SCG | SCG | OfS | Multiple | CZ10 | Any | SCGOfSCZ102011 | SCGOfSCZ10 | 2011 | 1.5809 | 11
ComVint | SCGOfSCZ10 | Ex | SCG | SCG | OfS | Multiple | CZ10 | Any | SCGOfSCZ102014 | SCGOfSCZ10 | 2014 | 0.79045 | 14
ComVint | SCGOfSCZ11 | Ex | SCG | SCG | OfS | Multiple | CZ11 | Any | SCGOfSCZ111975 | SCGOfSCZ11 | 1975 | 0 | 75
ComVint | SCGOfSCZ11 | Ex | SCG | SCG | OfS | Multiple | CZ11 | Any | SCGOfSCZ111985 | SCGOfSCZ11 | 1985 | 0 | 85
ComVint | SCGOfSCZ11 | Ex | SCG | SCG | OfS | Multiple | CZ11 | Any | SCGOfSCZ111996 | SCGOfSCZ11 | 1996 | 0 | 96
ComVint | SCGOfSCZ11 | Ex | SCG | SCG | OfS | Multiple | CZ11 | Any | SCGOfSCZ112003 | SCGOfSCZ11 | 2003 | 0 | 03
ComVint | SCGOfSCZ11 | Ex | SCG | SCG | OfS | Multiple | CZ11 | Any | SCGOfSCZ112007 | SCGOfSCZ11 | 2007 | 0 | 07
ComVint | SCGOfSCZ11 | Ex | SCG | SCG | OfS | Multiple | CZ11 | Any | SCGOfSCZ112011 | SCGOfSCZ11 | 2011 | 0 | 11
ComVint | SCGOfSCZ11 | Ex | SCG | SCG | OfS | Multiple | CZ11 | Any | SCGOfSCZ112014 | SCGOfSCZ11 | 2014 | 0 | 14
ComVint | SCGOfSCZ12 | Ex | SCG | SCG | OfS | Multiple | CZ12 | Any | SCGOfSCZ121975 | SCGOfSCZ12 | 1975 | 0 | 75
ComVint | SCGOfSCZ12 | Ex | SCG | SCG | OfS | Multiple | CZ12 | Any | SCGOfSCZ121985 | SCGOfSCZ12 | 1985 | 0 | 85
ComVint | SCGOfSCZ12 | Ex | SCG | SCG | OfS | Multiple | CZ12 | Any | SCGOfSCZ121996 | SCGOfSCZ12 | 1996 | 0 | 96
ComVint | SCGOfSCZ12 | Ex | SCG | SCG | OfS | Multiple | CZ12 | Any | SCGOfSCZ122003 | SCGOfSCZ12 | 2003 | 0 | 03
ComVint | SCGOfSCZ12 | Ex | SCG | SCG | OfS | Multiple | CZ12 | Any | SCGOfSCZ122007 | SCGOfSCZ12 | 2007 | 0 | 07
ComVint | SCGOfSCZ12 | Ex | SCG | SCG | OfS | Multiple | CZ12 | Any | SCGOfSCZ122011 | SCGOfSCZ12 | 2011 | 0 | 11
ComVint | SCGOfSCZ12 | Ex | SCG | SCG | OfS | Multiple | CZ12 | Any | SCGOfSCZ122014 | SCGOfSCZ12 | 2014 | 0 | 14
ComVint | SCGOfSCZ13 | Ex | SCG | SCG | OfS | Multiple | CZ13 | Any | SCGOfSCZ131975 | SCGOfSCZ13 | 1975 | 2.7121 | 75
ComVint | SCGOfSCZ13 | Ex | SCG | SCG | OfS | Multiple | CZ13 | Any | SCGOfSCZ131985 | SCGOfSCZ13 | 1985 | 1.5126 | 85
ComVint | SCGOfSCZ13 | Ex | SCG | SCG | OfS | Multiple | CZ13 | Any | SCGOfSCZ131996 | SCGOfSCZ13 | 1996 | 0.8561 | 96
ComVint | SCGOfSCZ13 | Ex | SCG | SCG | OfS | Multiple | CZ13 | Any | SCGOfSCZ132003 | SCGOfSCZ13 | 2003 | 0.4031 | 03
ComVint | SCGOfSCZ13 | Ex | SCG | SCG | OfS | Multiple | CZ13 | Any | SCGOfSCZ132007 | SCGOfSCZ13 | 2007 | 0.2368 | 07
ComVint | SCGOfSCZ13 | Ex | SCG | SCG | OfS | Multiple | CZ13 | Any | SCGOfSCZ132011 | SCGOfSCZ13 | 2011 | 0.2368 | 11
ComVint | SCGOfSCZ13 | Ex | SCG | SCG | OfS | Multiple | CZ13 | Any | SCGOfSCZ132014 | SCGOfSCZ13 | 2014 | 0.1184 | 14
ComVint | SCGOfSCZ14 | Ex | SCG | SCG | OfS | Multiple | CZ14 | Any | SCGOfSCZ141975 | SCGOfSCZ14 | 1975 | 1.3236 | 75
ComVint | SCGOfSCZ14 | Ex | SCG | SCG | OfS | Multiple | CZ14 | Any | SCGOfSCZ141985 | SCGOfSCZ14 | 1985 | 1.0655 | 85
ComVint | SCGOfSCZ14 | Ex | SCG | SCG | OfS | Multiple | CZ14 | Any | SCGOfSCZ141996 | SCGOfSCZ14 | 1996 | 0.5648 | 96
ComVint | SCGOfSCZ14 | Ex | SCG | SCG | OfS | Multiple | CZ14 | Any | SCGOfSCZ142003 | SCGOfSCZ14 | 2003 | 0.3834 | 03
ComVint | SCGOfSCZ14 | Ex | SCG | SCG | OfS | Multiple | CZ14 | Any | SCGOfSCZ142007 | SCGOfSCZ14 | 2007 | 0.203 | 07
ComVint | SCGOfSCZ14 | Ex | SCG | SCG | OfS | Multiple | CZ14 | Any | SCGOfSCZ142011 | SCGOfSCZ14 | 2011 | 0.203 | 11
ComVint | SCGOfSCZ14 | Ex | SCG | SCG | OfS | Multiple | CZ14 | Any | SCGOfSCZ142014 | SCGOfSCZ14 | 2014 | 0.1015 | 14
ComVint | SCGOfSCZ15 | Ex | SCG | SCG | OfS | Multiple | CZ15 | Any | SCGOfSCZ151975 | SCGOfSCZ15 | 1975 | 2.2719 | 75
ComVint | SCGOfSCZ15 | Ex | SCG | SCG | OfS | Multiple | CZ15 | Any | SCGOfSCZ151985 | SCGOfSCZ15 | 1985 | 2.1264 | 85
ComVint | SCGOfSCZ15 | Ex | SCG | SCG | OfS | Multiple | CZ15 | Any | SCGOfSCZ151996 | SCGOfSCZ15 | 1996 | 1.1339 | 96
ComVint | SCGOfSCZ15 | Ex | SCG | SCG | OfS | Multiple | CZ15 | Any | SCGOfSCZ152003 | SCGOfSCZ15 | 2003 | 0.8306 | 03
ComVint | SCGOfSCZ15 | Ex | SCG | SCG | OfS | Multiple | CZ15 | Any | SCGOfSCZ152007 | SCGOfSCZ15 | 2007 | 0.432 | 07
ComVint | SCGOfSCZ15 | Ex | SCG | SCG | OfS | Multiple | CZ15 | Any | SCGOfSCZ152011 | SCGOfSCZ15 | 2011 | 0.432 | 11
ComVint | SCGOfSCZ15 | Ex | SCG | SCG | OfS | Multiple | CZ15 | Any | SCGOfSCZ152014 | SCGOfSCZ15 | 2014 | 0.216 | 14
ComVint | SCGOfSCZ16 | Ex | SCG | SCG | OfS | Multiple | CZ16 | Any | SCGOfSCZ161975 | SCGOfSCZ16 | 1975 | 0.837 | 75
ComVint | SCGOfSCZ16 | Ex | SCG | SCG | OfS | Multiple | CZ16 | Any | SCGOfSCZ161985 | SCGOfSCZ16 | 1985 | 0.5779 | 85
ComVint | SCGOfSCZ16 | Ex | SCG | SCG | OfS | Multiple | CZ16 | Any | SCGOfSCZ161996 | SCGOfSCZ16 | 1996 | 0.3128 | 96
ComVint | SCGOfSCZ16 | Ex | SCG | SCG | OfS | Multiple | CZ16 | Any | SCGOfSCZ162003 | SCGOfSCZ16 | 2003 | 0.1876 | 03
ComVint | SCGOfSCZ16 | Ex | SCG | SCG | OfS | Multiple | CZ16 | Any | SCGOfSCZ162007 | SCGOfSCZ16 | 2007 | 0.1026 | 07
ComVint | SCGOfSCZ16 | Ex | SCG | SCG | OfS | Multiple | CZ16 | Any | SCGOfSCZ162011 | SCGOfSCZ16 | 2011 | 0.1026 | 11
ComVint | SCGOfSCZ16 | Ex | SCG | SCG | OfS | Multiple | CZ16 | Any | SCGOfSCZ162014 | SCGOfSCZ16 | 2014 | 0.0513 | 14
ComVint | SCGRFFCZ01 | Ex | SCG | SCG | RFF | Multiple | CZ01 | Any | SCGRFFCZ011975 | SCGRFFCZ01 | 1975 | 0 | 75
ComVint | SCGRFFCZ01 | Ex | SCG | SCG | RFF | Multiple | CZ01 | Any | SCGRFFCZ011985 | SCGRFFCZ01 | 1985 | 0 | 85
ComVint | SCGRFFCZ01 | Ex | SCG | SCG | RFF | Multiple | CZ01 | Any | SCGRFFCZ011996 | SCGRFFCZ01 | 1996 | 0 | 96
ComVint | SCGRFFCZ01 | Ex | SCG | SCG | RFF | Multiple | CZ01 | Any | SCGRFFCZ012003 | SCGRFFCZ01 | 2003 | 0 | 03
ComVint | SCGRFFCZ01 | Ex | SCG | SCG | RFF | Multiple | CZ01 | Any | SCGRFFCZ012007 | SCGRFFCZ01 | 2007 | 0 | 07
ComVint | SCGRFFCZ01 | Ex | SCG | SCG | RFF | Multiple | CZ01 | Any | SCGRFFCZ012011 | SCGRFFCZ01 | 2011 | 0 | 11
ComVint | SCGRFFCZ01 | Ex | SCG | SCG | RFF | Multiple | CZ01 | Any | SCGRFFCZ012014 | SCGRFFCZ01 | 2014 | 0 | 14
ComVint | SCGRFFCZ02 | Ex | SCG | SCG | RFF | Multiple | CZ02 | Any | SCGRFFCZ021975 | SCGRFFCZ02 | 1975 | 0 | 75
ComVint | SCGRFFCZ02 | Ex | SCG | SCG | RFF | Multiple | CZ02 | Any | SCGRFFCZ021985 | SCGRFFCZ02 | 1985 | 0 | 85
ComVint | SCGRFFCZ02 | Ex | SCG | SCG | RFF | Multiple | CZ02 | Any | SCGRFFCZ021996 | SCGRFFCZ02 | 1996 | 0 | 96
ComVint | SCGRFFCZ02 | Ex | SCG | SCG | RFF | Multiple | CZ02 | Any | SCGRFFCZ022003 | SCGRFFCZ02 | 2003 | 0 | 03
ComVint | SCGRFFCZ02 | Ex | SCG | SCG | RFF | Multiple | CZ02 | Any | SCGRFFCZ022007 | SCGRFFCZ02 | 2007 | 0 | 07
ComVint | SCGRFFCZ02 | Ex | SCG | SCG | RFF | Multiple | CZ02 | Any | SCGRFFCZ022011 | SCGRFFCZ02 | 2011 | 0 | 11
ComVint | SCGRFFCZ02 | Ex | SCG | SCG | RFF | Multiple | CZ02 | Any | SCGRFFCZ022014 | SCGRFFCZ02 | 2014 | 0 | 14
ComVint | SCGRFFCZ03 | Ex | SCG | SCG | RFF | Multiple | CZ03 | Any | SCGRFFCZ031975 | SCGRFFCZ03 | 1975 | 0 | 75
ComVint | SCGRFFCZ03 | Ex | SCG | SCG | RFF | Multiple | CZ03 | Any | SCGRFFCZ031985 | SCGRFFCZ03 | 1985 | 0 | 85
ComVint | SCGRFFCZ03 | Ex | SCG | SCG | RFF | Multiple | CZ03 | Any | SCGRFFCZ031996 | SCGRFFCZ03 | 1996 | 0 | 96
ComVint | SCGRFFCZ03 | Ex | SCG | SCG | RFF | Multiple | CZ03 | Any | SCGRFFCZ032003 | SCGRFFCZ03 | 2003 | 0 | 03
ComVint | SCGRFFCZ03 | Ex | SCG | SCG | RFF | Multiple | CZ03 | Any | SCGRFFCZ032007 | SCGRFFCZ03 | 2007 | 0 | 07
ComVint | SCGRFFCZ03 | Ex | SCG | SCG | RFF | Multiple | CZ03 | Any | SCGRFFCZ032011 | SCGRFFCZ03 | 2011 | 0 | 11
ComVint | SCGRFFCZ03 | Ex | SCG | SCG | RFF | Multiple | CZ03 | Any | SCGRFFCZ032014 | SCGRFFCZ03 | 2014 | 0 | 14
ComVint | SCGRFFCZ04 | Ex | SCG | SCG | RFF | Multiple | CZ04 | Any | SCGRFFCZ041975 | SCGRFFCZ04 | 1975 | 0 | 75
ComVint | SCGRFFCZ04 | Ex | SCG | SCG | RFF | Multiple | CZ04 | Any | SCGRFFCZ041985 | SCGRFFCZ04 | 1985 | 0 | 85
ComVint | SCGRFFCZ04 | Ex | SCG | SCG | RFF | Multiple | CZ04 | Any | SCGRFFCZ041996 | SCGRFFCZ04 | 1996 | 0 | 96
ComVint | SCGRFFCZ04 | Ex | SCG | SCG | RFF | Multiple | CZ04 | Any | SCGRFFCZ042003 | SCGRFFCZ04 | 2003 | 0 | 03
ComVint | SCGRFFCZ04 | Ex | SCG | SCG | RFF | Multiple | CZ04 | Any | SCGRFFCZ042007 | SCGRFFCZ04 | 2007 | 0 | 07
ComVint | SCGRFFCZ04 | Ex | SCG | SCG | RFF | Multiple | CZ04 | Any | SCGRFFCZ042011 | SCGRFFCZ04 | 2011 | 0 | 11
ComVint | SCGRFFCZ04 | Ex | SCG | SCG | RFF | Multiple | CZ04 | Any | SCGRFFCZ042014 | SCGRFFCZ04 | 2014 | 0 | 14
ComVint | SCGRFFCZ05 | Ex | SCG | SCG | RFF | Multiple | CZ05 | Any | SCGRFFCZ051975 | SCGRFFCZ05 | 1975 | 0.051135 | 75
ComVint | SCGRFFCZ05 | Ex | SCG | SCG | RFF | Multiple | CZ05 | Any | SCGRFFCZ051985 | SCGRFFCZ05 | 1985 | 0.04772 | 85
ComVint | SCGRFFCZ05 | Ex | SCG | SCG | RFF | Multiple | CZ05 | Any | SCGRFFCZ051996 | SCGRFFCZ05 | 1996 | 0.018885 | 96
ComVint | SCGRFFCZ05 | Ex | SCG | SCG | RFF | Multiple | CZ05 | Any | SCGRFFCZ052003 | SCGRFFCZ05 | 2003 | 0.007845 | 03
ComVint | SCGRFFCZ05 | Ex | SCG | SCG | RFF | Multiple | CZ05 | Any | SCGRFFCZ052007 | SCGRFFCZ05 | 2007 | 0.007195 | 07
ComVint | SCGRFFCZ05 | Ex | SCG | SCG | RFF | Multiple | CZ05 | Any | SCGRFFCZ052011 | SCGRFFCZ05 | 2011 | 0.007195 | 11
ComVint | SCGRFFCZ05 | Ex | SCG | SCG | RFF | Multiple | CZ05 | Any | SCGRFFCZ052014 | SCGRFFCZ05 | 2014 | 0.0035975 | 14
ComVint | SCGRFFCZ06 | Ex | SCG | SCG | RFF | Multiple | CZ06 | Any | SCGRFFCZ061975 | SCGRFFCZ06 | 1975 | 4.0593 | 75
ComVint | SCGRFFCZ06 | Ex | SCG | SCG | RFF | Multiple | CZ06 | Any | SCGRFFCZ061985 | SCGRFFCZ06 | 1985 | 3.5971 | 85
ComVint | SCGRFFCZ06 | Ex | SCG | SCG | RFF | Multiple | CZ06 | Any | SCGRFFCZ061996 | SCGRFFCZ06 | 1996 | 1.3941 | 96
ComVint | SCGRFFCZ06 | Ex | SCG | SCG | RFF | Multiple | CZ06 | Any | SCGRFFCZ062003 | SCGRFFCZ06 | 2003 | 0.62324 | 03
ComVint | SCGRFFCZ06 | Ex | SCG | SCG | RFF | Multiple | CZ06 | Any | SCGRFFCZ062007 | SCGRFFCZ06 | 2007 | 0.53298 | 07
ComVint | SCGRFFCZ06 | Ex | SCG | SCG | RFF | Multiple | CZ06 | Any | SCGRFFCZ062011 | SCGRFFCZ06 | 2011 | 0.53298 | 11
ComVint | SCGRFFCZ06 | Ex | SCG | SCG | RFF | Multiple | CZ06 | Any | SCGRFFCZ062014 | SCGRFFCZ06 | 2014 | 0.26649 | 14
ComVint | SCGRFFCZ07 | Ex | SCG | SCG | RFF | Multiple | CZ07 | Any | SCGRFFCZ071975 | SCGRFFCZ07 | 1975 | 0 | 75
ComVint | SCGRFFCZ07 | Ex | SCG | SCG | RFF | Multiple | CZ07 | Any | SCGRFFCZ071985 | SCGRFFCZ07 | 1985 | 0 | 85
ComVint | SCGRFFCZ07 | Ex | SCG | SCG | RFF | Multiple | CZ07 | Any | SCGRFFCZ071996 | SCGRFFCZ07 | 1996 | 0 | 96
ComVint | SCGRFFCZ07 | Ex | SCG | SCG | RFF | Multiple | CZ07 | Any | SCGRFFCZ072003 | SCGRFFCZ07 | 2003 | 0 | 03
ComVint | SCGRFFCZ07 | Ex | SCG | SCG | RFF | Multiple | CZ07 | Any | SCGRFFCZ072007 | SCGRFFCZ07 | 2007 | 0 | 07
ComVint | SCGRFFCZ07 | Ex | SCG | SCG | RFF | Multiple | CZ07 | Any | SCGRFFCZ072011 | SCGRFFCZ07 | 2011 | 0 | 11
ComVint | SCGRFFCZ07 | Ex | SCG | SCG | RFF | Multiple | CZ07 | Any | SCGRFFCZ072014 | SCGRFFCZ07 | 2014 | 0 | 14
ComVint | SCGRFFCZ08 | Ex | SCG | SCG | RFF | Multiple | CZ08 | Any | SCGRFFCZ081975 | SCGRFFCZ08 | 1975 | 5.125 | 75
ComVint | SCGRFFCZ08 | Ex | SCG | SCG | RFF | Multiple | CZ08 | Any | SCGRFFCZ081985 | SCGRFFCZ08 | 1985 | 4.3949 | 85
ComVint | SCGRFFCZ08 | Ex | SCG | SCG | RFF | Multiple | CZ08 | Any | SCGRFFCZ081996 | SCGRFFCZ08 | 1996 | 1.6786 | 96
ComVint | SCGRFFCZ08 | Ex | SCG | SCG | RFF | Multiple | CZ08 | Any | SCGRFFCZ082003 | SCGRFFCZ08 | 2003 | 0.79651 | 03
ComVint | SCGRFFCZ08 | Ex | SCG | SCG | RFF | Multiple | CZ08 | Any | SCGRFFCZ082007 | SCGRFFCZ08 | 2007 | 0.63989 | 07
ComVint | SCGRFFCZ08 | Ex | SCG | SCG | RFF | Multiple | CZ08 | Any | SCGRFFCZ082011 | SCGRFFCZ08 | 2011 | 0.63989 | 11
ComVint | SCGRFFCZ08 | Ex | SCG | SCG | RFF | Multiple | CZ08 | Any | SCGRFFCZ082014 | SCGRFFCZ08 | 2014 | 0.31994 | 14
ComVint | SCGRFFCZ09 | Ex | SCG | SCG | RFF | Multiple | CZ09 | Any | SCGRFFCZ091975 | SCGRFFCZ09 | 1975 | 6.1785 | 75
ComVint | SCGRFFCZ09 | Ex | SCG | SCG | RFF | Multiple | CZ09 | Any | SCGRFFCZ091985 | SCGRFFCZ09 | 1985 | 4.5963 | 85
ComVint | SCGRFFCZ09 | Ex | SCG | SCG | RFF | Multiple | CZ09 | Any | SCGRFFCZ091996 | SCGRFFCZ09 | 1996 | 1.7017 | 96
ComVint | SCGRFFCZ09 | Ex | SCG | SCG | RFF | Multiple | CZ09 | Any | SCGRFFCZ092003 | SCGRFFCZ09 | 2003 | 1.0568 | 03
ComVint | SCGRFFCZ09 | Ex | SCG | SCG | RFF | Multiple | CZ09 | Any | SCGRFFCZ092007 | SCGRFFCZ09 | 2007 | 0.54983 | 07
ComVint | SCGRFFCZ09 | Ex | SCG | SCG | RFF | Multiple | CZ09 | Any | SCGRFFCZ092011 | SCGRFFCZ09 | 2011 | 0.54983 | 11
ComVint | SCGRFFCZ09 | Ex | SCG | SCG | RFF | Multiple | CZ09 | Any | SCGRFFCZ092014 | SCGRFFCZ09 | 2014 | 0.27492 | 14
ComVint | SCGRFFCZ10 | Ex | SCG | SCG | RFF | Multiple | CZ10 | Any | SCGRFFCZ101975 | SCGRFFCZ10 | 1975 | 1.6815 | 75
ComVint | SCGRFFCZ10 | Ex | SCG | SCG | RFF | Multiple | CZ10 | Any | SCGRFFCZ101985 | SCGRFFCZ10 | 1985 | 3.1551 | 85
ComVint | SCGRFFCZ10 | Ex | SCG | SCG | RFF | Multiple | CZ10 | Any | SCGRFFCZ101996 | SCGRFFCZ10 | 1996 | 1.7261 | 96
ComVint | SCGRFFCZ10 | Ex | SCG | SCG | RFF | Multiple | CZ10 | Any | SCGRFFCZ102003 | SCGRFFCZ10 | 2003 | 1.8919 | 03
ComVint | SCGRFFCZ10 | Ex | SCG | SCG | RFF | Multiple | CZ10 | Any | SCGRFFCZ102007 | SCGRFFCZ10 | 2007 | 0.64264 | 07
ComVint | SCGRFFCZ10 | Ex | SCG | SCG | RFF | Multiple | CZ10 | Any | SCGRFFCZ102011 | SCGRFFCZ10 | 2011 | 0.64264 | 11
ComVint | SCGRFFCZ10 | Ex | SCG | SCG | RFF | Multiple | CZ10 | Any | SCGRFFCZ102014 | SCGRFFCZ10 | 2014 | 0.32132 | 14
ComVint | SCGRFFCZ11 | Ex | SCG | SCG | RFF | Multiple | CZ11 | Any | SCGRFFCZ111975 | SCGRFFCZ11 | 1975 | 0 | 75
ComVint | SCGRFFCZ11 | Ex | SCG | SCG | RFF | Multiple | CZ11 | Any | SCGRFFCZ111985 | SCGRFFCZ11 | 1985 | 0 | 85
ComVint | SCGRFFCZ11 | Ex | SCG | SCG | RFF | Multiple | CZ11 | Any | SCGRFFCZ111996 | SCGRFFCZ11 | 1996 | 0 | 96
ComVint | SCGRFFCZ11 | Ex | SCG | SCG | RFF | Multiple | CZ11 | Any | SCGRFFCZ112003 | SCGRFFCZ11 | 2003 | 0 | 03
ComVint | SCGRFFCZ11 | Ex | SCG | SCG | RFF | Multiple | CZ11 | Any | SCGRFFCZ112007 | SCGRFFCZ11 | 2007 | 0 | 07
ComVint | SCGRFFCZ11 | Ex | SCG | SCG | RFF | Multiple | CZ11 | Any | SCGRFFCZ112011 | SCGRFFCZ11 | 2011 | 0 | 11
ComVint | SCGRFFCZ11 | Ex | SCG | SCG | RFF | Multiple | CZ11 | Any | SCGRFFCZ112014 | SCGRFFCZ11 | 2014 | 0 | 14
ComVint | SCGRFFCZ12 | Ex | SCG | SCG | RFF | Multiple | CZ12 | Any | SCGRFFCZ121975 | SCGRFFCZ12 | 1975 | 0 | 75
ComVint | SCGRFFCZ12 | Ex | SCG | SCG | RFF | Multiple | CZ12 | Any | SCGRFFCZ121985 | SCGRFFCZ12 | 1985 | 0 | 85
ComVint | SCGRFFCZ12 | Ex | SCG | SCG | RFF | Multiple | CZ12 | Any | SCGRFFCZ121996 | SCGRFFCZ12 | 1996 | 0 | 96
ComVint | SCGRFFCZ12 | Ex | SCG | SCG | RFF | Multiple | CZ12 | Any | SCGRFFCZ122003 | SCGRFFCZ12 | 2003 | 0 | 03
ComVint | SCGRFFCZ12 | Ex | SCG | SCG | RFF | Multiple | CZ12 | Any | SCGRFFCZ122007 | SCGRFFCZ12 | 2007 | 0 | 07
ComVint | SCGRFFCZ12 | Ex | SCG | SCG | RFF | Multiple | CZ12 | Any | SCGRFFCZ122011 | SCGRFFCZ12 | 2011 | 0 | 11
ComVint | SCGRFFCZ12 | Ex | SCG | SCG | RFF | Multiple | CZ12 | Any | SCGRFFCZ122014 | SCGRFFCZ12 | 2014 | 0 | 14
ComVint | SCGRFFCZ13 | Ex | SCG | SCG | RFF | Multiple | CZ13 | Any | SCGRFFCZ131975 | SCGRFFCZ13 | 1975 | 0.20877 | 75
ComVint | SCGRFFCZ13 | Ex | SCG | SCG | RFF | Multiple | CZ13 | Any | SCGRFFCZ131985 | SCGRFFCZ13 | 1985 | 0.21988 | 85
ComVint | SCGRFFCZ13 | Ex | SCG | SCG | RFF | Multiple | CZ13 | Any | SCGRFFCZ131996 | SCGRFFCZ13 | 1996 | 0.17033 | 96
ComVint | SCGRFFCZ13 | Ex | SCG | SCG | RFF | Multiple | CZ13 | Any | SCGRFFCZ132003 | SCGRFFCZ13 | 2003 | 0.087715 | 03
ComVint | SCGRFFCZ13 | Ex | SCG | SCG | RFF | Multiple | CZ13 | Any | SCGRFFCZ132007 | SCGRFFCZ13 | 2007 | 0.043635 | 07
ComVint | SCGRFFCZ13 | Ex | SCG | SCG | RFF | Multiple | CZ13 | Any | SCGRFFCZ132011 | SCGRFFCZ13 | 2011 | 0.043635 | 11
ComVint | SCGRFFCZ13 | Ex | SCG | SCG | RFF | Multiple | CZ13 | Any | SCGRFFCZ132014 | SCGRFFCZ13 | 2014 | 0.021818 | 14
ComVint | SCGRFFCZ14 | Ex | SCG | SCG | RFF | Multiple | CZ14 | Any | SCGRFFCZ141975 | SCGRFFCZ14 | 1975 | 0.43335 | 75
ComVint | SCGRFFCZ14 | Ex | SCG | SCG | RFF | Multiple | CZ14 | Any | SCGRFFCZ141985 | SCGRFFCZ14 | 1985 | 0.65937 | 85
ComVint | SCGRFFCZ14 | Ex | SCG | SCG | RFF | Multiple | CZ14 | Any | SCGRFFCZ141996 | SCGRFFCZ14 | 1996 | 0.34532 | 96
ComVint | SCGRFFCZ14 | Ex | SCG | SCG | RFF | Multiple | CZ14 | Any | SCGRFFCZ142003 | SCGRFFCZ14 | 2003 | 0.34747 | 03
ComVint | SCGRFFCZ14 | Ex | SCG | SCG | RFF | Multiple | CZ14 | Any | SCGRFFCZ142007 | SCGRFFCZ14 | 2007 | 0.1231 | 07
ComVint | SCGRFFCZ14 | Ex | SCG | SCG | RFF | Multiple | CZ14 | Any | SCGRFFCZ142011 | SCGRFFCZ14 | 2011 | 0.1231 | 11
ComVint | SCGRFFCZ14 | Ex | SCG | SCG | RFF | Multiple | CZ14 | Any | SCGRFFCZ142014 | SCGRFFCZ14 | 2014 | 0.06155 | 14
ComVint | SCGRFFCZ15 | Ex | SCG | SCG | RFF | Multiple | CZ15 | Any | SCGRFFCZ151975 | SCGRFFCZ15 | 1975 | 0.32888 | 75
ComVint | SCGRFFCZ15 | Ex | SCG | SCG | RFF | Multiple | CZ15 | Any | SCGRFFCZ151985 | SCGRFFCZ15 | 1985 | 0.61726 | 85
ComVint | SCGRFFCZ15 | Ex | SCG | SCG | RFF | Multiple | CZ15 | Any | SCGRFFCZ151996 | SCGRFFCZ15 | 1996 | 0.33771 | 96
ComVint | SCGRFFCZ15 | Ex | SCG | SCG | RFF | Multiple | CZ15 | Any | SCGRFFCZ152003 | SCGRFFCZ15 | 2003 | 0.37018 | 03
ComVint | SCGRFFCZ15 | Ex | SCG | SCG | RFF | Multiple | CZ15 | Any | SCGRFFCZ152007 | SCGRFFCZ15 | 2007 | 0.12574 | 07
ComVint | SCGRFFCZ15 | Ex | SCG | SCG | RFF | Multiple | CZ15 | Any | SCGRFFCZ152011 | SCGRFFCZ15 | 2011 | 0.12574 | 11
ComVint | SCGRFFCZ15 | Ex | SCG | SCG | RFF | Multiple | CZ15 | Any | SCGRFFCZ152014 | SCGRFFCZ15 | 2014 | 0.062868 | 14
ComVint | SCGRFFCZ16 | Ex | SCG | SCG | RFF | Multiple | CZ16 | Any | SCGRFFCZ161975 | SCGRFFCZ16 | 1975 | 0.17324 | 75
ComVint | SCGRFFCZ16 | Ex | SCG | SCG | RFF | Multiple | CZ16 | Any | SCGRFFCZ161985 | SCGRFFCZ16 | 1985 | 0.24832 | 85
ComVint | SCGRFFCZ16 | Ex | SCG | SCG | RFF | Multiple | CZ16 | Any | SCGRFFCZ161996 | SCGRFFCZ16 | 1996 | 0.1415 | 96
ComVint | SCGRFFCZ16 | Ex | SCG | SCG | RFF | Multiple | CZ16 | Any | SCGRFFCZ162003 | SCGRFFCZ16 | 2003 | 0.12685 | 03
ComVint | SCGRFFCZ16 | Ex | SCG | SCG | RFF | Multiple | CZ16 | Any | SCGRFFCZ162007 | SCGRFFCZ16 | 2007 | 0.04724 | 07
ComVint | SCGRFFCZ16 | Ex | SCG | SCG | RFF | Multiple | CZ16 | Any | SCGRFFCZ162011 | SCGRFFCZ16 | 2011 | 0.04724 | 11
ComVint | SCGRFFCZ16 | Ex | SCG | SCG | RFF | Multiple | CZ16 | Any | SCGRFFCZ162014 | SCGRFFCZ16 | 2014 | 0.02362 | 14
ComVint | SCGRSDCZ01 | Ex | SCG | SCG | RSD | Multiple | CZ01 | Any | SCGRSDCZ011975 | SCGRSDCZ01 | 1975 | 0 | 75
ComVint | SCGRSDCZ01 | Ex | SCG | SCG | RSD | Multiple | CZ01 | Any | SCGRSDCZ011985 | SCGRSDCZ01 | 1985 | 0 | 85
ComVint | SCGRSDCZ01 | Ex | SCG | SCG | RSD | Multiple | CZ01 | Any | SCGRSDCZ011996 | SCGRSDCZ01 | 1996 | 0 | 96
ComVint | SCGRSDCZ01 | Ex | SCG | SCG | RSD | Multiple | CZ01 | Any | SCGRSDCZ012003 | SCGRSDCZ01 | 2003 | 0 | 03
ComVint | SCGRSDCZ01 | Ex | SCG | SCG | RSD | Multiple | CZ01 | Any | SCGRSDCZ012007 | SCGRSDCZ01 | 2007 | 0 | 07
ComVint | SCGRSDCZ01 | Ex | SCG | SCG | RSD | Multiple | CZ01 | Any | SCGRSDCZ012011 | SCGRSDCZ01 | 2011 | 0 | 11
ComVint | SCGRSDCZ01 | Ex | SCG | SCG | RSD | Multiple | CZ01 | Any | SCGRSDCZ012014 | SCGRSDCZ01 | 2014 | 0 | 14
ComVint | SCGRSDCZ02 | Ex | SCG | SCG | RSD | Multiple | CZ02 | Any | SCGRSDCZ021975 | SCGRSDCZ02 | 1975 | 0 | 75
ComVint | SCGRSDCZ02 | Ex | SCG | SCG | RSD | Multiple | CZ02 | Any | SCGRSDCZ021985 | SCGRSDCZ02 | 1985 | 0 | 85
ComVint | SCGRSDCZ02 | Ex | SCG | SCG | RSD | Multiple | CZ02 | Any | SCGRSDCZ021996 | SCGRSDCZ02 | 1996 | 0 | 96
ComVint | SCGRSDCZ02 | Ex | SCG | SCG | RSD | Multiple | CZ02 | Any | SCGRSDCZ022003 | SCGRSDCZ02 | 2003 | 0 | 03
ComVint | SCGRSDCZ02 | Ex | SCG | SCG | RSD | Multiple | CZ02 | Any | SCGRSDCZ022007 | SCGRSDCZ02 | 2007 | 0 | 07
ComVint | SCGRSDCZ02 | Ex | SCG | SCG | RSD | Multiple | CZ02 | Any | SCGRSDCZ022011 | SCGRSDCZ02 | 2011 | 0 | 11
ComVint | SCGRSDCZ02 | Ex | SCG | SCG | RSD | Multiple | CZ02 | Any | SCGRSDCZ022014 | SCGRSDCZ02 | 2014 | 0 | 14
ComVint | SCGRSDCZ03 | Ex | SCG | SCG | RSD | Multiple | CZ03 | Any | SCGRSDCZ031975 | SCGRSDCZ03 | 1975 | 0 | 75
ComVint | SCGRSDCZ03 | Ex | SCG | SCG | RSD | Multiple | CZ03 | Any | SCGRSDCZ031985 | SCGRSDCZ03 | 1985 | 0 | 85
ComVint | SCGRSDCZ03 | Ex | SCG | SCG | RSD | Multiple | CZ03 | Any | SCGRSDCZ031996 | SCGRSDCZ03 | 1996 | 0 | 96
ComVint | SCGRSDCZ03 | Ex | SCG | SCG | RSD | Multiple | CZ03 | Any | SCGRSDCZ032003 | SCGRSDCZ03 | 2003 | 0 | 03
ComVint | SCGRSDCZ03 | Ex | SCG | SCG | RSD | Multiple | CZ03 | Any | SCGRSDCZ032007 | SCGRSDCZ03 | 2007 | 0 | 07
ComVint | SCGRSDCZ03 | Ex | SCG | SCG | RSD | Multiple | CZ03 | Any | SCGRSDCZ032011 | SCGRSDCZ03 | 2011 | 0 | 11
ComVint | SCGRSDCZ03 | Ex | SCG | SCG | RSD | Multiple | CZ03 | Any | SCGRSDCZ032014 | SCGRSDCZ03 | 2014 | 0 | 14
ComVint | SCGRSDCZ04 | Ex | SCG | SCG | RSD | Multiple | CZ04 | Any | SCGRSDCZ041975 | SCGRSDCZ04 | 1975 | 0 | 75
ComVint | SCGRSDCZ04 | Ex | SCG | SCG | RSD | Multiple | CZ04 | Any | SCGRSDCZ041985 | SCGRSDCZ04 | 1985 | 0 | 85
ComVint | SCGRSDCZ04 | Ex | SCG | SCG | RSD | Multiple | CZ04 | Any | SCGRSDCZ041996 | SCGRSDCZ04 | 1996 | 0 | 96
ComVint | SCGRSDCZ04 | Ex | SCG | SCG | RSD | Multiple | CZ04 | Any | SCGRSDCZ042003 | SCGRSDCZ04 | 2003 | 0 | 03
ComVint | SCGRSDCZ04 | Ex | SCG | SCG | RSD | Multiple | CZ04 | Any | SCGRSDCZ042007 | SCGRSDCZ04 | 2007 | 0 | 07
ComVint | SCGRSDCZ04 | Ex | SCG | SCG | RSD | Multiple | CZ04 | Any | SCGRSDCZ042011 | SCGRSDCZ04 | 2011 | 0 | 11
ComVint | SCGRSDCZ04 | Ex | SCG | SCG | RSD | Multiple | CZ04 | Any | SCGRSDCZ042014 | SCGRSDCZ04 | 2014 | 0 | 14
ComVint | SCGRSDCZ05 | Ex | SCG | SCG | RSD | Multiple | CZ05 | Any | SCGRSDCZ051975 | SCGRSDCZ05 | 1975 | 0.051135 | 75
ComVint | SCGRSDCZ05 | Ex | SCG | SCG | RSD | Multiple | CZ05 | Any | SCGRSDCZ051985 | SCGRSDCZ05 | 1985 | 0.04772 | 85
ComVint | SCGRSDCZ05 | Ex | SCG | SCG | RSD | Multiple | CZ05 | Any | SCGRSDCZ051996 | SCGRSDCZ05 | 1996 | 0.018885 | 96
ComVint | SCGRSDCZ05 | Ex | SCG | SCG | RSD | Multiple | CZ05 | Any | SCGRSDCZ052003 | SCGRSDCZ05 | 2003 | 0.007845 | 03
ComVint | SCGRSDCZ05 | Ex | SCG | SCG | RSD | Multiple | CZ05 | Any | SCGRSDCZ052007 | SCGRSDCZ05 | 2007 | 0.007195 | 07
ComVint | SCGRSDCZ05 | Ex | SCG | SCG | RSD | Multiple | CZ05 | Any | SCGRSDCZ052011 | SCGRSDCZ05 | 2011 | 0.007195 | 11
ComVint | SCGRSDCZ05 | Ex | SCG | SCG | RSD | Multiple | CZ05 | Any | SCGRSDCZ052014 | SCGRSDCZ05 | 2014 | 0.0035975 | 14
ComVint | SCGRSDCZ06 | Ex | SCG | SCG | RSD | Multiple | CZ06 | Any | SCGRSDCZ061975 | SCGRSDCZ06 | 1975 | 4.0593 | 75
ComVint | SCGRSDCZ06 | Ex | SCG | SCG | RSD | Multiple | CZ06 | Any | SCGRSDCZ061985 | SCGRSDCZ06 | 1985 | 3.5971 | 85
ComVint | SCGRSDCZ06 | Ex | SCG | SCG | RSD | Multiple | CZ06 | Any | SCGRSDCZ061996 | SCGRSDCZ06 | 1996 | 1.3941 | 96
ComVint | SCGRSDCZ06 | Ex | SCG | SCG | RSD | Multiple | CZ06 | Any | SCGRSDCZ062003 | SCGRSDCZ06 | 2003 | 0.62324 | 03
ComVint | SCGRSDCZ06 | Ex | SCG | SCG | RSD | Multiple | CZ06 | Any | SCGRSDCZ062007 | SCGRSDCZ06 | 2007 | 0.53298 | 07
ComVint | SCGRSDCZ06 | Ex | SCG | SCG | RSD | Multiple | CZ06 | Any | SCGRSDCZ062011 | SCGRSDCZ06 | 2011 | 0.53298 | 11
ComVint | SCGRSDCZ06 | Ex | SCG | SCG | RSD | Multiple | CZ06 | Any | SCGRSDCZ062014 | SCGRSDCZ06 | 2014 | 0.26649 | 14
ComVint | SCGRSDCZ07 | Ex | SCG | SCG | RSD | Multiple | CZ07 | Any | SCGRSDCZ071975 | SCGRSDCZ07 | 1975 | 0 | 75
ComVint | SCGRSDCZ07 | Ex | SCG | SCG | RSD | Multiple | CZ07 | Any | SCGRSDCZ071985 | SCGRSDCZ07 | 1985 | 0 | 85
ComVint | SCGRSDCZ07 | Ex | SCG | SCG | RSD | Multiple | CZ07 | Any | SCGRSDCZ071996 | SCGRSDCZ07 | 1996 | 0 | 96
ComVint | SCGRSDCZ07 | Ex | SCG | SCG | RSD | Multiple | CZ07 | Any | SCGRSDCZ072003 | SCGRSDCZ07 | 2003 | 0 | 03
ComVint | SCGRSDCZ07 | Ex | SCG | SCG | RSD | Multiple | CZ07 | Any | SCGRSDCZ072007 | SCGRSDCZ07 | 2007 | 0 | 07
ComVint | SCGRSDCZ07 | Ex | SCG | SCG | RSD | Multiple | CZ07 | Any | SCGRSDCZ072011 | SCGRSDCZ07 | 2011 | 0 | 11
ComVint | SCGRSDCZ07 | Ex | SCG | SCG | RSD | Multiple | CZ07 | Any | SCGRSDCZ072014 | SCGRSDCZ07 | 2014 | 0 | 14
ComVint | SCGRSDCZ08 | Ex | SCG | SCG | RSD | Multiple | CZ08 | Any | SCGRSDCZ081975 | SCGRSDCZ08 | 1975 | 5.125 | 75
ComVint | SCGRSDCZ08 | Ex | SCG | SCG | RSD | Multiple | CZ08 | Any | SCGRSDCZ081985 | SCGRSDCZ08 | 1985 | 4.3949 | 85
ComVint | SCGRSDCZ08 | Ex | SCG | SCG | RSD | Multiple | CZ08 | Any | SCGRSDCZ081996 | SCGRSDCZ08 | 1996 | 1.6786 | 96
ComVint | SCGRSDCZ08 | Ex | SCG | SCG | RSD | Multiple | CZ08 | Any | SCGRSDCZ082003 | SCGRSDCZ08 | 2003 | 0.79651 | 03
ComVint | SCGRSDCZ08 | Ex | SCG | SCG | RSD | Multiple | CZ08 | Any | SCGRSDCZ082007 | SCGRSDCZ08 | 2007 | 0.63989 | 07
ComVint | SCGRSDCZ08 | Ex | SCG | SCG | RSD | Multiple | CZ08 | Any | SCGRSDCZ082011 | SCGRSDCZ08 | 2011 | 0.63989 | 11
ComVint | SCGRSDCZ08 | Ex | SCG | SCG | RSD | Multiple | CZ08 | Any | SCGRSDCZ082014 | SCGRSDCZ08 | 2014 | 0.31994 | 14
ComVint | SCGRSDCZ09 | Ex | SCG | SCG | RSD | Multiple | CZ09 | Any | SCGRSDCZ091975 | SCGRSDCZ09 | 1975 | 6.1785 | 75
ComVint | SCGRSDCZ09 | Ex | SCG | SCG | RSD | Multiple | CZ09 | Any | SCGRSDCZ091985 | SCGRSDCZ09 | 1985 | 4.5963 | 85
ComVint | SCGRSDCZ09 | Ex | SCG | SCG | RSD | Multiple | CZ09 | Any | SCGRSDCZ091996 | SCGRSDCZ09 | 1996 | 1.7017 | 96
ComVint | SCGRSDCZ09 | Ex | SCG | SCG | RSD | Multiple | CZ09 | Any | SCGRSDCZ092003 | SCGRSDCZ09 | 2003 | 1.0568 | 03
ComVint | SCGRSDCZ09 | Ex | SCG | SCG | RSD | Multiple | CZ09 | Any | SCGRSDCZ092007 | SCGRSDCZ09 | 2007 | 0.54983 | 07
ComVint | SCGRSDCZ09 | Ex | SCG | SCG | RSD | Multiple | CZ09 | Any | SCGRSDCZ092011 | SCGRSDCZ09 | 2011 | 0.54983 | 11
ComVint | SCGRSDCZ09 | Ex | SCG | SCG | RSD | Multiple | CZ09 | Any | SCGRSDCZ092014 | SCGRSDCZ09 | 2014 | 0.27492 | 14
ComVint | SCGRSDCZ10 | Ex | SCG | SCG | RSD | Multiple | CZ10 | Any | SCGRSDCZ101975 | SCGRSDCZ10 | 1975 | 1.6815 | 75
ComVint | SCGRSDCZ10 | Ex | SCG | SCG | RSD | Multiple | CZ10 | Any | SCGRSDCZ101985 | SCGRSDCZ10 | 1985 | 3.1551 | 85
ComVint | SCGRSDCZ10 | Ex | SCG | SCG | RSD | Multiple | CZ10 | Any | SCGRSDCZ101996 | SCGRSDCZ10 | 1996 | 1.7261 | 96
ComVint | SCGRSDCZ10 | Ex | SCG | SCG | RSD | Multiple | CZ10 | Any | SCGRSDCZ102003 | SCGRSDCZ10 | 2003 | 1.8919 | 03
ComVint | SCGRSDCZ10 | Ex | SCG | SCG | RSD | Multiple | CZ10 | Any | SCGRSDCZ102007 | SCGRSDCZ10 | 2007 | 0.64264 | 07
ComVint | SCGRSDCZ10 | Ex | SCG | SCG | RSD | Multiple | CZ10 | Any | SCGRSDCZ102011 | SCGRSDCZ10 | 2011 | 0.64264 | 11
ComVint | SCGRSDCZ10 | Ex | SCG | SCG | RSD | Multiple | CZ10 | Any | SCGRSDCZ102014 | SCGRSDCZ10 | 2014 | 0.32132 | 14
ComVint | SCGRSDCZ11 | Ex | SCG | SCG | RSD | Multiple | CZ11 | Any | SCGRSDCZ111975 | SCGRSDCZ11 | 1975 | 0 | 75
ComVint | SCGRSDCZ11 | Ex | SCG | SCG | RSD | Multiple | CZ11 | Any | SCGRSDCZ111985 | SCGRSDCZ11 | 1985 | 0 | 85
ComVint | SCGRSDCZ11 | Ex | SCG | SCG | RSD | Multiple | CZ11 | Any | SCGRSDCZ111996 | SCGRSDCZ11 | 1996 | 0 | 96
ComVint | SCGRSDCZ11 | Ex | SCG | SCG | RSD | Multiple | CZ11 | Any | SCGRSDCZ112003 | SCGRSDCZ11 | 2003 | 0 | 03
ComVint | SCGRSDCZ11 | Ex | SCG | SCG | RSD | Multiple | CZ11 | Any | SCGRSDCZ112007 | SCGRSDCZ11 | 2007 | 0 | 07
ComVint | SCGRSDCZ11 | Ex | SCG | SCG | RSD | Multiple | CZ11 | Any | SCGRSDCZ112011 | SCGRSDCZ11 | 2011 | 0 | 11
ComVint | SCGRSDCZ11 | Ex | SCG | SCG | RSD | Multiple | CZ11 | Any | SCGRSDCZ112014 | SCGRSDCZ11 | 2014 | 0 | 14
ComVint | SCGRSDCZ12 | Ex | SCG | SCG | RSD | Multiple | CZ12 | Any | SCGRSDCZ121975 | SCGRSDCZ12 | 1975 | 0 | 75
ComVint | SCGRSDCZ12 | Ex | SCG | SCG | RSD | Multiple | CZ12 | Any | SCGRSDCZ121985 | SCGRSDCZ12 | 1985 | 0 | 85
ComVint | SCGRSDCZ12 | Ex | SCG | SCG | RSD | Multiple | CZ12 | Any | SCGRSDCZ121996 | SCGRSDCZ12 | 1996 | 0 | 96
ComVint | SCGRSDCZ12 | Ex | SCG | SCG | RSD | Multiple | CZ12 | Any | SCGRSDCZ122003 | SCGRSDCZ12 | 2003 | 0 | 03
ComVint | SCGRSDCZ12 | Ex | SCG | SCG | RSD | Multiple | CZ12 | Any | SCGRSDCZ122007 | SCGRSDCZ12 | 2007 | 0 | 07
ComVint | SCGRSDCZ12 | Ex | SCG | SCG | RSD | Multiple | CZ12 | Any | SCGRSDCZ122011 | SCGRSDCZ12 | 2011 | 0 | 11
ComVint | SCGRSDCZ12 | Ex | SCG | SCG | RSD | Multiple | CZ12 | Any | SCGRSDCZ122014 | SCGRSDCZ12 | 2014 | 0 | 14
ComVint | SCGRSDCZ13 | Ex | SCG | SCG | RSD | Multiple | CZ13 | Any | SCGRSDCZ131975 | SCGRSDCZ13 | 1975 | 0.20877 | 75
ComVint | SCGRSDCZ13 | Ex | SCG | SCG | RSD | Multiple | CZ13 | Any | SCGRSDCZ131985 | SCGRSDCZ13 | 1985 | 0.21988 | 85
ComVint | SCGRSDCZ13 | Ex | SCG | SCG | RSD | Multiple | CZ13 | Any | SCGRSDCZ131996 | SCGRSDCZ13 | 1996 | 0.17033 | 96
ComVint | SCGRSDCZ13 | Ex | SCG | SCG | RSD | Multiple | CZ13 | Any | SCGRSDCZ132003 | SCGRSDCZ13 | 2003 | 0.087715 | 03
ComVint | SCGRSDCZ13 | Ex | SCG | SCG | RSD | Multiple | CZ13 | Any | SCGRSDCZ132007 | SCGRSDCZ13 | 2007 | 0.043635 | 07
ComVint | SCGRSDCZ13 | Ex | SCG | SCG | RSD | Multiple | CZ13 | Any | SCGRSDCZ132011 | SCGRSDCZ13 | 2011 | 0.043635 | 11
ComVint | SCGRSDCZ13 | Ex | SCG | SCG | RSD | Multiple | CZ13 | Any | SCGRSDCZ132014 | SCGRSDCZ13 | 2014 | 0.021818 | 14
ComVint | SCGRSDCZ14 | Ex | SCG | SCG | RSD | Multiple | CZ14 | Any | SCGRSDCZ141975 | SCGRSDCZ14 | 1975 | 0.43335 | 75
ComVint | SCGRSDCZ14 | Ex | SCG | SCG | RSD | Multiple | CZ14 | Any | SCGRSDCZ141985 | SCGRSDCZ14 | 1985 | 0.65937 | 85
ComVint | SCGRSDCZ14 | Ex | SCG | SCG | RSD | Multiple | CZ14 | Any | SCGRSDCZ141996 | SCGRSDCZ14 | 1996 | 0.34532 | 96
ComVint | SCGRSDCZ14 | Ex | SCG | SCG | RSD | Multiple | CZ14 | Any | SCGRSDCZ142003 | SCGRSDCZ14 | 2003 | 0.34747 | 03
ComVint | SCGRSDCZ14 | Ex | SCG | SCG | RSD | Multiple | CZ14 | Any | SCGRSDCZ142007 | SCGRSDCZ14 | 2007 | 0.1231 | 07
ComVint | SCGRSDCZ14 | Ex | SCG | SCG | RSD | Multiple | CZ14 | Any | SCGRSDCZ142011 | SCGRSDCZ14 | 2011 | 0.1231 | 11
ComVint | SCGRSDCZ14 | Ex | SCG | SCG | RSD | Multiple | CZ14 | Any | SCGRSDCZ142014 | SCGRSDCZ14 | 2014 | 0.06155 | 14
ComVint | SCGRSDCZ15 | Ex | SCG | SCG | RSD | Multiple | CZ15 | Any | SCGRSDCZ151975 | SCGRSDCZ15 | 1975 | 0.32888 | 75
ComVint | SCGRSDCZ15 | Ex | SCG | SCG | RSD | Multiple | CZ15 | Any | SCGRSDCZ151985 | SCGRSDCZ15 | 1985 | 0.61726 | 85
ComVint | SCGRSDCZ15 | Ex | SCG | SCG | RSD | Multiple | CZ15 | Any | SCGRSDCZ151996 | SCGRSDCZ15 | 1996 | 0.33771 | 96
ComVint | SCGRSDCZ15 | Ex | SCG | SCG | RSD | Multiple | CZ15 | Any | SCGRSDCZ152003 | SCGRSDCZ15 | 2003 | 0.37018 | 03
ComVint | SCGRSDCZ15 | Ex | SCG | SCG | RSD | Multiple | CZ15 | Any | SCGRSDCZ152007 | SCGRSDCZ15 | 2007 | 0.12574 | 07
ComVint | SCGRSDCZ15 | Ex | SCG | SCG | RSD | Multiple | CZ15 | Any | SCGRSDCZ152011 | SCGRSDCZ15 | 2011 | 0.12574 | 11
ComVint | SCGRSDCZ15 | Ex | SCG | SCG | RSD | Multiple | CZ15 | Any | SCGRSDCZ152014 | SCGRSDCZ15 | 2014 | 0.062868 | 14
ComVint | SCGRSDCZ16 | Ex | SCG | SCG | RSD | Multiple | CZ16 | Any | SCGRSDCZ161975 | SCGRSDCZ16 | 1975 | 0.17324 | 75
ComVint | SCGRSDCZ16 | Ex | SCG | SCG | RSD | Multiple | CZ16 | Any | SCGRSDCZ161985 | SCGRSDCZ16 | 1985 | 0.24832 | 85
ComVint | SCGRSDCZ16 | Ex | SCG | SCG | RSD | Multiple | CZ16 | Any | SCGRSDCZ161996 | SCGRSDCZ16 | 1996 | 0.1415 | 96
ComVint | SCGRSDCZ16 | Ex | SCG | SCG | RSD | Multiple | CZ16 | Any | SCGRSDCZ162003 | SCGRSDCZ16 | 2003 | 0.12685 | 03
ComVint | SCGRSDCZ16 | Ex | SCG | SCG | RSD | Multiple | CZ16 | Any | SCGRSDCZ162007 | SCGRSDCZ16 | 2007 | 0.04724 | 07
ComVint | SCGRSDCZ16 | Ex | SCG | SCG | RSD | Multiple | CZ16 | Any | SCGRSDCZ162011 | SCGRSDCZ16 | 2011 | 0.04724 | 11
ComVint | SCGRSDCZ16 | Ex | SCG | SCG | RSD | Multiple | CZ16 | Any | SCGRSDCZ162014 | SCGRSDCZ16 | 2014 | 0.02362 | 14
ComVint | SCGRt3CZ01 | Ex | SCG | SCG | Rt3 | Multiple | CZ01 | Any | SCGRt3CZ011975 | SCGRt3CZ01 | 1975 | 0 | 75
ComVint | SCGRt3CZ01 | Ex | SCG | SCG | Rt3 | Multiple | CZ01 | Any | SCGRt3CZ011985 | SCGRt3CZ01 | 1985 | 0 | 85
ComVint | SCGRt3CZ01 | Ex | SCG | SCG | Rt3 | Multiple | CZ01 | Any | SCGRt3CZ011996 | SCGRt3CZ01 | 1996 | 0 | 96
ComVint | SCGRt3CZ01 | Ex | SCG | SCG | Rt3 | Multiple | CZ01 | Any | SCGRt3CZ012003 | SCGRt3CZ01 | 2003 | 0 | 03
ComVint | SCGRt3CZ01 | Ex | SCG | SCG | Rt3 | Multiple | CZ01 | Any | SCGRt3CZ012007 | SCGRt3CZ01 | 2007 | 0 | 07
ComVint | SCGRt3CZ01 | Ex | SCG | SCG | Rt3 | Multiple | CZ01 | Any | SCGRt3CZ012011 | SCGRt3CZ01 | 2011 | 0 | 11
ComVint | SCGRt3CZ01 | Ex | SCG | SCG | Rt3 | Multiple | CZ01 | Any | SCGRt3CZ012014 | SCGRt3CZ01 | 2014 | 0 | 14
ComVint | SCGRt3CZ02 | Ex | SCG | SCG | Rt3 | Multiple | CZ02 | Any | SCGRt3CZ021975 | SCGRt3CZ02 | 1975 | 0 | 75
ComVint | SCGRt3CZ02 | Ex | SCG | SCG | Rt3 | Multiple | CZ02 | Any | SCGRt3CZ021985 | SCGRt3CZ02 | 1985 | 0 | 85
ComVint | SCGRt3CZ02 | Ex | SCG | SCG | Rt3 | Multiple | CZ02 | Any | SCGRt3CZ021996 | SCGRt3CZ02 | 1996 | 0 | 96
ComVint | SCGRt3CZ02 | Ex | SCG | SCG | Rt3 | Multiple | CZ02 | Any | SCGRt3CZ022003 | SCGRt3CZ02 | 2003 | 0 | 03
ComVint | SCGRt3CZ02 | Ex | SCG | SCG | Rt3 | Multiple | CZ02 | Any | SCGRt3CZ022007 | SCGRt3CZ02 | 2007 | 0 | 07
ComVint | SCGRt3CZ02 | Ex | SCG | SCG | Rt3 | Multiple | CZ02 | Any | SCGRt3CZ022011 | SCGRt3CZ02 | 2011 | 0 | 11
ComVint | SCGRt3CZ02 | Ex | SCG | SCG | Rt3 | Multiple | CZ02 | Any | SCGRt3CZ022014 | SCGRt3CZ02 | 2014 | 0 | 14
ComVint | SCGRt3CZ03 | Ex | SCG | SCG | Rt3 | Multiple | CZ03 | Any | SCGRt3CZ031975 | SCGRt3CZ03 | 1975 | 0 | 75
ComVint | SCGRt3CZ03 | Ex | SCG | SCG | Rt3 | Multiple | CZ03 | Any | SCGRt3CZ031985 | SCGRt3CZ03 | 1985 | 0 | 85
ComVint | SCGRt3CZ03 | Ex | SCG | SCG | Rt3 | Multiple | CZ03 | Any | SCGRt3CZ031996 | SCGRt3CZ03 | 1996 | 0 | 96
ComVint | SCGRt3CZ03 | Ex | SCG | SCG | Rt3 | Multiple | CZ03 | Any | SCGRt3CZ032003 | SCGRt3CZ03 | 2003 | 0 | 03
ComVint | SCGRt3CZ03 | Ex | SCG | SCG | Rt3 | Multiple | CZ03 | Any | SCGRt3CZ032007 | SCGRt3CZ03 | 2007 | 0 | 07
ComVint | SCGRt3CZ03 | Ex | SCG | SCG | Rt3 | Multiple | CZ03 | Any | SCGRt3CZ032011 | SCGRt3CZ03 | 2011 | 0 | 11
ComVint | SCGRt3CZ03 | Ex | SCG | SCG | Rt3 | Multiple | CZ03 | Any | SCGRt3CZ032014 | SCGRt3CZ03 | 2014 | 0 | 14
ComVint | SCGRt3CZ04 | Ex | SCG | SCG | Rt3 | Multiple | CZ04 | Any | SCGRt3CZ041975 | SCGRt3CZ04 | 1975 | 0 | 75
ComVint | SCGRt3CZ04 | Ex | SCG | SCG | Rt3 | Multiple | CZ04 | Any | SCGRt3CZ041985 | SCGRt3CZ04 | 1985 | 0 | 85
ComVint | SCGRt3CZ04 | Ex | SCG | SCG | Rt3 | Multiple | CZ04 | Any | SCGRt3CZ041996 | SCGRt3CZ04 | 1996 | 0 | 96
ComVint | SCGRt3CZ04 | Ex | SCG | SCG | Rt3 | Multiple | CZ04 | Any | SCGRt3CZ042003 | SCGRt3CZ04 | 2003 | 0 | 03
ComVint | SCGRt3CZ04 | Ex | SCG | SCG | Rt3 | Multiple | CZ04 | Any | SCGRt3CZ042007 | SCGRt3CZ04 | 2007 | 0 | 07
ComVint | SCGRt3CZ04 | Ex | SCG | SCG | Rt3 | Multiple | CZ04 | Any | SCGRt3CZ042011 | SCGRt3CZ04 | 2011 | 0 | 11
ComVint | SCGRt3CZ04 | Ex | SCG | SCG | Rt3 | Multiple | CZ04 | Any | SCGRt3CZ042014 | SCGRt3CZ04 | 2014 | 0 | 14
ComVint | SCGRt3CZ05 | Ex | SCG | SCG | Rt3 | Multiple | CZ05 | Any | SCGRt3CZ051975 | SCGRt3CZ05 | 1975 | 0.25643 | 75
ComVint | SCGRt3CZ05 | Ex | SCG | SCG | Rt3 | Multiple | CZ05 | Any | SCGRt3CZ051985 | SCGRt3CZ05 | 1985 | 0.19883 | 85
ComVint | SCGRt3CZ05 | Ex | SCG | SCG | Rt3 | Multiple | CZ05 | Any | SCGRt3CZ051996 | SCGRt3CZ05 | 1996 | 0.10157 | 96
ComVint | SCGRt3CZ05 | Ex | SCG | SCG | Rt3 | Multiple | CZ05 | Any | SCGRt3CZ052003 | SCGRt3CZ05 | 2003 | 0.044433 | 03
ComVint | SCGRt3CZ05 | Ex | SCG | SCG | Rt3 | Multiple | CZ05 | Any | SCGRt3CZ052007 | SCGRt3CZ05 | 2007 | 0.0288 | 07
ComVint | SCGRt3CZ05 | Ex | SCG | SCG | Rt3 | Multiple | CZ05 | Any | SCGRt3CZ052011 | SCGRt3CZ05 | 2011 | 0.0288 | 11
ComVint | SCGRt3CZ05 | Ex | SCG | SCG | Rt3 | Multiple | CZ05 | Any | SCGRt3CZ052014 | SCGRt3CZ05 | 2014 | 0.0144 | 14
ComVint | SCGRt3CZ06 | Ex | SCG | SCG | Rt3 | Multiple | CZ06 | Any | SCGRt3CZ061975 | SCGRt3CZ06 | 1975 | 15.777 | 75
ComVint | SCGRt3CZ06 | Ex | SCG | SCG | Rt3 | Multiple | CZ06 | Any | SCGRt3CZ061985 | SCGRt3CZ06 | 1985 | 12.0855 | 85
ComVint | SCGRt3CZ06 | Ex | SCG | SCG | Rt3 | Multiple | CZ06 | Any | SCGRt3CZ061996 | SCGRt3CZ06 | 1996 | 6.1273 | 96
ComVint | SCGRt3CZ06 | Ex | SCG | SCG | Rt3 | Multiple | CZ06 | Any | SCGRt3CZ062003 | SCGRt3CZ06 | 2003 | 2.7422 | 03
ComVint | SCGRt3CZ06 | Ex | SCG | SCG | Rt3 | Multiple | CZ06 | Any | SCGRt3CZ062007 | SCGRt3CZ06 | 2007 | 1.7774 | 07
ComVint | SCGRt3CZ06 | Ex | SCG | SCG | Rt3 | Multiple | CZ06 | Any | SCGRt3CZ062011 | SCGRt3CZ06 | 2011 | 1.7774 | 11
ComVint | SCGRt3CZ06 | Ex | SCG | SCG | Rt3 | Multiple | CZ06 | Any | SCGRt3CZ062014 | SCGRt3CZ06 | 2014 | 0.8887 | 14
ComVint | SCGRt3CZ07 | Ex | SCG | SCG | Rt3 | Multiple | CZ07 | Any | SCGRt3CZ071975 | SCGRt3CZ07 | 1975 | 0 | 75
ComVint | SCGRt3CZ07 | Ex | SCG | SCG | Rt3 | Multiple | CZ07 | Any | SCGRt3CZ071985 | SCGRt3CZ07 | 1985 | 0 | 85
ComVint | SCGRt3CZ07 | Ex | SCG | SCG | Rt3 | Multiple | CZ07 | Any | SCGRt3CZ071996 | SCGRt3CZ07 | 1996 | 0 | 96
ComVint | SCGRt3CZ07 | Ex | SCG | SCG | Rt3 | Multiple | CZ07 | Any | SCGRt3CZ072003 | SCGRt3CZ07 | 2003 | 0 | 03
ComVint | SCGRt3CZ07 | Ex | SCG | SCG | Rt3 | Multiple | CZ07 | Any | SCGRt3CZ072007 | SCGRt3CZ07 | 2007 | 0 | 07
ComVint | SCGRt3CZ07 | Ex | SCG | SCG | Rt3 | Multiple | CZ07 | Any | SCGRt3CZ072011 | SCGRt3CZ07 | 2011 | 0 | 11
ComVint | SCGRt3CZ07 | Ex | SCG | SCG | Rt3 | Multiple | CZ07 | Any | SCGRt3CZ072014 | SCGRt3CZ07 | 2014 | 0 | 14
ComVint | SCGRt3CZ08 | Ex | SCG | SCG | Rt3 | Multiple | CZ08 | Any | SCGRt3CZ081975 | SCGRt3CZ08 | 1975 | 19.1467 | 75
ComVint | SCGRt3CZ08 | Ex | SCG | SCG | Rt3 | Multiple | CZ08 | Any | SCGRt3CZ081985 | SCGRt3CZ08 | 1985 | 14.6358 | 85
ComVint | SCGRt3CZ08 | Ex | SCG | SCG | Rt3 | Multiple | CZ08 | Any | SCGRt3CZ081996 | SCGRt3CZ08 | 1996 | 7.3637 | 96
ComVint | SCGRt3CZ08 | Ex | SCG | SCG | Rt3 | Multiple | CZ08 | Any | SCGRt3CZ082003 | SCGRt3CZ08 | 2003 | 3.3894 | 03
ComVint | SCGRt3CZ08 | Ex | SCG | SCG | Rt3 | Multiple | CZ08 | Any | SCGRt3CZ082007 | SCGRt3CZ08 | 2007 | 2.1797 | 07
ComVint | SCGRt3CZ08 | Ex | SCG | SCG | Rt3 | Multiple | CZ08 | Any | SCGRt3CZ082011 | SCGRt3CZ08 | 2011 | 2.1797 | 11
ComVint | SCGRt3CZ08 | Ex | SCG | SCG | Rt3 | Multiple | CZ08 | Any | SCGRt3CZ082014 | SCGRt3CZ08 | 2014 | 1.0898 | 14
ComVint | SCGRt3CZ09 | Ex | SCG | SCG | Rt3 | Multiple | CZ09 | Any | SCGRt3CZ091975 | SCGRt3CZ09 | 1975 | 19.6873 | 75
ComVint | SCGRt3CZ09 | Ex | SCG | SCG | Rt3 | Multiple | CZ09 | Any | SCGRt3CZ091985 | SCGRt3CZ09 | 1985 | 15.035 | 85
ComVint | SCGRt3CZ09 | Ex | SCG | SCG | Rt3 | Multiple | CZ09 | Any | SCGRt3CZ091996 | SCGRt3CZ09 | 1996 | 7.7217 | 96
ComVint | SCGRt3CZ09 | Ex | SCG | SCG | Rt3 | Multiple | CZ09 | Any | SCGRt3CZ092003 | SCGRt3CZ09 | 2003 | 3.9367 | 03
ComVint | SCGRt3CZ09 | Ex | SCG | SCG | Rt3 | Multiple | CZ09 | Any | SCGRt3CZ092007 | SCGRt3CZ09 | 2007 | 2.3601 | 07
ComVint | SCGRt3CZ09 | Ex | SCG | SCG | Rt3 | Multiple | CZ09 | Any | SCGRt3CZ092011 | SCGRt3CZ09 | 2011 | 2.3601 | 11
ComVint | SCGRt3CZ09 | Ex | SCG | SCG | Rt3 | Multiple | CZ09 | Any | SCGRt3CZ092014 | SCGRt3CZ09 | 2014 | 1.1801 | 14
ComVint | SCGRt3CZ10 | Ex | SCG | SCG | Rt3 | Multiple | CZ10 | Any | SCGRt3CZ101975 | SCGRt3CZ10 | 1975 | 5.2124 | 75
ComVint | SCGRt3CZ10 | Ex | SCG | SCG | Rt3 | Multiple | CZ10 | Any | SCGRt3CZ101985 | SCGRt3CZ10 | 1985 | 11.7671 | 85
ComVint | SCGRt3CZ10 | Ex | SCG | SCG | Rt3 | Multiple | CZ10 | Any | SCGRt3CZ101996 | SCGRt3CZ10 | 1996 | 5.9623 | 96
ComVint | SCGRt3CZ10 | Ex | SCG | SCG | Rt3 | Multiple | CZ10 | Any | SCGRt3CZ102003 | SCGRt3CZ10 | 2003 | 5.1861 | 03
ComVint | SCGRt3CZ10 | Ex | SCG | SCG | Rt3 | Multiple | CZ10 | Any | SCGRt3CZ102007 | SCGRt3CZ10 | 2007 | 2.7777 | 07
ComVint | SCGRt3CZ10 | Ex | SCG | SCG | Rt3 | Multiple | CZ10 | Any | SCGRt3CZ102011 | SCGRt3CZ10 | 2011 | 2.7777 | 11
ComVint | SCGRt3CZ10 | Ex | SCG | SCG | Rt3 | Multiple | CZ10 | Any | SCGRt3CZ102014 | SCGRt3CZ10 | 2014 | 1.3888 | 14
ComVint | SCGRt3CZ11 | Ex | SCG | SCG | Rt3 | Multiple | CZ11 | Any | SCGRt3CZ111975 | SCGRt3CZ11 | 1975 | 0 | 75
ComVint | SCGRt3CZ11 | Ex | SCG | SCG | Rt3 | Multiple | CZ11 | Any | SCGRt3CZ111985 | SCGRt3CZ11 | 1985 | 0 | 85
ComVint | SCGRt3CZ11 | Ex | SCG | SCG | Rt3 | Multiple | CZ11 | Any | SCGRt3CZ111996 | SCGRt3CZ11 | 1996 | 0 | 96
ComVint | SCGRt3CZ11 | Ex | SCG | SCG | Rt3 | Multiple | CZ11 | Any | SCGRt3CZ112003 | SCGRt3CZ11 | 2003 | 0 | 03
ComVint | SCGRt3CZ11 | Ex | SCG | SCG | Rt3 | Multiple | CZ11 | Any | SCGRt3CZ112007 | SCGRt3CZ11 | 2007 | 0 | 07
ComVint | SCGRt3CZ11 | Ex | SCG | SCG | Rt3 | Multiple | CZ11 | Any | SCGRt3CZ112011 | SCGRt3CZ11 | 2011 | 0 | 11
ComVint | SCGRt3CZ11 | Ex | SCG | SCG | Rt3 | Multiple | CZ11 | Any | SCGRt3CZ112014 | SCGRt3CZ11 | 2014 | 0 | 14
ComVint | SCGRt3CZ12 | Ex | SCG | SCG | Rt3 | Multiple | CZ12 | Any | SCGRt3CZ121975 | SCGRt3CZ12 | 1975 | 0 | 75
ComVint | SCGRt3CZ12 | Ex | SCG | SCG | Rt3 | Multiple | CZ12 | Any | SCGRt3CZ121985 | SCGRt3CZ12 | 1985 | 0 | 85
ComVint | SCGRt3CZ12 | Ex | SCG | SCG | Rt3 | Multiple | CZ12 | Any | SCGRt3CZ121996 | SCGRt3CZ12 | 1996 | 0 | 96
ComVint | SCGRt3CZ12 | Ex | SCG | SCG | Rt3 | Multiple | CZ12 | Any | SCGRt3CZ122003 | SCGRt3CZ12 | 2003 | 0 | 03
ComVint | SCGRt3CZ12 | Ex | SCG | SCG | Rt3 | Multiple | CZ12 | Any | SCGRt3CZ122007 | SCGRt3CZ12 | 2007 | 0 | 07
ComVint | SCGRt3CZ12 | Ex | SCG | SCG | Rt3 | Multiple | CZ12 | Any | SCGRt3CZ122011 | SCGRt3CZ12 | 2011 | 0 | 11
ComVint | SCGRt3CZ12 | Ex | SCG | SCG | Rt3 | Multiple | CZ12 | Any | SCGRt3CZ122014 | SCGRt3CZ12 | 2014 | 0 | 14
ComVint | SCGRt3CZ13 | Ex | SCG | SCG | Rt3 | Multiple | CZ13 | Any | SCGRt3CZ131975 | SCGRt3CZ13 | 1975 | 1.3857 | 75
ComVint | SCGRt3CZ13 | Ex | SCG | SCG | Rt3 | Multiple | CZ13 | Any | SCGRt3CZ131985 | SCGRt3CZ13 | 1985 | 0.99633 | 85
ComVint | SCGRt3CZ13 | Ex | SCG | SCG | Rt3 | Multiple | CZ13 | Any | SCGRt3CZ131996 | SCGRt3CZ13 | 1996 | 0.84043 | 96
ComVint | SCGRt3CZ13 | Ex | SCG | SCG | Rt3 | Multiple | CZ13 | Any | SCGRt3CZ132003 | SCGRt3CZ13 | 2003 | 0.47253 | 03
ComVint | SCGRt3CZ13 | Ex | SCG | SCG | Rt3 | Multiple | CZ13 | Any | SCGRt3CZ132007 | SCGRt3CZ13 | 2007 | 0.30547 | 07
ComVint | SCGRt3CZ13 | Ex | SCG | SCG | Rt3 | Multiple | CZ13 | Any | SCGRt3CZ132011 | SCGRt3CZ13 | 2011 | 0.30547 | 11
ComVint | SCGRt3CZ13 | Ex | SCG | SCG | Rt3 | Multiple | CZ13 | Any | SCGRt3CZ132014 | SCGRt3CZ13 | 2014 | 0.15273 | 14
ComVint | SCGRt3CZ14 | Ex | SCG | SCG | Rt3 | Multiple | CZ14 | Any | SCGRt3CZ141975 | SCGRt3CZ14 | 1975 | 1.4548 | 75
ComVint | SCGRt3CZ14 | Ex | SCG | SCG | Rt3 | Multiple | CZ14 | Any | SCGRt3CZ141985 | SCGRt3CZ14 | 1985 | 2.0817 | 85
ComVint | SCGRt3CZ14 | Ex | SCG | SCG | Rt3 | Multiple | CZ14 | Any | SCGRt3CZ141996 | SCGRt3CZ14 | 1996 | 1.0471 | 96
ComVint | SCGRt3CZ14 | Ex | SCG | SCG | Rt3 | Multiple | CZ14 | Any | SCGRt3CZ142003 | SCGRt3CZ14 | 2003 | 0.7915 | 03
ComVint | SCGRt3CZ14 | Ex | SCG | SCG | Rt3 | Multiple | CZ14 | Any | SCGRt3CZ142007 | SCGRt3CZ14 | 2007 | 0.43163 | 07
ComVint | SCGRt3CZ14 | Ex | SCG | SCG | Rt3 | Multiple | CZ14 | Any | SCGRt3CZ142011 | SCGRt3CZ14 | 2011 | 0.43163 | 11
ComVint | SCGRt3CZ14 | Ex | SCG | SCG | Rt3 | Multiple | CZ14 | Any | SCGRt3CZ142014 | SCGRt3CZ14 | 2014 | 0.21582 | 14
ComVint | SCGRt3CZ15 | Ex | SCG | SCG | Rt3 | Multiple | CZ15 | Any | SCGRt3CZ151975 | SCGRt3CZ15 | 1975 | 0.7278 | 75
ComVint | SCGRt3CZ15 | Ex | SCG | SCG | Rt3 | Multiple | CZ15 | Any | SCGRt3CZ151985 | SCGRt3CZ15 | 1985 | 1.643 | 85
ComVint | SCGRt3CZ15 | Ex | SCG | SCG | Rt3 | Multiple | CZ15 | Any | SCGRt3CZ151996 | SCGRt3CZ15 | 1996 | 0.8325 | 96
ComVint | SCGRt3CZ15 | Ex | SCG | SCG | Rt3 | Multiple | CZ15 | Any | SCGRt3CZ152003 | SCGRt3CZ15 | 2003 | 0.72413 | 03
ComVint | SCGRt3CZ15 | Ex | SCG | SCG | Rt3 | Multiple | CZ15 | Any | SCGRt3CZ152007 | SCGRt3CZ15 | 2007 | 0.38783 | 07
ComVint | SCGRt3CZ15 | Ex | SCG | SCG | Rt3 | Multiple | CZ15 | Any | SCGRt3CZ152011 | SCGRt3CZ15 | 2011 | 0.38783 | 11
ComVint | SCGRt3CZ15 | Ex | SCG | SCG | Rt3 | Multiple | CZ15 | Any | SCGRt3CZ152014 | SCGRt3CZ15 | 2014 | 0.19392 | 14
ComVint | SCGRt3CZ16 | Ex | SCG | SCG | Rt3 | Multiple | CZ16 | Any | SCGRt3CZ161975 | SCGRt3CZ16 | 1975 | 0.33667 | 75
ComVint | SCGRt3CZ16 | Ex | SCG | SCG | Rt3 | Multiple | CZ16 | Any | SCGRt3CZ161985 | SCGRt3CZ16 | 1985 | 0.3753 | 85
ComVint | SCGRt3CZ16 | Ex | SCG | SCG | Rt3 | Multiple | CZ16 | Any | SCGRt3CZ161996 | SCGRt3CZ16 | 1996 | 0.234 | 96
ComVint | SCGRt3CZ16 | Ex | SCG | SCG | Rt3 | Multiple | CZ16 | Any | SCGRt3CZ162003 | SCGRt3CZ16 | 2003 | 0.15913 | 03
ComVint | SCGRt3CZ16 | Ex | SCG | SCG | Rt3 | Multiple | CZ16 | Any | SCGRt3CZ162007 | SCGRt3CZ16 | 2007 | 0.092833 | 07
ComVint | SCGRt3CZ16 | Ex | SCG | SCG | Rt3 | Multiple | CZ16 | Any | SCGRt3CZ162011 | SCGRt3CZ16 | 2011 | 0.092833 | 11
ComVint | SCGRt3CZ16 | Ex | SCG | SCG | Rt3 | Multiple | CZ16 | Any | SCGRt3CZ162014 | SCGRt3CZ16 | 2014 | 0.046417 | 14
ComVint | SCGRtLCZ01 | Ex | SCG | SCG | RtL | Multiple | CZ01 | Any | SCGRtLCZ011975 | SCGRtLCZ01 | 1975 | 0 | 75
ComVint | SCGRtLCZ01 | Ex | SCG | SCG | RtL | Multiple | CZ01 | Any | SCGRtLCZ011985 | SCGRtLCZ01 | 1985 | 0 | 85
ComVint | SCGRtLCZ01 | Ex | SCG | SCG | RtL | Multiple | CZ01 | Any | SCGRtLCZ011996 | SCGRtLCZ01 | 1996 | 0 | 96
ComVint | SCGRtLCZ01 | Ex | SCG | SCG | RtL | Multiple | CZ01 | Any | SCGRtLCZ012003 | SCGRtLCZ01 | 2003 | 0 | 03
ComVint | SCGRtLCZ01 | Ex | SCG | SCG | RtL | Multiple | CZ01 | Any | SCGRtLCZ012007 | SCGRtLCZ01 | 2007 | 0 | 07
ComVint | SCGRtLCZ01 | Ex | SCG | SCG | RtL | Multiple | CZ01 | Any | SCGRtLCZ012011 | SCGRtLCZ01 | 2011 | 0 | 11
ComVint | SCGRtLCZ01 | Ex | SCG | SCG | RtL | Multiple | CZ01 | Any | SCGRtLCZ012014 | SCGRtLCZ01 | 2014 | 0 | 14
ComVint | SCGRtLCZ02 | Ex | SCG | SCG | RtL | Multiple | CZ02 | Any | SCGRtLCZ021975 | SCGRtLCZ02 | 1975 | 0 | 75
ComVint | SCGRtLCZ02 | Ex | SCG | SCG | RtL | Multiple | CZ02 | Any | SCGRtLCZ021985 | SCGRtLCZ02 | 1985 | 0 | 85
ComVint | SCGRtLCZ02 | Ex | SCG | SCG | RtL | Multiple | CZ02 | Any | SCGRtLCZ021996 | SCGRtLCZ02 | 1996 | 0 | 96
ComVint | SCGRtLCZ02 | Ex | SCG | SCG | RtL | Multiple | CZ02 | Any | SCGRtLCZ022003 | SCGRtLCZ02 | 2003 | 0 | 03
ComVint | SCGRtLCZ02 | Ex | SCG | SCG | RtL | Multiple | CZ02 | Any | SCGRtLCZ022007 | SCGRtLCZ02 | 2007 | 0 | 07
ComVint | SCGRtLCZ02 | Ex | SCG | SCG | RtL | Multiple | CZ02 | Any | SCGRtLCZ022011 | SCGRtLCZ02 | 2011 | 0 | 11
ComVint | SCGRtLCZ02 | Ex | SCG | SCG | RtL | Multiple | CZ02 | Any | SCGRtLCZ022014 | SCGRtLCZ02 | 2014 | 0 | 14
ComVint | SCGRtLCZ03 | Ex | SCG | SCG | RtL | Multiple | CZ03 | Any | SCGRtLCZ031975 | SCGRtLCZ03 | 1975 | 0 | 75
ComVint | SCGRtLCZ03 | Ex | SCG | SCG | RtL | Multiple | CZ03 | Any | SCGRtLCZ031985 | SCGRtLCZ03 | 1985 | 0 | 85
ComVint | SCGRtLCZ03 | Ex | SCG | SCG | RtL | Multiple | CZ03 | Any | SCGRtLCZ031996 | SCGRtLCZ03 | 1996 | 0 | 96
ComVint | SCGRtLCZ03 | Ex | SCG | SCG | RtL | Multiple | CZ03 | Any | SCGRtLCZ032003 | SCGRtLCZ03 | 2003 | 0 | 03
ComVint | SCGRtLCZ03 | Ex | SCG | SCG | RtL | Multiple | CZ03 | Any | SCGRtLCZ032007 | SCGRtLCZ03 | 2007 | 0 | 07
ComVint | SCGRtLCZ03 | Ex | SCG | SCG | RtL | Multiple | CZ03 | Any | SCGRtLCZ032011 | SCGRtLCZ03 | 2011 | 0 | 11
ComVint | SCGRtLCZ03 | Ex | SCG | SCG | RtL | Multiple | CZ03 | Any | SCGRtLCZ032014 | SCGRtLCZ03 | 2014 | 0 | 14
ComVint | SCGRtLCZ04 | Ex | SCG | SCG | RtL | Multiple | CZ04 | Any | SCGRtLCZ041975 | SCGRtLCZ04 | 1975 | 0 | 75
ComVint | SCGRtLCZ04 | Ex | SCG | SCG | RtL | Multiple | CZ04 | Any | SCGRtLCZ041985 | SCGRtLCZ04 | 1985 | 0 | 85
ComVint | SCGRtLCZ04 | Ex | SCG | SCG | RtL | Multiple | CZ04 | Any | SCGRtLCZ041996 | SCGRtLCZ04 | 1996 | 0 | 96
ComVint | SCGRtLCZ04 | Ex | SCG | SCG | RtL | Multiple | CZ04 | Any | SCGRtLCZ042003 | SCGRtLCZ04 | 2003 | 0 | 03
ComVint | SCGRtLCZ04 | Ex | SCG | SCG | RtL | Multiple | CZ04 | Any | SCGRtLCZ042007 | SCGRtLCZ04 | 2007 | 0 | 07
ComVint | SCGRtLCZ04 | Ex | SCG | SCG | RtL | Multiple | CZ04 | Any | SCGRtLCZ042011 | SCGRtLCZ04 | 2011 | 0 | 11
ComVint | SCGRtLCZ04 | Ex | SCG | SCG | RtL | Multiple | CZ04 | Any | SCGRtLCZ042014 | SCGRtLCZ04 | 2014 | 0 | 14
ComVint | SCGRtLCZ05 | Ex | SCG | SCG | RtL | Multiple | CZ05 | Any | SCGRtLCZ051975 | SCGRtLCZ05 | 1975 | 0.25643 | 75
ComVint | SCGRtLCZ05 | Ex | SCG | SCG | RtL | Multiple | CZ05 | Any | SCGRtLCZ051985 | SCGRtLCZ05 | 1985 | 0.19883 | 85
ComVint | SCGRtLCZ05 | Ex | SCG | SCG | RtL | Multiple | CZ05 | Any | SCGRtLCZ051996 | SCGRtLCZ05 | 1996 | 0.10157 | 96
ComVint | SCGRtLCZ05 | Ex | SCG | SCG | RtL | Multiple | CZ05 | Any | SCGRtLCZ052003 | SCGRtLCZ05 | 2003 | 0.044433 | 03
ComVint | SCGRtLCZ05 | Ex | SCG | SCG | RtL | Multiple | CZ05 | Any | SCGRtLCZ052007 | SCGRtLCZ05 | 2007 | 0.0288 | 07
ComVint | SCGRtLCZ05 | Ex | SCG | SCG | RtL | Multiple | CZ05 | Any | SCGRtLCZ052011 | SCGRtLCZ05 | 2011 | 0.0288 | 11
ComVint | SCGRtLCZ05 | Ex | SCG | SCG | RtL | Multiple | CZ05 | Any | SCGRtLCZ052014 | SCGRtLCZ05 | 2014 | 0.0144 | 14
ComVint | SCGRtLCZ06 | Ex | SCG | SCG | RtL | Multiple | CZ06 | Any | SCGRtLCZ061975 | SCGRtLCZ06 | 1975 | 15.777 | 75
ComVint | SCGRtLCZ06 | Ex | SCG | SCG | RtL | Multiple | CZ06 | Any | SCGRtLCZ061985 | SCGRtLCZ06 | 1985 | 12.0855 | 85
ComVint | SCGRtLCZ06 | Ex | SCG | SCG | RtL | Multiple | CZ06 | Any | SCGRtLCZ061996 | SCGRtLCZ06 | 1996 | 6.1273 | 96
ComVint | SCGRtLCZ06 | Ex | SCG | SCG | RtL | Multiple | CZ06 | Any | SCGRtLCZ062003 | SCGRtLCZ06 | 2003 | 2.7422 | 03
ComVint | SCGRtLCZ06 | Ex | SCG | SCG | RtL | Multiple | CZ06 | Any | SCGRtLCZ062007 | SCGRtLCZ06 | 2007 | 1.7774 | 07
ComVint | SCGRtLCZ06 | Ex | SCG | SCG | RtL | Multiple | CZ06 | Any | SCGRtLCZ062011 | SCGRtLCZ06 | 2011 | 1.7774 | 11
ComVint | SCGRtLCZ06 | Ex | SCG | SCG | RtL | Multiple | CZ06 | Any | SCGRtLCZ062014 | SCGRtLCZ06 | 2014 | 0.8887 | 14
ComVint | SCGRtLCZ07 | Ex | SCG | SCG | RtL | Multiple | CZ07 | Any | SCGRtLCZ071975 | SCGRtLCZ07 | 1975 | 0 | 75
ComVint | SCGRtLCZ07 | Ex | SCG | SCG | RtL | Multiple | CZ07 | Any | SCGRtLCZ071985 | SCGRtLCZ07 | 1985 | 0 | 85
ComVint | SCGRtLCZ07 | Ex | SCG | SCG | RtL | Multiple | CZ07 | Any | SCGRtLCZ071996 | SCGRtLCZ07 | 1996 | 0 | 96
ComVint | SCGRtLCZ07 | Ex | SCG | SCG | RtL | Multiple | CZ07 | Any | SCGRtLCZ072003 | SCGRtLCZ07 | 2003 | 0 | 03
ComVint | SCGRtLCZ07 | Ex | SCG | SCG | RtL | Multiple | CZ07 | Any | SCGRtLCZ072007 | SCGRtLCZ07 | 2007 | 0 | 07
ComVint | SCGRtLCZ07 | Ex | SCG | SCG | RtL | Multiple | CZ07 | Any | SCGRtLCZ072011 | SCGRtLCZ07 | 2011 | 0 | 11
ComVint | SCGRtLCZ07 | Ex | SCG | SCG | RtL | Multiple | CZ07 | Any | SCGRtLCZ072014 | SCGRtLCZ07 | 2014 | 0 | 14
ComVint | SCGRtLCZ08 | Ex | SCG | SCG | RtL | Multiple | CZ08 | Any | SCGRtLCZ081975 | SCGRtLCZ08 | 1975 | 19.1467 | 75
ComVint | SCGRtLCZ08 | Ex | SCG | SCG | RtL | Multiple | CZ08 | Any | SCGRtLCZ081985 | SCGRtLCZ08 | 1985 | 14.6358 | 85
ComVint | SCGRtLCZ08 | Ex | SCG | SCG | RtL | Multiple | CZ08 | Any | SCGRtLCZ081996 | SCGRtLCZ08 | 1996 | 7.3637 | 96
ComVint | SCGRtLCZ08 | Ex | SCG | SCG | RtL | Multiple | CZ08 | Any | SCGRtLCZ082003 | SCGRtLCZ08 | 2003 | 3.3894 | 03
ComVint | SCGRtLCZ08 | Ex | SCG | SCG | RtL | Multiple | CZ08 | Any | SCGRtLCZ082007 | SCGRtLCZ08 | 2007 | 2.1797 | 07
ComVint | SCGRtLCZ08 | Ex | SCG | SCG | RtL | Multiple | CZ08 | Any | SCGRtLCZ082011 | SCGRtLCZ08 | 2011 | 2.1797 | 11
ComVint | SCGRtLCZ08 | Ex | SCG | SCG | RtL | Multiple | CZ08 | Any | SCGRtLCZ082014 | SCGRtLCZ08 | 2014 | 1.0898 | 14
ComVint | SCGRtLCZ09 | Ex | SCG | SCG | RtL | Multiple | CZ09 | Any | SCGRtLCZ091975 | SCGRtLCZ09 | 1975 | 19.6873 | 75
ComVint | SCGRtLCZ09 | Ex | SCG | SCG | RtL | Multiple | CZ09 | Any | SCGRtLCZ091985 | SCGRtLCZ09 | 1985 | 15.035 | 85
ComVint | SCGRtLCZ09 | Ex | SCG | SCG | RtL | Multiple | CZ09 | Any | SCGRtLCZ091996 | SCGRtLCZ09 | 1996 | 7.7217 | 96
ComVint | SCGRtLCZ09 | Ex | SCG | SCG | RtL | Multiple | CZ09 | Any | SCGRtLCZ092003 | SCGRtLCZ09 | 2003 | 3.9367 | 03
ComVint | SCGRtLCZ09 | Ex | SCG | SCG | RtL | Multiple | CZ09 | Any | SCGRtLCZ092007 | SCGRtLCZ09 | 2007 | 2.3601 | 07
ComVint | SCGRtLCZ09 | Ex | SCG | SCG | RtL | Multiple | CZ09 | Any | SCGRtLCZ092011 | SCGRtLCZ09 | 2011 | 2.3601 | 11
ComVint | SCGRtLCZ09 | Ex | SCG | SCG | RtL | Multiple | CZ09 | Any | SCGRtLCZ092014 | SCGRtLCZ09 | 2014 | 1.1801 | 14
ComVint | SCGRtLCZ10 | Ex | SCG | SCG | RtL | Multiple | CZ10 | Any | SCGRtLCZ101975 | SCGRtLCZ10 | 1975 | 5.2124 | 75
ComVint | SCGRtLCZ10 | Ex | SCG | SCG | RtL | Multiple | CZ10 | Any | SCGRtLCZ101985 | SCGRtLCZ10 | 1985 | 11.7671 | 85
ComVint | SCGRtLCZ10 | Ex | SCG | SCG | RtL | Multiple | CZ10 | Any | SCGRtLCZ101996 | SCGRtLCZ10 | 1996 | 5.9623 | 96
ComVint | SCGRtLCZ10 | Ex | SCG | SCG | RtL | Multiple | CZ10 | Any | SCGRtLCZ102003 | SCGRtLCZ10 | 2003 | 5.1861 | 03
ComVint | SCGRtLCZ10 | Ex | SCG | SCG | RtL | Multiple | CZ10 | Any | SCGRtLCZ102007 | SCGRtLCZ10 | 2007 | 2.7777 | 07
ComVint | SCGRtLCZ10 | Ex | SCG | SCG | RtL | Multiple | CZ10 | Any | SCGRtLCZ102011 | SCGRtLCZ10 | 2011 | 2.7777 | 11
ComVint | SCGRtLCZ10 | Ex | SCG | SCG | RtL | Multiple | CZ10 | Any | SCGRtLCZ102014 | SCGRtLCZ10 | 2014 | 1.3888 | 14
ComVint | SCGRtLCZ11 | Ex | SCG | SCG | RtL | Multiple | CZ11 | Any | SCGRtLCZ111975 | SCGRtLCZ11 | 1975 | 0 | 75
ComVint | SCGRtLCZ11 | Ex | SCG | SCG | RtL | Multiple | CZ11 | Any | SCGRtLCZ111985 | SCGRtLCZ11 | 1985 | 0 | 85
ComVint | SCGRtLCZ11 | Ex | SCG | SCG | RtL | Multiple | CZ11 | Any | SCGRtLCZ111996 | SCGRtLCZ11 | 1996 | 0 | 96
ComVint | SCGRtLCZ11 | Ex | SCG | SCG | RtL | Multiple | CZ11 | Any | SCGRtLCZ112003 | SCGRtLCZ11 | 2003 | 0 | 03
ComVint | SCGRtLCZ11 | Ex | SCG | SCG | RtL | Multiple | CZ11 | Any | SCGRtLCZ112007 | SCGRtLCZ11 | 2007 | 0 | 07
ComVint | SCGRtLCZ11 | Ex | SCG | SCG | RtL | Multiple | CZ11 | Any | SCGRtLCZ112011 | SCGRtLCZ11 | 2011 | 0 | 11
ComVint | SCGRtLCZ11 | Ex | SCG | SCG | RtL | Multiple | CZ11 | Any | SCGRtLCZ112014 | SCGRtLCZ11 | 2014 | 0 | 14
ComVint | SCGRtLCZ12 | Ex | SCG | SCG | RtL | Multiple | CZ12 | Any | SCGRtLCZ121975 | SCGRtLCZ12 | 1975 | 0 | 75
ComVint | SCGRtLCZ12 | Ex | SCG | SCG | RtL | Multiple | CZ12 | Any | SCGRtLCZ121985 | SCGRtLCZ12 | 1985 | 0 | 85
ComVint | SCGRtLCZ12 | Ex | SCG | SCG | RtL | Multiple | CZ12 | Any | SCGRtLCZ121996 | SCGRtLCZ12 | 1996 | 0 | 96
ComVint | SCGRtLCZ12 | Ex | SCG | SCG | RtL | Multiple | CZ12 | Any | SCGRtLCZ122003 | SCGRtLCZ12 | 2003 | 0 | 03
ComVint | SCGRtLCZ12 | Ex | SCG | SCG | RtL | Multiple | CZ12 | Any | SCGRtLCZ122007 | SCGRtLCZ12 | 2007 | 0 | 07
ComVint | SCGRtLCZ12 | Ex | SCG | SCG | RtL | Multiple | CZ12 | Any | SCGRtLCZ122011 | SCGRtLCZ12 | 2011 | 0 | 11
ComVint | SCGRtLCZ12 | Ex | SCG | SCG | RtL | Multiple | CZ12 | Any | SCGRtLCZ122014 | SCGRtLCZ12 | 2014 | 0 | 14
ComVint | SCGRtLCZ13 | Ex | SCG | SCG | RtL | Multiple | CZ13 | Any | SCGRtLCZ131975 | SCGRtLCZ13 | 1975 | 1.3857 | 75
ComVint | SCGRtLCZ13 | Ex | SCG | SCG | RtL | Multiple | CZ13 | Any | SCGRtLCZ131985 | SCGRtLCZ13 | 1985 | 0.99633 | 85
ComVint | SCGRtLCZ13 | Ex | SCG | SCG | RtL | Multiple | CZ13 | Any | SCGRtLCZ131996 | SCGRtLCZ13 | 1996 | 0.84043 | 96
ComVint | SCGRtLCZ13 | Ex | SCG | SCG | RtL | Multiple | CZ13 | Any | SCGRtLCZ132003 | SCGRtLCZ13 | 2003 | 0.47253 | 03
ComVint | SCGRtLCZ13 | Ex | SCG | SCG | RtL | Multiple | CZ13 | Any | SCGRtLCZ132007 | SCGRtLCZ13 | 2007 | 0.30547 | 07
ComVint | SCGRtLCZ13 | Ex | SCG | SCG | RtL | Multiple | CZ13 | Any | SCGRtLCZ132011 | SCGRtLCZ13 | 2011 | 0.30547 | 11
ComVint | SCGRtLCZ13 | Ex | SCG | SCG | RtL | Multiple | CZ13 | Any | SCGRtLCZ132014 | SCGRtLCZ13 | 2014 | 0.15273 | 14
ComVint | SCGRtLCZ14 | Ex | SCG | SCG | RtL | Multiple | CZ14 | Any | SCGRtLCZ141975 | SCGRtLCZ14 | 1975 | 1.4548 | 75
ComVint | SCGRtLCZ14 | Ex | SCG | SCG | RtL | Multiple | CZ14 | Any | SCGRtLCZ141985 | SCGRtLCZ14 | 1985 | 2.0817 | 85
ComVint | SCGRtLCZ14 | Ex | SCG | SCG | RtL | Multiple | CZ14 | Any | SCGRtLCZ141996 | SCGRtLCZ14 | 1996 | 1.0471 | 96
ComVint | SCGRtLCZ14 | Ex | SCG | SCG | RtL | Multiple | CZ14 | Any | SCGRtLCZ142003 | SCGRtLCZ14 | 2003 | 0.7915 | 03
ComVint | SCGRtLCZ14 | Ex | SCG | SCG | RtL | Multiple | CZ14 | Any | SCGRtLCZ142007 | SCGRtLCZ14 | 2007 | 0.43163 | 07
ComVint | SCGRtLCZ14 | Ex | SCG | SCG | RtL | Multiple | CZ14 | Any | SCGRtLCZ142011 | SCGRtLCZ14 | 2011 | 0.43163 | 11
ComVint | SCGRtLCZ14 | Ex | SCG | SCG | RtL | Multiple | CZ14 | Any | SCGRtLCZ142014 | SCGRtLCZ14 | 2014 | 0.21582 | 14
ComVint | SCGRtLCZ15 | Ex | SCG | SCG | RtL | Multiple | CZ15 | Any | SCGRtLCZ151975 | SCGRtLCZ15 | 1975 | 0.7278 | 75
ComVint | SCGRtLCZ15 | Ex | SCG | SCG | RtL | Multiple | CZ15 | Any | SCGRtLCZ151985 | SCGRtLCZ15 | 1985 | 1.643 | 85
ComVint | SCGRtLCZ15 | Ex | SCG | SCG | RtL | Multiple | CZ15 | Any | SCGRtLCZ151996 | SCGRtLCZ15 | 1996 | 0.8325 | 96
ComVint | SCGRtLCZ15 | Ex | SCG | SCG | RtL | Multiple | CZ15 | Any | SCGRtLCZ152003 | SCGRtLCZ15 | 2003 | 0.72413 | 03
ComVint | SCGRtLCZ15 | Ex | SCG | SCG | RtL | Multiple | CZ15 | Any | SCGRtLCZ152007 | SCGRtLCZ15 | 2007 | 0.38783 | 07
ComVint | SCGRtLCZ15 | Ex | SCG | SCG | RtL | Multiple | CZ15 | Any | SCGRtLCZ152011 | SCGRtLCZ15 | 2011 | 0.38783 | 11
ComVint | SCGRtLCZ15 | Ex | SCG | SCG | RtL | Multiple | CZ15 | Any | SCGRtLCZ152014 | SCGRtLCZ15 | 2014 | 0.19392 | 14
ComVint | SCGRtLCZ16 | Ex | SCG | SCG | RtL | Multiple | CZ16 | Any | SCGRtLCZ161975 | SCGRtLCZ16 | 1975 | 0.33667 | 75
ComVint | SCGRtLCZ16 | Ex | SCG | SCG | RtL | Multiple | CZ16 | Any | SCGRtLCZ161985 | SCGRtLCZ16 | 1985 | 0.3753 | 85
ComVint | SCGRtLCZ16 | Ex | SCG | SCG | RtL | Multiple | CZ16 | Any | SCGRtLCZ161996 | SCGRtLCZ16 | 1996 | 0.234 | 96
ComVint | SCGRtLCZ16 | Ex | SCG | SCG | RtL | Multiple | CZ16 | Any | SCGRtLCZ162003 | SCGRtLCZ16 | 2003 | 0.15913 | 03
ComVint | SCGRtLCZ16 | Ex | SCG | SCG | RtL | Multiple | CZ16 | Any | SCGRtLCZ162007 | SCGRtLCZ16 | 2007 | 0.092833 | 07
ComVint | SCGRtLCZ16 | Ex | SCG | SCG | RtL | Multiple | CZ16 | Any | SCGRtLCZ162011 | SCGRtLCZ16 | 2011 | 0.092833 | 11
ComVint | SCGRtLCZ16 | Ex | SCG | SCG | RtL | Multiple | CZ16 | Any | SCGRtLCZ162014 | SCGRtLCZ16 | 2014 | 0.046417 | 14
ComVint | SCGRtSCZ01 | Ex | SCG | SCG | RtS | Multiple | CZ01 | Any | SCGRtSCZ011975 | SCGRtSCZ01 | 1975 | 0 | 75
ComVint | SCGRtSCZ01 | Ex | SCG | SCG | RtS | Multiple | CZ01 | Any | SCGRtSCZ011985 | SCGRtSCZ01 | 1985 | 0 | 85
ComVint | SCGRtSCZ01 | Ex | SCG | SCG | RtS | Multiple | CZ01 | Any | SCGRtSCZ011996 | SCGRtSCZ01 | 1996 | 0 | 96
ComVint | SCGRtSCZ01 | Ex | SCG | SCG | RtS | Multiple | CZ01 | Any | SCGRtSCZ012003 | SCGRtSCZ01 | 2003 | 0 | 03
ComVint | SCGRtSCZ01 | Ex | SCG | SCG | RtS | Multiple | CZ01 | Any | SCGRtSCZ012007 | SCGRtSCZ01 | 2007 | 0 | 07
ComVint | SCGRtSCZ01 | Ex | SCG | SCG | RtS | Multiple | CZ01 | Any | SCGRtSCZ012011 | SCGRtSCZ01 | 2011 | 0 | 11
ComVint | SCGRtSCZ01 | Ex | SCG | SCG | RtS | Multiple | CZ01 | Any | SCGRtSCZ012014 | SCGRtSCZ01 | 2014 | 0 | 14
ComVint | SCGRtSCZ02 | Ex | SCG | SCG | RtS | Multiple | CZ02 | Any | SCGRtSCZ021975 | SCGRtSCZ02 | 1975 | 0 | 75
ComVint | SCGRtSCZ02 | Ex | SCG | SCG | RtS | Multiple | CZ02 | Any | SCGRtSCZ021985 | SCGRtSCZ02 | 1985 | 0 | 85
ComVint | SCGRtSCZ02 | Ex | SCG | SCG | RtS | Multiple | CZ02 | Any | SCGRtSCZ021996 | SCGRtSCZ02 | 1996 | 0 | 96
ComVint | SCGRtSCZ02 | Ex | SCG | SCG | RtS | Multiple | CZ02 | Any | SCGRtSCZ022003 | SCGRtSCZ02 | 2003 | 0 | 03
ComVint | SCGRtSCZ02 | Ex | SCG | SCG | RtS | Multiple | CZ02 | Any | SCGRtSCZ022007 | SCGRtSCZ02 | 2007 | 0 | 07
ComVint | SCGRtSCZ02 | Ex | SCG | SCG | RtS | Multiple | CZ02 | Any | SCGRtSCZ022011 | SCGRtSCZ02 | 2011 | 0 | 11
ComVint | SCGRtSCZ02 | Ex | SCG | SCG | RtS | Multiple | CZ02 | Any | SCGRtSCZ022014 | SCGRtSCZ02 | 2014 | 0 | 14
ComVint | SCGRtSCZ03 | Ex | SCG | SCG | RtS | Multiple | CZ03 | Any | SCGRtSCZ031975 | SCGRtSCZ03 | 1975 | 0 | 75
ComVint | SCGRtSCZ03 | Ex | SCG | SCG | RtS | Multiple | CZ03 | Any | SCGRtSCZ031985 | SCGRtSCZ03 | 1985 | 0 | 85
ComVint | SCGRtSCZ03 | Ex | SCG | SCG | RtS | Multiple | CZ03 | Any | SCGRtSCZ031996 | SCGRtSCZ03 | 1996 | 0 | 96
ComVint | SCGRtSCZ03 | Ex | SCG | SCG | RtS | Multiple | CZ03 | Any | SCGRtSCZ032003 | SCGRtSCZ03 | 2003 | 0 | 03
ComVint | SCGRtSCZ03 | Ex | SCG | SCG | RtS | Multiple | CZ03 | Any | SCGRtSCZ032007 | SCGRtSCZ03 | 2007 | 0 | 07
ComVint | SCGRtSCZ03 | Ex | SCG | SCG | RtS | Multiple | CZ03 | Any | SCGRtSCZ032011 | SCGRtSCZ03 | 2011 | 0 | 11
ComVint | SCGRtSCZ03 | Ex | SCG | SCG | RtS | Multiple | CZ03 | Any | SCGRtSCZ032014 | SCGRtSCZ03 | 2014 | 0 | 14
ComVint | SCGRtSCZ04 | Ex | SCG | SCG | RtS | Multiple | CZ04 | Any | SCGRtSCZ041975 | SCGRtSCZ04 | 1975 | 0 | 75
ComVint | SCGRtSCZ04 | Ex | SCG | SCG | RtS | Multiple | CZ04 | Any | SCGRtSCZ041985 | SCGRtSCZ04 | 1985 | 0 | 85
ComVint | SCGRtSCZ04 | Ex | SCG | SCG | RtS | Multiple | CZ04 | Any | SCGRtSCZ041996 | SCGRtSCZ04 | 1996 | 0 | 96
ComVint | SCGRtSCZ04 | Ex | SCG | SCG | RtS | Multiple | CZ04 | Any | SCGRtSCZ042003 | SCGRtSCZ04 | 2003 | 0 | 03
ComVint | SCGRtSCZ04 | Ex | SCG | SCG | RtS | Multiple | CZ04 | Any | SCGRtSCZ042007 | SCGRtSCZ04 | 2007 | 0 | 07
ComVint | SCGRtSCZ04 | Ex | SCG | SCG | RtS | Multiple | CZ04 | Any | SCGRtSCZ042011 | SCGRtSCZ04 | 2011 | 0 | 11
ComVint | SCGRtSCZ04 | Ex | SCG | SCG | RtS | Multiple | CZ04 | Any | SCGRtSCZ042014 | SCGRtSCZ04 | 2014 | 0 | 14
ComVint | SCGRtSCZ05 | Ex | SCG | SCG | RtS | Multiple | CZ05 | Any | SCGRtSCZ051975 | SCGRtSCZ05 | 1975 | 0.25643 | 75
ComVint | SCGRtSCZ05 | Ex | SCG | SCG | RtS | Multiple | CZ05 | Any | SCGRtSCZ051985 | SCGRtSCZ05 | 1985 | 0.19883 | 85
ComVint | SCGRtSCZ05 | Ex | SCG | SCG | RtS | Multiple | CZ05 | Any | SCGRtSCZ051996 | SCGRtSCZ05 | 1996 | 0.10157 | 96
ComVint | SCGRtSCZ05 | Ex | SCG | SCG | RtS | Multiple | CZ05 | Any | SCGRtSCZ052003 | SCGRtSCZ05 | 2003 | 0.044433 | 03
ComVint | SCGRtSCZ05 | Ex | SCG | SCG | RtS | Multiple | CZ05 | Any | SCGRtSCZ052007 | SCGRtSCZ05 | 2007 | 0.0288 | 07
ComVint | SCGRtSCZ05 | Ex | SCG | SCG | RtS | Multiple | CZ05 | Any | SCGRtSCZ052011 | SCGRtSCZ05 | 2011 | 0.0288 | 11
ComVint | SCGRtSCZ05 | Ex | SCG | SCG | RtS | Multiple | CZ05 | Any | SCGRtSCZ052014 | SCGRtSCZ05 | 2014 | 0.0144 | 14
ComVint | SCGRtSCZ06 | Ex | SCG | SCG | RtS | Multiple | CZ06 | Any | SCGRtSCZ061975 | SCGRtSCZ06 | 1975 | 15.777 | 75
ComVint | SCGRtSCZ06 | Ex | SCG | SCG | RtS | Multiple | CZ06 | Any | SCGRtSCZ061985 | SCGRtSCZ06 | 1985 | 12.0855 | 85
ComVint | SCGRtSCZ06 | Ex | SCG | SCG | RtS | Multiple | CZ06 | Any | SCGRtSCZ061996 | SCGRtSCZ06 | 1996 | 6.1273 | 96
ComVint | SCGRtSCZ06 | Ex | SCG | SCG | RtS | Multiple | CZ06 | Any | SCGRtSCZ062003 | SCGRtSCZ06 | 2003 | 2.7422 | 03
ComVint | SCGRtSCZ06 | Ex | SCG | SCG | RtS | Multiple | CZ06 | Any | SCGRtSCZ062007 | SCGRtSCZ06 | 2007 | 1.7774 | 07
ComVint | SCGRtSCZ06 | Ex | SCG | SCG | RtS | Multiple | CZ06 | Any | SCGRtSCZ062011 | SCGRtSCZ06 | 2011 | 1.7774 | 11
ComVint | SCGRtSCZ06 | Ex | SCG | SCG | RtS | Multiple | CZ06 | Any | SCGRtSCZ062014 | SCGRtSCZ06 | 2014 | 0.8887 | 14
ComVint | SCGRtSCZ07 | Ex | SCG | SCG | RtS | Multiple | CZ07 | Any | SCGRtSCZ071975 | SCGRtSCZ07 | 1975 | 0 | 75
ComVint | SCGRtSCZ07 | Ex | SCG | SCG | RtS | Multiple | CZ07 | Any | SCGRtSCZ071985 | SCGRtSCZ07 | 1985 | 0 | 85
ComVint | SCGRtSCZ07 | Ex | SCG | SCG | RtS | Multiple | CZ07 | Any | SCGRtSCZ071996 | SCGRtSCZ07 | 1996 | 0 | 96
ComVint | SCGRtSCZ07 | Ex | SCG | SCG | RtS | Multiple | CZ07 | Any | SCGRtSCZ072003 | SCGRtSCZ07 | 2003 | 0 | 03
ComVint | SCGRtSCZ07 | Ex | SCG | SCG | RtS | Multiple | CZ07 | Any | SCGRtSCZ072007 | SCGRtSCZ07 | 2007 | 0 | 07
ComVint | SCGRtSCZ07 | Ex | SCG | SCG | RtS | Multiple | CZ07 | Any | SCGRtSCZ072011 | SCGRtSCZ07 | 2011 | 0 | 11
ComVint | SCGRtSCZ07 | Ex | SCG | SCG | RtS | Multiple | CZ07 | Any | SCGRtSCZ072014 | SCGRtSCZ07 | 2014 | 0 | 14
ComVint | SCGRtSCZ08 | Ex | SCG | SCG | RtS | Multiple | CZ08 | Any | SCGRtSCZ081975 | SCGRtSCZ08 | 1975 | 19.1467 | 75
ComVint | SCGRtSCZ08 | Ex | SCG | SCG | RtS | Multiple | CZ08 | Any | SCGRtSCZ081985 | SCGRtSCZ08 | 1985 | 14.6358 | 85
ComVint | SCGRtSCZ08 | Ex | SCG | SCG | RtS | Multiple | CZ08 | Any | SCGRtSCZ081996 | SCGRtSCZ08 | 1996 | 7.3637 | 96
ComVint | SCGRtSCZ08 | Ex | SCG | SCG | RtS | Multiple | CZ08 | Any | SCGRtSCZ082003 | SCGRtSCZ08 | 2003 | 3.3894 | 03
ComVint | SCGRtSCZ08 | Ex | SCG | SCG | RtS | Multiple | CZ08 | Any | SCGRtSCZ082007 | SCGRtSCZ08 | 2007 | 2.1797 | 07
ComVint | SCGRtSCZ08 | Ex | SCG | SCG | RtS | Multiple | CZ08 | Any | SCGRtSCZ082011 | SCGRtSCZ08 | 2011 | 2.1797 | 11
ComVint | SCGRtSCZ08 | Ex | SCG | SCG | RtS | Multiple | CZ08 | Any | SCGRtSCZ082014 | SCGRtSCZ08 | 2014 | 1.0898 | 14
ComVint | SCGRtSCZ09 | Ex | SCG | SCG | RtS | Multiple | CZ09 | Any | SCGRtSCZ091975 | SCGRtSCZ09 | 1975 | 19.6873 | 75
ComVint | SCGRtSCZ09 | Ex | SCG | SCG | RtS | Multiple | CZ09 | Any | SCGRtSCZ091985 | SCGRtSCZ09 | 1985 | 15.035 | 85
ComVint | SCGRtSCZ09 | Ex | SCG | SCG | RtS | Multiple | CZ09 | Any | SCGRtSCZ091996 | SCGRtSCZ09 | 1996 | 7.7217 | 96
ComVint | SCGRtSCZ09 | Ex | SCG | SCG | RtS | Multiple | CZ09 | Any | SCGRtSCZ092003 | SCGRtSCZ09 | 2003 | 3.9367 | 03
ComVint | SCGRtSCZ09 | Ex | SCG | SCG | RtS | Multiple | CZ09 | Any | SCGRtSCZ092007 | SCGRtSCZ09 | 2007 | 2.3601 | 07
ComVint | SCGRtSCZ09 | Ex | SCG | SCG | RtS | Multiple | CZ09 | Any | SCGRtSCZ092011 | SCGRtSCZ09 | 2011 | 2.3601 | 11
ComVint | SCGRtSCZ09 | Ex | SCG | SCG | RtS | Multiple | CZ09 | Any | SCGRtSCZ092014 | SCGRtSCZ09 | 2014 | 1.1801 | 14
ComVint | SCGRtSCZ10 | Ex | SCG | SCG | RtS | Multiple | CZ10 | Any | SCGRtSCZ101975 | SCGRtSCZ10 | 1975 | 5.2124 | 75
ComVint | SCGRtSCZ10 | Ex | SCG | SCG | RtS | Multiple | CZ10 | Any | SCGRtSCZ101985 | SCGRtSCZ10 | 1985 | 11.7671 | 85
ComVint | SCGRtSCZ10 | Ex | SCG | SCG | RtS | Multiple | CZ10 | Any | SCGRtSCZ101996 | SCGRtSCZ10 | 1996 | 5.9623 | 96
ComVint | SCGRtSCZ10 | Ex | SCG | SCG | RtS | Multiple | CZ10 | Any | SCGRtSCZ102003 | SCGRtSCZ10 | 2003 | 5.1861 | 03
ComVint | SCGRtSCZ10 | Ex | SCG | SCG | RtS | Multiple | CZ10 | Any | SCGRtSCZ102007 | SCGRtSCZ10 | 2007 | 2.7777 | 07
ComVint | SCGRtSCZ10 | Ex | SCG | SCG | RtS | Multiple | CZ10 | Any | SCGRtSCZ102011 | SCGRtSCZ10 | 2011 | 2.7777 | 11
ComVint | SCGRtSCZ10 | Ex | SCG | SCG | RtS | Multiple | CZ10 | Any | SCGRtSCZ102014 | SCGRtSCZ10 | 2014 | 1.3888 | 14
ComVint | SCGRtSCZ11 | Ex | SCG | SCG | RtS | Multiple | CZ11 | Any | SCGRtSCZ111975 | SCGRtSCZ11 | 1975 | 0 | 75
ComVint | SCGRtSCZ11 | Ex | SCG | SCG | RtS | Multiple | CZ11 | Any | SCGRtSCZ111985 | SCGRtSCZ11 | 1985 | 0 | 85
ComVint | SCGRtSCZ11 | Ex | SCG | SCG | RtS | Multiple | CZ11 | Any | SCGRtSCZ111996 | SCGRtSCZ11 | 1996 | 0 | 96
ComVint | SCGRtSCZ11 | Ex | SCG | SCG | RtS | Multiple | CZ11 | Any | SCGRtSCZ112003 | SCGRtSCZ11 | 2003 | 0 | 03
ComVint | SCGRtSCZ11 | Ex | SCG | SCG | RtS | Multiple | CZ11 | Any | SCGRtSCZ112007 | SCGRtSCZ11 | 2007 | 0 | 07
ComVint | SCGRtSCZ11 | Ex | SCG | SCG | RtS | Multiple | CZ11 | Any | SCGRtSCZ112011 | SCGRtSCZ11 | 2011 | 0 | 11
ComVint | SCGRtSCZ11 | Ex | SCG | SCG | RtS | Multiple | CZ11 | Any | SCGRtSCZ112014 | SCGRtSCZ11 | 2014 | 0 | 14
ComVint | SCGRtSCZ12 | Ex | SCG | SCG | RtS | Multiple | CZ12 | Any | SCGRtSCZ121975 | SCGRtSCZ12 | 1975 | 0 | 75
ComVint | SCGRtSCZ12 | Ex | SCG | SCG | RtS | Multiple | CZ12 | Any | SCGRtSCZ121985 | SCGRtSCZ12 | 1985 | 0 | 85
ComVint | SCGRtSCZ12 | Ex | SCG | SCG | RtS | Multiple | CZ12 | Any | SCGRtSCZ121996 | SCGRtSCZ12 | 1996 | 0 | 96
ComVint | SCGRtSCZ12 | Ex | SCG | SCG | RtS | Multiple | CZ12 | Any | SCGRtSCZ122003 | SCGRtSCZ12 | 2003 | 0 | 03
ComVint | SCGRtSCZ12 | Ex | SCG | SCG | RtS | Multiple | CZ12 | Any | SCGRtSCZ122007 | SCGRtSCZ12 | 2007 | 0 | 07
ComVint | SCGRtSCZ12 | Ex | SCG | SCG | RtS | Multiple | CZ12 | Any | SCGRtSCZ122011 | SCGRtSCZ12 | 2011 | 0 | 11
ComVint | SCGRtSCZ12 | Ex | SCG | SCG | RtS | Multiple | CZ12 | Any | SCGRtSCZ122014 | SCGRtSCZ12 | 2014 | 0 | 14
ComVint | SCGRtSCZ13 | Ex | SCG | SCG | RtS | Multiple | CZ13 | Any | SCGRtSCZ131975 | SCGRtSCZ13 | 1975 | 1.3857 | 75
ComVint | SCGRtSCZ13 | Ex | SCG | SCG | RtS | Multiple | CZ13 | Any | SCGRtSCZ131985 | SCGRtSCZ13 | 1985 | 0.99633 | 85
ComVint | SCGRtSCZ13 | Ex | SCG | SCG | RtS | Multiple | CZ13 | Any | SCGRtSCZ131996 | SCGRtSCZ13 | 1996 | 0.84043 | 96
ComVint | SCGRtSCZ13 | Ex | SCG | SCG | RtS | Multiple | CZ13 | Any | SCGRtSCZ132003 | SCGRtSCZ13 | 2003 | 0.47253 | 03
ComVint | SCGRtSCZ13 | Ex | SCG | SCG | RtS | Multiple | CZ13 | Any | SCGRtSCZ132007 | SCGRtSCZ13 | 2007 | 0.30547 | 07
ComVint | SCGRtSCZ13 | Ex | SCG | SCG | RtS | Multiple | CZ13 | Any | SCGRtSCZ132011 | SCGRtSCZ13 | 2011 | 0.30547 | 11
ComVint | SCGRtSCZ13 | Ex | SCG | SCG | RtS | Multiple | CZ13 | Any | SCGRtSCZ132014 | SCGRtSCZ13 | 2014 | 0.15273 | 14
ComVint | SCGRtSCZ14 | Ex | SCG | SCG | RtS | Multiple | CZ14 | Any | SCGRtSCZ141975 | SCGRtSCZ14 | 1975 | 1.4548 | 75
ComVint | SCGRtSCZ14 | Ex | SCG | SCG | RtS | Multiple | CZ14 | Any | SCGRtSCZ141985 | SCGRtSCZ14 | 1985 | 2.0817 | 85
ComVint | SCGRtSCZ14 | Ex | SCG | SCG | RtS | Multiple | CZ14 | Any | SCGRtSCZ141996 | SCGRtSCZ14 | 1996 | 1.0471 | 96
ComVint | SCGRtSCZ14 | Ex | SCG | SCG | RtS | Multiple | CZ14 | Any | SCGRtSCZ142003 | SCGRtSCZ14 | 2003 | 0.7915 | 03
ComVint | SCGRtSCZ14 | Ex | SCG | SCG | RtS | Multiple | CZ14 | Any | SCGRtSCZ142007 | SCGRtSCZ14 | 2007 | 0.43163 | 07
ComVint | SCGRtSCZ14 | Ex | SCG | SCG | RtS | Multiple | CZ14 | Any | SCGRtSCZ142011 | SCGRtSCZ14 | 2011 | 0.43163 | 11
ComVint | SCGRtSCZ14 | Ex | SCG | SCG | RtS | Multiple | CZ14 | Any | SCGRtSCZ142014 | SCGRtSCZ14 | 2014 | 0.21582 | 14
ComVint | SCGRtSCZ15 | Ex | SCG | SCG | RtS | Multiple | CZ15 | Any | SCGRtSCZ151975 | SCGRtSCZ15 | 1975 | 0.7278 | 75
ComVint | SCGRtSCZ15 | Ex | SCG | SCG | RtS | Multiple | CZ15 | Any | SCGRtSCZ151985 | SCGRtSCZ15 | 1985 | 1.643 | 85
ComVint | SCGRtSCZ15 | Ex | SCG | SCG | RtS | Multiple | CZ15 | Any | SCGRtSCZ151996 | SCGRtSCZ15 | 1996 | 0.8325 | 96
ComVint | SCGRtSCZ15 | Ex | SCG | SCG | RtS | Multiple | CZ15 | Any | SCGRtSCZ152003 | SCGRtSCZ15 | 2003 | 0.72413 | 03
ComVint | SCGRtSCZ15 | Ex | SCG | SCG | RtS | Multiple | CZ15 | Any | SCGRtSCZ152007 | SCGRtSCZ15 | 2007 | 0.38783 | 07
ComVint | SCGRtSCZ15 | Ex | SCG | SCG | RtS | Multiple | CZ15 | Any | SCGRtSCZ152011 | SCGRtSCZ15 | 2011 | 0.38783 | 11
ComVint | SCGRtSCZ15 | Ex | SCG | SCG | RtS | Multiple | CZ15 | Any | SCGRtSCZ152014 | SCGRtSCZ15 | 2014 | 0.19392 | 14
ComVint | SCGRtSCZ16 | Ex | SCG | SCG | RtS | Multiple | CZ16 | Any | SCGRtSCZ161975 | SCGRtSCZ16 | 1975 | 0.33667 | 75
ComVint | SCGRtSCZ16 | Ex | SCG | SCG | RtS | Multiple | CZ16 | Any | SCGRtSCZ161985 | SCGRtSCZ16 | 1985 | 0.3753 | 85
ComVint | SCGRtSCZ16 | Ex | SCG | SCG | RtS | Multiple | CZ16 | Any | SCGRtSCZ161996 | SCGRtSCZ16 | 1996 | 0.234 | 96
ComVint | SCGRtSCZ16 | Ex | SCG | SCG | RtS | Multiple | CZ16 | Any | SCGRtSCZ162003 | SCGRtSCZ16 | 2003 | 0.15913 | 03
ComVint | SCGRtSCZ16 | Ex | SCG | SCG | RtS | Multiple | CZ16 | Any | SCGRtSCZ162007 | SCGRtSCZ16 | 2007 | 0.092833 | 07
ComVint | SCGRtSCZ16 | Ex | SCG | SCG | RtS | Multiple | CZ16 | Any | SCGRtSCZ162011 | SCGRtSCZ16 | 2011 | 0.092833 | 11
ComVint | SCGRtSCZ16 | Ex | SCG | SCG | RtS | Multiple | CZ16 | Any | SCGRtSCZ162014 | SCGRtSCZ16 | 2014 | 0.046417 | 14
ComVint | SCGSCnCZ01 | Ex | SCG | SCG | SCn | Multiple | CZ01 | Any | SCGSCnCZ011975 | SCGSCnCZ01 | 1975 | 0 | 75
ComVint | SCGSCnCZ01 | Ex | SCG | SCG | SCn | Multiple | CZ01 | Any | SCGSCnCZ011985 | SCGSCnCZ01 | 1985 | 0 | 85
ComVint | SCGSCnCZ01 | Ex | SCG | SCG | SCn | Multiple | CZ01 | Any | SCGSCnCZ011996 | SCGSCnCZ01 | 1996 | 0 | 96
ComVint | SCGSCnCZ01 | Ex | SCG | SCG | SCn | Multiple | CZ01 | Any | SCGSCnCZ012003 | SCGSCnCZ01 | 2003 | 0 | 03
ComVint | SCGSCnCZ01 | Ex | SCG | SCG | SCn | Multiple | CZ01 | Any | SCGSCnCZ012007 | SCGSCnCZ01 | 2007 | 0 | 07
ComVint | SCGSCnCZ01 | Ex | SCG | SCG | SCn | Multiple | CZ01 | Any | SCGSCnCZ012011 | SCGSCnCZ01 | 2011 | 0 | 11
ComVint | SCGSCnCZ01 | Ex | SCG | SCG | SCn | Multiple | CZ01 | Any | SCGSCnCZ012014 | SCGSCnCZ01 | 2014 | 0 | 14
ComVint | SCGSCnCZ02 | Ex | SCG | SCG | SCn | Multiple | CZ02 | Any | SCGSCnCZ021975 | SCGSCnCZ02 | 1975 | 0 | 75
ComVint | SCGSCnCZ02 | Ex | SCG | SCG | SCn | Multiple | CZ02 | Any | SCGSCnCZ021985 | SCGSCnCZ02 | 1985 | 0 | 85
ComVint | SCGSCnCZ02 | Ex | SCG | SCG | SCn | Multiple | CZ02 | Any | SCGSCnCZ021996 | SCGSCnCZ02 | 1996 | 0 | 96
ComVint | SCGSCnCZ02 | Ex | SCG | SCG | SCn | Multiple | CZ02 | Any | SCGSCnCZ022003 | SCGSCnCZ02 | 2003 | 0 | 03
ComVint | SCGSCnCZ02 | Ex | SCG | SCG | SCn | Multiple | CZ02 | Any | SCGSCnCZ022007 | SCGSCnCZ02 | 2007 | 0 | 07
ComVint | SCGSCnCZ02 | Ex | SCG | SCG | SCn | Multiple | CZ02 | Any | SCGSCnCZ022011 | SCGSCnCZ02 | 2011 | 0 | 11
ComVint | SCGSCnCZ02 | Ex | SCG | SCG | SCn | Multiple | CZ02 | Any | SCGSCnCZ022014 | SCGSCnCZ02 | 2014 | 0 | 14
ComVint | SCGSCnCZ03 | Ex | SCG | SCG | SCn | Multiple | CZ03 | Any | SCGSCnCZ031975 | SCGSCnCZ03 | 1975 | 0 | 75
ComVint | SCGSCnCZ03 | Ex | SCG | SCG | SCn | Multiple | CZ03 | Any | SCGSCnCZ031985 | SCGSCnCZ03 | 1985 | 0 | 85
ComVint | SCGSCnCZ03 | Ex | SCG | SCG | SCn | Multiple | CZ03 | Any | SCGSCnCZ031996 | SCGSCnCZ03 | 1996 | 0 | 96
ComVint | SCGSCnCZ03 | Ex | SCG | SCG | SCn | Multiple | CZ03 | Any | SCGSCnCZ032003 | SCGSCnCZ03 | 2003 | 0 | 03
ComVint | SCGSCnCZ03 | Ex | SCG | SCG | SCn | Multiple | CZ03 | Any | SCGSCnCZ032007 | SCGSCnCZ03 | 2007 | 0 | 07
ComVint | SCGSCnCZ03 | Ex | SCG | SCG | SCn | Multiple | CZ03 | Any | SCGSCnCZ032011 | SCGSCnCZ03 | 2011 | 0 | 11
ComVint | SCGSCnCZ03 | Ex | SCG | SCG | SCn | Multiple | CZ03 | Any | SCGSCnCZ032014 | SCGSCnCZ03 | 2014 | 0 | 14
ComVint | SCGSCnCZ04 | Ex | SCG | SCG | SCn | Multiple | CZ04 | Any | SCGSCnCZ041975 | SCGSCnCZ04 | 1975 | 0 | 75
ComVint | SCGSCnCZ04 | Ex | SCG | SCG | SCn | Multiple | CZ04 | Any | SCGSCnCZ041985 | SCGSCnCZ04 | 1985 | 0 | 85
ComVint | SCGSCnCZ04 | Ex | SCG | SCG | SCn | Multiple | CZ04 | Any | SCGSCnCZ041996 | SCGSCnCZ04 | 1996 | 0 | 96
ComVint | SCGSCnCZ04 | Ex | SCG | SCG | SCn | Multiple | CZ04 | Any | SCGSCnCZ042003 | SCGSCnCZ04 | 2003 | 0 | 03
ComVint | SCGSCnCZ04 | Ex | SCG | SCG | SCn | Multiple | CZ04 | Any | SCGSCnCZ042007 | SCGSCnCZ04 | 2007 | 0 | 07
ComVint | SCGSCnCZ04 | Ex | SCG | SCG | SCn | Multiple | CZ04 | Any | SCGSCnCZ042011 | SCGSCnCZ04 | 2011 | 0 | 11
ComVint | SCGSCnCZ04 | Ex | SCG | SCG | SCn | Multiple | CZ04 | Any | SCGSCnCZ042014 | SCGSCnCZ04 | 2014 | 0 | 14
ComVint | SCGSCnCZ05 | Ex | SCG | SCG | SCn | Multiple | CZ05 | Any | SCGSCnCZ051975 | SCGSCnCZ05 | 1975 | 0.0141 | 75
ComVint | SCGSCnCZ05 | Ex | SCG | SCG | SCn | Multiple | CZ05 | Any | SCGSCnCZ051985 | SCGSCnCZ05 | 1985 | 0.0099 | 85
ComVint | SCGSCnCZ05 | Ex | SCG | SCG | SCn | Multiple | CZ05 | Any | SCGSCnCZ051996 | SCGSCnCZ05 | 1996 | 0.0047 | 96
ComVint | SCGSCnCZ05 | Ex | SCG | SCG | SCn | Multiple | CZ05 | Any | SCGSCnCZ052003 | SCGSCnCZ05 | 2003 | 0.00265 | 03
ComVint | SCGSCnCZ05 | Ex | SCG | SCG | SCn | Multiple | CZ05 | Any | SCGSCnCZ052007 | SCGSCnCZ05 | 2007 | 0.0013 | 07
ComVint | SCGSCnCZ05 | Ex | SCG | SCG | SCn | Multiple | CZ05 | Any | SCGSCnCZ052011 | SCGSCnCZ05 | 2011 | 0.0013 | 11
ComVint | SCGSCnCZ05 | Ex | SCG | SCG | SCn | Multiple | CZ05 | Any | SCGSCnCZ052014 | SCGSCnCZ05 | 2014 | 0.00065 | 14
ComVint | SCGSCnCZ06 | Ex | SCG | SCG | SCn | Multiple | CZ06 | Any | SCGSCnCZ061975 | SCGSCnCZ06 | 1975 | 14.2324 | 75
ComVint | SCGSCnCZ06 | Ex | SCG | SCG | SCn | Multiple | CZ06 | Any | SCGSCnCZ061985 | SCGSCnCZ06 | 1985 | 9.9753 | 85
ComVint | SCGSCnCZ06 | Ex | SCG | SCG | SCn | Multiple | CZ06 | Any | SCGSCnCZ061996 | SCGSCnCZ06 | 1996 | 4.625 | 96
ComVint | SCGSCnCZ06 | Ex | SCG | SCG | SCn | Multiple | CZ06 | Any | SCGSCnCZ062003 | SCGSCnCZ06 | 2003 | 2.858 | 03
ComVint | SCGSCnCZ06 | Ex | SCG | SCG | SCn | Multiple | CZ06 | Any | SCGSCnCZ062007 | SCGSCnCZ06 | 2007 | 1.3821 | 07
ComVint | SCGSCnCZ06 | Ex | SCG | SCG | SCn | Multiple | CZ06 | Any | SCGSCnCZ062011 | SCGSCnCZ06 | 2011 | 1.3821 | 11
ComVint | SCGSCnCZ06 | Ex | SCG | SCG | SCn | Multiple | CZ06 | Any | SCGSCnCZ062014 | SCGSCnCZ06 | 2014 | 0.69105 | 14
ComVint | SCGSCnCZ07 | Ex | SCG | SCG | SCn | Multiple | CZ07 | Any | SCGSCnCZ071975 | SCGSCnCZ07 | 1975 | 0 | 75
ComVint | SCGSCnCZ07 | Ex | SCG | SCG | SCn | Multiple | CZ07 | Any | SCGSCnCZ071985 | SCGSCnCZ07 | 1985 | 0 | 85
ComVint | SCGSCnCZ07 | Ex | SCG | SCG | SCn | Multiple | CZ07 | Any | SCGSCnCZ071996 | SCGSCnCZ07 | 1996 | 0 | 96
ComVint | SCGSCnCZ07 | Ex | SCG | SCG | SCn | Multiple | CZ07 | Any | SCGSCnCZ072003 | SCGSCnCZ07 | 2003 | 0 | 03
ComVint | SCGSCnCZ07 | Ex | SCG | SCG | SCn | Multiple | CZ07 | Any | SCGSCnCZ072007 | SCGSCnCZ07 | 2007 | 0 | 07
ComVint | SCGSCnCZ07 | Ex | SCG | SCG | SCn | Multiple | CZ07 | Any | SCGSCnCZ072011 | SCGSCnCZ07 | 2011 | 0 | 11
ComVint | SCGSCnCZ07 | Ex | SCG | SCG | SCn | Multiple | CZ07 | Any | SCGSCnCZ072014 | SCGSCnCZ07 | 2014 | 0 | 14
ComVint | SCGSCnCZ08 | Ex | SCG | SCG | SCn | Multiple | CZ08 | Any | SCGSCnCZ081975 | SCGSCnCZ08 | 1975 | 40.9402 | 75
ComVint | SCGSCnCZ08 | Ex | SCG | SCG | SCn | Multiple | CZ08 | Any | SCGSCnCZ081985 | SCGSCnCZ08 | 1985 | 28.6076 | 85
ComVint | SCGSCnCZ08 | Ex | SCG | SCG | SCn | Multiple | CZ08 | Any | SCGSCnCZ081996 | SCGSCnCZ08 | 1996 | 13.3807 | 96
ComVint | SCGSCnCZ08 | Ex | SCG | SCG | SCn | Multiple | CZ08 | Any | SCGSCnCZ082003 | SCGSCnCZ08 | 2003 | 7.9768 | 03
ComVint | SCGSCnCZ08 | Ex | SCG | SCG | SCn | Multiple | CZ08 | Any | SCGSCnCZ082007 | SCGSCnCZ08 | 2007 | 3.8928 | 07
ComVint | SCGSCnCZ08 | Ex | SCG | SCG | SCn | Multiple | CZ08 | Any | SCGSCnCZ082011 | SCGSCnCZ08 | 2011 | 3.8928 | 11
ComVint | SCGSCnCZ08 | Ex | SCG | SCG | SCn | Multiple | CZ08 | Any | SCGSCnCZ082014 | SCGSCnCZ08 | 2014 | 1.9464 | 14
ComVint | SCGSCnCZ09 | Ex | SCG | SCG | SCn | Multiple | CZ09 | Any | SCGSCnCZ091975 | SCGSCnCZ09 | 1975 | 24.9516 | 75
ComVint | SCGSCnCZ09 | Ex | SCG | SCG | SCn | Multiple | CZ09 | Any | SCGSCnCZ091985 | SCGSCnCZ09 | 1985 | 18.7786 | 85
ComVint | SCGSCnCZ09 | Ex | SCG | SCG | SCn | Multiple | CZ09 | Any | SCGSCnCZ091996 | SCGSCnCZ09 | 1996 | 8.4892 | 96
ComVint | SCGSCnCZ09 | Ex | SCG | SCG | SCn | Multiple | CZ09 | Any | SCGSCnCZ092003 | SCGSCnCZ09 | 2003 | 6.5576 | 03
ComVint | SCGSCnCZ09 | Ex | SCG | SCG | SCn | Multiple | CZ09 | Any | SCGSCnCZ092007 | SCGSCnCZ09 | 2007 | 2.7921 | 07
ComVint | SCGSCnCZ09 | Ex | SCG | SCG | SCn | Multiple | CZ09 | Any | SCGSCnCZ092011 | SCGSCnCZ09 | 2011 | 2.7921 | 11
ComVint | SCGSCnCZ09 | Ex | SCG | SCG | SCn | Multiple | CZ09 | Any | SCGSCnCZ092014 | SCGSCnCZ09 | 2014 | 1.3961 | 14
ComVint | SCGSCnCZ10 | Ex | SCG | SCG | SCn | Multiple | CZ10 | Any | SCGSCnCZ101975 | SCGSCnCZ10 | 1975 | 4.7365 | 75
ComVint | SCGSCnCZ10 | Ex | SCG | SCG | SCn | Multiple | CZ10 | Any | SCGSCnCZ101985 | SCGSCnCZ10 | 1985 | 22.8958 | 85
ComVint | SCGSCnCZ10 | Ex | SCG | SCG | SCn | Multiple | CZ10 | Any | SCGSCnCZ101996 | SCGSCnCZ10 | 1996 | 12.3297 | 96
ComVint | SCGSCnCZ10 | Ex | SCG | SCG | SCn | Multiple | CZ10 | Any | SCGSCnCZ102003 | SCGSCnCZ10 | 2003 | 16.8193 | 03
ComVint | SCGSCnCZ10 | Ex | SCG | SCG | SCn | Multiple | CZ10 | Any | SCGSCnCZ102007 | SCGSCnCZ10 | 2007 | 11.1073 | 07
ComVint | SCGSCnCZ10 | Ex | SCG | SCG | SCn | Multiple | CZ10 | Any | SCGSCnCZ102011 | SCGSCnCZ10 | 2011 | 11.1073 | 11
ComVint | SCGSCnCZ10 | Ex | SCG | SCG | SCn | Multiple | CZ10 | Any | SCGSCnCZ102014 | SCGSCnCZ10 | 2014 | 5.5537 | 14
ComVint | SCGSCnCZ11 | Ex | SCG | SCG | SCn | Multiple | CZ11 | Any | SCGSCnCZ111975 | SCGSCnCZ11 | 1975 | 0 | 75
ComVint | SCGSCnCZ11 | Ex | SCG | SCG | SCn | Multiple | CZ11 | Any | SCGSCnCZ111985 | SCGSCnCZ11 | 1985 | 0 | 85
ComVint | SCGSCnCZ11 | Ex | SCG | SCG | SCn | Multiple | CZ11 | Any | SCGSCnCZ111996 | SCGSCnCZ11 | 1996 | 0 | 96
ComVint | SCGSCnCZ11 | Ex | SCG | SCG | SCn | Multiple | CZ11 | Any | SCGSCnCZ112003 | SCGSCnCZ11 | 2003 | 0 | 03
ComVint | SCGSCnCZ11 | Ex | SCG | SCG | SCn | Multiple | CZ11 | Any | SCGSCnCZ112007 | SCGSCnCZ11 | 2007 | 0 | 07
ComVint | SCGSCnCZ11 | Ex | SCG | SCG | SCn | Multiple | CZ11 | Any | SCGSCnCZ112011 | SCGSCnCZ11 | 2011 | 0 | 11
ComVint | SCGSCnCZ11 | Ex | SCG | SCG | SCn | Multiple | CZ11 | Any | SCGSCnCZ112014 | SCGSCnCZ11 | 2014 | 0 | 14
ComVint | SCGSCnCZ12 | Ex | SCG | SCG | SCn | Multiple | CZ12 | Any | SCGSCnCZ121975 | SCGSCnCZ12 | 1975 | 0 | 75
ComVint | SCGSCnCZ12 | Ex | SCG | SCG | SCn | Multiple | CZ12 | Any | SCGSCnCZ121985 | SCGSCnCZ12 | 1985 | 0 | 85
ComVint | SCGSCnCZ12 | Ex | SCG | SCG | SCn | Multiple | CZ12 | Any | SCGSCnCZ121996 | SCGSCnCZ12 | 1996 | 0 | 96
ComVint | SCGSCnCZ12 | Ex | SCG | SCG | SCn | Multiple | CZ12 | Any | SCGSCnCZ122003 | SCGSCnCZ12 | 2003 | 0 | 03
ComVint | SCGSCnCZ12 | Ex | SCG | SCG | SCn | Multiple | CZ12 | Any | SCGSCnCZ122007 | SCGSCnCZ12 | 2007 | 0 | 07
ComVint | SCGSCnCZ12 | Ex | SCG | SCG | SCn | Multiple | CZ12 | Any | SCGSCnCZ122011 | SCGSCnCZ12 | 2011 | 0 | 11
ComVint | SCGSCnCZ12 | Ex | SCG | SCG | SCn | Multiple | CZ12 | Any | SCGSCnCZ122014 | SCGSCnCZ12 | 2014 | 0 | 14
ComVint | SCGSCnCZ13 | Ex | SCG | SCG | SCn | Multiple | CZ13 | Any | SCGSCnCZ131975 | SCGSCnCZ13 | 1975 | 0.5042 | 75
ComVint | SCGSCnCZ13 | Ex | SCG | SCG | SCn | Multiple | CZ13 | Any | SCGSCnCZ131985 | SCGSCnCZ13 | 1985 | 0.89015 | 85
ComVint | SCGSCnCZ13 | Ex | SCG | SCG | SCn | Multiple | CZ13 | Any | SCGSCnCZ131996 | SCGSCnCZ13 | 1996 | 0.9713 | 96
ComVint | SCGSCnCZ13 | Ex | SCG | SCG | SCn | Multiple | CZ13 | Any | SCGSCnCZ132003 | SCGSCnCZ13 | 2003 | 0.55075 | 03
ComVint | SCGSCnCZ13 | Ex | SCG | SCG | SCn | Multiple | CZ13 | Any | SCGSCnCZ132007 | SCGSCnCZ13 | 2007 | 0.376 | 07
ComVint | SCGSCnCZ13 | Ex | SCG | SCG | SCn | Multiple | CZ13 | Any | SCGSCnCZ132011 | SCGSCnCZ13 | 2011 | 0.376 | 11
ComVint | SCGSCnCZ13 | Ex | SCG | SCG | SCn | Multiple | CZ13 | Any | SCGSCnCZ132014 | SCGSCnCZ13 | 2014 | 0.188 | 14
ComVint | SCGSCnCZ14 | Ex | SCG | SCG | SCn | Multiple | CZ14 | Any | SCGSCnCZ141975 | SCGSCnCZ14 | 1975 | 0.2396 | 75
ComVint | SCGSCnCZ14 | Ex | SCG | SCG | SCn | Multiple | CZ14 | Any | SCGSCnCZ141985 | SCGSCnCZ14 | 1985 | 0.52165 | 85
ComVint | SCGSCnCZ14 | Ex | SCG | SCG | SCn | Multiple | CZ14 | Any | SCGSCnCZ141996 | SCGSCnCZ14 | 1996 | 0.3173 | 96
ComVint | SCGSCnCZ14 | Ex | SCG | SCG | SCn | Multiple | CZ14 | Any | SCGSCnCZ142003 | SCGSCnCZ14 | 2003 | 0.33715 | 03
ComVint | SCGSCnCZ14 | Ex | SCG | SCG | SCn | Multiple | CZ14 | Any | SCGSCnCZ142007 | SCGSCnCZ14 | 2007 | 0.21515 | 07
ComVint | SCGSCnCZ14 | Ex | SCG | SCG | SCn | Multiple | CZ14 | Any | SCGSCnCZ142011 | SCGSCnCZ14 | 2011 | 0.21515 | 11
ComVint | SCGSCnCZ14 | Ex | SCG | SCG | SCn | Multiple | CZ14 | Any | SCGSCnCZ142014 | SCGSCnCZ14 | 2014 | 0.10758 | 14
ComVint | SCGSCnCZ15 | Ex | SCG | SCG | SCn | Multiple | CZ15 | Any | SCGSCnCZ151975 | SCGSCnCZ15 | 1975 | 0.087 | 75
ComVint | SCGSCnCZ15 | Ex | SCG | SCG | SCn | Multiple | CZ15 | Any | SCGSCnCZ151985 | SCGSCnCZ15 | 1985 | 0.4206 | 85
ComVint | SCGSCnCZ15 | Ex | SCG | SCG | SCn | Multiple | CZ15 | Any | SCGSCnCZ151996 | SCGSCnCZ15 | 1996 | 0.2265 | 96
ComVint | SCGSCnCZ15 | Ex | SCG | SCG | SCn | Multiple | CZ15 | Any | SCGSCnCZ152003 | SCGSCnCZ15 | 2003 | 0.309 | 03
ComVint | SCGSCnCZ15 | Ex | SCG | SCG | SCn | Multiple | CZ15 | Any | SCGSCnCZ152007 | SCGSCnCZ15 | 2007 | 0.20405 | 07
ComVint | SCGSCnCZ15 | Ex | SCG | SCG | SCn | Multiple | CZ15 | Any | SCGSCnCZ152011 | SCGSCnCZ15 | 2011 | 0.20405 | 11
ComVint | SCGSCnCZ15 | Ex | SCG | SCG | SCn | Multiple | CZ15 | Any | SCGSCnCZ152014 | SCGSCnCZ15 | 2014 | 0.10203 | 14
ComVint | SCGSCnCZ16 | Ex | SCG | SCG | SCn | Multiple | CZ16 | Any | SCGSCnCZ161975 | SCGSCnCZ16 | 1975 | 0.11085 | 75
ComVint | SCGSCnCZ16 | Ex | SCG | SCG | SCn | Multiple | CZ16 | Any | SCGSCnCZ161985 | SCGSCnCZ16 | 1985 | 0.4273 | 85
ComVint | SCGSCnCZ16 | Ex | SCG | SCG | SCn | Multiple | CZ16 | Any | SCGSCnCZ161996 | SCGSCnCZ16 | 1996 | 0.2511 | 96
ComVint | SCGSCnCZ16 | Ex | SCG | SCG | SCn | Multiple | CZ16 | Any | SCGSCnCZ162003 | SCGSCnCZ16 | 2003 | 0.30635 | 03
ComVint | SCGSCnCZ16 | Ex | SCG | SCG | SCn | Multiple | CZ16 | Any | SCGSCnCZ162007 | SCGSCnCZ16 | 2007 | 0.20215 | 07
ComVint | SCGSCnCZ16 | Ex | SCG | SCG | SCn | Multiple | CZ16 | Any | SCGSCnCZ162011 | SCGSCnCZ16 | 2011 | 0.20215 | 11
ComVint | SCGSCnCZ16 | Ex | SCG | SCG | SCn | Multiple | CZ16 | Any | SCGSCnCZ162014 | SCGSCnCZ16 | 2014 | 0.10107 | 14
ComVint | SCGSUnCZ01 | Ex | SCG | SCG | SUn | Multiple | CZ01 | Any | SCGSUnCZ011975 | SCGSUnCZ01 | 1975 | 0 | 75
ComVint | SCGSUnCZ01 | Ex | SCG | SCG | SUn | Multiple | CZ01 | Any | SCGSUnCZ011985 | SCGSUnCZ01 | 1985 | 0 | 85
ComVint | SCGSUnCZ01 | Ex | SCG | SCG | SUn | Multiple | CZ01 | Any | SCGSUnCZ011996 | SCGSUnCZ01 | 1996 | 0 | 96
ComVint | SCGSUnCZ01 | Ex | SCG | SCG | SUn | Multiple | CZ01 | Any | SCGSUnCZ012003 | SCGSUnCZ01 | 2003 | 0 | 03
ComVint | SCGSUnCZ01 | Ex | SCG | SCG | SUn | Multiple | CZ01 | Any | SCGSUnCZ012007 | SCGSUnCZ01 | 2007 | 0 | 07
ComVint | SCGSUnCZ01 | Ex | SCG | SCG | SUn | Multiple | CZ01 | Any | SCGSUnCZ012011 | SCGSUnCZ01 | 2011 | 0 | 11
ComVint | SCGSUnCZ01 | Ex | SCG | SCG | SUn | Multiple | CZ01 | Any | SCGSUnCZ012014 | SCGSUnCZ01 | 2014 | 0 | 14
ComVint | SCGSUnCZ02 | Ex | SCG | SCG | SUn | Multiple | CZ02 | Any | SCGSUnCZ021975 | SCGSUnCZ02 | 1975 | 0 | 75
ComVint | SCGSUnCZ02 | Ex | SCG | SCG | SUn | Multiple | CZ02 | Any | SCGSUnCZ021985 | SCGSUnCZ02 | 1985 | 0 | 85
ComVint | SCGSUnCZ02 | Ex | SCG | SCG | SUn | Multiple | CZ02 | Any | SCGSUnCZ021996 | SCGSUnCZ02 | 1996 | 0 | 96
ComVint | SCGSUnCZ02 | Ex | SCG | SCG | SUn | Multiple | CZ02 | Any | SCGSUnCZ022003 | SCGSUnCZ02 | 2003 | 0 | 03
ComVint | SCGSUnCZ02 | Ex | SCG | SCG | SUn | Multiple | CZ02 | Any | SCGSUnCZ022007 | SCGSUnCZ02 | 2007 | 0 | 07
ComVint | SCGSUnCZ02 | Ex | SCG | SCG | SUn | Multiple | CZ02 | Any | SCGSUnCZ022011 | SCGSUnCZ02 | 2011 | 0 | 11
ComVint | SCGSUnCZ02 | Ex | SCG | SCG | SUn | Multiple | CZ02 | Any | SCGSUnCZ022014 | SCGSUnCZ02 | 2014 | 0 | 14
ComVint | SCGSUnCZ03 | Ex | SCG | SCG | SUn | Multiple | CZ03 | Any | SCGSUnCZ031975 | SCGSUnCZ03 | 1975 | 0 | 75
ComVint | SCGSUnCZ03 | Ex | SCG | SCG | SUn | Multiple | CZ03 | Any | SCGSUnCZ031985 | SCGSUnCZ03 | 1985 | 0 | 85
ComVint | SCGSUnCZ03 | Ex | SCG | SCG | SUn | Multiple | CZ03 | Any | SCGSUnCZ031996 | SCGSUnCZ03 | 1996 | 0 | 96
ComVint | SCGSUnCZ03 | Ex | SCG | SCG | SUn | Multiple | CZ03 | Any | SCGSUnCZ032003 | SCGSUnCZ03 | 2003 | 0 | 03
ComVint | SCGSUnCZ03 | Ex | SCG | SCG | SUn | Multiple | CZ03 | Any | SCGSUnCZ032007 | SCGSUnCZ03 | 2007 | 0 | 07
ComVint | SCGSUnCZ03 | Ex | SCG | SCG | SUn | Multiple | CZ03 | Any | SCGSUnCZ032011 | SCGSUnCZ03 | 2011 | 0 | 11
ComVint | SCGSUnCZ03 | Ex | SCG | SCG | SUn | Multiple | CZ03 | Any | SCGSUnCZ032014 | SCGSUnCZ03 | 2014 | 0 | 14
ComVint | SCGSUnCZ04 | Ex | SCG | SCG | SUn | Multiple | CZ04 | Any | SCGSUnCZ041975 | SCGSUnCZ04 | 1975 | 0 | 75
ComVint | SCGSUnCZ04 | Ex | SCG | SCG | SUn | Multiple | CZ04 | Any | SCGSUnCZ041985 | SCGSUnCZ04 | 1985 | 0 | 85
ComVint | SCGSUnCZ04 | Ex | SCG | SCG | SUn | Multiple | CZ04 | Any | SCGSUnCZ041996 | SCGSUnCZ04 | 1996 | 0 | 96
ComVint | SCGSUnCZ04 | Ex | SCG | SCG | SUn | Multiple | CZ04 | Any | SCGSUnCZ042003 | SCGSUnCZ04 | 2003 | 0 | 03
ComVint | SCGSUnCZ04 | Ex | SCG | SCG | SUn | Multiple | CZ04 | Any | SCGSUnCZ042007 | SCGSUnCZ04 | 2007 | 0 | 07
ComVint | SCGSUnCZ04 | Ex | SCG | SCG | SUn | Multiple | CZ04 | Any | SCGSUnCZ042011 | SCGSUnCZ04 | 2011 | 0 | 11
ComVint | SCGSUnCZ04 | Ex | SCG | SCG | SUn | Multiple | CZ04 | Any | SCGSUnCZ042014 | SCGSUnCZ04 | 2014 | 0 | 14
ComVint | SCGSUnCZ05 | Ex | SCG | SCG | SUn | Multiple | CZ05 | Any | SCGSUnCZ051975 | SCGSUnCZ05 | 1975 | 0.0141 | 75
ComVint | SCGSUnCZ05 | Ex | SCG | SCG | SUn | Multiple | CZ05 | Any | SCGSUnCZ051985 | SCGSUnCZ05 | 1985 | 0.0099 | 85
ComVint | SCGSUnCZ05 | Ex | SCG | SCG | SUn | Multiple | CZ05 | Any | SCGSUnCZ051996 | SCGSUnCZ05 | 1996 | 0.0047 | 96
ComVint | SCGSUnCZ05 | Ex | SCG | SCG | SUn | Multiple | CZ05 | Any | SCGSUnCZ052003 | SCGSUnCZ05 | 2003 | 0.00265 | 03
ComVint | SCGSUnCZ05 | Ex | SCG | SCG | SUn | Multiple | CZ05 | Any | SCGSUnCZ052007 | SCGSUnCZ05 | 2007 | 0.0013 | 07
ComVint | SCGSUnCZ05 | Ex | SCG | SCG | SUn | Multiple | CZ05 | Any | SCGSUnCZ052011 | SCGSUnCZ05 | 2011 | 0.0013 | 11
ComVint | SCGSUnCZ05 | Ex | SCG | SCG | SUn | Multiple | CZ05 | Any | SCGSUnCZ052014 | SCGSUnCZ05 | 2014 | 0.00065 | 14
ComVint | SCGSUnCZ06 | Ex | SCG | SCG | SUn | Multiple | CZ06 | Any | SCGSUnCZ061975 | SCGSUnCZ06 | 1975 | 14.2324 | 75
ComVint | SCGSUnCZ06 | Ex | SCG | SCG | SUn | Multiple | CZ06 | Any | SCGSUnCZ061985 | SCGSUnCZ06 | 1985 | 9.9753 | 85
ComVint | SCGSUnCZ06 | Ex | SCG | SCG | SUn | Multiple | CZ06 | Any | SCGSUnCZ061996 | SCGSUnCZ06 | 1996 | 4.625 | 96
ComVint | SCGSUnCZ06 | Ex | SCG | SCG | SUn | Multiple | CZ06 | Any | SCGSUnCZ062003 | SCGSUnCZ06 | 2003 | 2.858 | 03
ComVint | SCGSUnCZ06 | Ex | SCG | SCG | SUn | Multiple | CZ06 | Any | SCGSUnCZ062007 | SCGSUnCZ06 | 2007 | 1.3821 | 07
ComVint | SCGSUnCZ06 | Ex | SCG | SCG | SUn | Multiple | CZ06 | Any | SCGSUnCZ062011 | SCGSUnCZ06 | 2011 | 1.3821 | 11
ComVint | SCGSUnCZ06 | Ex | SCG | SCG | SUn | Multiple | CZ06 | Any | SCGSUnCZ062014 | SCGSUnCZ06 | 2014 | 0.69105 | 14
ComVint | SCGSUnCZ07 | Ex | SCG | SCG | SUn | Multiple | CZ07 | Any | SCGSUnCZ071975 | SCGSUnCZ07 | 1975 | 0 | 75
ComVint | SCGSUnCZ07 | Ex | SCG | SCG | SUn | Multiple | CZ07 | Any | SCGSUnCZ071985 | SCGSUnCZ07 | 1985 | 0 | 85
ComVint | SCGSUnCZ07 | Ex | SCG | SCG | SUn | Multiple | CZ07 | Any | SCGSUnCZ071996 | SCGSUnCZ07 | 1996 | 0 | 96
ComVint | SCGSUnCZ07 | Ex | SCG | SCG | SUn | Multiple | CZ07 | Any | SCGSUnCZ072003 | SCGSUnCZ07 | 2003 | 0 | 03
ComVint | SCGSUnCZ07 | Ex | SCG | SCG | SUn | Multiple | CZ07 | Any | SCGSUnCZ072007 | SCGSUnCZ07 | 2007 | 0 | 07
ComVint | SCGSUnCZ07 | Ex | SCG | SCG | SUn | Multiple | CZ07 | Any | SCGSUnCZ072011 | SCGSUnCZ07 | 2011 | 0 | 11
ComVint | SCGSUnCZ07 | Ex | SCG | SCG | SUn | Multiple | CZ07 | Any | SCGSUnCZ072014 | SCGSUnCZ07 | 2014 | 0 | 14
ComVint | SCGSUnCZ08 | Ex | SCG | SCG | SUn | Multiple | CZ08 | Any | SCGSUnCZ081975 | SCGSUnCZ08 | 1975 | 40.9402 | 75
ComVint | SCGSUnCZ08 | Ex | SCG | SCG | SUn | Multiple | CZ08 | Any | SCGSUnCZ081985 | SCGSUnCZ08 | 1985 | 28.6076 | 85
ComVint | SCGSUnCZ08 | Ex | SCG | SCG | SUn | Multiple | CZ08 | Any | SCGSUnCZ081996 | SCGSUnCZ08 | 1996 | 13.3807 | 96
ComVint | SCGSUnCZ08 | Ex | SCG | SCG | SUn | Multiple | CZ08 | Any | SCGSUnCZ082003 | SCGSUnCZ08 | 2003 | 7.9768 | 03
ComVint | SCGSUnCZ08 | Ex | SCG | SCG | SUn | Multiple | CZ08 | Any | SCGSUnCZ082007 | SCGSUnCZ08 | 2007 | 3.8928 | 07
ComVint | SCGSUnCZ08 | Ex | SCG | SCG | SUn | Multiple | CZ08 | Any | SCGSUnCZ082011 | SCGSUnCZ08 | 2011 | 3.8928 | 11
ComVint | SCGSUnCZ08 | Ex | SCG | SCG | SUn | Multiple | CZ08 | Any | SCGSUnCZ082014 | SCGSUnCZ08 | 2014 | 1.9464 | 14
ComVint | SCGSUnCZ09 | Ex | SCG | SCG | SUn | Multiple | CZ09 | Any | SCGSUnCZ091975 | SCGSUnCZ09 | 1975 | 24.9516 | 75
ComVint | SCGSUnCZ09 | Ex | SCG | SCG | SUn | Multiple | CZ09 | Any | SCGSUnCZ091985 | SCGSUnCZ09 | 1985 | 18.7786 | 85
ComVint | SCGSUnCZ09 | Ex | SCG | SCG | SUn | Multiple | CZ09 | Any | SCGSUnCZ091996 | SCGSUnCZ09 | 1996 | 8.4892 | 96
ComVint | SCGSUnCZ09 | Ex | SCG | SCG | SUn | Multiple | CZ09 | Any | SCGSUnCZ092003 | SCGSUnCZ09 | 2003 | 6.5576 | 03
ComVint | SCGSUnCZ09 | Ex | SCG | SCG | SUn | Multiple | CZ09 | Any | SCGSUnCZ092007 | SCGSUnCZ09 | 2007 | 2.7921 | 07
ComVint | SCGSUnCZ09 | Ex | SCG | SCG | SUn | Multiple | CZ09 | Any | SCGSUnCZ092011 | SCGSUnCZ09 | 2011 | 2.7921 | 11
ComVint | SCGSUnCZ09 | Ex | SCG | SCG | SUn | Multiple | CZ09 | Any | SCGSUnCZ092014 | SCGSUnCZ09 | 2014 | 1.3961 | 14
ComVint | SCGSUnCZ10 | Ex | SCG | SCG | SUn | Multiple | CZ10 | Any | SCGSUnCZ101975 | SCGSUnCZ10 | 1975 | 4.7365 | 75
ComVint | SCGSUnCZ10 | Ex | SCG | SCG | SUn | Multiple | CZ10 | Any | SCGSUnCZ101985 | SCGSUnCZ10 | 1985 | 22.8958 | 85
ComVint | SCGSUnCZ10 | Ex | SCG | SCG | SUn | Multiple | CZ10 | Any | SCGSUnCZ101996 | SCGSUnCZ10 | 1996 | 12.3297 | 96
ComVint | SCGSUnCZ10 | Ex | SCG | SCG | SUn | Multiple | CZ10 | Any | SCGSUnCZ102003 | SCGSUnCZ10 | 2003 | 16.8193 | 03
ComVint | SCGSUnCZ10 | Ex | SCG | SCG | SUn | Multiple | CZ10 | Any | SCGSUnCZ102007 | SCGSUnCZ10 | 2007 | 11.1073 | 07
ComVint | SCGSUnCZ10 | Ex | SCG | SCG | SUn | Multiple | CZ10 | Any | SCGSUnCZ102011 | SCGSUnCZ10 | 2011 | 11.1073 | 11
ComVint | SCGSUnCZ10 | Ex | SCG | SCG | SUn | Multiple | CZ10 | Any | SCGSUnCZ102014 | SCGSUnCZ10 | 2014 | 5.5537 | 14
ComVint | SCGSUnCZ11 | Ex | SCG | SCG | SUn | Multiple | CZ11 | Any | SCGSUnCZ111975 | SCGSUnCZ11 | 1975 | 0 | 75
ComVint | SCGSUnCZ11 | Ex | SCG | SCG | SUn | Multiple | CZ11 | Any | SCGSUnCZ111985 | SCGSUnCZ11 | 1985 | 0 | 85
ComVint | SCGSUnCZ11 | Ex | SCG | SCG | SUn | Multiple | CZ11 | Any | SCGSUnCZ111996 | SCGSUnCZ11 | 1996 | 0 | 96
ComVint | SCGSUnCZ11 | Ex | SCG | SCG | SUn | Multiple | CZ11 | Any | SCGSUnCZ112003 | SCGSUnCZ11 | 2003 | 0 | 03
ComVint | SCGSUnCZ11 | Ex | SCG | SCG | SUn | Multiple | CZ11 | Any | SCGSUnCZ112007 | SCGSUnCZ11 | 2007 | 0 | 07
ComVint | SCGSUnCZ11 | Ex | SCG | SCG | SUn | Multiple | CZ11 | Any | SCGSUnCZ112011 | SCGSUnCZ11 | 2011 | 0 | 11
ComVint | SCGSUnCZ11 | Ex | SCG | SCG | SUn | Multiple | CZ11 | Any | SCGSUnCZ112014 | SCGSUnCZ11 | 2014 | 0 | 14
ComVint | SCGSUnCZ12 | Ex | SCG | SCG | SUn | Multiple | CZ12 | Any | SCGSUnCZ121975 | SCGSUnCZ12 | 1975 | 0 | 75
ComVint | SCGSUnCZ12 | Ex | SCG | SCG | SUn | Multiple | CZ12 | Any | SCGSUnCZ121985 | SCGSUnCZ12 | 1985 | 0 | 85
ComVint | SCGSUnCZ12 | Ex | SCG | SCG | SUn | Multiple | CZ12 | Any | SCGSUnCZ121996 | SCGSUnCZ12 | 1996 | 0 | 96
ComVint | SCGSUnCZ12 | Ex | SCG | SCG | SUn | Multiple | CZ12 | Any | SCGSUnCZ122003 | SCGSUnCZ12 | 2003 | 0 | 03
ComVint | SCGSUnCZ12 | Ex | SCG | SCG | SUn | Multiple | CZ12 | Any | SCGSUnCZ122007 | SCGSUnCZ12 | 2007 | 0 | 07
ComVint | SCGSUnCZ12 | Ex | SCG | SCG | SUn | Multiple | CZ12 | Any | SCGSUnCZ122011 | SCGSUnCZ12 | 2011 | 0 | 11
ComVint | SCGSUnCZ12 | Ex | SCG | SCG | SUn | Multiple | CZ12 | Any | SCGSUnCZ122014 | SCGSUnCZ12 | 2014 | 0 | 14
ComVint | SCGSUnCZ13 | Ex | SCG | SCG | SUn | Multiple | CZ13 | Any | SCGSUnCZ131975 | SCGSUnCZ13 | 1975 | 0.5042 | 75
ComVint | SCGSUnCZ13 | Ex | SCG | SCG | SUn | Multiple | CZ13 | Any | SCGSUnCZ131985 | SCGSUnCZ13 | 1985 | 0.89015 | 85
ComVint | SCGSUnCZ13 | Ex | SCG | SCG | SUn | Multiple | CZ13 | Any | SCGSUnCZ131996 | SCGSUnCZ13 | 1996 | 0.9713 | 96
ComVint | SCGSUnCZ13 | Ex | SCG | SCG | SUn | Multiple | CZ13 | Any | SCGSUnCZ132003 | SCGSUnCZ13 | 2003 | 0.55075 | 03
ComVint | SCGSUnCZ13 | Ex | SCG | SCG | SUn | Multiple | CZ13 | Any | SCGSUnCZ132007 | SCGSUnCZ13 | 2007 | 0.376 | 07
ComVint | SCGSUnCZ13 | Ex | SCG | SCG | SUn | Multiple | CZ13 | Any | SCGSUnCZ132011 | SCGSUnCZ13 | 2011 | 0.376 | 11
ComVint | SCGSUnCZ13 | Ex | SCG | SCG | SUn | Multiple | CZ13 | Any | SCGSUnCZ132014 | SCGSUnCZ13 | 2014 | 0.188 | 14
ComVint | SCGSUnCZ14 | Ex | SCG | SCG | SUn | Multiple | CZ14 | Any | SCGSUnCZ141975 | SCGSUnCZ14 | 1975 | 0.2396 | 75
ComVint | SCGSUnCZ14 | Ex | SCG | SCG | SUn | Multiple | CZ14 | Any | SCGSUnCZ141985 | SCGSUnCZ14 | 1985 | 0.52165 | 85
ComVint | SCGSUnCZ14 | Ex | SCG | SCG | SUn | Multiple | CZ14 | Any | SCGSUnCZ141996 | SCGSUnCZ14 | 1996 | 0.3173 | 96
ComVint | SCGSUnCZ14 | Ex | SCG | SCG | SUn | Multiple | CZ14 | Any | SCGSUnCZ142003 | SCGSUnCZ14 | 2003 | 0.33715 | 03
ComVint | SCGSUnCZ14 | Ex | SCG | SCG | SUn | Multiple | CZ14 | Any | SCGSUnCZ142007 | SCGSUnCZ14 | 2007 | 0.21515 | 07
ComVint | SCGSUnCZ14 | Ex | SCG | SCG | SUn | Multiple | CZ14 | Any | SCGSUnCZ142011 | SCGSUnCZ14 | 2011 | 0.21515 | 11
ComVint | SCGSUnCZ14 | Ex | SCG | SCG | SUn | Multiple | CZ14 | Any | SCGSUnCZ142014 | SCGSUnCZ14 | 2014 | 0.10758 | 14
ComVint | SCGSUnCZ15 | Ex | SCG | SCG | SUn | Multiple | CZ15 | Any | SCGSUnCZ151975 | SCGSUnCZ15 | 1975 | 0.087 | 75
ComVint | SCGSUnCZ15 | Ex | SCG | SCG | SUn | Multiple | CZ15 | Any | SCGSUnCZ151985 | SCGSUnCZ15 | 1985 | 0.4206 | 85
ComVint | SCGSUnCZ15 | Ex | SCG | SCG | SUn | Multiple | CZ15 | Any | SCGSUnCZ151996 | SCGSUnCZ15 | 1996 | 0.2265 | 96
ComVint | SCGSUnCZ15 | Ex | SCG | SCG | SUn | Multiple | CZ15 | Any | SCGSUnCZ152003 | SCGSUnCZ15 | 2003 | 0.309 | 03
ComVint | SCGSUnCZ15 | Ex | SCG | SCG | SUn | Multiple | CZ15 | Any | SCGSUnCZ152007 | SCGSUnCZ15 | 2007 | 0.20405 | 07
ComVint | SCGSUnCZ15 | Ex | SCG | SCG | SUn | Multiple | CZ15 | Any | SCGSUnCZ152011 | SCGSUnCZ15 | 2011 | 0.20405 | 11
ComVint | SCGSUnCZ15 | Ex | SCG | SCG | SUn | Multiple | CZ15 | Any | SCGSUnCZ152014 | SCGSUnCZ15 | 2014 | 0.10203 | 14
ComVint | SCGSUnCZ16 | Ex | SCG | SCG | SUn | Multiple | CZ16 | Any | SCGSUnCZ161975 | SCGSUnCZ16 | 1975 | 0.11085 | 75
ComVint | SCGSUnCZ16 | Ex | SCG | SCG | SUn | Multiple | CZ16 | Any | SCGSUnCZ161985 | SCGSUnCZ16 | 1985 | 0.4273 | 85
ComVint | SCGSUnCZ16 | Ex | SCG | SCG | SUn | Multiple | CZ16 | Any | SCGSUnCZ161996 | SCGSUnCZ16 | 1996 | 0.2511 | 96
ComVint | SCGSUnCZ16 | Ex | SCG | SCG | SUn | Multiple | CZ16 | Any | SCGSUnCZ162003 | SCGSUnCZ16 | 2003 | 0.30635 | 03
ComVint | SCGSUnCZ16 | Ex | SCG | SCG | SUn | Multiple | CZ16 | Any | SCGSUnCZ162007 | SCGSUnCZ16 | 2007 | 0.20215 | 07
ComVint | SCGSUnCZ16 | Ex | SCG | SCG | SUn | Multiple | CZ16 | Any | SCGSUnCZ162011 | SCGSUnCZ16 | 2011 | 0.20215 | 11
ComVint | SCGSUnCZ16 | Ex | SCG | SCG | SUn | Multiple | CZ16 | Any | SCGSUnCZ162014 | SCGSUnCZ16 | 2014 | 0.10107 | 14
ComVint | SCGWRfCZ01 | Ex | SCG | SCG | WRf | Multiple | CZ01 | Any | SCGWRfCZ011975 | SCGWRfCZ01 | 1975 | 0 | 75
ComVint | SCGWRfCZ01 | Ex | SCG | SCG | WRf | Multiple | CZ01 | Any | SCGWRfCZ011985 | SCGWRfCZ01 | 1985 | 0 | 85
ComVint | SCGWRfCZ01 | Ex | SCG | SCG | WRf | Multiple | CZ01 | Any | SCGWRfCZ011996 | SCGWRfCZ01 | 1996 | 0 | 96
ComVint | SCGWRfCZ01 | Ex | SCG | SCG | WRf | Multiple | CZ01 | Any | SCGWRfCZ012003 | SCGWRfCZ01 | 2003 | 0 | 03
ComVint | SCGWRfCZ01 | Ex | SCG | SCG | WRf | Multiple | CZ01 | Any | SCGWRfCZ012007 | SCGWRfCZ01 | 2007 | 0 | 07
ComVint | SCGWRfCZ01 | Ex | SCG | SCG | WRf | Multiple | CZ01 | Any | SCGWRfCZ012011 | SCGWRfCZ01 | 2011 | 0 | 11
ComVint | SCGWRfCZ01 | Ex | SCG | SCG | WRf | Multiple | CZ01 | Any | SCGWRfCZ012014 | SCGWRfCZ01 | 2014 | 0 | 14
ComVint | SCGWRfCZ02 | Ex | SCG | SCG | WRf | Multiple | CZ02 | Any | SCGWRfCZ021975 | SCGWRfCZ02 | 1975 | 0 | 75
ComVint | SCGWRfCZ02 | Ex | SCG | SCG | WRf | Multiple | CZ02 | Any | SCGWRfCZ021985 | SCGWRfCZ02 | 1985 | 0 | 85
ComVint | SCGWRfCZ02 | Ex | SCG | SCG | WRf | Multiple | CZ02 | Any | SCGWRfCZ021996 | SCGWRfCZ02 | 1996 | 0 | 96
ComVint | SCGWRfCZ02 | Ex | SCG | SCG | WRf | Multiple | CZ02 | Any | SCGWRfCZ022003 | SCGWRfCZ02 | 2003 | 0 | 03
ComVint | SCGWRfCZ02 | Ex | SCG | SCG | WRf | Multiple | CZ02 | Any | SCGWRfCZ022007 | SCGWRfCZ02 | 2007 | 0 | 07
ComVint | SCGWRfCZ02 | Ex | SCG | SCG | WRf | Multiple | CZ02 | Any | SCGWRfCZ022011 | SCGWRfCZ02 | 2011 | 0 | 11
ComVint | SCGWRfCZ02 | Ex | SCG | SCG | WRf | Multiple | CZ02 | Any | SCGWRfCZ022014 | SCGWRfCZ02 | 2014 | 0 | 14
ComVint | SCGWRfCZ03 | Ex | SCG | SCG | WRf | Multiple | CZ03 | Any | SCGWRfCZ031975 | SCGWRfCZ03 | 1975 | 0 | 75
ComVint | SCGWRfCZ03 | Ex | SCG | SCG | WRf | Multiple | CZ03 | Any | SCGWRfCZ031985 | SCGWRfCZ03 | 1985 | 0 | 85
ComVint | SCGWRfCZ03 | Ex | SCG | SCG | WRf | Multiple | CZ03 | Any | SCGWRfCZ031996 | SCGWRfCZ03 | 1996 | 0 | 96
ComVint | SCGWRfCZ03 | Ex | SCG | SCG | WRf | Multiple | CZ03 | Any | SCGWRfCZ032003 | SCGWRfCZ03 | 2003 | 0 | 03
ComVint | SCGWRfCZ03 | Ex | SCG | SCG | WRf | Multiple | CZ03 | Any | SCGWRfCZ032007 | SCGWRfCZ03 | 2007 | 0 | 07
ComVint | SCGWRfCZ03 | Ex | SCG | SCG | WRf | Multiple | CZ03 | Any | SCGWRfCZ032011 | SCGWRfCZ03 | 2011 | 0 | 11
ComVint | SCGWRfCZ03 | Ex | SCG | SCG | WRf | Multiple | CZ03 | Any | SCGWRfCZ032014 | SCGWRfCZ03 | 2014 | 0 | 14
ComVint | SCGWRfCZ04 | Ex | SCG | SCG | WRf | Multiple | CZ04 | Any | SCGWRfCZ041975 | SCGWRfCZ04 | 1975 | 0 | 75
ComVint | SCGWRfCZ04 | Ex | SCG | SCG | WRf | Multiple | CZ04 | Any | SCGWRfCZ041985 | SCGWRfCZ04 | 1985 | 0 | 85
ComVint | SCGWRfCZ04 | Ex | SCG | SCG | WRf | Multiple | CZ04 | Any | SCGWRfCZ041996 | SCGWRfCZ04 | 1996 | 0 | 96
ComVint | SCGWRfCZ04 | Ex | SCG | SCG | WRf | Multiple | CZ04 | Any | SCGWRfCZ042003 | SCGWRfCZ04 | 2003 | 0 | 03
ComVint | SCGWRfCZ04 | Ex | SCG | SCG | WRf | Multiple | CZ04 | Any | SCGWRfCZ042007 | SCGWRfCZ04 | 2007 | 0 | 07
ComVint | SCGWRfCZ04 | Ex | SCG | SCG | WRf | Multiple | CZ04 | Any | SCGWRfCZ042011 | SCGWRfCZ04 | 2011 | 0 | 11
ComVint | SCGWRfCZ04 | Ex | SCG | SCG | WRf | Multiple | CZ04 | Any | SCGWRfCZ042014 | SCGWRfCZ04 | 2014 | 0 | 14
ComVint | SCGWRfCZ05 | Ex | SCG | SCG | WRf | Multiple | CZ05 | Any | SCGWRfCZ051975 | SCGWRfCZ05 | 1975 | 0.0001 | 75
ComVint | SCGWRfCZ05 | Ex | SCG | SCG | WRf | Multiple | CZ05 | Any | SCGWRfCZ051985 | SCGWRfCZ05 | 1985 | 0.0001 | 85
ComVint | SCGWRfCZ05 | Ex | SCG | SCG | WRf | Multiple | CZ05 | Any | SCGWRfCZ051996 | SCGWRfCZ05 | 1996 | 0.0001 | 96
ComVint | SCGWRfCZ05 | Ex | SCG | SCG | WRf | Multiple | CZ05 | Any | SCGWRfCZ052003 | SCGWRfCZ05 | 2003 | 0.0001 | 03
ComVint | SCGWRfCZ05 | Ex | SCG | SCG | WRf | Multiple | CZ05 | Any | SCGWRfCZ052007 | SCGWRfCZ05 | 2007 | 0.0001 | 07
ComVint | SCGWRfCZ05 | Ex | SCG | SCG | WRf | Multiple | CZ05 | Any | SCGWRfCZ052011 | SCGWRfCZ05 | 2011 | 0.0001 | 11
ComVint | SCGWRfCZ05 | Ex | SCG | SCG | WRf | Multiple | CZ05 | Any | SCGWRfCZ052014 | SCGWRfCZ05 | 2014 | 5e-05 | 14
ComVint | SCGWRfCZ06 | Ex | SCG | SCG | WRf | Multiple | CZ06 | Any | SCGWRfCZ061975 | SCGWRfCZ06 | 1975 | 2.2079 | 75
ComVint | SCGWRfCZ06 | Ex | SCG | SCG | WRf | Multiple | CZ06 | Any | SCGWRfCZ061985 | SCGWRfCZ06 | 1985 | 0.94594 | 85
ComVint | SCGWRfCZ06 | Ex | SCG | SCG | WRf | Multiple | CZ06 | Any | SCGWRfCZ061996 | SCGWRfCZ06 | 1996 | 0.99104 | 96
ComVint | SCGWRfCZ06 | Ex | SCG | SCG | WRf | Multiple | CZ06 | Any | SCGWRfCZ062003 | SCGWRfCZ06 | 2003 | 0.378 | 03
ComVint | SCGWRfCZ06 | Ex | SCG | SCG | WRf | Multiple | CZ06 | Any | SCGWRfCZ062007 | SCGWRfCZ06 | 2007 | 0.23303 | 07
ComVint | SCGWRfCZ06 | Ex | SCG | SCG | WRf | Multiple | CZ06 | Any | SCGWRfCZ062011 | SCGWRfCZ06 | 2011 | 0.23303 | 11
ComVint | SCGWRfCZ06 | Ex | SCG | SCG | WRf | Multiple | CZ06 | Any | SCGWRfCZ062014 | SCGWRfCZ06 | 2014 | 0.11652 | 14
ComVint | SCGWRfCZ07 | Ex | SCG | SCG | WRf | Multiple | CZ07 | Any | SCGWRfCZ071975 | SCGWRfCZ07 | 1975 | 0 | 75
ComVint | SCGWRfCZ07 | Ex | SCG | SCG | WRf | Multiple | CZ07 | Any | SCGWRfCZ071985 | SCGWRfCZ07 | 1985 | 0 | 85
ComVint | SCGWRfCZ07 | Ex | SCG | SCG | WRf | Multiple | CZ07 | Any | SCGWRfCZ071996 | SCGWRfCZ07 | 1996 | 0 | 96
ComVint | SCGWRfCZ07 | Ex | SCG | SCG | WRf | Multiple | CZ07 | Any | SCGWRfCZ072003 | SCGWRfCZ07 | 2003 | 0 | 03
ComVint | SCGWRfCZ07 | Ex | SCG | SCG | WRf | Multiple | CZ07 | Any | SCGWRfCZ072007 | SCGWRfCZ07 | 2007 | 0 | 07
ComVint | SCGWRfCZ07 | Ex | SCG | SCG | WRf | Multiple | CZ07 | Any | SCGWRfCZ072011 | SCGWRfCZ07 | 2011 | 0 | 11
ComVint | SCGWRfCZ07 | Ex | SCG | SCG | WRf | Multiple | CZ07 | Any | SCGWRfCZ072014 | SCGWRfCZ07 | 2014 | 0 | 14
ComVint | SCGWRfCZ08 | Ex | SCG | SCG | WRf | Multiple | CZ08 | Any | SCGWRfCZ081975 | SCGWRfCZ08 | 1975 | 3.0584 | 75
ComVint | SCGWRfCZ08 | Ex | SCG | SCG | WRf | Multiple | CZ08 | Any | SCGWRfCZ081985 | SCGWRfCZ08 | 1985 | 1.3101 | 85
ComVint | SCGWRfCZ08 | Ex | SCG | SCG | WRf | Multiple | CZ08 | Any | SCGWRfCZ081996 | SCGWRfCZ08 | 1996 | 1.3795 | 96
ComVint | SCGWRfCZ08 | Ex | SCG | SCG | WRf | Multiple | CZ08 | Any | SCGWRfCZ082003 | SCGWRfCZ08 | 2003 | 0.53425 | 03
ComVint | SCGWRfCZ08 | Ex | SCG | SCG | WRf | Multiple | CZ08 | Any | SCGWRfCZ082007 | SCGWRfCZ08 | 2007 | 0.325 | 07
ComVint | SCGWRfCZ08 | Ex | SCG | SCG | WRf | Multiple | CZ08 | Any | SCGWRfCZ082011 | SCGWRfCZ08 | 2011 | 0.325 | 11
ComVint | SCGWRfCZ08 | Ex | SCG | SCG | WRf | Multiple | CZ08 | Any | SCGWRfCZ082014 | SCGWRfCZ08 | 2014 | 0.1625 | 14
ComVint | SCGWRfCZ09 | Ex | SCG | SCG | WRf | Multiple | CZ09 | Any | SCGWRfCZ091975 | SCGWRfCZ09 | 1975 | 2.0093 | 75
ComVint | SCGWRfCZ09 | Ex | SCG | SCG | WRf | Multiple | CZ09 | Any | SCGWRfCZ091985 | SCGWRfCZ09 | 1985 | 0.85434 | 85
ComVint | SCGWRfCZ09 | Ex | SCG | SCG | WRf | Multiple | CZ09 | Any | SCGWRfCZ091996 | SCGWRfCZ09 | 1996 | 1.0261 | 96
ComVint | SCGWRfCZ09 | Ex | SCG | SCG | WRf | Multiple | CZ09 | Any | SCGWRfCZ092003 | SCGWRfCZ09 | 2003 | 0.47357 | 03
ComVint | SCGWRfCZ09 | Ex | SCG | SCG | WRf | Multiple | CZ09 | Any | SCGWRfCZ092007 | SCGWRfCZ09 | 2007 | 0.23693 | 07
ComVint | SCGWRfCZ09 | Ex | SCG | SCG | WRf | Multiple | CZ09 | Any | SCGWRfCZ092011 | SCGWRfCZ09 | 2011 | 0.23693 | 11
ComVint | SCGWRfCZ09 | Ex | SCG | SCG | WRf | Multiple | CZ09 | Any | SCGWRfCZ092014 | SCGWRfCZ09 | 2014 | 0.11847 | 14
ComVint | SCGWRfCZ10 | Ex | SCG | SCG | WRf | Multiple | CZ10 | Any | SCGWRfCZ101975 | SCGWRfCZ10 | 1975 | 0.58133 | 75
ComVint | SCGWRfCZ10 | Ex | SCG | SCG | WRf | Multiple | CZ10 | Any | SCGWRfCZ101985 | SCGWRfCZ10 | 1985 | 0.48234 | 85
ComVint | SCGWRfCZ10 | Ex | SCG | SCG | WRf | Multiple | CZ10 | Any | SCGWRfCZ101996 | SCGWRfCZ10 | 1996 | 1.763 | 96
ComVint | SCGWRfCZ10 | Ex | SCG | SCG | WRf | Multiple | CZ10 | Any | SCGWRfCZ102003 | SCGWRfCZ10 | 2003 | 0.23131 | 03
ComVint | SCGWRfCZ10 | Ex | SCG | SCG | WRf | Multiple | CZ10 | Any | SCGWRfCZ102007 | SCGWRfCZ10 | 2007 | 0.21974 | 07
ComVint | SCGWRfCZ10 | Ex | SCG | SCG | WRf | Multiple | CZ10 | Any | SCGWRfCZ102011 | SCGWRfCZ10 | 2011 | 0.21974 | 11
ComVint | SCGWRfCZ10 | Ex | SCG | SCG | WRf | Multiple | CZ10 | Any | SCGWRfCZ102014 | SCGWRfCZ10 | 2014 | 0.10987 | 14
ComVint | SCGWRfCZ11 | Ex | SCG | SCG | WRf | Multiple | CZ11 | Any | SCGWRfCZ111975 | SCGWRfCZ11 | 1975 | 0 | 75
ComVint | SCGWRfCZ11 | Ex | SCG | SCG | WRf | Multiple | CZ11 | Any | SCGWRfCZ111985 | SCGWRfCZ11 | 1985 | 0 | 85
ComVint | SCGWRfCZ11 | Ex | SCG | SCG | WRf | Multiple | CZ11 | Any | SCGWRfCZ111996 | SCGWRfCZ11 | 1996 | 0 | 96
ComVint | SCGWRfCZ11 | Ex | SCG | SCG | WRf | Multiple | CZ11 | Any | SCGWRfCZ112003 | SCGWRfCZ11 | 2003 | 0 | 03
ComVint | SCGWRfCZ11 | Ex | SCG | SCG | WRf | Multiple | CZ11 | Any | SCGWRfCZ112007 | SCGWRfCZ11 | 2007 | 0 | 07
ComVint | SCGWRfCZ11 | Ex | SCG | SCG | WRf | Multiple | CZ11 | Any | SCGWRfCZ112011 | SCGWRfCZ11 | 2011 | 0 | 11
ComVint | SCGWRfCZ11 | Ex | SCG | SCG | WRf | Multiple | CZ11 | Any | SCGWRfCZ112014 | SCGWRfCZ11 | 2014 | 0 | 14
ComVint | SCGWRfCZ12 | Ex | SCG | SCG | WRf | Multiple | CZ12 | Any | SCGWRfCZ121975 | SCGWRfCZ12 | 1975 | 0 | 75
ComVint | SCGWRfCZ12 | Ex | SCG | SCG | WRf | Multiple | CZ12 | Any | SCGWRfCZ121985 | SCGWRfCZ12 | 1985 | 0 | 85
ComVint | SCGWRfCZ12 | Ex | SCG | SCG | WRf | Multiple | CZ12 | Any | SCGWRfCZ121996 | SCGWRfCZ12 | 1996 | 0 | 96
ComVint | SCGWRfCZ12 | Ex | SCG | SCG | WRf | Multiple | CZ12 | Any | SCGWRfCZ122003 | SCGWRfCZ12 | 2003 | 0 | 03
ComVint | SCGWRfCZ12 | Ex | SCG | SCG | WRf | Multiple | CZ12 | Any | SCGWRfCZ122007 | SCGWRfCZ12 | 2007 | 0 | 07
ComVint | SCGWRfCZ12 | Ex | SCG | SCG | WRf | Multiple | CZ12 | Any | SCGWRfCZ122011 | SCGWRfCZ12 | 2011 | 0 | 11
ComVint | SCGWRfCZ12 | Ex | SCG | SCG | WRf | Multiple | CZ12 | Any | SCGWRfCZ122014 | SCGWRfCZ12 | 2014 | 0 | 14
ComVint | SCGWRfCZ13 | Ex | SCG | SCG | WRf | Multiple | CZ13 | Any | SCGWRfCZ131975 | SCGWRfCZ13 | 1975 | 0.23182 | 75
ComVint | SCGWRfCZ13 | Ex | SCG | SCG | WRf | Multiple | CZ13 | Any | SCGWRfCZ131985 | SCGWRfCZ13 | 1985 | 1.2945 | 85
ComVint | SCGWRfCZ13 | Ex | SCG | SCG | WRf | Multiple | CZ13 | Any | SCGWRfCZ131996 | SCGWRfCZ13 | 1996 | 0.76723 | 96
ComVint | SCGWRfCZ13 | Ex | SCG | SCG | WRf | Multiple | CZ13 | Any | SCGWRfCZ132003 | SCGWRfCZ13 | 2003 | 0.21091 | 03
ComVint | SCGWRfCZ13 | Ex | SCG | SCG | WRf | Multiple | CZ13 | Any | SCGWRfCZ132007 | SCGWRfCZ13 | 2007 | 0.29843 | 07
ComVint | SCGWRfCZ13 | Ex | SCG | SCG | WRf | Multiple | CZ13 | Any | SCGWRfCZ132011 | SCGWRfCZ13 | 2011 | 0.29843 | 11
ComVint | SCGWRfCZ13 | Ex | SCG | SCG | WRf | Multiple | CZ13 | Any | SCGWRfCZ132014 | SCGWRfCZ13 | 2014 | 0.14921 | 14
ComVint | SCGWRfCZ14 | Ex | SCG | SCG | WRf | Multiple | CZ14 | Any | SCGWRfCZ141975 | SCGWRfCZ14 | 1975 | 0.00927 | 75
ComVint | SCGWRfCZ14 | Ex | SCG | SCG | WRf | Multiple | CZ14 | Any | SCGWRfCZ141985 | SCGWRfCZ14 | 1985 | 0.00684 | 85
ComVint | SCGWRfCZ14 | Ex | SCG | SCG | WRf | Multiple | CZ14 | Any | SCGWRfCZ141996 | SCGWRfCZ14 | 1996 | 0.02197 | 96
ComVint | SCGWRfCZ14 | Ex | SCG | SCG | WRf | Multiple | CZ14 | Any | SCGWRfCZ142003 | SCGWRfCZ14 | 2003 | 0.00341 | 03
ComVint | SCGWRfCZ14 | Ex | SCG | SCG | WRf | Multiple | CZ14 | Any | SCGWRfCZ142007 | SCGWRfCZ14 | 2007 | 0.0029 | 07
ComVint | SCGWRfCZ14 | Ex | SCG | SCG | WRf | Multiple | CZ14 | Any | SCGWRfCZ142011 | SCGWRfCZ14 | 2011 | 0.0029 | 11
ComVint | SCGWRfCZ14 | Ex | SCG | SCG | WRf | Multiple | CZ14 | Any | SCGWRfCZ142014 | SCGWRfCZ14 | 2014 | 0.00145 | 14
ComVint | SCGWRfCZ15 | Ex | SCG | SCG | WRf | Multiple | CZ15 | Any | SCGWRfCZ151975 | SCGWRfCZ15 | 1975 | 0.03774 | 75
ComVint | SCGWRfCZ15 | Ex | SCG | SCG | WRf | Multiple | CZ15 | Any | SCGWRfCZ151985 | SCGWRfCZ15 | 1985 | 0.03131 | 85
ComVint | SCGWRfCZ15 | Ex | SCG | SCG | WRf | Multiple | CZ15 | Any | SCGWRfCZ151996 | SCGWRfCZ15 | 1996 | 0.11445 | 96
ComVint | SCGWRfCZ15 | Ex | SCG | SCG | WRf | Multiple | CZ15 | Any | SCGWRfCZ152003 | SCGWRfCZ15 | 2003 | 0.01502 | 03
ComVint | SCGWRfCZ15 | Ex | SCG | SCG | WRf | Multiple | CZ15 | Any | SCGWRfCZ152007 | SCGWRfCZ15 | 2007 | 0.01426 | 07
ComVint | SCGWRfCZ15 | Ex | SCG | SCG | WRf | Multiple | CZ15 | Any | SCGWRfCZ152011 | SCGWRfCZ15 | 2011 | 0.01426 | 11
ComVint | SCGWRfCZ15 | Ex | SCG | SCG | WRf | Multiple | CZ15 | Any | SCGWRfCZ152014 | SCGWRfCZ15 | 2014 | 0.00713 | 14
ComVint | SCGWRfCZ16 | Ex | SCG | SCG | WRf | Multiple | CZ16 | Any | SCGWRfCZ161975 | SCGWRfCZ16 | 1975 | 0.00589 | 75
ComVint | SCGWRfCZ16 | Ex | SCG | SCG | WRf | Multiple | CZ16 | Any | SCGWRfCZ161985 | SCGWRfCZ16 | 1985 | 0.02625 | 85
ComVint | SCGWRfCZ16 | Ex | SCG | SCG | WRf | Multiple | CZ16 | Any | SCGWRfCZ161996 | SCGWRfCZ16 | 1996 | 0.01594 | 96
ComVint | SCGWRfCZ16 | Ex | SCG | SCG | WRf | Multiple | CZ16 | Any | SCGWRfCZ162003 | SCGWRfCZ16 | 2003 | 0.00454 | 03
ComVint | SCGWRfCZ16 | Ex | SCG | SCG | WRf | Multiple | CZ16 | Any | SCGWRfCZ162007 | SCGWRfCZ16 | 2007 | 0.00608 | 07
ComVint | SCGWRfCZ16 | Ex | SCG | SCG | WRf | Multiple | CZ16 | Any | SCGWRfCZ162011 | SCGWRfCZ16 | 2011 | 0.00608 | 11
ComVint | SCGWRfCZ16 | Ex | SCG | SCG | WRf | Multiple | CZ16 | Any | SCGWRfCZ162014 | SCGWRfCZ16 | 2014 | 0.00304 | 14
ComVint | SDGAsmCZ01 | Ex | SDG | SDG | Asm | Multiple | CZ01 | Any | SDGAsmCZ011975 | SDGAsmCZ01 | 1975 | 0 | 75
ComVint | SDGAsmCZ01 | Ex | SDG | SDG | Asm | Multiple | CZ01 | Any | SDGAsmCZ011985 | SDGAsmCZ01 | 1985 | 0 | 85
ComVint | SDGAsmCZ01 | Ex | SDG | SDG | Asm | Multiple | CZ01 | Any | SDGAsmCZ011996 | SDGAsmCZ01 | 1996 | 0 | 96
ComVint | SDGAsmCZ01 | Ex | SDG | SDG | Asm | Multiple | CZ01 | Any | SDGAsmCZ012003 | SDGAsmCZ01 | 2003 | 0 | 03
ComVint | SDGAsmCZ01 | Ex | SDG | SDG | Asm | Multiple | CZ01 | Any | SDGAsmCZ012007 | SDGAsmCZ01 | 2007 | 0 | 07
ComVint | SDGAsmCZ01 | Ex | SDG | SDG | Asm | Multiple | CZ01 | Any | SDGAsmCZ012011 | SDGAsmCZ01 | 2011 | 0 | 11
ComVint | SDGAsmCZ01 | Ex | SDG | SDG | Asm | Multiple | CZ01 | Any | SDGAsmCZ012014 | SDGAsmCZ01 | 2014 | 0 | 14
ComVint | SDGAsmCZ02 | Ex | SDG | SDG | Asm | Multiple | CZ02 | Any | SDGAsmCZ021975 | SDGAsmCZ02 | 1975 | 0 | 75
ComVint | SDGAsmCZ02 | Ex | SDG | SDG | Asm | Multiple | CZ02 | Any | SDGAsmCZ021985 | SDGAsmCZ02 | 1985 | 0 | 85
ComVint | SDGAsmCZ02 | Ex | SDG | SDG | Asm | Multiple | CZ02 | Any | SDGAsmCZ021996 | SDGAsmCZ02 | 1996 | 0 | 96
ComVint | SDGAsmCZ02 | Ex | SDG | SDG | Asm | Multiple | CZ02 | Any | SDGAsmCZ022003 | SDGAsmCZ02 | 2003 | 0 | 03
ComVint | SDGAsmCZ02 | Ex | SDG | SDG | Asm | Multiple | CZ02 | Any | SDGAsmCZ022007 | SDGAsmCZ02 | 2007 | 0 | 07
ComVint | SDGAsmCZ02 | Ex | SDG | SDG | Asm | Multiple | CZ02 | Any | SDGAsmCZ022011 | SDGAsmCZ02 | 2011 | 0 | 11
ComVint | SDGAsmCZ02 | Ex | SDG | SDG | Asm | Multiple | CZ02 | Any | SDGAsmCZ022014 | SDGAsmCZ02 | 2014 | 0 | 14
ComVint | SDGAsmCZ03 | Ex | SDG | SDG | Asm | Multiple | CZ03 | Any | SDGAsmCZ031975 | SDGAsmCZ03 | 1975 | 0 | 75
ComVint | SDGAsmCZ03 | Ex | SDG | SDG | Asm | Multiple | CZ03 | Any | SDGAsmCZ031985 | SDGAsmCZ03 | 1985 | 0 | 85
ComVint | SDGAsmCZ03 | Ex | SDG | SDG | Asm | Multiple | CZ03 | Any | SDGAsmCZ031996 | SDGAsmCZ03 | 1996 | 0 | 96
ComVint | SDGAsmCZ03 | Ex | SDG | SDG | Asm | Multiple | CZ03 | Any | SDGAsmCZ032003 | SDGAsmCZ03 | 2003 | 0 | 03
ComVint | SDGAsmCZ03 | Ex | SDG | SDG | Asm | Multiple | CZ03 | Any | SDGAsmCZ032007 | SDGAsmCZ03 | 2007 | 0 | 07
ComVint | SDGAsmCZ03 | Ex | SDG | SDG | Asm | Multiple | CZ03 | Any | SDGAsmCZ032011 | SDGAsmCZ03 | 2011 | 0 | 11
ComVint | SDGAsmCZ03 | Ex | SDG | SDG | Asm | Multiple | CZ03 | Any | SDGAsmCZ032014 | SDGAsmCZ03 | 2014 | 0 | 14
ComVint | SDGAsmCZ04 | Ex | SDG | SDG | Asm | Multiple | CZ04 | Any | SDGAsmCZ041975 | SDGAsmCZ04 | 1975 | 0 | 75
ComVint | SDGAsmCZ04 | Ex | SDG | SDG | Asm | Multiple | CZ04 | Any | SDGAsmCZ041985 | SDGAsmCZ04 | 1985 | 0 | 85
ComVint | SDGAsmCZ04 | Ex | SDG | SDG | Asm | Multiple | CZ04 | Any | SDGAsmCZ041996 | SDGAsmCZ04 | 1996 | 0 | 96
ComVint | SDGAsmCZ04 | Ex | SDG | SDG | Asm | Multiple | CZ04 | Any | SDGAsmCZ042003 | SDGAsmCZ04 | 2003 | 0 | 03
ComVint | SDGAsmCZ04 | Ex | SDG | SDG | Asm | Multiple | CZ04 | Any | SDGAsmCZ042007 | SDGAsmCZ04 | 2007 | 0 | 07
ComVint | SDGAsmCZ04 | Ex | SDG | SDG | Asm | Multiple | CZ04 | Any | SDGAsmCZ042011 | SDGAsmCZ04 | 2011 | 0 | 11
ComVint | SDGAsmCZ04 | Ex | SDG | SDG | Asm | Multiple | CZ04 | Any | SDGAsmCZ042014 | SDGAsmCZ04 | 2014 | 0 | 14
ComVint | SDGAsmCZ05 | Ex | SDG | SDG | Asm | Multiple | CZ05 | Any | SDGAsmCZ051975 | SDGAsmCZ05 | 1975 | 0 | 75
ComVint | SDGAsmCZ05 | Ex | SDG | SDG | Asm | Multiple | CZ05 | Any | SDGAsmCZ051985 | SDGAsmCZ05 | 1985 | 0 | 85
ComVint | SDGAsmCZ05 | Ex | SDG | SDG | Asm | Multiple | CZ05 | Any | SDGAsmCZ051996 | SDGAsmCZ05 | 1996 | 0 | 96
ComVint | SDGAsmCZ05 | Ex | SDG | SDG | Asm | Multiple | CZ05 | Any | SDGAsmCZ052003 | SDGAsmCZ05 | 2003 | 0 | 03
ComVint | SDGAsmCZ05 | Ex | SDG | SDG | Asm | Multiple | CZ05 | Any | SDGAsmCZ052007 | SDGAsmCZ05 | 2007 | 0 | 07
ComVint | SDGAsmCZ05 | Ex | SDG | SDG | Asm | Multiple | CZ05 | Any | SDGAsmCZ052011 | SDGAsmCZ05 | 2011 | 0 | 11
ComVint | SDGAsmCZ05 | Ex | SDG | SDG | Asm | Multiple | CZ05 | Any | SDGAsmCZ052014 | SDGAsmCZ05 | 2014 | 0 | 14
ComVint | SDGAsmCZ06 | Ex | SDG | SDG | Asm | Multiple | CZ06 | Any | SDGAsmCZ061975 | SDGAsmCZ06 | 1975 | 0.20117 | 75
ComVint | SDGAsmCZ06 | Ex | SDG | SDG | Asm | Multiple | CZ06 | Any | SDGAsmCZ061985 | SDGAsmCZ06 | 1985 | 0.3073 | 85
ComVint | SDGAsmCZ06 | Ex | SDG | SDG | Asm | Multiple | CZ06 | Any | SDGAsmCZ061996 | SDGAsmCZ06 | 1996 | 0.20073 | 96
ComVint | SDGAsmCZ06 | Ex | SDG | SDG | Asm | Multiple | CZ06 | Any | SDGAsmCZ062003 | SDGAsmCZ06 | 2003 | 0.0999 | 03
ComVint | SDGAsmCZ06 | Ex | SDG | SDG | Asm | Multiple | CZ06 | Any | SDGAsmCZ062007 | SDGAsmCZ06 | 2007 | 0.058967 | 07
ComVint | SDGAsmCZ06 | Ex | SDG | SDG | Asm | Multiple | CZ06 | Any | SDGAsmCZ062011 | SDGAsmCZ06 | 2011 | 0.058967 | 11
ComVint | SDGAsmCZ06 | Ex | SDG | SDG | Asm | Multiple | CZ06 | Any | SDGAsmCZ062014 | SDGAsmCZ06 | 2014 | 0.029483 | 14
ComVint | SDGAsmCZ07 | Ex | SDG | SDG | Asm | Multiple | CZ07 | Any | SDGAsmCZ071975 | SDGAsmCZ07 | 1975 | 3.8964 | 75
ComVint | SDGAsmCZ07 | Ex | SDG | SDG | Asm | Multiple | CZ07 | Any | SDGAsmCZ071985 | SDGAsmCZ07 | 1985 | 5.9519 | 85
ComVint | SDGAsmCZ07 | Ex | SDG | SDG | Asm | Multiple | CZ07 | Any | SDGAsmCZ071996 | SDGAsmCZ07 | 1996 | 3.8878 | 96
ComVint | SDGAsmCZ07 | Ex | SDG | SDG | Asm | Multiple | CZ07 | Any | SDGAsmCZ072003 | SDGAsmCZ07 | 2003 | 1.935 | 03
ComVint | SDGAsmCZ07 | Ex | SDG | SDG | Asm | Multiple | CZ07 | Any | SDGAsmCZ072007 | SDGAsmCZ07 | 2007 | 1.1418 | 07
ComVint | SDGAsmCZ07 | Ex | SDG | SDG | Asm | Multiple | CZ07 | Any | SDGAsmCZ072011 | SDGAsmCZ07 | 2011 | 1.1418 | 11
ComVint | SDGAsmCZ07 | Ex | SDG | SDG | Asm | Multiple | CZ07 | Any | SDGAsmCZ072014 | SDGAsmCZ07 | 2014 | 0.57092 | 14
ComVint | SDGAsmCZ08 | Ex | SDG | SDG | Asm | Multiple | CZ08 | Any | SDGAsmCZ081975 | SDGAsmCZ08 | 1975 | 0.12343 | 75
ComVint | SDGAsmCZ08 | Ex | SDG | SDG | Asm | Multiple | CZ08 | Any | SDGAsmCZ081985 | SDGAsmCZ08 | 1985 | 0.18853 | 85
ComVint | SDGAsmCZ08 | Ex | SDG | SDG | Asm | Multiple | CZ08 | Any | SDGAsmCZ081996 | SDGAsmCZ08 | 1996 | 0.12313 | 96
ComVint | SDGAsmCZ08 | Ex | SDG | SDG | Asm | Multiple | CZ08 | Any | SDGAsmCZ082003 | SDGAsmCZ08 | 2003 | 0.0613 | 03
ComVint | SDGAsmCZ08 | Ex | SDG | SDG | Asm | Multiple | CZ08 | Any | SDGAsmCZ082007 | SDGAsmCZ08 | 2007 | 0.036167 | 07
ComVint | SDGAsmCZ08 | Ex | SDG | SDG | Asm | Multiple | CZ08 | Any | SDGAsmCZ082011 | SDGAsmCZ08 | 2011 | 0.036167 | 11
ComVint | SDGAsmCZ08 | Ex | SDG | SDG | Asm | Multiple | CZ08 | Any | SDGAsmCZ082014 | SDGAsmCZ08 | 2014 | 0.018083 | 14
ComVint | SDGAsmCZ09 | Ex | SDG | SDG | Asm | Multiple | CZ09 | Any | SDGAsmCZ091975 | SDGAsmCZ09 | 1975 | 0 | 75
ComVint | SDGAsmCZ09 | Ex | SDG | SDG | Asm | Multiple | CZ09 | Any | SDGAsmCZ091985 | SDGAsmCZ09 | 1985 | 0 | 85
ComVint | SDGAsmCZ09 | Ex | SDG | SDG | Asm | Multiple | CZ09 | Any | SDGAsmCZ091996 | SDGAsmCZ09 | 1996 | 0 | 96
ComVint | SDGAsmCZ09 | Ex | SDG | SDG | Asm | Multiple | CZ09 | Any | SDGAsmCZ092003 | SDGAsmCZ09 | 2003 | 0 | 03
ComVint | SDGAsmCZ09 | Ex | SDG | SDG | Asm | Multiple | CZ09 | Any | SDGAsmCZ092007 | SDGAsmCZ09 | 2007 | 0 | 07
ComVint | SDGAsmCZ09 | Ex | SDG | SDG | Asm | Multiple | CZ09 | Any | SDGAsmCZ092011 | SDGAsmCZ09 | 2011 | 0 | 11
ComVint | SDGAsmCZ09 | Ex | SDG | SDG | Asm | Multiple | CZ09 | Any | SDGAsmCZ092014 | SDGAsmCZ09 | 2014 | 0 | 14
ComVint | SDGAsmCZ10 | Ex | SDG | SDG | Asm | Multiple | CZ10 | Any | SDGAsmCZ101975 | SDGAsmCZ10 | 1975 | 1.8723 | 75
ComVint | SDGAsmCZ10 | Ex | SDG | SDG | Asm | Multiple | CZ10 | Any | SDGAsmCZ101985 | SDGAsmCZ10 | 1985 | 2.86 | 85
ComVint | SDGAsmCZ10 | Ex | SDG | SDG | Asm | Multiple | CZ10 | Any | SDGAsmCZ101996 | SDGAsmCZ10 | 1996 | 1.8682 | 96
ComVint | SDGAsmCZ10 | Ex | SDG | SDG | Asm | Multiple | CZ10 | Any | SDGAsmCZ102003 | SDGAsmCZ10 | 2003 | 0.9298 | 03
ComVint | SDGAsmCZ10 | Ex | SDG | SDG | Asm | Multiple | CZ10 | Any | SDGAsmCZ102007 | SDGAsmCZ10 | 2007 | 0.54867 | 07
ComVint | SDGAsmCZ10 | Ex | SDG | SDG | Asm | Multiple | CZ10 | Any | SDGAsmCZ102011 | SDGAsmCZ10 | 2011 | 0.54867 | 11
ComVint | SDGAsmCZ10 | Ex | SDG | SDG | Asm | Multiple | CZ10 | Any | SDGAsmCZ102014 | SDGAsmCZ10 | 2014 | 0.27433 | 14
ComVint | SDGAsmCZ11 | Ex | SDG | SDG | Asm | Multiple | CZ11 | Any | SDGAsmCZ111975 | SDGAsmCZ11 | 1975 | 0 | 75
ComVint | SDGAsmCZ11 | Ex | SDG | SDG | Asm | Multiple | CZ11 | Any | SDGAsmCZ111985 | SDGAsmCZ11 | 1985 | 0 | 85
ComVint | SDGAsmCZ11 | Ex | SDG | SDG | Asm | Multiple | CZ11 | Any | SDGAsmCZ111996 | SDGAsmCZ11 | 1996 | 0 | 96
ComVint | SDGAsmCZ11 | Ex | SDG | SDG | Asm | Multiple | CZ11 | Any | SDGAsmCZ112003 | SDGAsmCZ11 | 2003 | 0 | 03
ComVint | SDGAsmCZ11 | Ex | SDG | SDG | Asm | Multiple | CZ11 | Any | SDGAsmCZ112007 | SDGAsmCZ11 | 2007 | 0 | 07
ComVint | SDGAsmCZ11 | Ex | SDG | SDG | Asm | Multiple | CZ11 | Any | SDGAsmCZ112011 | SDGAsmCZ11 | 2011 | 0 | 11
ComVint | SDGAsmCZ11 | Ex | SDG | SDG | Asm | Multiple | CZ11 | Any | SDGAsmCZ112014 | SDGAsmCZ11 | 2014 | 0 | 14
ComVint | SDGAsmCZ12 | Ex | SDG | SDG | Asm | Multiple | CZ12 | Any | SDGAsmCZ121975 | SDGAsmCZ12 | 1975 | 0 | 75
ComVint | SDGAsmCZ12 | Ex | SDG | SDG | Asm | Multiple | CZ12 | Any | SDGAsmCZ121985 | SDGAsmCZ12 | 1985 | 0 | 85
ComVint | SDGAsmCZ12 | Ex | SDG | SDG | Asm | Multiple | CZ12 | Any | SDGAsmCZ121996 | SDGAsmCZ12 | 1996 | 0 | 96
ComVint | SDGAsmCZ12 | Ex | SDG | SDG | Asm | Multiple | CZ12 | Any | SDGAsmCZ122003 | SDGAsmCZ12 | 2003 | 0 | 03
ComVint | SDGAsmCZ12 | Ex | SDG | SDG | Asm | Multiple | CZ12 | Any | SDGAsmCZ122007 | SDGAsmCZ12 | 2007 | 0 | 07
ComVint | SDGAsmCZ12 | Ex | SDG | SDG | Asm | Multiple | CZ12 | Any | SDGAsmCZ122011 | SDGAsmCZ12 | 2011 | 0 | 11
ComVint | SDGAsmCZ12 | Ex | SDG | SDG | Asm | Multiple | CZ12 | Any | SDGAsmCZ122014 | SDGAsmCZ12 | 2014 | 0 | 14
ComVint | SDGAsmCZ13 | Ex | SDG | SDG | Asm | Multiple | CZ13 | Any | SDGAsmCZ131975 | SDGAsmCZ13 | 1975 | 0 | 75
ComVint | SDGAsmCZ13 | Ex | SDG | SDG | Asm | Multiple | CZ13 | Any | SDGAsmCZ131985 | SDGAsmCZ13 | 1985 | 0 | 85
ComVint | SDGAsmCZ13 | Ex | SDG | SDG | Asm | Multiple | CZ13 | Any | SDGAsmCZ131996 | SDGAsmCZ13 | 1996 | 0 | 96
ComVint | SDGAsmCZ13 | Ex | SDG | SDG | Asm | Multiple | CZ13 | Any | SDGAsmCZ132003 | SDGAsmCZ13 | 2003 | 0 | 03
ComVint | SDGAsmCZ13 | Ex | SDG | SDG | Asm | Multiple | CZ13 | Any | SDGAsmCZ132007 | SDGAsmCZ13 | 2007 | 0 | 07
ComVint | SDGAsmCZ13 | Ex | SDG | SDG | Asm | Multiple | CZ13 | Any | SDGAsmCZ132011 | SDGAsmCZ13 | 2011 | 0 | 11
ComVint | SDGAsmCZ13 | Ex | SDG | SDG | Asm | Multiple | CZ13 | Any | SDGAsmCZ132014 | SDGAsmCZ13 | 2014 | 0 | 14
ComVint | SDGAsmCZ14 | Ex | SDG | SDG | Asm | Multiple | CZ14 | Any | SDGAsmCZ141975 | SDGAsmCZ14 | 1975 | 0.058633 | 75
ComVint | SDGAsmCZ14 | Ex | SDG | SDG | Asm | Multiple | CZ14 | Any | SDGAsmCZ141985 | SDGAsmCZ14 | 1985 | 0.089567 | 85
ComVint | SDGAsmCZ14 | Ex | SDG | SDG | Asm | Multiple | CZ14 | Any | SDGAsmCZ141996 | SDGAsmCZ14 | 1996 | 0.0585 | 96
ComVint | SDGAsmCZ14 | Ex | SDG | SDG | Asm | Multiple | CZ14 | Any | SDGAsmCZ142003 | SDGAsmCZ14 | 2003 | 0.0291 | 03
ComVint | SDGAsmCZ14 | Ex | SDG | SDG | Asm | Multiple | CZ14 | Any | SDGAsmCZ142007 | SDGAsmCZ14 | 2007 | 0.017167 | 07
ComVint | SDGAsmCZ14 | Ex | SDG | SDG | Asm | Multiple | CZ14 | Any | SDGAsmCZ142011 | SDGAsmCZ14 | 2011 | 0.017167 | 11
ComVint | SDGAsmCZ14 | Ex | SDG | SDG | Asm | Multiple | CZ14 | Any | SDGAsmCZ142014 | SDGAsmCZ14 | 2014 | 0.0085833 | 14
ComVint | SDGAsmCZ15 | Ex | SDG | SDG | Asm | Multiple | CZ15 | Any | SDGAsmCZ151975 | SDGAsmCZ15 | 1975 | 0.019133 | 75
ComVint | SDGAsmCZ15 | Ex | SDG | SDG | Asm | Multiple | CZ15 | Any | SDGAsmCZ151985 | SDGAsmCZ15 | 1985 | 0.029233 | 85
ComVint | SDGAsmCZ15 | Ex | SDG | SDG | Asm | Multiple | CZ15 | Any | SDGAsmCZ151996 | SDGAsmCZ15 | 1996 | 0.0191 | 96
ComVint | SDGAsmCZ15 | Ex | SDG | SDG | Asm | Multiple | CZ15 | Any | SDGAsmCZ152003 | SDGAsmCZ15 | 2003 | 0.0095 | 03
ComVint | SDGAsmCZ15 | Ex | SDG | SDG | Asm | Multiple | CZ15 | Any | SDGAsmCZ152007 | SDGAsmCZ15 | 2007 | 0.0056 | 07
ComVint | SDGAsmCZ15 | Ex | SDG | SDG | Asm | Multiple | CZ15 | Any | SDGAsmCZ152011 | SDGAsmCZ15 | 2011 | 0.0056 | 11
ComVint | SDGAsmCZ15 | Ex | SDG | SDG | Asm | Multiple | CZ15 | Any | SDGAsmCZ152014 | SDGAsmCZ15 | 2014 | 0.0028 | 14
ComVint | SDGAsmCZ16 | Ex | SDG | SDG | Asm | Multiple | CZ16 | Any | SDGAsmCZ161975 | SDGAsmCZ16 | 1975 | 0 | 75
ComVint | SDGAsmCZ16 | Ex | SDG | SDG | Asm | Multiple | CZ16 | Any | SDGAsmCZ161985 | SDGAsmCZ16 | 1985 | 0 | 85
ComVint | SDGAsmCZ16 | Ex | SDG | SDG | Asm | Multiple | CZ16 | Any | SDGAsmCZ161996 | SDGAsmCZ16 | 1996 | 0 | 96
ComVint | SDGAsmCZ16 | Ex | SDG | SDG | Asm | Multiple | CZ16 | Any | SDGAsmCZ162003 | SDGAsmCZ16 | 2003 | 0 | 03
ComVint | SDGAsmCZ16 | Ex | SDG | SDG | Asm | Multiple | CZ16 | Any | SDGAsmCZ162007 | SDGAsmCZ16 | 2007 | 0 | 07
ComVint | SDGAsmCZ16 | Ex | SDG | SDG | Asm | Multiple | CZ16 | Any | SDGAsmCZ162011 | SDGAsmCZ16 | 2011 | 0 | 11
ComVint | SDGAsmCZ16 | Ex | SDG | SDG | Asm | Multiple | CZ16 | Any | SDGAsmCZ162014 | SDGAsmCZ16 | 2014 | 0 | 14
ComVint | SDGECCCZ01 | Ex | SDG | SDG | ECC | Multiple | CZ01 | Any | SDGECCCZ011975 | SDGECCCZ01 | 1975 | 0 | 75
ComVint | SDGECCCZ01 | Ex | SDG | SDG | ECC | Multiple | CZ01 | Any | SDGECCCZ011985 | SDGECCCZ01 | 1985 | 0 | 85
ComVint | SDGECCCZ01 | Ex | SDG | SDG | ECC | Multiple | CZ01 | Any | SDGECCCZ011996 | SDGECCCZ01 | 1996 | 0 | 96
ComVint | SDGECCCZ01 | Ex | SDG | SDG | ECC | Multiple | CZ01 | Any | SDGECCCZ012003 | SDGECCCZ01 | 2003 | 0 | 03
ComVint | SDGECCCZ01 | Ex | SDG | SDG | ECC | Multiple | CZ01 | Any | SDGECCCZ012007 | SDGECCCZ01 | 2007 | 0 | 07
ComVint | SDGECCCZ01 | Ex | SDG | SDG | ECC | Multiple | CZ01 | Any | SDGECCCZ012011 | SDGECCCZ01 | 2011 | 0 | 11
ComVint | SDGECCCZ01 | Ex | SDG | SDG | ECC | Multiple | CZ01 | Any | SDGECCCZ012014 | SDGECCCZ01 | 2014 | 0 | 14
ComVint | SDGECCCZ02 | Ex | SDG | SDG | ECC | Multiple | CZ02 | Any | SDGECCCZ021975 | SDGECCCZ02 | 1975 | 0 | 75
ComVint | SDGECCCZ02 | Ex | SDG | SDG | ECC | Multiple | CZ02 | Any | SDGECCCZ021985 | SDGECCCZ02 | 1985 | 0 | 85
ComVint | SDGECCCZ02 | Ex | SDG | SDG | ECC | Multiple | CZ02 | Any | SDGECCCZ021996 | SDGECCCZ02 | 1996 | 0 | 96
ComVint | SDGECCCZ02 | Ex | SDG | SDG | ECC | Multiple | CZ02 | Any | SDGECCCZ022003 | SDGECCCZ02 | 2003 | 0 | 03
ComVint | SDGECCCZ02 | Ex | SDG | SDG | ECC | Multiple | CZ02 | Any | SDGECCCZ022007 | SDGECCCZ02 | 2007 | 0 | 07
ComVint | SDGECCCZ02 | Ex | SDG | SDG | ECC | Multiple | CZ02 | Any | SDGECCCZ022011 | SDGECCCZ02 | 2011 | 0 | 11
ComVint | SDGECCCZ02 | Ex | SDG | SDG | ECC | Multiple | CZ02 | Any | SDGECCCZ022014 | SDGECCCZ02 | 2014 | 0 | 14
ComVint | SDGECCCZ03 | Ex | SDG | SDG | ECC | Multiple | CZ03 | Any | SDGECCCZ031975 | SDGECCCZ03 | 1975 | 0 | 75
ComVint | SDGECCCZ03 | Ex | SDG | SDG | ECC | Multiple | CZ03 | Any | SDGECCCZ031985 | SDGECCCZ03 | 1985 | 0 | 85
ComVint | SDGECCCZ03 | Ex | SDG | SDG | ECC | Multiple | CZ03 | Any | SDGECCCZ031996 | SDGECCCZ03 | 1996 | 0 | 96
ComVint | SDGECCCZ03 | Ex | SDG | SDG | ECC | Multiple | CZ03 | Any | SDGECCCZ032003 | SDGECCCZ03 | 2003 | 0 | 03
ComVint | SDGECCCZ03 | Ex | SDG | SDG | ECC | Multiple | CZ03 | Any | SDGECCCZ032007 | SDGECCCZ03 | 2007 | 0 | 07
ComVint | SDGECCCZ03 | Ex | SDG | SDG | ECC | Multiple | CZ03 | Any | SDGECCCZ032011 | SDGECCCZ03 | 2011 | 0 | 11
ComVint | SDGECCCZ03 | Ex | SDG | SDG | ECC | Multiple | CZ03 | Any | SDGECCCZ032014 | SDGECCCZ03 | 2014 | 0 | 14
ComVint | SDGECCCZ04 | Ex | SDG | SDG | ECC | Multiple | CZ04 | Any | SDGECCCZ041975 | SDGECCCZ04 | 1975 | 0 | 75
ComVint | SDGECCCZ04 | Ex | SDG | SDG | ECC | Multiple | CZ04 | Any | SDGECCCZ041985 | SDGECCCZ04 | 1985 | 0 | 85
ComVint | SDGECCCZ04 | Ex | SDG | SDG | ECC | Multiple | CZ04 | Any | SDGECCCZ041996 | SDGECCCZ04 | 1996 | 0 | 96
ComVint | SDGECCCZ04 | Ex | SDG | SDG | ECC | Multiple | CZ04 | Any | SDGECCCZ042003 | SDGECCCZ04 | 2003 | 0 | 03
ComVint | SDGECCCZ04 | Ex | SDG | SDG | ECC | Multiple | CZ04 | Any | SDGECCCZ042007 | SDGECCCZ04 | 2007 | 0 | 07
ComVint | SDGECCCZ04 | Ex | SDG | SDG | ECC | Multiple | CZ04 | Any | SDGECCCZ042011 | SDGECCCZ04 | 2011 | 0 | 11
ComVint | SDGECCCZ04 | Ex | SDG | SDG | ECC | Multiple | CZ04 | Any | SDGECCCZ042014 | SDGECCCZ04 | 2014 | 0 | 14
ComVint | SDGECCCZ05 | Ex | SDG | SDG | ECC | Multiple | CZ05 | Any | SDGECCCZ051975 | SDGECCCZ05 | 1975 | 0 | 75
ComVint | SDGECCCZ05 | Ex | SDG | SDG | ECC | Multiple | CZ05 | Any | SDGECCCZ051985 | SDGECCCZ05 | 1985 | 0 | 85
ComVint | SDGECCCZ05 | Ex | SDG | SDG | ECC | Multiple | CZ05 | Any | SDGECCCZ051996 | SDGECCCZ05 | 1996 | 0 | 96
ComVint | SDGECCCZ05 | Ex | SDG | SDG | ECC | Multiple | CZ05 | Any | SDGECCCZ052003 | SDGECCCZ05 | 2003 | 0 | 03
ComVint | SDGECCCZ05 | Ex | SDG | SDG | ECC | Multiple | CZ05 | Any | SDGECCCZ052007 | SDGECCCZ05 | 2007 | 0 | 07
ComVint | SDGECCCZ05 | Ex | SDG | SDG | ECC | Multiple | CZ05 | Any | SDGECCCZ052011 | SDGECCCZ05 | 2011 | 0 | 11
ComVint | SDGECCCZ05 | Ex | SDG | SDG | ECC | Multiple | CZ05 | Any | SDGECCCZ052014 | SDGECCCZ05 | 2014 | 0 | 14
ComVint | SDGECCCZ06 | Ex | SDG | SDG | ECC | Multiple | CZ06 | Any | SDGECCCZ061975 | SDGECCCZ06 | 1975 | 0.02522 | 75
ComVint | SDGECCCZ06 | Ex | SDG | SDG | ECC | Multiple | CZ06 | Any | SDGECCCZ061985 | SDGECCCZ06 | 1985 | 0.021975 | 85
ComVint | SDGECCCZ06 | Ex | SDG | SDG | ECC | Multiple | CZ06 | Any | SDGECCCZ061996 | SDGECCCZ06 | 1996 | 0.012495 | 96
ComVint | SDGECCCZ06 | Ex | SDG | SDG | ECC | Multiple | CZ06 | Any | SDGECCCZ062003 | SDGECCCZ06 | 2003 | 0.011045 | 03
ComVint | SDGECCCZ06 | Ex | SDG | SDG | ECC | Multiple | CZ06 | Any | SDGECCCZ062007 | SDGECCCZ06 | 2007 | 0.003295 | 07
ComVint | SDGECCCZ06 | Ex | SDG | SDG | ECC | Multiple | CZ06 | Any | SDGECCCZ062011 | SDGECCCZ06 | 2011 | 0.003295 | 11
ComVint | SDGECCCZ06 | Ex | SDG | SDG | ECC | Multiple | CZ06 | Any | SDGECCCZ062014 | SDGECCCZ06 | 2014 | 0.0016475 | 14
ComVint | SDGECCCZ07 | Ex | SDG | SDG | ECC | Multiple | CZ07 | Any | SDGECCCZ071975 | SDGECCCZ07 | 1975 | 3.6167 | 75
ComVint | SDGECCCZ07 | Ex | SDG | SDG | ECC | Multiple | CZ07 | Any | SDGECCCZ071985 | SDGECCCZ07 | 1985 | 3.1512 | 85
ComVint | SDGECCCZ07 | Ex | SDG | SDG | ECC | Multiple | CZ07 | Any | SDGECCCZ071996 | SDGECCCZ07 | 1996 | 1.792 | 96
ComVint | SDGECCCZ07 | Ex | SDG | SDG | ECC | Multiple | CZ07 | Any | SDGECCCZ072003 | SDGECCCZ07 | 2003 | 1.5836 | 03
ComVint | SDGECCCZ07 | Ex | SDG | SDG | ECC | Multiple | CZ07 | Any | SDGECCCZ072007 | SDGECCCZ07 | 2007 | 0.47262 | 07
ComVint | SDGECCCZ07 | Ex | SDG | SDG | ECC | Multiple | CZ07 | Any | SDGECCCZ072011 | SDGECCCZ07 | 2011 | 0.47262 | 11
ComVint | SDGECCCZ07 | Ex | SDG | SDG | ECC | Multiple | CZ07 | Any | SDGECCCZ072014 | SDGECCCZ07 | 2014 | 0.23631 | 14
ComVint | SDGECCCZ08 | Ex | SDG | SDG | ECC | Multiple | CZ08 | Any | SDGECCCZ081975 | SDGECCCZ08 | 1975 | 0.043165 | 75
ComVint | SDGECCCZ08 | Ex | SDG | SDG | ECC | Multiple | CZ08 | Any | SDGECCCZ081985 | SDGECCCZ08 | 1985 | 0.03761 | 85
ComVint | SDGECCCZ08 | Ex | SDG | SDG | ECC | Multiple | CZ08 | Any | SDGECCCZ081996 | SDGECCCZ08 | 1996 | 0.021385 | 96
ComVint | SDGECCCZ08 | Ex | SDG | SDG | ECC | Multiple | CZ08 | Any | SDGECCCZ082003 | SDGECCCZ08 | 2003 | 0.0189 | 03
ComVint | SDGECCCZ08 | Ex | SDG | SDG | ECC | Multiple | CZ08 | Any | SDGECCCZ082007 | SDGECCCZ08 | 2007 | 0.00564 | 07
ComVint | SDGECCCZ08 | Ex | SDG | SDG | ECC | Multiple | CZ08 | Any | SDGECCCZ082011 | SDGECCCZ08 | 2011 | 0.00564 | 11
ComVint | SDGECCCZ08 | Ex | SDG | SDG | ECC | Multiple | CZ08 | Any | SDGECCCZ082014 | SDGECCCZ08 | 2014 | 0.00282 | 14
ComVint | SDGECCCZ09 | Ex | SDG | SDG | ECC | Multiple | CZ09 | Any | SDGECCCZ091975 | SDGECCCZ09 | 1975 | 0 | 75
ComVint | SDGECCCZ09 | Ex | SDG | SDG | ECC | Multiple | CZ09 | Any | SDGECCCZ091985 | SDGECCCZ09 | 1985 | 0 | 85
ComVint | SDGECCCZ09 | Ex | SDG | SDG | ECC | Multiple | CZ09 | Any | SDGECCCZ091996 | SDGECCCZ09 | 1996 | 0 | 96
ComVint | SDGECCCZ09 | Ex | SDG | SDG | ECC | Multiple | CZ09 | Any | SDGECCCZ092003 | SDGECCCZ09 | 2003 | 0 | 03
ComVint | SDGECCCZ09 | Ex | SDG | SDG | ECC | Multiple | CZ09 | Any | SDGECCCZ092007 | SDGECCCZ09 | 2007 | 0 | 07
ComVint | SDGECCCZ09 | Ex | SDG | SDG | ECC | Multiple | CZ09 | Any | SDGECCCZ092011 | SDGECCCZ09 | 2011 | 0 | 11
ComVint | SDGECCCZ09 | Ex | SDG | SDG | ECC | Multiple | CZ09 | Any | SDGECCCZ092014 | SDGECCCZ09 | 2014 | 0 | 14
ComVint | SDGECCCZ10 | Ex | SDG | SDG | ECC | Multiple | CZ10 | Any | SDGECCCZ101975 | SDGECCCZ10 | 1975 | 1.1398 | 75
ComVint | SDGECCCZ10 | Ex | SDG | SDG | ECC | Multiple | CZ10 | Any | SDGECCCZ101985 | SDGECCCZ10 | 1985 | 0.99306 | 85
ComVint | SDGECCCZ10 | Ex | SDG | SDG | ECC | Multiple | CZ10 | Any | SDGECCCZ101996 | SDGECCCZ10 | 1996 | 0.56472 | 96
ComVint | SDGECCCZ10 | Ex | SDG | SDG | ECC | Multiple | CZ10 | Any | SDGECCCZ102003 | SDGECCCZ10 | 2003 | 0.49905 | 03
ComVint | SDGECCCZ10 | Ex | SDG | SDG | ECC | Multiple | CZ10 | Any | SDGECCCZ102007 | SDGECCCZ10 | 2007 | 0.14894 | 07
ComVint | SDGECCCZ10 | Ex | SDG | SDG | ECC | Multiple | CZ10 | Any | SDGECCCZ102011 | SDGECCCZ10 | 2011 | 0.14894 | 11
ComVint | SDGECCCZ10 | Ex | SDG | SDG | ECC | Multiple | CZ10 | Any | SDGECCCZ102014 | SDGECCCZ10 | 2014 | 0.07447 | 14
ComVint | SDGECCCZ11 | Ex | SDG | SDG | ECC | Multiple | CZ11 | Any | SDGECCCZ111975 | SDGECCCZ11 | 1975 | 0 | 75
ComVint | SDGECCCZ11 | Ex | SDG | SDG | ECC | Multiple | CZ11 | Any | SDGECCCZ111985 | SDGECCCZ11 | 1985 | 0 | 85
ComVint | SDGECCCZ11 | Ex | SDG | SDG | ECC | Multiple | CZ11 | Any | SDGECCCZ111996 | SDGECCCZ11 | 1996 | 0 | 96
ComVint | SDGECCCZ11 | Ex | SDG | SDG | ECC | Multiple | CZ11 | Any | SDGECCCZ112003 | SDGECCCZ11 | 2003 | 0 | 03
ComVint | SDGECCCZ11 | Ex | SDG | SDG | ECC | Multiple | CZ11 | Any | SDGECCCZ112007 | SDGECCCZ11 | 2007 | 0 | 07
ComVint | SDGECCCZ11 | Ex | SDG | SDG | ECC | Multiple | CZ11 | Any | SDGECCCZ112011 | SDGECCCZ11 | 2011 | 0 | 11
ComVint | SDGECCCZ11 | Ex | SDG | SDG | ECC | Multiple | CZ11 | Any | SDGECCCZ112014 | SDGECCCZ11 | 2014 | 0 | 14
ComVint | SDGECCCZ12 | Ex | SDG | SDG | ECC | Multiple | CZ12 | Any | SDGECCCZ121975 | SDGECCCZ12 | 1975 | 0 | 75
ComVint | SDGECCCZ12 | Ex | SDG | SDG | ECC | Multiple | CZ12 | Any | SDGECCCZ121985 | SDGECCCZ12 | 1985 | 0 | 85
ComVint | SDGECCCZ12 | Ex | SDG | SDG | ECC | Multiple | CZ12 | Any | SDGECCCZ121996 | SDGECCCZ12 | 1996 | 0 | 96
ComVint | SDGECCCZ12 | Ex | SDG | SDG | ECC | Multiple | CZ12 | Any | SDGECCCZ122003 | SDGECCCZ12 | 2003 | 0 | 03
ComVint | SDGECCCZ12 | Ex | SDG | SDG | ECC | Multiple | CZ12 | Any | SDGECCCZ122007 | SDGECCCZ12 | 2007 | 0 | 07
ComVint | SDGECCCZ12 | Ex | SDG | SDG | ECC | Multiple | CZ12 | Any | SDGECCCZ122011 | SDGECCCZ12 | 2011 | 0 | 11
ComVint | SDGECCCZ12 | Ex | SDG | SDG | ECC | Multiple | CZ12 | Any | SDGECCCZ122014 | SDGECCCZ12 | 2014 | 0 | 14
ComVint | SDGECCCZ13 | Ex | SDG | SDG | ECC | Multiple | CZ13 | Any | SDGECCCZ131975 | SDGECCCZ13 | 1975 | 0 | 75
ComVint | SDGECCCZ13 | Ex | SDG | SDG | ECC | Multiple | CZ13 | Any | SDGECCCZ131985 | SDGECCCZ13 | 1985 | 0 | 85
ComVint | SDGECCCZ13 | Ex | SDG | SDG | ECC | Multiple | CZ13 | Any | SDGECCCZ131996 | SDGECCCZ13 | 1996 | 0 | 96
ComVint | SDGECCCZ13 | Ex | SDG | SDG | ECC | Multiple | CZ13 | Any | SDGECCCZ132003 | SDGECCCZ13 | 2003 | 0 | 03
ComVint | SDGECCCZ13 | Ex | SDG | SDG | ECC | Multiple | CZ13 | Any | SDGECCCZ132007 | SDGECCCZ13 | 2007 | 0 | 07
ComVint | SDGECCCZ13 | Ex | SDG | SDG | ECC | Multiple | CZ13 | Any | SDGECCCZ132011 | SDGECCCZ13 | 2011 | 0 | 11
ComVint | SDGECCCZ13 | Ex | SDG | SDG | ECC | Multiple | CZ13 | Any | SDGECCCZ132014 | SDGECCCZ13 | 2014 | 0 | 14
ComVint | SDGECCCZ14 | Ex | SDG | SDG | ECC | Multiple | CZ14 | Any | SDGECCCZ141975 | SDGECCCZ14 | 1975 | 0.02522 | 75
ComVint | SDGECCCZ14 | Ex | SDG | SDG | ECC | Multiple | CZ14 | Any | SDGECCCZ141985 | SDGECCCZ14 | 1985 | 0.021975 | 85
ComVint | SDGECCCZ14 | Ex | SDG | SDG | ECC | Multiple | CZ14 | Any | SDGECCCZ141996 | SDGECCCZ14 | 1996 | 0.012495 | 96
ComVint | SDGECCCZ14 | Ex | SDG | SDG | ECC | Multiple | CZ14 | Any | SDGECCCZ142003 | SDGECCCZ14 | 2003 | 0.011045 | 03
ComVint | SDGECCCZ14 | Ex | SDG | SDG | ECC | Multiple | CZ14 | Any | SDGECCCZ142007 | SDGECCCZ14 | 2007 | 0.003295 | 07
ComVint | SDGECCCZ14 | Ex | SDG | SDG | ECC | Multiple | CZ14 | Any | SDGECCCZ142011 | SDGECCCZ14 | 2011 | 0.003295 | 11
ComVint | SDGECCCZ14 | Ex | SDG | SDG | ECC | Multiple | CZ14 | Any | SDGECCCZ142014 | SDGECCCZ14 | 2014 | 0.0016475 | 14
ComVint | SDGECCCZ15 | Ex | SDG | SDG | ECC | Multiple | CZ15 | Any | SDGECCCZ151975 | SDGECCCZ15 | 1975 | 0.0001 | 75
ComVint | SDGECCCZ15 | Ex | SDG | SDG | ECC | Multiple | CZ15 | Any | SDGECCCZ151985 | SDGECCCZ15 | 1985 | 0.0001 | 85
ComVint | SDGECCCZ15 | Ex | SDG | SDG | ECC | Multiple | CZ15 | Any | SDGECCCZ151996 | SDGECCCZ15 | 1996 | 0.0001 | 96
ComVint | SDGECCCZ15 | Ex | SDG | SDG | ECC | Multiple | CZ15 | Any | SDGECCCZ152003 | SDGECCCZ15 | 2003 | 0.0001 | 03
ComVint | SDGECCCZ15 | Ex | SDG | SDG | ECC | Multiple | CZ15 | Any | SDGECCCZ152007 | SDGECCCZ15 | 2007 | 0.0001 | 07
ComVint | SDGECCCZ15 | Ex | SDG | SDG | ECC | Multiple | CZ15 | Any | SDGECCCZ152011 | SDGECCCZ15 | 2011 | 0.0001 | 11
ComVint | SDGECCCZ15 | Ex | SDG | SDG | ECC | Multiple | CZ15 | Any | SDGECCCZ152014 | SDGECCCZ15 | 2014 | 5e-05 | 14
ComVint | SDGECCCZ16 | Ex | SDG | SDG | ECC | Multiple | CZ16 | Any | SDGECCCZ161975 | SDGECCCZ16 | 1975 | 0 | 75
ComVint | SDGECCCZ16 | Ex | SDG | SDG | ECC | Multiple | CZ16 | Any | SDGECCCZ161985 | SDGECCCZ16 | 1985 | 0 | 85
ComVint | SDGECCCZ16 | Ex | SDG | SDG | ECC | Multiple | CZ16 | Any | SDGECCCZ161996 | SDGECCCZ16 | 1996 | 0 | 96
ComVint | SDGECCCZ16 | Ex | SDG | SDG | ECC | Multiple | CZ16 | Any | SDGECCCZ162003 | SDGECCCZ16 | 2003 | 0 | 03
ComVint | SDGECCCZ16 | Ex | SDG | SDG | ECC | Multiple | CZ16 | Any | SDGECCCZ162007 | SDGECCCZ16 | 2007 | 0 | 07
ComVint | SDGECCCZ16 | Ex | SDG | SDG | ECC | Multiple | CZ16 | Any | SDGECCCZ162011 | SDGECCCZ16 | 2011 | 0 | 11
ComVint | SDGECCCZ16 | Ex | SDG | SDG | ECC | Multiple | CZ16 | Any | SDGECCCZ162014 | SDGECCCZ16 | 2014 | 0 | 14
ComVint | SDGEPrCZ01 | Ex | SDG | SDG | EPr | Multiple | CZ01 | Any | SDGEPrCZ011975 | SDGEPrCZ01 | 1975 | 0 | 75
ComVint | SDGEPrCZ01 | Ex | SDG | SDG | EPr | Multiple | CZ01 | Any | SDGEPrCZ011985 | SDGEPrCZ01 | 1985 | 0 | 85
ComVint | SDGEPrCZ01 | Ex | SDG | SDG | EPr | Multiple | CZ01 | Any | SDGEPrCZ011996 | SDGEPrCZ01 | 1996 | 0 | 96
ComVint | SDGEPrCZ01 | Ex | SDG | SDG | EPr | Multiple | CZ01 | Any | SDGEPrCZ012003 | SDGEPrCZ01 | 2003 | 0 | 03
ComVint | SDGEPrCZ01 | Ex | SDG | SDG | EPr | Multiple | CZ01 | Any | SDGEPrCZ012007 | SDGEPrCZ01 | 2007 | 0 | 07
ComVint | SDGEPrCZ01 | Ex | SDG | SDG | EPr | Multiple | CZ01 | Any | SDGEPrCZ012011 | SDGEPrCZ01 | 2011 | 0 | 11
ComVint | SDGEPrCZ01 | Ex | SDG | SDG | EPr | Multiple | CZ01 | Any | SDGEPrCZ012014 | SDGEPrCZ01 | 2014 | 0 | 14
ComVint | SDGEPrCZ02 | Ex | SDG | SDG | EPr | Multiple | CZ02 | Any | SDGEPrCZ021975 | SDGEPrCZ02 | 1975 | 0 | 75
ComVint | SDGEPrCZ02 | Ex | SDG | SDG | EPr | Multiple | CZ02 | Any | SDGEPrCZ021985 | SDGEPrCZ02 | 1985 | 0 | 85
ComVint | SDGEPrCZ02 | Ex | SDG | SDG | EPr | Multiple | CZ02 | Any | SDGEPrCZ021996 | SDGEPrCZ02 | 1996 | 0 | 96
ComVint | SDGEPrCZ02 | Ex | SDG | SDG | EPr | Multiple | CZ02 | Any | SDGEPrCZ022003 | SDGEPrCZ02 | 2003 | 0 | 03
ComVint | SDGEPrCZ02 | Ex | SDG | SDG | EPr | Multiple | CZ02 | Any | SDGEPrCZ022007 | SDGEPrCZ02 | 2007 | 0 | 07
ComVint | SDGEPrCZ02 | Ex | SDG | SDG | EPr | Multiple | CZ02 | Any | SDGEPrCZ022011 | SDGEPrCZ02 | 2011 | 0 | 11
ComVint | SDGEPrCZ02 | Ex | SDG | SDG | EPr | Multiple | CZ02 | Any | SDGEPrCZ022014 | SDGEPrCZ02 | 2014 | 0 | 14
ComVint | SDGEPrCZ03 | Ex | SDG | SDG | EPr | Multiple | CZ03 | Any | SDGEPrCZ031975 | SDGEPrCZ03 | 1975 | 0 | 75
ComVint | SDGEPrCZ03 | Ex | SDG | SDG | EPr | Multiple | CZ03 | Any | SDGEPrCZ031985 | SDGEPrCZ03 | 1985 | 0 | 85
ComVint | SDGEPrCZ03 | Ex | SDG | SDG | EPr | Multiple | CZ03 | Any | SDGEPrCZ031996 | SDGEPrCZ03 | 1996 | 0 | 96
ComVint | SDGEPrCZ03 | Ex | SDG | SDG | EPr | Multiple | CZ03 | Any | SDGEPrCZ032003 | SDGEPrCZ03 | 2003 | 0 | 03
ComVint | SDGEPrCZ03 | Ex | SDG | SDG | EPr | Multiple | CZ03 | Any | SDGEPrCZ032007 | SDGEPrCZ03 | 2007 | 0 | 07
ComVint | SDGEPrCZ03 | Ex | SDG | SDG | EPr | Multiple | CZ03 | Any | SDGEPrCZ032011 | SDGEPrCZ03 | 2011 | 0 | 11
ComVint | SDGEPrCZ03 | Ex | SDG | SDG | EPr | Multiple | CZ03 | Any | SDGEPrCZ032014 | SDGEPrCZ03 | 2014 | 0 | 14
ComVint | SDGEPrCZ04 | Ex | SDG | SDG | EPr | Multiple | CZ04 | Any | SDGEPrCZ041975 | SDGEPrCZ04 | 1975 | 0 | 75
ComVint | SDGEPrCZ04 | Ex | SDG | SDG | EPr | Multiple | CZ04 | Any | SDGEPrCZ041985 | SDGEPrCZ04 | 1985 | 0 | 85
ComVint | SDGEPrCZ04 | Ex | SDG | SDG | EPr | Multiple | CZ04 | Any | SDGEPrCZ041996 | SDGEPrCZ04 | 1996 | 0 | 96
ComVint | SDGEPrCZ04 | Ex | SDG | SDG | EPr | Multiple | CZ04 | Any | SDGEPrCZ042003 | SDGEPrCZ04 | 2003 | 0 | 03
ComVint | SDGEPrCZ04 | Ex | SDG | SDG | EPr | Multiple | CZ04 | Any | SDGEPrCZ042007 | SDGEPrCZ04 | 2007 | 0 | 07
ComVint | SDGEPrCZ04 | Ex | SDG | SDG | EPr | Multiple | CZ04 | Any | SDGEPrCZ042011 | SDGEPrCZ04 | 2011 | 0 | 11
ComVint | SDGEPrCZ04 | Ex | SDG | SDG | EPr | Multiple | CZ04 | Any | SDGEPrCZ042014 | SDGEPrCZ04 | 2014 | 0 | 14
ComVint | SDGEPrCZ05 | Ex | SDG | SDG | EPr | Multiple | CZ05 | Any | SDGEPrCZ051975 | SDGEPrCZ05 | 1975 | 0 | 75
ComVint | SDGEPrCZ05 | Ex | SDG | SDG | EPr | Multiple | CZ05 | Any | SDGEPrCZ051985 | SDGEPrCZ05 | 1985 | 0 | 85
ComVint | SDGEPrCZ05 | Ex | SDG | SDG | EPr | Multiple | CZ05 | Any | SDGEPrCZ051996 | SDGEPrCZ05 | 1996 | 0 | 96
ComVint | SDGEPrCZ05 | Ex | SDG | SDG | EPr | Multiple | CZ05 | Any | SDGEPrCZ052003 | SDGEPrCZ05 | 2003 | 0 | 03
ComVint | SDGEPrCZ05 | Ex | SDG | SDG | EPr | Multiple | CZ05 | Any | SDGEPrCZ052007 | SDGEPrCZ05 | 2007 | 0 | 07
ComVint | SDGEPrCZ05 | Ex | SDG | SDG | EPr | Multiple | CZ05 | Any | SDGEPrCZ052011 | SDGEPrCZ05 | 2011 | 0 | 11
ComVint | SDGEPrCZ05 | Ex | SDG | SDG | EPr | Multiple | CZ05 | Any | SDGEPrCZ052014 | SDGEPrCZ05 | 2014 | 0 | 14
ComVint | SDGEPrCZ06 | Ex | SDG | SDG | EPr | Multiple | CZ06 | Any | SDGEPrCZ061975 | SDGEPrCZ06 | 1975 | 0.3897 | 75
ComVint | SDGEPrCZ06 | Ex | SDG | SDG | EPr | Multiple | CZ06 | Any | SDGEPrCZ061985 | SDGEPrCZ06 | 1985 | 0.10113 | 85
ComVint | SDGEPrCZ06 | Ex | SDG | SDG | EPr | Multiple | CZ06 | Any | SDGEPrCZ061996 | SDGEPrCZ06 | 1996 | 0.104 | 96
ComVint | SDGEPrCZ06 | Ex | SDG | SDG | EPr | Multiple | CZ06 | Any | SDGEPrCZ062003 | SDGEPrCZ06 | 2003 | 0.076133 | 03
ComVint | SDGEPrCZ06 | Ex | SDG | SDG | EPr | Multiple | CZ06 | Any | SDGEPrCZ062007 | SDGEPrCZ06 | 2007 | 0.016867 | 07
ComVint | SDGEPrCZ06 | Ex | SDG | SDG | EPr | Multiple | CZ06 | Any | SDGEPrCZ062011 | SDGEPrCZ06 | 2011 | 0.016867 | 11
ComVint | SDGEPrCZ06 | Ex | SDG | SDG | EPr | Multiple | CZ06 | Any | SDGEPrCZ062014 | SDGEPrCZ06 | 2014 | 0.0084333 | 14
ComVint | SDGEPrCZ07 | Ex | SDG | SDG | EPr | Multiple | CZ07 | Any | SDGEPrCZ071975 | SDGEPrCZ07 | 1975 | 4.4738 | 75
ComVint | SDGEPrCZ07 | Ex | SDG | SDG | EPr | Multiple | CZ07 | Any | SDGEPrCZ071985 | SDGEPrCZ07 | 1985 | 1.1609 | 85
ComVint | SDGEPrCZ07 | Ex | SDG | SDG | EPr | Multiple | CZ07 | Any | SDGEPrCZ071996 | SDGEPrCZ07 | 1996 | 1.1939 | 96
ComVint | SDGEPrCZ07 | Ex | SDG | SDG | EPr | Multiple | CZ07 | Any | SDGEPrCZ072003 | SDGEPrCZ07 | 2003 | 0.87423 | 03
ComVint | SDGEPrCZ07 | Ex | SDG | SDG | EPr | Multiple | CZ07 | Any | SDGEPrCZ072007 | SDGEPrCZ07 | 2007 | 0.19347 | 07
ComVint | SDGEPrCZ07 | Ex | SDG | SDG | EPr | Multiple | CZ07 | Any | SDGEPrCZ072011 | SDGEPrCZ07 | 2011 | 0.19347 | 11
ComVint | SDGEPrCZ07 | Ex | SDG | SDG | EPr | Multiple | CZ07 | Any | SDGEPrCZ072014 | SDGEPrCZ07 | 2014 | 0.096733 | 14
ComVint | SDGEPrCZ08 | Ex | SDG | SDG | EPr | Multiple | CZ08 | Any | SDGEPrCZ081975 | SDGEPrCZ08 | 1975 | 0.4401 | 75
ComVint | SDGEPrCZ08 | Ex | SDG | SDG | EPr | Multiple | CZ08 | Any | SDGEPrCZ081985 | SDGEPrCZ08 | 1985 | 0.1142 | 85
ComVint | SDGEPrCZ08 | Ex | SDG | SDG | EPr | Multiple | CZ08 | Any | SDGEPrCZ081996 | SDGEPrCZ08 | 1996 | 0.11743 | 96
ComVint | SDGEPrCZ08 | Ex | SDG | SDG | EPr | Multiple | CZ08 | Any | SDGEPrCZ082003 | SDGEPrCZ08 | 2003 | 0.086 | 03
ComVint | SDGEPrCZ08 | Ex | SDG | SDG | EPr | Multiple | CZ08 | Any | SDGEPrCZ082007 | SDGEPrCZ08 | 2007 | 0.019033 | 07
ComVint | SDGEPrCZ08 | Ex | SDG | SDG | EPr | Multiple | CZ08 | Any | SDGEPrCZ082011 | SDGEPrCZ08 | 2011 | 0.019033 | 11
ComVint | SDGEPrCZ08 | Ex | SDG | SDG | EPr | Multiple | CZ08 | Any | SDGEPrCZ082014 | SDGEPrCZ08 | 2014 | 0.0095167 | 14
ComVint | SDGEPrCZ09 | Ex | SDG | SDG | EPr | Multiple | CZ09 | Any | SDGEPrCZ091975 | SDGEPrCZ09 | 1975 | 0 | 75
ComVint | SDGEPrCZ09 | Ex | SDG | SDG | EPr | Multiple | CZ09 | Any | SDGEPrCZ091985 | SDGEPrCZ09 | 1985 | 0 | 85
ComVint | SDGEPrCZ09 | Ex | SDG | SDG | EPr | Multiple | CZ09 | Any | SDGEPrCZ091996 | SDGEPrCZ09 | 1996 | 0 | 96
ComVint | SDGEPrCZ09 | Ex | SDG | SDG | EPr | Multiple | CZ09 | Any | SDGEPrCZ092003 | SDGEPrCZ09 | 2003 | 0 | 03
ComVint | SDGEPrCZ09 | Ex | SDG | SDG | EPr | Multiple | CZ09 | Any | SDGEPrCZ092007 | SDGEPrCZ09 | 2007 | 0 | 07
ComVint | SDGEPrCZ09 | Ex | SDG | SDG | EPr | Multiple | CZ09 | Any | SDGEPrCZ092011 | SDGEPrCZ09 | 2011 | 0 | 11
ComVint | SDGEPrCZ09 | Ex | SDG | SDG | EPr | Multiple | CZ09 | Any | SDGEPrCZ092014 | SDGEPrCZ09 | 2014 | 0 | 14
ComVint | SDGEPrCZ10 | Ex | SDG | SDG | EPr | Multiple | CZ10 | Any | SDGEPrCZ101975 | SDGEPrCZ10 | 1975 | 2.6062 | 75
ComVint | SDGEPrCZ10 | Ex | SDG | SDG | EPr | Multiple | CZ10 | Any | SDGEPrCZ101985 | SDGEPrCZ10 | 1985 | 0.6763 | 85
ComVint | SDGEPrCZ10 | Ex | SDG | SDG | EPr | Multiple | CZ10 | Any | SDGEPrCZ101996 | SDGEPrCZ10 | 1996 | 0.6955 | 96
ComVint | SDGEPrCZ10 | Ex | SDG | SDG | EPr | Multiple | CZ10 | Any | SDGEPrCZ102003 | SDGEPrCZ10 | 2003 | 0.50927 | 03
ComVint | SDGEPrCZ10 | Ex | SDG | SDG | EPr | Multiple | CZ10 | Any | SDGEPrCZ102007 | SDGEPrCZ10 | 2007 | 0.1127 | 07
ComVint | SDGEPrCZ10 | Ex | SDG | SDG | EPr | Multiple | CZ10 | Any | SDGEPrCZ102011 | SDGEPrCZ10 | 2011 | 0.1127 | 11
ComVint | SDGEPrCZ10 | Ex | SDG | SDG | EPr | Multiple | CZ10 | Any | SDGEPrCZ102014 | SDGEPrCZ10 | 2014 | 0.05635 | 14
ComVint | SDGEPrCZ11 | Ex | SDG | SDG | EPr | Multiple | CZ11 | Any | SDGEPrCZ111975 | SDGEPrCZ11 | 1975 | 0 | 75
ComVint | SDGEPrCZ11 | Ex | SDG | SDG | EPr | Multiple | CZ11 | Any | SDGEPrCZ111985 | SDGEPrCZ11 | 1985 | 0 | 85
ComVint | SDGEPrCZ11 | Ex | SDG | SDG | EPr | Multiple | CZ11 | Any | SDGEPrCZ111996 | SDGEPrCZ11 | 1996 | 0 | 96
ComVint | SDGEPrCZ11 | Ex | SDG | SDG | EPr | Multiple | CZ11 | Any | SDGEPrCZ112003 | SDGEPrCZ11 | 2003 | 0 | 03
ComVint | SDGEPrCZ11 | Ex | SDG | SDG | EPr | Multiple | CZ11 | Any | SDGEPrCZ112007 | SDGEPrCZ11 | 2007 | 0 | 07
ComVint | SDGEPrCZ11 | Ex | SDG | SDG | EPr | Multiple | CZ11 | Any | SDGEPrCZ112011 | SDGEPrCZ11 | 2011 | 0 | 11
ComVint | SDGEPrCZ11 | Ex | SDG | SDG | EPr | Multiple | CZ11 | Any | SDGEPrCZ112014 | SDGEPrCZ11 | 2014 | 0 | 14
ComVint | SDGEPrCZ12 | Ex | SDG | SDG | EPr | Multiple | CZ12 | Any | SDGEPrCZ121975 | SDGEPrCZ12 | 1975 | 0 | 75
ComVint | SDGEPrCZ12 | Ex | SDG | SDG | EPr | Multiple | CZ12 | Any | SDGEPrCZ121985 | SDGEPrCZ12 | 1985 | 0 | 85
ComVint | SDGEPrCZ12 | Ex | SDG | SDG | EPr | Multiple | CZ12 | Any | SDGEPrCZ121996 | SDGEPrCZ12 | 1996 | 0 | 96
ComVint | SDGEPrCZ12 | Ex | SDG | SDG | EPr | Multiple | CZ12 | Any | SDGEPrCZ122003 | SDGEPrCZ12 | 2003 | 0 | 03
ComVint | SDGEPrCZ12 | Ex | SDG | SDG | EPr | Multiple | CZ12 | Any | SDGEPrCZ122007 | SDGEPrCZ12 | 2007 | 0 | 07
ComVint | SDGEPrCZ12 | Ex | SDG | SDG | EPr | Multiple | CZ12 | Any | SDGEPrCZ122011 | SDGEPrCZ12 | 2011 | 0 | 11
ComVint | SDGEPrCZ12 | Ex | SDG | SDG | EPr | Multiple | CZ12 | Any | SDGEPrCZ122014 | SDGEPrCZ12 | 2014 | 0 | 14
ComVint | SDGEPrCZ13 | Ex | SDG | SDG | EPr | Multiple | CZ13 | Any | SDGEPrCZ131975 | SDGEPrCZ13 | 1975 | 0 | 75
ComVint | SDGEPrCZ13 | Ex | SDG | SDG | EPr | Multiple | CZ13 | Any | SDGEPrCZ131985 | SDGEPrCZ13 | 1985 | 0 | 85
ComVint | SDGEPrCZ13 | Ex | SDG | SDG | EPr | Multiple | CZ13 | Any | SDGEPrCZ131996 | SDGEPrCZ13 | 1996 | 0 | 96
ComVint | SDGEPrCZ13 | Ex | SDG | SDG | EPr | Multiple | CZ13 | Any | SDGEPrCZ132003 | SDGEPrCZ13 | 2003 | 0 | 03
ComVint | SDGEPrCZ13 | Ex | SDG | SDG | EPr | Multiple | CZ13 | Any | SDGEPrCZ132007 | SDGEPrCZ13 | 2007 | 0 | 07
ComVint | SDGEPrCZ13 | Ex | SDG | SDG | EPr | Multiple | CZ13 | Any | SDGEPrCZ132011 | SDGEPrCZ13 | 2011 | 0 | 11
ComVint | SDGEPrCZ13 | Ex | SDG | SDG | EPr | Multiple | CZ13 | Any | SDGEPrCZ132014 | SDGEPrCZ13 | 2014 | 0 | 14
ComVint | SDGEPrCZ14 | Ex | SDG | SDG | EPr | Multiple | CZ14 | Any | SDGEPrCZ141975 | SDGEPrCZ14 | 1975 | 0.0712 | 75
ComVint | SDGEPrCZ14 | Ex | SDG | SDG | EPr | Multiple | CZ14 | Any | SDGEPrCZ141985 | SDGEPrCZ14 | 1985 | 0.018467 | 85
ComVint | SDGEPrCZ14 | Ex | SDG | SDG | EPr | Multiple | CZ14 | Any | SDGEPrCZ141996 | SDGEPrCZ14 | 1996 | 0.019 | 96
ComVint | SDGEPrCZ14 | Ex | SDG | SDG | EPr | Multiple | CZ14 | Any | SDGEPrCZ142003 | SDGEPrCZ14 | 2003 | 0.0139 | 03
ComVint | SDGEPrCZ14 | Ex | SDG | SDG | EPr | Multiple | CZ14 | Any | SDGEPrCZ142007 | SDGEPrCZ14 | 2007 | 0.0030667 | 07
ComVint | SDGEPrCZ14 | Ex | SDG | SDG | EPr | Multiple | CZ14 | Any | SDGEPrCZ142011 | SDGEPrCZ14 | 2011 | 0.0030667 | 11
ComVint | SDGEPrCZ14 | Ex | SDG | SDG | EPr | Multiple | CZ14 | Any | SDGEPrCZ142014 | SDGEPrCZ14 | 2014 | 0.0015333 | 14
ComVint | SDGEPrCZ15 | Ex | SDG | SDG | EPr | Multiple | CZ15 | Any | SDGEPrCZ151975 | SDGEPrCZ15 | 1975 | 0.0192 | 75
ComVint | SDGEPrCZ15 | Ex | SDG | SDG | EPr | Multiple | CZ15 | Any | SDGEPrCZ151985 | SDGEPrCZ15 | 1985 | 0.005 | 85
ComVint | SDGEPrCZ15 | Ex | SDG | SDG | EPr | Multiple | CZ15 | Any | SDGEPrCZ151996 | SDGEPrCZ15 | 1996 | 0.0051333 | 96
ComVint | SDGEPrCZ15 | Ex | SDG | SDG | EPr | Multiple | CZ15 | Any | SDGEPrCZ152003 | SDGEPrCZ15 | 2003 | 0.0037667 | 03
ComVint | SDGEPrCZ15 | Ex | SDG | SDG | EPr | Multiple | CZ15 | Any | SDGEPrCZ152007 | SDGEPrCZ15 | 2007 | 0.00083333 | 07
ComVint | SDGEPrCZ15 | Ex | SDG | SDG | EPr | Multiple | CZ15 | Any | SDGEPrCZ152011 | SDGEPrCZ15 | 2011 | 0.00083333 | 11
ComVint | SDGEPrCZ15 | Ex | SDG | SDG | EPr | Multiple | CZ15 | Any | SDGEPrCZ152014 | SDGEPrCZ15 | 2014 | 0.00041667 | 14
ComVint | SDGEPrCZ16 | Ex | SDG | SDG | EPr | Multiple | CZ16 | Any | SDGEPrCZ161975 | SDGEPrCZ16 | 1975 | 0 | 75
ComVint | SDGEPrCZ16 | Ex | SDG | SDG | EPr | Multiple | CZ16 | Any | SDGEPrCZ161985 | SDGEPrCZ16 | 1985 | 0 | 85
ComVint | SDGEPrCZ16 | Ex | SDG | SDG | EPr | Multiple | CZ16 | Any | SDGEPrCZ161996 | SDGEPrCZ16 | 1996 | 0 | 96
ComVint | SDGEPrCZ16 | Ex | SDG | SDG | EPr | Multiple | CZ16 | Any | SDGEPrCZ162003 | SDGEPrCZ16 | 2003 | 0 | 03
ComVint | SDGEPrCZ16 | Ex | SDG | SDG | EPr | Multiple | CZ16 | Any | SDGEPrCZ162007 | SDGEPrCZ16 | 2007 | 0 | 07
ComVint | SDGEPrCZ16 | Ex | SDG | SDG | EPr | Multiple | CZ16 | Any | SDGEPrCZ162011 | SDGEPrCZ16 | 2011 | 0 | 11
ComVint | SDGEPrCZ16 | Ex | SDG | SDG | EPr | Multiple | CZ16 | Any | SDGEPrCZ162014 | SDGEPrCZ16 | 2014 | 0 | 14
ComVint | SDGERCCZ01 | Ex | SDG | SDG | ERC | Multiple | CZ01 | Any | SDGERCCZ011975 | SDGERCCZ01 | 1975 | 0 | 75
ComVint | SDGERCCZ01 | Ex | SDG | SDG | ERC | Multiple | CZ01 | Any | SDGERCCZ011985 | SDGERCCZ01 | 1985 | 0 | 85
ComVint | SDGERCCZ01 | Ex | SDG | SDG | ERC | Multiple | CZ01 | Any | SDGERCCZ011996 | SDGERCCZ01 | 1996 | 0 | 96
ComVint | SDGERCCZ01 | Ex | SDG | SDG | ERC | Multiple | CZ01 | Any | SDGERCCZ012003 | SDGERCCZ01 | 2003 | 0 | 03
ComVint | SDGERCCZ01 | Ex | SDG | SDG | ERC | Multiple | CZ01 | Any | SDGERCCZ012007 | SDGERCCZ01 | 2007 | 0 | 07
ComVint | SDGERCCZ01 | Ex | SDG | SDG | ERC | Multiple | CZ01 | Any | SDGERCCZ012011 | SDGERCCZ01 | 2011 | 0 | 11
ComVint | SDGERCCZ01 | Ex | SDG | SDG | ERC | Multiple | CZ01 | Any | SDGERCCZ012014 | SDGERCCZ01 | 2014 | 0 | 14
ComVint | SDGERCCZ02 | Ex | SDG | SDG | ERC | Multiple | CZ02 | Any | SDGERCCZ021975 | SDGERCCZ02 | 1975 | 0 | 75
ComVint | SDGERCCZ02 | Ex | SDG | SDG | ERC | Multiple | CZ02 | Any | SDGERCCZ021985 | SDGERCCZ02 | 1985 | 0 | 85
ComVint | SDGERCCZ02 | Ex | SDG | SDG | ERC | Multiple | CZ02 | Any | SDGERCCZ021996 | SDGERCCZ02 | 1996 | 0 | 96
ComVint | SDGERCCZ02 | Ex | SDG | SDG | ERC | Multiple | CZ02 | Any | SDGERCCZ022003 | SDGERCCZ02 | 2003 | 0 | 03
ComVint | SDGERCCZ02 | Ex | SDG | SDG | ERC | Multiple | CZ02 | Any | SDGERCCZ022007 | SDGERCCZ02 | 2007 | 0 | 07
ComVint | SDGERCCZ02 | Ex | SDG | SDG | ERC | Multiple | CZ02 | Any | SDGERCCZ022011 | SDGERCCZ02 | 2011 | 0 | 11
ComVint | SDGERCCZ02 | Ex | SDG | SDG | ERC | Multiple | CZ02 | Any | SDGERCCZ022014 | SDGERCCZ02 | 2014 | 0 | 14
ComVint | SDGERCCZ03 | Ex | SDG | SDG | ERC | Multiple | CZ03 | Any | SDGERCCZ031975 | SDGERCCZ03 | 1975 | 0 | 75
ComVint | SDGERCCZ03 | Ex | SDG | SDG | ERC | Multiple | CZ03 | Any | SDGERCCZ031985 | SDGERCCZ03 | 1985 | 0 | 85
ComVint | SDGERCCZ03 | Ex | SDG | SDG | ERC | Multiple | CZ03 | Any | SDGERCCZ031996 | SDGERCCZ03 | 1996 | 0 | 96
ComVint | SDGERCCZ03 | Ex | SDG | SDG | ERC | Multiple | CZ03 | Any | SDGERCCZ032003 | SDGERCCZ03 | 2003 | 0 | 03
ComVint | SDGERCCZ03 | Ex | SDG | SDG | ERC | Multiple | CZ03 | Any | SDGERCCZ032007 | SDGERCCZ03 | 2007 | 0 | 07
ComVint | SDGERCCZ03 | Ex | SDG | SDG | ERC | Multiple | CZ03 | Any | SDGERCCZ032011 | SDGERCCZ03 | 2011 | 0 | 11
ComVint | SDGERCCZ03 | Ex | SDG | SDG | ERC | Multiple | CZ03 | Any | SDGERCCZ032014 | SDGERCCZ03 | 2014 | 0 | 14
ComVint | SDGERCCZ04 | Ex | SDG | SDG | ERC | Multiple | CZ04 | Any | SDGERCCZ041975 | SDGERCCZ04 | 1975 | 0 | 75
ComVint | SDGERCCZ04 | Ex | SDG | SDG | ERC | Multiple | CZ04 | Any | SDGERCCZ041985 | SDGERCCZ04 | 1985 | 0 | 85
ComVint | SDGERCCZ04 | Ex | SDG | SDG | ERC | Multiple | CZ04 | Any | SDGERCCZ041996 | SDGERCCZ04 | 1996 | 0 | 96
ComVint | SDGERCCZ04 | Ex | SDG | SDG | ERC | Multiple | CZ04 | Any | SDGERCCZ042003 | SDGERCCZ04 | 2003 | 0 | 03
ComVint | SDGERCCZ04 | Ex | SDG | SDG | ERC | Multiple | CZ04 | Any | SDGERCCZ042007 | SDGERCCZ04 | 2007 | 0 | 07
ComVint | SDGERCCZ04 | Ex | SDG | SDG | ERC | Multiple | CZ04 | Any | SDGERCCZ042011 | SDGERCCZ04 | 2011 | 0 | 11
ComVint | SDGERCCZ04 | Ex | SDG | SDG | ERC | Multiple | CZ04 | Any | SDGERCCZ042014 | SDGERCCZ04 | 2014 | 0 | 14
ComVint | SDGERCCZ05 | Ex | SDG | SDG | ERC | Multiple | CZ05 | Any | SDGERCCZ051975 | SDGERCCZ05 | 1975 | 0 | 75
ComVint | SDGERCCZ05 | Ex | SDG | SDG | ERC | Multiple | CZ05 | Any | SDGERCCZ051985 | SDGERCCZ05 | 1985 | 0 | 85
ComVint | SDGERCCZ05 | Ex | SDG | SDG | ERC | Multiple | CZ05 | Any | SDGERCCZ051996 | SDGERCCZ05 | 1996 | 0 | 96
ComVint | SDGERCCZ05 | Ex | SDG | SDG | ERC | Multiple | CZ05 | Any | SDGERCCZ052003 | SDGERCCZ05 | 2003 | 0 | 03
ComVint | SDGERCCZ05 | Ex | SDG | SDG | ERC | Multiple | CZ05 | Any | SDGERCCZ052007 | SDGERCCZ05 | 2007 | 0 | 07
ComVint | SDGERCCZ05 | Ex | SDG | SDG | ERC | Multiple | CZ05 | Any | SDGERCCZ052011 | SDGERCCZ05 | 2011 | 0 | 11
ComVint | SDGERCCZ05 | Ex | SDG | SDG | ERC | Multiple | CZ05 | Any | SDGERCCZ052014 | SDGERCCZ05 | 2014 | 0 | 14
ComVint | SDGERCCZ06 | Ex | SDG | SDG | ERC | Multiple | CZ06 | Any | SDGERCCZ061975 | SDGERCCZ06 | 1975 | 0.3897 | 75
ComVint | SDGERCCZ06 | Ex | SDG | SDG | ERC | Multiple | CZ06 | Any | SDGERCCZ061985 | SDGERCCZ06 | 1985 | 0.10113 | 85
ComVint | SDGERCCZ06 | Ex | SDG | SDG | ERC | Multiple | CZ06 | Any | SDGERCCZ061996 | SDGERCCZ06 | 1996 | 0.104 | 96
ComVint | SDGERCCZ06 | Ex | SDG | SDG | ERC | Multiple | CZ06 | Any | SDGERCCZ062003 | SDGERCCZ06 | 2003 | 0.076133 | 03
ComVint | SDGERCCZ06 | Ex | SDG | SDG | ERC | Multiple | CZ06 | Any | SDGERCCZ062007 | SDGERCCZ06 | 2007 | 0.016867 | 07
ComVint | SDGERCCZ06 | Ex | SDG | SDG | ERC | Multiple | CZ06 | Any | SDGERCCZ062011 | SDGERCCZ06 | 2011 | 0.016867 | 11
ComVint | SDGERCCZ06 | Ex | SDG | SDG | ERC | Multiple | CZ06 | Any | SDGERCCZ062014 | SDGERCCZ06 | 2014 | 0.0084333 | 14
ComVint | SDGERCCZ07 | Ex | SDG | SDG | ERC | Multiple | CZ07 | Any | SDGERCCZ071975 | SDGERCCZ07 | 1975 | 4.4738 | 75
ComVint | SDGERCCZ07 | Ex | SDG | SDG | ERC | Multiple | CZ07 | Any | SDGERCCZ071985 | SDGERCCZ07 | 1985 | 1.1609 | 85
ComVint | SDGERCCZ07 | Ex | SDG | SDG | ERC | Multiple | CZ07 | Any | SDGERCCZ071996 | SDGERCCZ07 | 1996 | 1.1939 | 96
ComVint | SDGERCCZ07 | Ex | SDG | SDG | ERC | Multiple | CZ07 | Any | SDGERCCZ072003 | SDGERCCZ07 | 2003 | 0.87423 | 03
ComVint | SDGERCCZ07 | Ex | SDG | SDG | ERC | Multiple | CZ07 | Any | SDGERCCZ072007 | SDGERCCZ07 | 2007 | 0.19347 | 07
ComVint | SDGERCCZ07 | Ex | SDG | SDG | ERC | Multiple | CZ07 | Any | SDGERCCZ072011 | SDGERCCZ07 | 2011 | 0.19347 | 11
ComVint | SDGERCCZ07 | Ex | SDG | SDG | ERC | Multiple | CZ07 | Any | SDGERCCZ072014 | SDGERCCZ07 | 2014 | 0.096733 | 14
ComVint | SDGERCCZ08 | Ex | SDG | SDG | ERC | Multiple | CZ08 | Any | SDGERCCZ081975 | SDGERCCZ08 | 1975 | 0.4401 | 75
ComVint | SDGERCCZ08 | Ex | SDG | SDG | ERC | Multiple | CZ08 | Any | SDGERCCZ081985 | SDGERCCZ08 | 1985 | 0.1142 | 85
ComVint | SDGERCCZ08 | Ex | SDG | SDG | ERC | Multiple | CZ08 | Any | SDGERCCZ081996 | SDGERCCZ08 | 1996 | 0.11743 | 96
ComVint | SDGERCCZ08 | Ex | SDG | SDG | ERC | Multiple | CZ08 | Any | SDGERCCZ082003 | SDGERCCZ08 | 2003 | 0.086 | 03
ComVint | SDGERCCZ08 | Ex | SDG | SDG | ERC | Multiple | CZ08 | Any | SDGERCCZ082007 | SDGERCCZ08 | 2007 | 0.019033 | 07
ComVint | SDGERCCZ08 | Ex | SDG | SDG | ERC | Multiple | CZ08 | Any | SDGERCCZ082011 | SDGERCCZ08 | 2011 | 0.019033 | 11
ComVint | SDGERCCZ08 | Ex | SDG | SDG | ERC | Multiple | CZ08 | Any | SDGERCCZ082014 | SDGERCCZ08 | 2014 | 0.0095167 | 14
ComVint | SDGERCCZ09 | Ex | SDG | SDG | ERC | Multiple | CZ09 | Any | SDGERCCZ091975 | SDGERCCZ09 | 1975 | 0 | 75
ComVint | SDGERCCZ09 | Ex | SDG | SDG | ERC | Multiple | CZ09 | Any | SDGERCCZ091985 | SDGERCCZ09 | 1985 | 0 | 85
ComVint | SDGERCCZ09 | Ex | SDG | SDG | ERC | Multiple | CZ09 | Any | SDGERCCZ091996 | SDGERCCZ09 | 1996 | 0 | 96
ComVint | SDGERCCZ09 | Ex | SDG | SDG | ERC | Multiple | CZ09 | Any | SDGERCCZ092003 | SDGERCCZ09 | 2003 | 0 | 03
ComVint | SDGERCCZ09 | Ex | SDG | SDG | ERC | Multiple | CZ09 | Any | SDGERCCZ092007 | SDGERCCZ09 | 2007 | 0 | 07
ComVint | SDGERCCZ09 | Ex | SDG | SDG | ERC | Multiple | CZ09 | Any | SDGERCCZ092011 | SDGERCCZ09 | 2011 | 0 | 11
ComVint | SDGERCCZ09 | Ex | SDG | SDG | ERC | Multiple | CZ09 | Any | SDGERCCZ092014 | SDGERCCZ09 | 2014 | 0 | 14
ComVint | SDGERCCZ10 | Ex | SDG | SDG | ERC | Multiple | CZ10 | Any | SDGERCCZ101975 | SDGERCCZ10 | 1975 | 2.6062 | 75
ComVint | SDGERCCZ10 | Ex | SDG | SDG | ERC | Multiple | CZ10 | Any | SDGERCCZ101985 | SDGERCCZ10 | 1985 | 0.6763 | 85
ComVint | SDGERCCZ10 | Ex | SDG | SDG | ERC | Multiple | CZ10 | Any | SDGERCCZ101996 | SDGERCCZ10 | 1996 | 0.6955 | 96
ComVint | SDGERCCZ10 | Ex | SDG | SDG | ERC | Multiple | CZ10 | Any | SDGERCCZ102003 | SDGERCCZ10 | 2003 | 0.50927 | 03
ComVint | SDGERCCZ10 | Ex | SDG | SDG | ERC | Multiple | CZ10 | Any | SDGERCCZ102007 | SDGERCCZ10 | 2007 | 0.1127 | 07
ComVint | SDGERCCZ10 | Ex | SDG | SDG | ERC | Multiple | CZ10 | Any | SDGERCCZ102011 | SDGERCCZ10 | 2011 | 0.1127 | 11
ComVint | SDGERCCZ10 | Ex | SDG | SDG | ERC | Multiple | CZ10 | Any | SDGERCCZ102014 | SDGERCCZ10 | 2014 | 0.05635 | 14
ComVint | SDGERCCZ11 | Ex | SDG | SDG | ERC | Multiple | CZ11 | Any | SDGERCCZ111975 | SDGERCCZ11 | 1975 | 0 | 75
ComVint | SDGERCCZ11 | Ex | SDG | SDG | ERC | Multiple | CZ11 | Any | SDGERCCZ111985 | SDGERCCZ11 | 1985 | 0 | 85
ComVint | SDGERCCZ11 | Ex | SDG | SDG | ERC | Multiple | CZ11 | Any | SDGERCCZ111996 | SDGERCCZ11 | 1996 | 0 | 96
ComVint | SDGERCCZ11 | Ex | SDG | SDG | ERC | Multiple | CZ11 | Any | SDGERCCZ112003 | SDGERCCZ11 | 2003 | 0 | 03
ComVint | SDGERCCZ11 | Ex | SDG | SDG | ERC | Multiple | CZ11 | Any | SDGERCCZ112007 | SDGERCCZ11 | 2007 | 0 | 07
ComVint | SDGERCCZ11 | Ex | SDG | SDG | ERC | Multiple | CZ11 | Any | SDGERCCZ112011 | SDGERCCZ11 | 2011 | 0 | 11
ComVint | SDGERCCZ11 | Ex | SDG | SDG | ERC | Multiple | CZ11 | Any | SDGERCCZ112014 | SDGERCCZ11 | 2014 | 0 | 14
ComVint | SDGERCCZ12 | Ex | SDG | SDG | ERC | Multiple | CZ12 | Any | SDGERCCZ121975 | SDGERCCZ12 | 1975 | 0 | 75
ComVint | SDGERCCZ12 | Ex | SDG | SDG | ERC | Multiple | CZ12 | Any | SDGERCCZ121985 | SDGERCCZ12 | 1985 | 0 | 85
ComVint | SDGERCCZ12 | Ex | SDG | SDG | ERC | Multiple | CZ12 | Any | SDGERCCZ121996 | SDGERCCZ12 | 1996 | 0 | 96
ComVint | SDGERCCZ12 | Ex | SDG | SDG | ERC | Multiple | CZ12 | Any | SDGERCCZ122003 | SDGERCCZ12 | 2003 | 0 | 03
ComVint | SDGERCCZ12 | Ex | SDG | SDG | ERC | Multiple | CZ12 | Any | SDGERCCZ122007 | SDGERCCZ12 | 2007 | 0 | 07
ComVint | SDGERCCZ12 | Ex | SDG | SDG | ERC | Multiple | CZ12 | Any | SDGERCCZ122011 | SDGERCCZ12 | 2011 | 0 | 11
ComVint | SDGERCCZ12 | Ex | SDG | SDG | ERC | Multiple | CZ12 | Any | SDGERCCZ122014 | SDGERCCZ12 | 2014 | 0 | 14
ComVint | SDGERCCZ13 | Ex | SDG | SDG | ERC | Multiple | CZ13 | Any | SDGERCCZ131975 | SDGERCCZ13 | 1975 | 0 | 75
ComVint | SDGERCCZ13 | Ex | SDG | SDG | ERC | Multiple | CZ13 | Any | SDGERCCZ131985 | SDGERCCZ13 | 1985 | 0 | 85
ComVint | SDGERCCZ13 | Ex | SDG | SDG | ERC | Multiple | CZ13 | Any | SDGERCCZ131996 | SDGERCCZ13 | 1996 | 0 | 96
ComVint | SDGERCCZ13 | Ex | SDG | SDG | ERC | Multiple | CZ13 | Any | SDGERCCZ132003 | SDGERCCZ13 | 2003 | 0 | 03
ComVint | SDGERCCZ13 | Ex | SDG | SDG | ERC | Multiple | CZ13 | Any | SDGERCCZ132007 | SDGERCCZ13 | 2007 | 0 | 07
ComVint | SDGERCCZ13 | Ex | SDG | SDG | ERC | Multiple | CZ13 | Any | SDGERCCZ132011 | SDGERCCZ13 | 2011 | 0 | 11
ComVint | SDGERCCZ13 | Ex | SDG | SDG | ERC | Multiple | CZ13 | Any | SDGERCCZ132014 | SDGERCCZ13 | 2014 | 0 | 14
ComVint | SDGERCCZ14 | Ex | SDG | SDG | ERC | Multiple | CZ14 | Any | SDGERCCZ141975 | SDGERCCZ14 | 1975 | 0.0712 | 75
ComVint | SDGERCCZ14 | Ex | SDG | SDG | ERC | Multiple | CZ14 | Any | SDGERCCZ141985 | SDGERCCZ14 | 1985 | 0.018467 | 85
ComVint | SDGERCCZ14 | Ex | SDG | SDG | ERC | Multiple | CZ14 | Any | SDGERCCZ141996 | SDGERCCZ14 | 1996 | 0.019 | 96
ComVint | SDGERCCZ14 | Ex | SDG | SDG | ERC | Multiple | CZ14 | Any | SDGERCCZ142003 | SDGERCCZ14 | 2003 | 0.0139 | 03
ComVint | SDGERCCZ14 | Ex | SDG | SDG | ERC | Multiple | CZ14 | Any | SDGERCCZ142007 | SDGERCCZ14 | 2007 | 0.0030667 | 07
ComVint | SDGERCCZ14 | Ex | SDG | SDG | ERC | Multiple | CZ14 | Any | SDGERCCZ142011 | SDGERCCZ14 | 2011 | 0.0030667 | 11
ComVint | SDGERCCZ14 | Ex | SDG | SDG | ERC | Multiple | CZ14 | Any | SDGERCCZ142014 | SDGERCCZ14 | 2014 | 0.0015333 | 14
ComVint | SDGERCCZ15 | Ex | SDG | SDG | ERC | Multiple | CZ15 | Any | SDGERCCZ151975 | SDGERCCZ15 | 1975 | 0.0192 | 75
ComVint | SDGERCCZ15 | Ex | SDG | SDG | ERC | Multiple | CZ15 | Any | SDGERCCZ151985 | SDGERCCZ15 | 1985 | 0.005 | 85
ComVint | SDGERCCZ15 | Ex | SDG | SDG | ERC | Multiple | CZ15 | Any | SDGERCCZ151996 | SDGERCCZ15 | 1996 | 0.0051333 | 96
ComVint | SDGERCCZ15 | Ex | SDG | SDG | ERC | Multiple | CZ15 | Any | SDGERCCZ152003 | SDGERCCZ15 | 2003 | 0.0037667 | 03
ComVint | SDGERCCZ15 | Ex | SDG | SDG | ERC | Multiple | CZ15 | Any | SDGERCCZ152007 | SDGERCCZ15 | 2007 | 0.00083333 | 07
ComVint | SDGERCCZ15 | Ex | SDG | SDG | ERC | Multiple | CZ15 | Any | SDGERCCZ152011 | SDGERCCZ15 | 2011 | 0.00083333 | 11
ComVint | SDGERCCZ15 | Ex | SDG | SDG | ERC | Multiple | CZ15 | Any | SDGERCCZ152014 | SDGERCCZ15 | 2014 | 0.00041667 | 14
ComVint | SDGERCCZ16 | Ex | SDG | SDG | ERC | Multiple | CZ16 | Any | SDGERCCZ161975 | SDGERCCZ16 | 1975 | 0 | 75
ComVint | SDGERCCZ16 | Ex | SDG | SDG | ERC | Multiple | CZ16 | Any | SDGERCCZ161985 | SDGERCCZ16 | 1985 | 0 | 85
ComVint | SDGERCCZ16 | Ex | SDG | SDG | ERC | Multiple | CZ16 | Any | SDGERCCZ161996 | SDGERCCZ16 | 1996 | 0 | 96
ComVint | SDGERCCZ16 | Ex | SDG | SDG | ERC | Multiple | CZ16 | Any | SDGERCCZ162003 | SDGERCCZ16 | 2003 | 0 | 03
ComVint | SDGERCCZ16 | Ex | SDG | SDG | ERC | Multiple | CZ16 | Any | SDGERCCZ162007 | SDGERCCZ16 | 2007 | 0 | 07
ComVint | SDGERCCZ16 | Ex | SDG | SDG | ERC | Multiple | CZ16 | Any | SDGERCCZ162011 | SDGERCCZ16 | 2011 | 0 | 11
ComVint | SDGERCCZ16 | Ex | SDG | SDG | ERC | Multiple | CZ16 | Any | SDGERCCZ162014 | SDGERCCZ16 | 2014 | 0 | 14
ComVint | SDGESeCZ01 | Ex | SDG | SDG | ESe | Multiple | CZ01 | Any | SDGESeCZ011975 | SDGESeCZ01 | 1975 | 0 | 75
ComVint | SDGESeCZ01 | Ex | SDG | SDG | ESe | Multiple | CZ01 | Any | SDGESeCZ011985 | SDGESeCZ01 | 1985 | 0 | 85
ComVint | SDGESeCZ01 | Ex | SDG | SDG | ESe | Multiple | CZ01 | Any | SDGESeCZ011996 | SDGESeCZ01 | 1996 | 0 | 96
ComVint | SDGESeCZ01 | Ex | SDG | SDG | ESe | Multiple | CZ01 | Any | SDGESeCZ012003 | SDGESeCZ01 | 2003 | 0 | 03
ComVint | SDGESeCZ01 | Ex | SDG | SDG | ESe | Multiple | CZ01 | Any | SDGESeCZ012007 | SDGESeCZ01 | 2007 | 0 | 07
ComVint | SDGESeCZ01 | Ex | SDG | SDG | ESe | Multiple | CZ01 | Any | SDGESeCZ012011 | SDGESeCZ01 | 2011 | 0 | 11
ComVint | SDGESeCZ01 | Ex | SDG | SDG | ESe | Multiple | CZ01 | Any | SDGESeCZ012014 | SDGESeCZ01 | 2014 | 0 | 14
ComVint | SDGESeCZ02 | Ex | SDG | SDG | ESe | Multiple | CZ02 | Any | SDGESeCZ021975 | SDGESeCZ02 | 1975 | 0 | 75
ComVint | SDGESeCZ02 | Ex | SDG | SDG | ESe | Multiple | CZ02 | Any | SDGESeCZ021985 | SDGESeCZ02 | 1985 | 0 | 85
ComVint | SDGESeCZ02 | Ex | SDG | SDG | ESe | Multiple | CZ02 | Any | SDGESeCZ021996 | SDGESeCZ02 | 1996 | 0 | 96
ComVint | SDGESeCZ02 | Ex | SDG | SDG | ESe | Multiple | CZ02 | Any | SDGESeCZ022003 | SDGESeCZ02 | 2003 | 0 | 03
ComVint | SDGESeCZ02 | Ex | SDG | SDG | ESe | Multiple | CZ02 | Any | SDGESeCZ022007 | SDGESeCZ02 | 2007 | 0 | 07
ComVint | SDGESeCZ02 | Ex | SDG | SDG | ESe | Multiple | CZ02 | Any | SDGESeCZ022011 | SDGESeCZ02 | 2011 | 0 | 11
ComVint | SDGESeCZ02 | Ex | SDG | SDG | ESe | Multiple | CZ02 | Any | SDGESeCZ022014 | SDGESeCZ02 | 2014 | 0 | 14
ComVint | SDGESeCZ03 | Ex | SDG | SDG | ESe | Multiple | CZ03 | Any | SDGESeCZ031975 | SDGESeCZ03 | 1975 | 0 | 75
ComVint | SDGESeCZ03 | Ex | SDG | SDG | ESe | Multiple | CZ03 | Any | SDGESeCZ031985 | SDGESeCZ03 | 1985 | 0 | 85
ComVint | SDGESeCZ03 | Ex | SDG | SDG | ESe | Multiple | CZ03 | Any | SDGESeCZ031996 | SDGESeCZ03 | 1996 | 0 | 96
ComVint | SDGESeCZ03 | Ex | SDG | SDG | ESe | Multiple | CZ03 | Any | SDGESeCZ032003 | SDGESeCZ03 | 2003 | 0 | 03
ComVint | SDGESeCZ03 | Ex | SDG | SDG | ESe | Multiple | CZ03 | Any | SDGESeCZ032007 | SDGESeCZ03 | 2007 | 0 | 07
ComVint | SDGESeCZ03 | Ex | SDG | SDG | ESe | Multiple | CZ03 | Any | SDGESeCZ032011 | SDGESeCZ03 | 2011 | 0 | 11
ComVint | SDGESeCZ03 | Ex | SDG | SDG | ESe | Multiple | CZ03 | Any | SDGESeCZ032014 | SDGESeCZ03 | 2014 | 0 | 14
ComVint | SDGESeCZ04 | Ex | SDG | SDG | ESe | Multiple | CZ04 | Any | SDGESeCZ041975 | SDGESeCZ04 | 1975 | 0 | 75
ComVint | SDGESeCZ04 | Ex | SDG | SDG | ESe | Multiple | CZ04 | Any | SDGESeCZ041985 | SDGESeCZ04 | 1985 | 0 | 85
ComVint | SDGESeCZ04 | Ex | SDG | SDG | ESe | Multiple | CZ04 | Any | SDGESeCZ041996 | SDGESeCZ04 | 1996 | 0 | 96
ComVint | SDGESeCZ04 | Ex | SDG | SDG | ESe | Multiple | CZ04 | Any | SDGESeCZ042003 | SDGESeCZ04 | 2003 | 0 | 03
ComVint | SDGESeCZ04 | Ex | SDG | SDG | ESe | Multiple | CZ04 | Any | SDGESeCZ042007 | SDGESeCZ04 | 2007 | 0 | 07
ComVint | SDGESeCZ04 | Ex | SDG | SDG | ESe | Multiple | CZ04 | Any | SDGESeCZ042011 | SDGESeCZ04 | 2011 | 0 | 11
ComVint | SDGESeCZ04 | Ex | SDG | SDG | ESe | Multiple | CZ04 | Any | SDGESeCZ042014 | SDGESeCZ04 | 2014 | 0 | 14
ComVint | SDGESeCZ05 | Ex | SDG | SDG | ESe | Multiple | CZ05 | Any | SDGESeCZ051975 | SDGESeCZ05 | 1975 | 0 | 75
ComVint | SDGESeCZ05 | Ex | SDG | SDG | ESe | Multiple | CZ05 | Any | SDGESeCZ051985 | SDGESeCZ05 | 1985 | 0 | 85
ComVint | SDGESeCZ05 | Ex | SDG | SDG | ESe | Multiple | CZ05 | Any | SDGESeCZ051996 | SDGESeCZ05 | 1996 | 0 | 96
ComVint | SDGESeCZ05 | Ex | SDG | SDG | ESe | Multiple | CZ05 | Any | SDGESeCZ052003 | SDGESeCZ05 | 2003 | 0 | 03
ComVint | SDGESeCZ05 | Ex | SDG | SDG | ESe | Multiple | CZ05 | Any | SDGESeCZ052007 | SDGESeCZ05 | 2007 | 0 | 07
ComVint | SDGESeCZ05 | Ex | SDG | SDG | ESe | Multiple | CZ05 | Any | SDGESeCZ052011 | SDGESeCZ05 | 2011 | 0 | 11
ComVint | SDGESeCZ05 | Ex | SDG | SDG | ESe | Multiple | CZ05 | Any | SDGESeCZ052014 | SDGESeCZ05 | 2014 | 0 | 14
ComVint | SDGESeCZ06 | Ex | SDG | SDG | ESe | Multiple | CZ06 | Any | SDGESeCZ061975 | SDGESeCZ06 | 1975 | 0.3897 | 75
ComVint | SDGESeCZ06 | Ex | SDG | SDG | ESe | Multiple | CZ06 | Any | SDGESeCZ061985 | SDGESeCZ06 | 1985 | 0.10113 | 85
ComVint | SDGESeCZ06 | Ex | SDG | SDG | ESe | Multiple | CZ06 | Any | SDGESeCZ061996 | SDGESeCZ06 | 1996 | 0.104 | 96
ComVint | SDGESeCZ06 | Ex | SDG | SDG | ESe | Multiple | CZ06 | Any | SDGESeCZ062003 | SDGESeCZ06 | 2003 | 0.076133 | 03
ComVint | SDGESeCZ06 | Ex | SDG | SDG | ESe | Multiple | CZ06 | Any | SDGESeCZ062007 | SDGESeCZ06 | 2007 | 0.016867 | 07
ComVint | SDGESeCZ06 | Ex | SDG | SDG | ESe | Multiple | CZ06 | Any | SDGESeCZ062011 | SDGESeCZ06 | 2011 | 0.016867 | 11
ComVint | SDGESeCZ06 | Ex | SDG | SDG | ESe | Multiple | CZ06 | Any | SDGESeCZ062014 | SDGESeCZ06 | 2014 | 0.0084333 | 14
ComVint | SDGESeCZ07 | Ex | SDG | SDG | ESe | Multiple | CZ07 | Any | SDGESeCZ071975 | SDGESeCZ07 | 1975 | 4.4738 | 75
ComVint | SDGESeCZ07 | Ex | SDG | SDG | ESe | Multiple | CZ07 | Any | SDGESeCZ071985 | SDGESeCZ07 | 1985 | 1.1609 | 85
ComVint | SDGESeCZ07 | Ex | SDG | SDG | ESe | Multiple | CZ07 | Any | SDGESeCZ071996 | SDGESeCZ07 | 1996 | 1.1939 | 96
ComVint | SDGESeCZ07 | Ex | SDG | SDG | ESe | Multiple | CZ07 | Any | SDGESeCZ072003 | SDGESeCZ07 | 2003 | 0.87423 | 03
ComVint | SDGESeCZ07 | Ex | SDG | SDG | ESe | Multiple | CZ07 | Any | SDGESeCZ072007 | SDGESeCZ07 | 2007 | 0.19347 | 07
ComVint | SDGESeCZ07 | Ex | SDG | SDG | ESe | Multiple | CZ07 | Any | SDGESeCZ072011 | SDGESeCZ07 | 2011 | 0.19347 | 11
ComVint | SDGESeCZ07 | Ex | SDG | SDG | ESe | Multiple | CZ07 | Any | SDGESeCZ072014 | SDGESeCZ07 | 2014 | 0.096733 | 14
ComVint | SDGESeCZ08 | Ex | SDG | SDG | ESe | Multiple | CZ08 | Any | SDGESeCZ081975 | SDGESeCZ08 | 1975 | 0.4401 | 75
ComVint | SDGESeCZ08 | Ex | SDG | SDG | ESe | Multiple | CZ08 | Any | SDGESeCZ081985 | SDGESeCZ08 | 1985 | 0.1142 | 85
ComVint | SDGESeCZ08 | Ex | SDG | SDG | ESe | Multiple | CZ08 | Any | SDGESeCZ081996 | SDGESeCZ08 | 1996 | 0.11743 | 96
ComVint | SDGESeCZ08 | Ex | SDG | SDG | ESe | Multiple | CZ08 | Any | SDGESeCZ082003 | SDGESeCZ08 | 2003 | 0.086 | 03
ComVint | SDGESeCZ08 | Ex | SDG | SDG | ESe | Multiple | CZ08 | Any | SDGESeCZ082007 | SDGESeCZ08 | 2007 | 0.019033 | 07
ComVint | SDGESeCZ08 | Ex | SDG | SDG | ESe | Multiple | CZ08 | Any | SDGESeCZ082011 | SDGESeCZ08 | 2011 | 0.019033 | 11
ComVint | SDGESeCZ08 | Ex | SDG | SDG | ESe | Multiple | CZ08 | Any | SDGESeCZ082014 | SDGESeCZ08 | 2014 | 0.0095167 | 14
ComVint | SDGESeCZ09 | Ex | SDG | SDG | ESe | Multiple | CZ09 | Any | SDGESeCZ091975 | SDGESeCZ09 | 1975 | 0 | 75
ComVint | SDGESeCZ09 | Ex | SDG | SDG | ESe | Multiple | CZ09 | Any | SDGESeCZ091985 | SDGESeCZ09 | 1985 | 0 | 85
ComVint | SDGESeCZ09 | Ex | SDG | SDG | ESe | Multiple | CZ09 | Any | SDGESeCZ091996 | SDGESeCZ09 | 1996 | 0 | 96
ComVint | SDGESeCZ09 | Ex | SDG | SDG | ESe | Multiple | CZ09 | Any | SDGESeCZ092003 | SDGESeCZ09 | 2003 | 0 | 03
ComVint | SDGESeCZ09 | Ex | SDG | SDG | ESe | Multiple | CZ09 | Any | SDGESeCZ092007 | SDGESeCZ09 | 2007 | 0 | 07
ComVint | SDGESeCZ09 | Ex | SDG | SDG | ESe | Multiple | CZ09 | Any | SDGESeCZ092011 | SDGESeCZ09 | 2011 | 0 | 11
ComVint | SDGESeCZ09 | Ex | SDG | SDG | ESe | Multiple | CZ09 | Any | SDGESeCZ092014 | SDGESeCZ09 | 2014 | 0 | 14
ComVint | SDGESeCZ10 | Ex | SDG | SDG | ESe | Multiple | CZ10 | Any | SDGESeCZ101975 | SDGESeCZ10 | 1975 | 2.6062 | 75
ComVint | SDGESeCZ10 | Ex | SDG | SDG | ESe | Multiple | CZ10 | Any | SDGESeCZ101985 | SDGESeCZ10 | 1985 | 0.6763 | 85
ComVint | SDGESeCZ10 | Ex | SDG | SDG | ESe | Multiple | CZ10 | Any | SDGESeCZ101996 | SDGESeCZ10 | 1996 | 0.6955 | 96
ComVint | SDGESeCZ10 | Ex | SDG | SDG | ESe | Multiple | CZ10 | Any | SDGESeCZ102003 | SDGESeCZ10 | 2003 | 0.50927 | 03
ComVint | SDGESeCZ10 | Ex | SDG | SDG | ESe | Multiple | CZ10 | Any | SDGESeCZ102007 | SDGESeCZ10 | 2007 | 0.1127 | 07
ComVint | SDGESeCZ10 | Ex | SDG | SDG | ESe | Multiple | CZ10 | Any | SDGESeCZ102011 | SDGESeCZ10 | 2011 | 0.1127 | 11
ComVint | SDGESeCZ10 | Ex | SDG | SDG | ESe | Multiple | CZ10 | Any | SDGESeCZ102014 | SDGESeCZ10 | 2014 | 0.05635 | 14
ComVint | SDGESeCZ11 | Ex | SDG | SDG | ESe | Multiple | CZ11 | Any | SDGESeCZ111975 | SDGESeCZ11 | 1975 | 0 | 75
ComVint | SDGESeCZ11 | Ex | SDG | SDG | ESe | Multiple | CZ11 | Any | SDGESeCZ111985 | SDGESeCZ11 | 1985 | 0 | 85
ComVint | SDGESeCZ11 | Ex | SDG | SDG | ESe | Multiple | CZ11 | Any | SDGESeCZ111996 | SDGESeCZ11 | 1996 | 0 | 96
ComVint | SDGESeCZ11 | Ex | SDG | SDG | ESe | Multiple | CZ11 | Any | SDGESeCZ112003 | SDGESeCZ11 | 2003 | 0 | 03
ComVint | SDGESeCZ11 | Ex | SDG | SDG | ESe | Multiple | CZ11 | Any | SDGESeCZ112007 | SDGESeCZ11 | 2007 | 0 | 07
ComVint | SDGESeCZ11 | Ex | SDG | SDG | ESe | Multiple | CZ11 | Any | SDGESeCZ112011 | SDGESeCZ11 | 2011 | 0 | 11
ComVint | SDGESeCZ11 | Ex | SDG | SDG | ESe | Multiple | CZ11 | Any | SDGESeCZ112014 | SDGESeCZ11 | 2014 | 0 | 14
ComVint | SDGESeCZ12 | Ex | SDG | SDG | ESe | Multiple | CZ12 | Any | SDGESeCZ121975 | SDGESeCZ12 | 1975 | 0 | 75
ComVint | SDGESeCZ12 | Ex | SDG | SDG | ESe | Multiple | CZ12 | Any | SDGESeCZ121985 | SDGESeCZ12 | 1985 | 0 | 85
ComVint | SDGESeCZ12 | Ex | SDG | SDG | ESe | Multiple | CZ12 | Any | SDGESeCZ121996 | SDGESeCZ12 | 1996 | 0 | 96
ComVint | SDGESeCZ12 | Ex | SDG | SDG | ESe | Multiple | CZ12 | Any | SDGESeCZ122003 | SDGESeCZ12 | 2003 | 0 | 03
ComVint | SDGESeCZ12 | Ex | SDG | SDG | ESe | Multiple | CZ12 | Any | SDGESeCZ122007 | SDGESeCZ12 | 2007 | 0 | 07
ComVint | SDGESeCZ12 | Ex | SDG | SDG | ESe | Multiple | CZ12 | Any | SDGESeCZ122011 | SDGESeCZ12 | 2011 | 0 | 11
ComVint | SDGESeCZ12 | Ex | SDG | SDG | ESe | Multiple | CZ12 | Any | SDGESeCZ122014 | SDGESeCZ12 | 2014 | 0 | 14
ComVint | SDGESeCZ13 | Ex | SDG | SDG | ESe | Multiple | CZ13 | Any | SDGESeCZ131975 | SDGESeCZ13 | 1975 | 0 | 75
ComVint | SDGESeCZ13 | Ex | SDG | SDG | ESe | Multiple | CZ13 | Any | SDGESeCZ131985 | SDGESeCZ13 | 1985 | 0 | 85
ComVint | SDGESeCZ13 | Ex | SDG | SDG | ESe | Multiple | CZ13 | Any | SDGESeCZ131996 | SDGESeCZ13 | 1996 | 0 | 96
ComVint | SDGESeCZ13 | Ex | SDG | SDG | ESe | Multiple | CZ13 | Any | SDGESeCZ132003 | SDGESeCZ13 | 2003 | 0 | 03
ComVint | SDGESeCZ13 | Ex | SDG | SDG | ESe | Multiple | CZ13 | Any | SDGESeCZ132007 | SDGESeCZ13 | 2007 | 0 | 07
ComVint | SDGESeCZ13 | Ex | SDG | SDG | ESe | Multiple | CZ13 | Any | SDGESeCZ132011 | SDGESeCZ13 | 2011 | 0 | 11
ComVint | SDGESeCZ13 | Ex | SDG | SDG | ESe | Multiple | CZ13 | Any | SDGESeCZ132014 | SDGESeCZ13 | 2014 | 0 | 14
ComVint | SDGESeCZ14 | Ex | SDG | SDG | ESe | Multiple | CZ14 | Any | SDGESeCZ141975 | SDGESeCZ14 | 1975 | 0.0712 | 75
ComVint | SDGESeCZ14 | Ex | SDG | SDG | ESe | Multiple | CZ14 | Any | SDGESeCZ141985 | SDGESeCZ14 | 1985 | 0.018467 | 85
ComVint | SDGESeCZ14 | Ex | SDG | SDG | ESe | Multiple | CZ14 | Any | SDGESeCZ141996 | SDGESeCZ14 | 1996 | 0.019 | 96
ComVint | SDGESeCZ14 | Ex | SDG | SDG | ESe | Multiple | CZ14 | Any | SDGESeCZ142003 | SDGESeCZ14 | 2003 | 0.0139 | 03
ComVint | SDGESeCZ14 | Ex | SDG | SDG | ESe | Multiple | CZ14 | Any | SDGESeCZ142007 | SDGESeCZ14 | 2007 | 0.0030667 | 07
ComVint | SDGESeCZ14 | Ex | SDG | SDG | ESe | Multiple | CZ14 | Any | SDGESeCZ142011 | SDGESeCZ14 | 2011 | 0.0030667 | 11
ComVint | SDGESeCZ14 | Ex | SDG | SDG | ESe | Multiple | CZ14 | Any | SDGESeCZ142014 | SDGESeCZ14 | 2014 | 0.0015333 | 14
ComVint | SDGESeCZ15 | Ex | SDG | SDG | ESe | Multiple | CZ15 | Any | SDGESeCZ151975 | SDGESeCZ15 | 1975 | 0.0192 | 75
ComVint | SDGESeCZ15 | Ex | SDG | SDG | ESe | Multiple | CZ15 | Any | SDGESeCZ151985 | SDGESeCZ15 | 1985 | 0.005 | 85
ComVint | SDGESeCZ15 | Ex | SDG | SDG | ESe | Multiple | CZ15 | Any | SDGESeCZ151996 | SDGESeCZ15 | 1996 | 0.0051333 | 96
ComVint | SDGESeCZ15 | Ex | SDG | SDG | ESe | Multiple | CZ15 | Any | SDGESeCZ152003 | SDGESeCZ15 | 2003 | 0.0037667 | 03
ComVint | SDGESeCZ15 | Ex | SDG | SDG | ESe | Multiple | CZ15 | Any | SDGESeCZ152007 | SDGESeCZ15 | 2007 | 0.00083333 | 07
ComVint | SDGESeCZ15 | Ex | SDG | SDG | ESe | Multiple | CZ15 | Any | SDGESeCZ152011 | SDGESeCZ15 | 2011 | 0.00083333 | 11
ComVint | SDGESeCZ15 | Ex | SDG | SDG | ESe | Multiple | CZ15 | Any | SDGESeCZ152014 | SDGESeCZ15 | 2014 | 0.00041667 | 14
ComVint | SDGESeCZ16 | Ex | SDG | SDG | ESe | Multiple | CZ16 | Any | SDGESeCZ161975 | SDGESeCZ16 | 1975 | 0 | 75
ComVint | SDGESeCZ16 | Ex | SDG | SDG | ESe | Multiple | CZ16 | Any | SDGESeCZ161985 | SDGESeCZ16 | 1985 | 0 | 85
ComVint | SDGESeCZ16 | Ex | SDG | SDG | ESe | Multiple | CZ16 | Any | SDGESeCZ161996 | SDGESeCZ16 | 1996 | 0 | 96
ComVint | SDGESeCZ16 | Ex | SDG | SDG | ESe | Multiple | CZ16 | Any | SDGESeCZ162003 | SDGESeCZ16 | 2003 | 0 | 03
ComVint | SDGESeCZ16 | Ex | SDG | SDG | ESe | Multiple | CZ16 | Any | SDGESeCZ162007 | SDGESeCZ16 | 2007 | 0 | 07
ComVint | SDGESeCZ16 | Ex | SDG | SDG | ESe | Multiple | CZ16 | Any | SDGESeCZ162011 | SDGESeCZ16 | 2011 | 0 | 11
ComVint | SDGESeCZ16 | Ex | SDG | SDG | ESe | Multiple | CZ16 | Any | SDGESeCZ162014 | SDGESeCZ16 | 2014 | 0 | 14
ComVint | SDGEUnCZ01 | Ex | SDG | SDG | EUn | Multiple | CZ01 | Any | SDGEUnCZ011975 | SDGEUnCZ01 | 1975 | 0 | 75
ComVint | SDGEUnCZ01 | Ex | SDG | SDG | EUn | Multiple | CZ01 | Any | SDGEUnCZ011985 | SDGEUnCZ01 | 1985 | 0 | 85
ComVint | SDGEUnCZ01 | Ex | SDG | SDG | EUn | Multiple | CZ01 | Any | SDGEUnCZ011996 | SDGEUnCZ01 | 1996 | 0 | 96
ComVint | SDGEUnCZ01 | Ex | SDG | SDG | EUn | Multiple | CZ01 | Any | SDGEUnCZ012003 | SDGEUnCZ01 | 2003 | 0 | 03
ComVint | SDGEUnCZ01 | Ex | SDG | SDG | EUn | Multiple | CZ01 | Any | SDGEUnCZ012007 | SDGEUnCZ01 | 2007 | 0 | 07
ComVint | SDGEUnCZ01 | Ex | SDG | SDG | EUn | Multiple | CZ01 | Any | SDGEUnCZ012011 | SDGEUnCZ01 | 2011 | 0 | 11
ComVint | SDGEUnCZ01 | Ex | SDG | SDG | EUn | Multiple | CZ01 | Any | SDGEUnCZ012014 | SDGEUnCZ01 | 2014 | 0 | 14
ComVint | SDGEUnCZ02 | Ex | SDG | SDG | EUn | Multiple | CZ02 | Any | SDGEUnCZ021975 | SDGEUnCZ02 | 1975 | 0 | 75
ComVint | SDGEUnCZ02 | Ex | SDG | SDG | EUn | Multiple | CZ02 | Any | SDGEUnCZ021985 | SDGEUnCZ02 | 1985 | 0 | 85
ComVint | SDGEUnCZ02 | Ex | SDG | SDG | EUn | Multiple | CZ02 | Any | SDGEUnCZ021996 | SDGEUnCZ02 | 1996 | 0 | 96
ComVint | SDGEUnCZ02 | Ex | SDG | SDG | EUn | Multiple | CZ02 | Any | SDGEUnCZ022003 | SDGEUnCZ02 | 2003 | 0 | 03
ComVint | SDGEUnCZ02 | Ex | SDG | SDG | EUn | Multiple | CZ02 | Any | SDGEUnCZ022007 | SDGEUnCZ02 | 2007 | 0 | 07
ComVint | SDGEUnCZ02 | Ex | SDG | SDG | EUn | Multiple | CZ02 | Any | SDGEUnCZ022011 | SDGEUnCZ02 | 2011 | 0 | 11
ComVint | SDGEUnCZ02 | Ex | SDG | SDG | EUn | Multiple | CZ02 | Any | SDGEUnCZ022014 | SDGEUnCZ02 | 2014 | 0 | 14
ComVint | SDGEUnCZ03 | Ex | SDG | SDG | EUn | Multiple | CZ03 | Any | SDGEUnCZ031975 | SDGEUnCZ03 | 1975 | 0 | 75
ComVint | SDGEUnCZ03 | Ex | SDG | SDG | EUn | Multiple | CZ03 | Any | SDGEUnCZ031985 | SDGEUnCZ03 | 1985 | 0 | 85
ComVint | SDGEUnCZ03 | Ex | SDG | SDG | EUn | Multiple | CZ03 | Any | SDGEUnCZ031996 | SDGEUnCZ03 | 1996 | 0 | 96
ComVint | SDGEUnCZ03 | Ex | SDG | SDG | EUn | Multiple | CZ03 | Any | SDGEUnCZ032003 | SDGEUnCZ03 | 2003 | 0 | 03
ComVint | SDGEUnCZ03 | Ex | SDG | SDG | EUn | Multiple | CZ03 | Any | SDGEUnCZ032007 | SDGEUnCZ03 | 2007 | 0 | 07
ComVint | SDGEUnCZ03 | Ex | SDG | SDG | EUn | Multiple | CZ03 | Any | SDGEUnCZ032011 | SDGEUnCZ03 | 2011 | 0 | 11
ComVint | SDGEUnCZ03 | Ex | SDG | SDG | EUn | Multiple | CZ03 | Any | SDGEUnCZ032014 | SDGEUnCZ03 | 2014 | 0 | 14
ComVint | SDGEUnCZ04 | Ex | SDG | SDG | EUn | Multiple | CZ04 | Any | SDGEUnCZ041975 | SDGEUnCZ04 | 1975 | 0 | 75
ComVint | SDGEUnCZ04 | Ex | SDG | SDG | EUn | Multiple | CZ04 | Any | SDGEUnCZ041985 | SDGEUnCZ04 | 1985 | 0 | 85
ComVint | SDGEUnCZ04 | Ex | SDG | SDG | EUn | Multiple | CZ04 | Any | SDGEUnCZ041996 | SDGEUnCZ04 | 1996 | 0 | 96
ComVint | SDGEUnCZ04 | Ex | SDG | SDG | EUn | Multiple | CZ04 | Any | SDGEUnCZ042003 | SDGEUnCZ04 | 2003 | 0 | 03
ComVint | SDGEUnCZ04 | Ex | SDG | SDG | EUn | Multiple | CZ04 | Any | SDGEUnCZ042007 | SDGEUnCZ04 | 2007 | 0 | 07
ComVint | SDGEUnCZ04 | Ex | SDG | SDG | EUn | Multiple | CZ04 | Any | SDGEUnCZ042011 | SDGEUnCZ04 | 2011 | 0 | 11
ComVint | SDGEUnCZ04 | Ex | SDG | SDG | EUn | Multiple | CZ04 | Any | SDGEUnCZ042014 | SDGEUnCZ04 | 2014 | 0 | 14
ComVint | SDGEUnCZ05 | Ex | SDG | SDG | EUn | Multiple | CZ05 | Any | SDGEUnCZ051975 | SDGEUnCZ05 | 1975 | 0 | 75
ComVint | SDGEUnCZ05 | Ex | SDG | SDG | EUn | Multiple | CZ05 | Any | SDGEUnCZ051985 | SDGEUnCZ05 | 1985 | 0 | 85
ComVint | SDGEUnCZ05 | Ex | SDG | SDG | EUn | Multiple | CZ05 | Any | SDGEUnCZ051996 | SDGEUnCZ05 | 1996 | 0 | 96
ComVint | SDGEUnCZ05 | Ex | SDG | SDG | EUn | Multiple | CZ05 | Any | SDGEUnCZ052003 | SDGEUnCZ05 | 2003 | 0 | 03
ComVint | SDGEUnCZ05 | Ex | SDG | SDG | EUn | Multiple | CZ05 | Any | SDGEUnCZ052007 | SDGEUnCZ05 | 2007 | 0 | 07
ComVint | SDGEUnCZ05 | Ex | SDG | SDG | EUn | Multiple | CZ05 | Any | SDGEUnCZ052011 | SDGEUnCZ05 | 2011 | 0 | 11
ComVint | SDGEUnCZ05 | Ex | SDG | SDG | EUn | Multiple | CZ05 | Any | SDGEUnCZ052014 | SDGEUnCZ05 | 2014 | 0 | 14
ComVint | SDGEUnCZ06 | Ex | SDG | SDG | EUn | Multiple | CZ06 | Any | SDGEUnCZ061975 | SDGEUnCZ06 | 1975 | 0.02522 | 75
ComVint | SDGEUnCZ06 | Ex | SDG | SDG | EUn | Multiple | CZ06 | Any | SDGEUnCZ061985 | SDGEUnCZ06 | 1985 | 0.021975 | 85
ComVint | SDGEUnCZ06 | Ex | SDG | SDG | EUn | Multiple | CZ06 | Any | SDGEUnCZ061996 | SDGEUnCZ06 | 1996 | 0.012495 | 96
ComVint | SDGEUnCZ06 | Ex | SDG | SDG | EUn | Multiple | CZ06 | Any | SDGEUnCZ062003 | SDGEUnCZ06 | 2003 | 0.011045 | 03
ComVint | SDGEUnCZ06 | Ex | SDG | SDG | EUn | Multiple | CZ06 | Any | SDGEUnCZ062007 | SDGEUnCZ06 | 2007 | 0.003295 | 07
ComVint | SDGEUnCZ06 | Ex | SDG | SDG | EUn | Multiple | CZ06 | Any | SDGEUnCZ062011 | SDGEUnCZ06 | 2011 | 0.003295 | 11
ComVint | SDGEUnCZ06 | Ex | SDG | SDG | EUn | Multiple | CZ06 | Any | SDGEUnCZ062014 | SDGEUnCZ06 | 2014 | 0.0016475 | 14
ComVint | SDGEUnCZ07 | Ex | SDG | SDG | EUn | Multiple | CZ07 | Any | SDGEUnCZ071975 | SDGEUnCZ07 | 1975 | 3.6167 | 75
ComVint | SDGEUnCZ07 | Ex | SDG | SDG | EUn | Multiple | CZ07 | Any | SDGEUnCZ071985 | SDGEUnCZ07 | 1985 | 3.1512 | 85
ComVint | SDGEUnCZ07 | Ex | SDG | SDG | EUn | Multiple | CZ07 | Any | SDGEUnCZ071996 | SDGEUnCZ07 | 1996 | 1.792 | 96
ComVint | SDGEUnCZ07 | Ex | SDG | SDG | EUn | Multiple | CZ07 | Any | SDGEUnCZ072003 | SDGEUnCZ07 | 2003 | 1.5836 | 03
ComVint | SDGEUnCZ07 | Ex | SDG | SDG | EUn | Multiple | CZ07 | Any | SDGEUnCZ072007 | SDGEUnCZ07 | 2007 | 0.47262 | 07
ComVint | SDGEUnCZ07 | Ex | SDG | SDG | EUn | Multiple | CZ07 | Any | SDGEUnCZ072011 | SDGEUnCZ07 | 2011 | 0.47262 | 11
ComVint | SDGEUnCZ07 | Ex | SDG | SDG | EUn | Multiple | CZ07 | Any | SDGEUnCZ072014 | SDGEUnCZ07 | 2014 | 0.23631 | 14
ComVint | SDGEUnCZ08 | Ex | SDG | SDG | EUn | Multiple | CZ08 | Any | SDGEUnCZ081975 | SDGEUnCZ08 | 1975 | 0.043165 | 75
ComVint | SDGEUnCZ08 | Ex | SDG | SDG | EUn | Multiple | CZ08 | Any | SDGEUnCZ081985 | SDGEUnCZ08 | 1985 | 0.03761 | 85
ComVint | SDGEUnCZ08 | Ex | SDG | SDG | EUn | Multiple | CZ08 | Any | SDGEUnCZ081996 | SDGEUnCZ08 | 1996 | 0.021385 | 96
ComVint | SDGEUnCZ08 | Ex | SDG | SDG | EUn | Multiple | CZ08 | Any | SDGEUnCZ082003 | SDGEUnCZ08 | 2003 | 0.0189 | 03
ComVint | SDGEUnCZ08 | Ex | SDG | SDG | EUn | Multiple | CZ08 | Any | SDGEUnCZ082007 | SDGEUnCZ08 | 2007 | 0.00564 | 07
ComVint | SDGEUnCZ08 | Ex | SDG | SDG | EUn | Multiple | CZ08 | Any | SDGEUnCZ082011 | SDGEUnCZ08 | 2011 | 0.00564 | 11
ComVint | SDGEUnCZ08 | Ex | SDG | SDG | EUn | Multiple | CZ08 | Any | SDGEUnCZ082014 | SDGEUnCZ08 | 2014 | 0.00282 | 14
ComVint | SDGEUnCZ09 | Ex | SDG | SDG | EUn | Multiple | CZ09 | Any | SDGEUnCZ091975 | SDGEUnCZ09 | 1975 | 0 | 75
ComVint | SDGEUnCZ09 | Ex | SDG | SDG | EUn | Multiple | CZ09 | Any | SDGEUnCZ091985 | SDGEUnCZ09 | 1985 | 0 | 85
ComVint | SDGEUnCZ09 | Ex | SDG | SDG | EUn | Multiple | CZ09 | Any | SDGEUnCZ091996 | SDGEUnCZ09 | 1996 | 0 | 96
ComVint | SDGEUnCZ09 | Ex | SDG | SDG | EUn | Multiple | CZ09 | Any | SDGEUnCZ092003 | SDGEUnCZ09 | 2003 | 0 | 03
ComVint | SDGEUnCZ09 | Ex | SDG | SDG | EUn | Multiple | CZ09 | Any | SDGEUnCZ092007 | SDGEUnCZ09 | 2007 | 0 | 07
ComVint | SDGEUnCZ09 | Ex | SDG | SDG | EUn | Multiple | CZ09 | Any | SDGEUnCZ092011 | SDGEUnCZ09 | 2011 | 0 | 11
ComVint | SDGEUnCZ09 | Ex | SDG | SDG | EUn | Multiple | CZ09 | Any | SDGEUnCZ092014 | SDGEUnCZ09 | 2014 | 0 | 14
ComVint | SDGEUnCZ10 | Ex | SDG | SDG | EUn | Multiple | CZ10 | Any | SDGEUnCZ101975 | SDGEUnCZ10 | 1975 | 1.1398 | 75
ComVint | SDGEUnCZ10 | Ex | SDG | SDG | EUn | Multiple | CZ10 | Any | SDGEUnCZ101985 | SDGEUnCZ10 | 1985 | 0.99306 | 85
ComVint | SDGEUnCZ10 | Ex | SDG | SDG | EUn | Multiple | CZ10 | Any | SDGEUnCZ101996 | SDGEUnCZ10 | 1996 | 0.56472 | 96
ComVint | SDGEUnCZ10 | Ex | SDG | SDG | EUn | Multiple | CZ10 | Any | SDGEUnCZ102003 | SDGEUnCZ10 | 2003 | 0.49905 | 03
ComVint | SDGEUnCZ10 | Ex | SDG | SDG | EUn | Multiple | CZ10 | Any | SDGEUnCZ102007 | SDGEUnCZ10 | 2007 | 0.14894 | 07
ComVint | SDGEUnCZ10 | Ex | SDG | SDG | EUn | Multiple | CZ10 | Any | SDGEUnCZ102011 | SDGEUnCZ10 | 2011 | 0.14894 | 11
ComVint | SDGEUnCZ10 | Ex | SDG | SDG | EUn | Multiple | CZ10 | Any | SDGEUnCZ102014 | SDGEUnCZ10 | 2014 | 0.07447 | 14
ComVint | SDGEUnCZ11 | Ex | SDG | SDG | EUn | Multiple | CZ11 | Any | SDGEUnCZ111975 | SDGEUnCZ11 | 1975 | 0 | 75
ComVint | SDGEUnCZ11 | Ex | SDG | SDG | EUn | Multiple | CZ11 | Any | SDGEUnCZ111985 | SDGEUnCZ11 | 1985 | 0 | 85
ComVint | SDGEUnCZ11 | Ex | SDG | SDG | EUn | Multiple | CZ11 | Any | SDGEUnCZ111996 | SDGEUnCZ11 | 1996 | 0 | 96
ComVint | SDGEUnCZ11 | Ex | SDG | SDG | EUn | Multiple | CZ11 | Any | SDGEUnCZ112003 | SDGEUnCZ11 | 2003 | 0 | 03
ComVint | SDGEUnCZ11 | Ex | SDG | SDG | EUn | Multiple | CZ11 | Any | SDGEUnCZ112007 | SDGEUnCZ11 | 2007 | 0 | 07
ComVint | SDGEUnCZ11 | Ex | SDG | SDG | EUn | Multiple | CZ11 | Any | SDGEUnCZ112011 | SDGEUnCZ11 | 2011 | 0 | 11
ComVint | SDGEUnCZ11 | Ex | SDG | SDG | EUn | Multiple | CZ11 | Any | SDGEUnCZ112014 | SDGEUnCZ11 | 2014 | 0 | 14
ComVint | SDGEUnCZ12 | Ex | SDG | SDG | EUn | Multiple | CZ12 | Any | SDGEUnCZ121975 | SDGEUnCZ12 | 1975 | 0 | 75
ComVint | SDGEUnCZ12 | Ex | SDG | SDG | EUn | Multiple | CZ12 | Any | SDGEUnCZ121985 | SDGEUnCZ12 | 1985 | 0 | 85
ComVint | SDGEUnCZ12 | Ex | SDG | SDG | EUn | Multiple | CZ12 | Any | SDGEUnCZ121996 | SDGEUnCZ12 | 1996 | 0 | 96
ComVint | SDGEUnCZ12 | Ex | SDG | SDG | EUn | Multiple | CZ12 | Any | SDGEUnCZ122003 | SDGEUnCZ12 | 2003 | 0 | 03
ComVint | SDGEUnCZ12 | Ex | SDG | SDG | EUn | Multiple | CZ12 | Any | SDGEUnCZ122007 | SDGEUnCZ12 | 2007 | 0 | 07
ComVint | SDGEUnCZ12 | Ex | SDG | SDG | EUn | Multiple | CZ12 | Any | SDGEUnCZ122011 | SDGEUnCZ12 | 2011 | 0 | 11
ComVint | SDGEUnCZ12 | Ex | SDG | SDG | EUn | Multiple | CZ12 | Any | SDGEUnCZ122014 | SDGEUnCZ12 | 2014 | 0 | 14
ComVint | SDGEUnCZ13 | Ex | SDG | SDG | EUn | Multiple | CZ13 | Any | SDGEUnCZ131975 | SDGEUnCZ13 | 1975 | 0 | 75
ComVint | SDGEUnCZ13 | Ex | SDG | SDG | EUn | Multiple | CZ13 | Any | SDGEUnCZ131985 | SDGEUnCZ13 | 1985 | 0 | 85
ComVint | SDGEUnCZ13 | Ex | SDG | SDG | EUn | Multiple | CZ13 | Any | SDGEUnCZ131996 | SDGEUnCZ13 | 1996 | 0 | 96
ComVint | SDGEUnCZ13 | Ex | SDG | SDG | EUn | Multiple | CZ13 | Any | SDGEUnCZ132003 | SDGEUnCZ13 | 2003 | 0 | 03
ComVint | SDGEUnCZ13 | Ex | SDG | SDG | EUn | Multiple | CZ13 | Any | SDGEUnCZ132007 | SDGEUnCZ13 | 2007 | 0 | 07
ComVint | SDGEUnCZ13 | Ex | SDG | SDG | EUn | Multiple | CZ13 | Any | SDGEUnCZ132011 | SDGEUnCZ13 | 2011 | 0 | 11
ComVint | SDGEUnCZ13 | Ex | SDG | SDG | EUn | Multiple | CZ13 | Any | SDGEUnCZ132014 | SDGEUnCZ13 | 2014 | 0 | 14
ComVint | SDGEUnCZ14 | Ex | SDG | SDG | EUn | Multiple | CZ14 | Any | SDGEUnCZ141975 | SDGEUnCZ14 | 1975 | 0.02522 | 75
ComVint | SDGEUnCZ14 | Ex | SDG | SDG | EUn | Multiple | CZ14 | Any | SDGEUnCZ141985 | SDGEUnCZ14 | 1985 | 0.021975 | 85
ComVint | SDGEUnCZ14 | Ex | SDG | SDG | EUn | Multiple | CZ14 | Any | SDGEUnCZ141996 | SDGEUnCZ14 | 1996 | 0.012495 | 96
ComVint | SDGEUnCZ14 | Ex | SDG | SDG | EUn | Multiple | CZ14 | Any | SDGEUnCZ142003 | SDGEUnCZ14 | 2003 | 0.011045 | 03
ComVint | SDGEUnCZ14 | Ex | SDG | SDG | EUn | Multiple | CZ14 | Any | SDGEUnCZ142007 | SDGEUnCZ14 | 2007 | 0.003295 | 07
ComVint | SDGEUnCZ14 | Ex | SDG | SDG | EUn | Multiple | CZ14 | Any | SDGEUnCZ142011 | SDGEUnCZ14 | 2011 | 0.003295 | 11
ComVint | SDGEUnCZ14 | Ex | SDG | SDG | EUn | Multiple | CZ14 | Any | SDGEUnCZ142014 | SDGEUnCZ14 | 2014 | 0.0016475 | 14
ComVint | SDGEUnCZ15 | Ex | SDG | SDG | EUn | Multiple | CZ15 | Any | SDGEUnCZ151975 | SDGEUnCZ15 | 1975 | 0.0001 | 75
ComVint | SDGEUnCZ15 | Ex | SDG | SDG | EUn | Multiple | CZ15 | Any | SDGEUnCZ151985 | SDGEUnCZ15 | 1985 | 0.0001 | 85
ComVint | SDGEUnCZ15 | Ex | SDG | SDG | EUn | Multiple | CZ15 | Any | SDGEUnCZ151996 | SDGEUnCZ15 | 1996 | 0.0001 | 96
ComVint | SDGEUnCZ15 | Ex | SDG | SDG | EUn | Multiple | CZ15 | Any | SDGEUnCZ152003 | SDGEUnCZ15 | 2003 | 0.0001 | 03
ComVint | SDGEUnCZ15 | Ex | SDG | SDG | EUn | Multiple | CZ15 | Any | SDGEUnCZ152007 | SDGEUnCZ15 | 2007 | 0.0001 | 07
ComVint | SDGEUnCZ15 | Ex | SDG | SDG | EUn | Multiple | CZ15 | Any | SDGEUnCZ152011 | SDGEUnCZ15 | 2011 | 0.0001 | 11
ComVint | SDGEUnCZ15 | Ex | SDG | SDG | EUn | Multiple | CZ15 | Any | SDGEUnCZ152014 | SDGEUnCZ15 | 2014 | 5e-05 | 14
ComVint | SDGEUnCZ16 | Ex | SDG | SDG | EUn | Multiple | CZ16 | Any | SDGEUnCZ161975 | SDGEUnCZ16 | 1975 | 0 | 75
ComVint | SDGEUnCZ16 | Ex | SDG | SDG | EUn | Multiple | CZ16 | Any | SDGEUnCZ161985 | SDGEUnCZ16 | 1985 | 0 | 85
ComVint | SDGEUnCZ16 | Ex | SDG | SDG | EUn | Multiple | CZ16 | Any | SDGEUnCZ161996 | SDGEUnCZ16 | 1996 | 0 | 96
ComVint | SDGEUnCZ16 | Ex | SDG | SDG | EUn | Multiple | CZ16 | Any | SDGEUnCZ162003 | SDGEUnCZ16 | 2003 | 0 | 03
ComVint | SDGEUnCZ16 | Ex | SDG | SDG | EUn | Multiple | CZ16 | Any | SDGEUnCZ162007 | SDGEUnCZ16 | 2007 | 0 | 07
ComVint | SDGEUnCZ16 | Ex | SDG | SDG | EUn | Multiple | CZ16 | Any | SDGEUnCZ162011 | SDGEUnCZ16 | 2011 | 0 | 11
ComVint | SDGEUnCZ16 | Ex | SDG | SDG | EUn | Multiple | CZ16 | Any | SDGEUnCZ162014 | SDGEUnCZ16 | 2014 | 0 | 14
ComVint | SDGGroCZ01 | Ex | SDG | SDG | Gro | Multiple | CZ01 | Any | SDGGroCZ011975 | SDGGroCZ01 | 1975 | 0 | 75
ComVint | SDGGroCZ01 | Ex | SDG | SDG | Gro | Multiple | CZ01 | Any | SDGGroCZ011985 | SDGGroCZ01 | 1985 | 0 | 85
ComVint | SDGGroCZ01 | Ex | SDG | SDG | Gro | Multiple | CZ01 | Any | SDGGroCZ011996 | SDGGroCZ01 | 1996 | 0 | 96
ComVint | SDGGroCZ01 | Ex | SDG | SDG | Gro | Multiple | CZ01 | Any | SDGGroCZ012003 | SDGGroCZ01 | 2003 | 0 | 03
ComVint | SDGGroCZ01 | Ex | SDG | SDG | Gro | Multiple | CZ01 | Any | SDGGroCZ012007 | SDGGroCZ01 | 2007 | 0 | 07
ComVint | SDGGroCZ01 | Ex | SDG | SDG | Gro | Multiple | CZ01 | Any | SDGGroCZ012011 | SDGGroCZ01 | 2011 | 0 | 11
ComVint | SDGGroCZ01 | Ex | SDG | SDG | Gro | Multiple | CZ01 | Any | SDGGroCZ012014 | SDGGroCZ01 | 2014 | 0 | 14
ComVint | SDGGroCZ02 | Ex | SDG | SDG | Gro | Multiple | CZ02 | Any | SDGGroCZ021975 | SDGGroCZ02 | 1975 | 0 | 75
ComVint | SDGGroCZ02 | Ex | SDG | SDG | Gro | Multiple | CZ02 | Any | SDGGroCZ021985 | SDGGroCZ02 | 1985 | 0 | 85
ComVint | SDGGroCZ02 | Ex | SDG | SDG | Gro | Multiple | CZ02 | Any | SDGGroCZ021996 | SDGGroCZ02 | 1996 | 0 | 96
ComVint | SDGGroCZ02 | Ex | SDG | SDG | Gro | Multiple | CZ02 | Any | SDGGroCZ022003 | SDGGroCZ02 | 2003 | 0 | 03
ComVint | SDGGroCZ02 | Ex | SDG | SDG | Gro | Multiple | CZ02 | Any | SDGGroCZ022007 | SDGGroCZ02 | 2007 | 0 | 07
ComVint | SDGGroCZ02 | Ex | SDG | SDG | Gro | Multiple | CZ02 | Any | SDGGroCZ022011 | SDGGroCZ02 | 2011 | 0 | 11
ComVint | SDGGroCZ02 | Ex | SDG | SDG | Gro | Multiple | CZ02 | Any | SDGGroCZ022014 | SDGGroCZ02 | 2014 | 0 | 14
ComVint | SDGGroCZ03 | Ex | SDG | SDG | Gro | Multiple | CZ03 | Any | SDGGroCZ031975 | SDGGroCZ03 | 1975 | 0 | 75
ComVint | SDGGroCZ03 | Ex | SDG | SDG | Gro | Multiple | CZ03 | Any | SDGGroCZ031985 | SDGGroCZ03 | 1985 | 0 | 85
ComVint | SDGGroCZ03 | Ex | SDG | SDG | Gro | Multiple | CZ03 | Any | SDGGroCZ031996 | SDGGroCZ03 | 1996 | 0 | 96
ComVint | SDGGroCZ03 | Ex | SDG | SDG | Gro | Multiple | CZ03 | Any | SDGGroCZ032003 | SDGGroCZ03 | 2003 | 0 | 03
ComVint | SDGGroCZ03 | Ex | SDG | SDG | Gro | Multiple | CZ03 | Any | SDGGroCZ032007 | SDGGroCZ03 | 2007 | 0 | 07
ComVint | SDGGroCZ03 | Ex | SDG | SDG | Gro | Multiple | CZ03 | Any | SDGGroCZ032011 | SDGGroCZ03 | 2011 | 0 | 11
ComVint | SDGGroCZ03 | Ex | SDG | SDG | Gro | Multiple | CZ03 | Any | SDGGroCZ032014 | SDGGroCZ03 | 2014 | 0 | 14
ComVint | SDGGroCZ04 | Ex | SDG | SDG | Gro | Multiple | CZ04 | Any | SDGGroCZ041975 | SDGGroCZ04 | 1975 | 0 | 75
ComVint | SDGGroCZ04 | Ex | SDG | SDG | Gro | Multiple | CZ04 | Any | SDGGroCZ041985 | SDGGroCZ04 | 1985 | 0 | 85
ComVint | SDGGroCZ04 | Ex | SDG | SDG | Gro | Multiple | CZ04 | Any | SDGGroCZ041996 | SDGGroCZ04 | 1996 | 0 | 96
ComVint | SDGGroCZ04 | Ex | SDG | SDG | Gro | Multiple | CZ04 | Any | SDGGroCZ042003 | SDGGroCZ04 | 2003 | 0 | 03
ComVint | SDGGroCZ04 | Ex | SDG | SDG | Gro | Multiple | CZ04 | Any | SDGGroCZ042007 | SDGGroCZ04 | 2007 | 0 | 07
ComVint | SDGGroCZ04 | Ex | SDG | SDG | Gro | Multiple | CZ04 | Any | SDGGroCZ042011 | SDGGroCZ04 | 2011 | 0 | 11
ComVint | SDGGroCZ04 | Ex | SDG | SDG | Gro | Multiple | CZ04 | Any | SDGGroCZ042014 | SDGGroCZ04 | 2014 | 0 | 14
ComVint | SDGGroCZ05 | Ex | SDG | SDG | Gro | Multiple | CZ05 | Any | SDGGroCZ051975 | SDGGroCZ05 | 1975 | 0 | 75
ComVint | SDGGroCZ05 | Ex | SDG | SDG | Gro | Multiple | CZ05 | Any | SDGGroCZ051985 | SDGGroCZ05 | 1985 | 0 | 85
ComVint | SDGGroCZ05 | Ex | SDG | SDG | Gro | Multiple | CZ05 | Any | SDGGroCZ051996 | SDGGroCZ05 | 1996 | 0 | 96
ComVint | SDGGroCZ05 | Ex | SDG | SDG | Gro | Multiple | CZ05 | Any | SDGGroCZ052003 | SDGGroCZ05 | 2003 | 0 | 03
ComVint | SDGGroCZ05 | Ex | SDG | SDG | Gro | Multiple | CZ05 | Any | SDGGroCZ052007 | SDGGroCZ05 | 2007 | 0 | 07
ComVint | SDGGroCZ05 | Ex | SDG | SDG | Gro | Multiple | CZ05 | Any | SDGGroCZ052011 | SDGGroCZ05 | 2011 | 0 | 11
ComVint | SDGGroCZ05 | Ex | SDG | SDG | Gro | Multiple | CZ05 | Any | SDGGroCZ052014 | SDGGroCZ05 | 2014 | 0 | 14
ComVint | SDGGroCZ06 | Ex | SDG | SDG | Gro | Multiple | CZ06 | Any | SDGGroCZ061975 | SDGGroCZ06 | 1975 | 0.31202 | 75
ComVint | SDGGroCZ06 | Ex | SDG | SDG | Gro | Multiple | CZ06 | Any | SDGGroCZ061985 | SDGGroCZ06 | 1985 | 0.77058 | 85
ComVint | SDGGroCZ06 | Ex | SDG | SDG | Gro | Multiple | CZ06 | Any | SDGGroCZ061996 | SDGGroCZ06 | 1996 | 0.36897 | 96
ComVint | SDGGroCZ06 | Ex | SDG | SDG | Gro | Multiple | CZ06 | Any | SDGGroCZ062003 | SDGGroCZ06 | 2003 | 0.18507 | 03
ComVint | SDGGroCZ06 | Ex | SDG | SDG | Gro | Multiple | CZ06 | Any | SDGGroCZ062007 | SDGGroCZ06 | 2007 | 0.10694 | 07
ComVint | SDGGroCZ06 | Ex | SDG | SDG | Gro | Multiple | CZ06 | Any | SDGGroCZ062011 | SDGGroCZ06 | 2011 | 0.10694 | 11
ComVint | SDGGroCZ06 | Ex | SDG | SDG | Gro | Multiple | CZ06 | Any | SDGGroCZ062014 | SDGGroCZ06 | 2014 | 0.05347 | 14
ComVint | SDGGroCZ07 | Ex | SDG | SDG | Gro | Multiple | CZ07 | Any | SDGGroCZ071975 | SDGGroCZ07 | 1975 | 3.3634 | 75
ComVint | SDGGroCZ07 | Ex | SDG | SDG | Gro | Multiple | CZ07 | Any | SDGGroCZ071985 | SDGGroCZ07 | 1985 | 8.3064 | 85
ComVint | SDGGroCZ07 | Ex | SDG | SDG | Gro | Multiple | CZ07 | Any | SDGGroCZ071996 | SDGGroCZ07 | 1996 | 3.9773 | 96
ComVint | SDGGroCZ07 | Ex | SDG | SDG | Gro | Multiple | CZ07 | Any | SDGGroCZ072003 | SDGGroCZ07 | 2003 | 1.995 | 03
ComVint | SDGGroCZ07 | Ex | SDG | SDG | Gro | Multiple | CZ07 | Any | SDGGroCZ072007 | SDGGroCZ07 | 2007 | 1.1527 | 07
ComVint | SDGGroCZ07 | Ex | SDG | SDG | Gro | Multiple | CZ07 | Any | SDGGroCZ072011 | SDGGroCZ07 | 2011 | 1.1527 | 11
ComVint | SDGGroCZ07 | Ex | SDG | SDG | Gro | Multiple | CZ07 | Any | SDGGroCZ072014 | SDGGroCZ07 | 2014 | 0.57637 | 14
ComVint | SDGGroCZ08 | Ex | SDG | SDG | Gro | Multiple | CZ08 | Any | SDGGroCZ081975 | SDGGroCZ08 | 1975 | 0.12922 | 75
ComVint | SDGGroCZ08 | Ex | SDG | SDG | Gro | Multiple | CZ08 | Any | SDGGroCZ081985 | SDGGroCZ08 | 1985 | 0.31913 | 85
ComVint | SDGGroCZ08 | Ex | SDG | SDG | Gro | Multiple | CZ08 | Any | SDGGroCZ081996 | SDGGroCZ08 | 1996 | 0.15281 | 96
ComVint | SDGGroCZ08 | Ex | SDG | SDG | Gro | Multiple | CZ08 | Any | SDGGroCZ082003 | SDGGroCZ08 | 2003 | 0.07665 | 03
ComVint | SDGGroCZ08 | Ex | SDG | SDG | Gro | Multiple | CZ08 | Any | SDGGroCZ082007 | SDGGroCZ08 | 2007 | 0.04429 | 07
ComVint | SDGGroCZ08 | Ex | SDG | SDG | Gro | Multiple | CZ08 | Any | SDGGroCZ082011 | SDGGroCZ08 | 2011 | 0.04429 | 11
ComVint | SDGGroCZ08 | Ex | SDG | SDG | Gro | Multiple | CZ08 | Any | SDGGroCZ082014 | SDGGroCZ08 | 2014 | 0.022145 | 14
ComVint | SDGGroCZ09 | Ex | SDG | SDG | Gro | Multiple | CZ09 | Any | SDGGroCZ091975 | SDGGroCZ09 | 1975 | 0 | 75
ComVint | SDGGroCZ09 | Ex | SDG | SDG | Gro | Multiple | CZ09 | Any | SDGGroCZ091985 | SDGGroCZ09 | 1985 | 0 | 85
ComVint | SDGGroCZ09 | Ex | SDG | SDG | Gro | Multiple | CZ09 | Any | SDGGroCZ091996 | SDGGroCZ09 | 1996 | 0 | 96
ComVint | SDGGroCZ09 | Ex | SDG | SDG | Gro | Multiple | CZ09 | Any | SDGGroCZ092003 | SDGGroCZ09 | 2003 | 0 | 03
ComVint | SDGGroCZ09 | Ex | SDG | SDG | Gro | Multiple | CZ09 | Any | SDGGroCZ092007 | SDGGroCZ09 | 2007 | 0 | 07
ComVint | SDGGroCZ09 | Ex | SDG | SDG | Gro | Multiple | CZ09 | Any | SDGGroCZ092011 | SDGGroCZ09 | 2011 | 0 | 11
ComVint | SDGGroCZ09 | Ex | SDG | SDG | Gro | Multiple | CZ09 | Any | SDGGroCZ092014 | SDGGroCZ09 | 2014 | 0 | 14
ComVint | SDGGroCZ10 | Ex | SDG | SDG | Gro | Multiple | CZ10 | Any | SDGGroCZ101975 | SDGGroCZ10 | 1975 | 1.4225 | 75
ComVint | SDGGroCZ10 | Ex | SDG | SDG | Gro | Multiple | CZ10 | Any | SDGGroCZ101985 | SDGGroCZ10 | 1985 | 3.513 | 85
ComVint | SDGGroCZ10 | Ex | SDG | SDG | Gro | Multiple | CZ10 | Any | SDGGroCZ101996 | SDGGroCZ10 | 1996 | 1.6821 | 96
ComVint | SDGGroCZ10 | Ex | SDG | SDG | Gro | Multiple | CZ10 | Any | SDGGroCZ102003 | SDGGroCZ10 | 2003 | 0.84373 | 03
ComVint | SDGGroCZ10 | Ex | SDG | SDG | Gro | Multiple | CZ10 | Any | SDGGroCZ102007 | SDGGroCZ10 | 2007 | 0.48752 | 07
ComVint | SDGGroCZ10 | Ex | SDG | SDG | Gro | Multiple | CZ10 | Any | SDGGroCZ102011 | SDGGroCZ10 | 2011 | 0.48752 | 11
ComVint | SDGGroCZ10 | Ex | SDG | SDG | Gro | Multiple | CZ10 | Any | SDGGroCZ102014 | SDGGroCZ10 | 2014 | 0.24376 | 14
ComVint | SDGGroCZ11 | Ex | SDG | SDG | Gro | Multiple | CZ11 | Any | SDGGroCZ111975 | SDGGroCZ11 | 1975 | 0 | 75
ComVint | SDGGroCZ11 | Ex | SDG | SDG | Gro | Multiple | CZ11 | Any | SDGGroCZ111985 | SDGGroCZ11 | 1985 | 0 | 85
ComVint | SDGGroCZ11 | Ex | SDG | SDG | Gro | Multiple | CZ11 | Any | SDGGroCZ111996 | SDGGroCZ11 | 1996 | 0 | 96
ComVint | SDGGroCZ11 | Ex | SDG | SDG | Gro | Multiple | CZ11 | Any | SDGGroCZ112003 | SDGGroCZ11 | 2003 | 0 | 03
ComVint | SDGGroCZ11 | Ex | SDG | SDG | Gro | Multiple | CZ11 | Any | SDGGroCZ112007 | SDGGroCZ11 | 2007 | 0 | 07
ComVint | SDGGroCZ11 | Ex | SDG | SDG | Gro | Multiple | CZ11 | Any | SDGGroCZ112011 | SDGGroCZ11 | 2011 | 0 | 11
ComVint | SDGGroCZ11 | Ex | SDG | SDG | Gro | Multiple | CZ11 | Any | SDGGroCZ112014 | SDGGroCZ11 | 2014 | 0 | 14
ComVint | SDGGroCZ12 | Ex | SDG | SDG | Gro | Multiple | CZ12 | Any | SDGGroCZ121975 | SDGGroCZ12 | 1975 | 0 | 75
ComVint | SDGGroCZ12 | Ex | SDG | SDG | Gro | Multiple | CZ12 | Any | SDGGroCZ121985 | SDGGroCZ12 | 1985 | 0 | 85
ComVint | SDGGroCZ12 | Ex | SDG | SDG | Gro | Multiple | CZ12 | Any | SDGGroCZ121996 | SDGGroCZ12 | 1996 | 0 | 96
ComVint | SDGGroCZ12 | Ex | SDG | SDG | Gro | Multiple | CZ12 | Any | SDGGroCZ122003 | SDGGroCZ12 | 2003 | 0 | 03
ComVint | SDGGroCZ12 | Ex | SDG | SDG | Gro | Multiple | CZ12 | Any | SDGGroCZ122007 | SDGGroCZ12 | 2007 | 0 | 07
ComVint | SDGGroCZ12 | Ex | SDG | SDG | Gro | Multiple | CZ12 | Any | SDGGroCZ122011 | SDGGroCZ12 | 2011 | 0 | 11
ComVint | SDGGroCZ12 | Ex | SDG | SDG | Gro | Multiple | CZ12 | Any | SDGGroCZ122014 | SDGGroCZ12 | 2014 | 0 | 14
ComVint | SDGGroCZ13 | Ex | SDG | SDG | Gro | Multiple | CZ13 | Any | SDGGroCZ131975 | SDGGroCZ13 | 1975 | 0 | 75
ComVint | SDGGroCZ13 | Ex | SDG | SDG | Gro | Multiple | CZ13 | Any | SDGGroCZ131985 | SDGGroCZ13 | 1985 | 0 | 85
ComVint | SDGGroCZ13 | Ex | SDG | SDG | Gro | Multiple | CZ13 | Any | SDGGroCZ131996 | SDGGroCZ13 | 1996 | 0 | 96
ComVint | SDGGroCZ13 | Ex | SDG | SDG | Gro | Multiple | CZ13 | Any | SDGGroCZ132003 | SDGGroCZ13 | 2003 | 0 | 03
ComVint | SDGGroCZ13 | Ex | SDG | SDG | Gro | Multiple | CZ13 | Any | SDGGroCZ132007 | SDGGroCZ13 | 2007 | 0 | 07
ComVint | SDGGroCZ13 | Ex | SDG | SDG | Gro | Multiple | CZ13 | Any | SDGGroCZ132011 | SDGGroCZ13 | 2011 | 0 | 11
ComVint | SDGGroCZ13 | Ex | SDG | SDG | Gro | Multiple | CZ13 | Any | SDGGroCZ132014 | SDGGroCZ13 | 2014 | 0 | 14
ComVint | SDGGroCZ14 | Ex | SDG | SDG | Gro | Multiple | CZ14 | Any | SDGGroCZ141975 | SDGGroCZ14 | 1975 | 0.01996 | 75
ComVint | SDGGroCZ14 | Ex | SDG | SDG | Gro | Multiple | CZ14 | Any | SDGGroCZ141985 | SDGGroCZ14 | 1985 | 0.0493 | 85
ComVint | SDGGroCZ14 | Ex | SDG | SDG | Gro | Multiple | CZ14 | Any | SDGGroCZ141996 | SDGGroCZ14 | 1996 | 0.0236 | 96
ComVint | SDGGroCZ14 | Ex | SDG | SDG | Gro | Multiple | CZ14 | Any | SDGGroCZ142003 | SDGGroCZ14 | 2003 | 0.01184 | 03
ComVint | SDGGroCZ14 | Ex | SDG | SDG | Gro | Multiple | CZ14 | Any | SDGGroCZ142007 | SDGGroCZ14 | 2007 | 0.00684 | 07
ComVint | SDGGroCZ14 | Ex | SDG | SDG | Gro | Multiple | CZ14 | Any | SDGGroCZ142011 | SDGGroCZ14 | 2011 | 0.00684 | 11
ComVint | SDGGroCZ14 | Ex | SDG | SDG | Gro | Multiple | CZ14 | Any | SDGGroCZ142014 | SDGGroCZ14 | 2014 | 0.00342 | 14
ComVint | SDGGroCZ15 | Ex | SDG | SDG | Gro | Multiple | CZ15 | Any | SDGGroCZ151975 | SDGGroCZ15 | 1975 | 0.00578 | 75
ComVint | SDGGroCZ15 | Ex | SDG | SDG | Gro | Multiple | CZ15 | Any | SDGGroCZ151985 | SDGGroCZ15 | 1985 | 0.01427 | 85
ComVint | SDGGroCZ15 | Ex | SDG | SDG | Gro | Multiple | CZ15 | Any | SDGGroCZ151996 | SDGGroCZ15 | 1996 | 0.00683 | 96
ComVint | SDGGroCZ15 | Ex | SDG | SDG | Gro | Multiple | CZ15 | Any | SDGGroCZ152003 | SDGGroCZ15 | 2003 | 0.00343 | 03
ComVint | SDGGroCZ15 | Ex | SDG | SDG | Gro | Multiple | CZ15 | Any | SDGGroCZ152007 | SDGGroCZ15 | 2007 | 0.00198 | 07
ComVint | SDGGroCZ15 | Ex | SDG | SDG | Gro | Multiple | CZ15 | Any | SDGGroCZ152011 | SDGGroCZ15 | 2011 | 0.00198 | 11
ComVint | SDGGroCZ15 | Ex | SDG | SDG | Gro | Multiple | CZ15 | Any | SDGGroCZ152014 | SDGGroCZ15 | 2014 | 0.00099 | 14
ComVint | SDGGroCZ16 | Ex | SDG | SDG | Gro | Multiple | CZ16 | Any | SDGGroCZ161975 | SDGGroCZ16 | 1975 | 0 | 75
ComVint | SDGGroCZ16 | Ex | SDG | SDG | Gro | Multiple | CZ16 | Any | SDGGroCZ161985 | SDGGroCZ16 | 1985 | 0 | 85
ComVint | SDGGroCZ16 | Ex | SDG | SDG | Gro | Multiple | CZ16 | Any | SDGGroCZ161996 | SDGGroCZ16 | 1996 | 0 | 96
ComVint | SDGGroCZ16 | Ex | SDG | SDG | Gro | Multiple | CZ16 | Any | SDGGroCZ162003 | SDGGroCZ16 | 2003 | 0 | 03
ComVint | SDGGroCZ16 | Ex | SDG | SDG | Gro | Multiple | CZ16 | Any | SDGGroCZ162007 | SDGGroCZ16 | 2007 | 0 | 07
ComVint | SDGGroCZ16 | Ex | SDG | SDG | Gro | Multiple | CZ16 | Any | SDGGroCZ162011 | SDGGroCZ16 | 2011 | 0 | 11
ComVint | SDGGroCZ16 | Ex | SDG | SDG | Gro | Multiple | CZ16 | Any | SDGGroCZ162014 | SDGGroCZ16 | 2014 | 0 | 14
ComVint | SDGHspCZ01 | Ex | SDG | SDG | Hsp | Multiple | CZ01 | Any | SDGHspCZ011975 | SDGHspCZ01 | 1975 | 0 | 75
ComVint | SDGHspCZ01 | Ex | SDG | SDG | Hsp | Multiple | CZ01 | Any | SDGHspCZ011985 | SDGHspCZ01 | 1985 | 0 | 85
ComVint | SDGHspCZ01 | Ex | SDG | SDG | Hsp | Multiple | CZ01 | Any | SDGHspCZ011996 | SDGHspCZ01 | 1996 | 0 | 96
ComVint | SDGHspCZ01 | Ex | SDG | SDG | Hsp | Multiple | CZ01 | Any | SDGHspCZ012003 | SDGHspCZ01 | 2003 | 0 | 03
ComVint | SDGHspCZ01 | Ex | SDG | SDG | Hsp | Multiple | CZ01 | Any | SDGHspCZ012007 | SDGHspCZ01 | 2007 | 0 | 07
ComVint | SDGHspCZ01 | Ex | SDG | SDG | Hsp | Multiple | CZ01 | Any | SDGHspCZ012011 | SDGHspCZ01 | 2011 | 0 | 11
ComVint | SDGHspCZ01 | Ex | SDG | SDG | Hsp | Multiple | CZ01 | Any | SDGHspCZ012014 | SDGHspCZ01 | 2014 | 0 | 14
ComVint | SDGHspCZ02 | Ex | SDG | SDG | Hsp | Multiple | CZ02 | Any | SDGHspCZ021975 | SDGHspCZ02 | 1975 | 0 | 75
ComVint | SDGHspCZ02 | Ex | SDG | SDG | Hsp | Multiple | CZ02 | Any | SDGHspCZ021985 | SDGHspCZ02 | 1985 | 0 | 85
ComVint | SDGHspCZ02 | Ex | SDG | SDG | Hsp | Multiple | CZ02 | Any | SDGHspCZ021996 | SDGHspCZ02 | 1996 | 0 | 96
ComVint | SDGHspCZ02 | Ex | SDG | SDG | Hsp | Multiple | CZ02 | Any | SDGHspCZ022003 | SDGHspCZ02 | 2003 | 0 | 03
ComVint | SDGHspCZ02 | Ex | SDG | SDG | Hsp | Multiple | CZ02 | Any | SDGHspCZ022007 | SDGHspCZ02 | 2007 | 0 | 07
ComVint | SDGHspCZ02 | Ex | SDG | SDG | Hsp | Multiple | CZ02 | Any | SDGHspCZ022011 | SDGHspCZ02 | 2011 | 0 | 11
ComVint | SDGHspCZ02 | Ex | SDG | SDG | Hsp | Multiple | CZ02 | Any | SDGHspCZ022014 | SDGHspCZ02 | 2014 | 0 | 14
ComVint | SDGHspCZ03 | Ex | SDG | SDG | Hsp | Multiple | CZ03 | Any | SDGHspCZ031975 | SDGHspCZ03 | 1975 | 0 | 75
ComVint | SDGHspCZ03 | Ex | SDG | SDG | Hsp | Multiple | CZ03 | Any | SDGHspCZ031985 | SDGHspCZ03 | 1985 | 0 | 85
ComVint | SDGHspCZ03 | Ex | SDG | SDG | Hsp | Multiple | CZ03 | Any | SDGHspCZ031996 | SDGHspCZ03 | 1996 | 0 | 96
ComVint | SDGHspCZ03 | Ex | SDG | SDG | Hsp | Multiple | CZ03 | Any | SDGHspCZ032003 | SDGHspCZ03 | 2003 | 0 | 03
ComVint | SDGHspCZ03 | Ex | SDG | SDG | Hsp | Multiple | CZ03 | Any | SDGHspCZ032007 | SDGHspCZ03 | 2007 | 0 | 07
ComVint | SDGHspCZ03 | Ex | SDG | SDG | Hsp | Multiple | CZ03 | Any | SDGHspCZ032011 | SDGHspCZ03 | 2011 | 0 | 11
ComVint | SDGHspCZ03 | Ex | SDG | SDG | Hsp | Multiple | CZ03 | Any | SDGHspCZ032014 | SDGHspCZ03 | 2014 | 0 | 14
ComVint | SDGHspCZ04 | Ex | SDG | SDG | Hsp | Multiple | CZ04 | Any | SDGHspCZ041975 | SDGHspCZ04 | 1975 | 0 | 75
ComVint | SDGHspCZ04 | Ex | SDG | SDG | Hsp | Multiple | CZ04 | Any | SDGHspCZ041985 | SDGHspCZ04 | 1985 | 0 | 85
ComVint | SDGHspCZ04 | Ex | SDG | SDG | Hsp | Multiple | CZ04 | Any | SDGHspCZ041996 | SDGHspCZ04 | 1996 | 0 | 96
ComVint | SDGHspCZ04 | Ex | SDG | SDG | Hsp | Multiple | CZ04 | Any | SDGHspCZ042003 | SDGHspCZ04 | 2003 | 0 | 03
ComVint | SDGHspCZ04 | Ex | SDG | SDG | Hsp | Multiple | CZ04 | Any | SDGHspCZ042007 | SDGHspCZ04 | 2007 | 0 | 07
ComVint | SDGHspCZ04 | Ex | SDG | SDG | Hsp | Multiple | CZ04 | Any | SDGHspCZ042011 | SDGHspCZ04 | 2011 | 0 | 11
ComVint | SDGHspCZ04 | Ex | SDG | SDG | Hsp | Multiple | CZ04 | Any | SDGHspCZ042014 | SDGHspCZ04 | 2014 | 0 | 14
ComVint | SDGHspCZ05 | Ex | SDG | SDG | Hsp | Multiple | CZ05 | Any | SDGHspCZ051975 | SDGHspCZ05 | 1975 | 0 | 75
ComVint | SDGHspCZ05 | Ex | SDG | SDG | Hsp | Multiple | CZ05 | Any | SDGHspCZ051985 | SDGHspCZ05 | 1985 | 0 | 85
ComVint | SDGHspCZ05 | Ex | SDG | SDG | Hsp | Multiple | CZ05 | Any | SDGHspCZ051996 | SDGHspCZ05 | 1996 | 0 | 96
ComVint | SDGHspCZ05 | Ex | SDG | SDG | Hsp | Multiple | CZ05 | Any | SDGHspCZ052003 | SDGHspCZ05 | 2003 | 0 | 03
ComVint | SDGHspCZ05 | Ex | SDG | SDG | Hsp | Multiple | CZ05 | Any | SDGHspCZ052007 | SDGHspCZ05 | 2007 | 0 | 07
ComVint | SDGHspCZ05 | Ex | SDG | SDG | Hsp | Multiple | CZ05 | Any | SDGHspCZ052011 | SDGHspCZ05 | 2011 | 0 | 11
ComVint | SDGHspCZ05 | Ex | SDG | SDG | Hsp | Multiple | CZ05 | Any | SDGHspCZ052014 | SDGHspCZ05 | 2014 | 0 | 14
ComVint | SDGHspCZ06 | Ex | SDG | SDG | Hsp | Multiple | CZ06 | Any | SDGHspCZ061975 | SDGHspCZ06 | 1975 | 0.14404 | 75
ComVint | SDGHspCZ06 | Ex | SDG | SDG | Hsp | Multiple | CZ06 | Any | SDGHspCZ061985 | SDGHspCZ06 | 1985 | 0.14291 | 85
ComVint | SDGHspCZ06 | Ex | SDG | SDG | Hsp | Multiple | CZ06 | Any | SDGHspCZ061996 | SDGHspCZ06 | 1996 | 0.04655 | 96
ComVint | SDGHspCZ06 | Ex | SDG | SDG | Hsp | Multiple | CZ06 | Any | SDGHspCZ062003 | SDGHspCZ06 | 2003 | 0.02878 | 03
ComVint | SDGHspCZ06 | Ex | SDG | SDG | Hsp | Multiple | CZ06 | Any | SDGHspCZ062007 | SDGHspCZ06 | 2007 | 0.010345 | 07
ComVint | SDGHspCZ06 | Ex | SDG | SDG | Hsp | Multiple | CZ06 | Any | SDGHspCZ062011 | SDGHspCZ06 | 2011 | 0.010345 | 11
ComVint | SDGHspCZ06 | Ex | SDG | SDG | Hsp | Multiple | CZ06 | Any | SDGHspCZ062014 | SDGHspCZ06 | 2014 | 0.0051725 | 14
ComVint | SDGHspCZ07 | Ex | SDG | SDG | Hsp | Multiple | CZ07 | Any | SDGHspCZ071975 | SDGHspCZ07 | 1975 | 4.6452 | 75
ComVint | SDGHspCZ07 | Ex | SDG | SDG | Hsp | Multiple | CZ07 | Any | SDGHspCZ071985 | SDGHspCZ07 | 1985 | 4.6089 | 85
ComVint | SDGHspCZ07 | Ex | SDG | SDG | Hsp | Multiple | CZ07 | Any | SDGHspCZ071996 | SDGHspCZ07 | 1996 | 1.5011 | 96
ComVint | SDGHspCZ07 | Ex | SDG | SDG | Hsp | Multiple | CZ07 | Any | SDGHspCZ072003 | SDGHspCZ07 | 2003 | 0.92811 | 03
ComVint | SDGHspCZ07 | Ex | SDG | SDG | Hsp | Multiple | CZ07 | Any | SDGHspCZ072007 | SDGHspCZ07 | 2007 | 0.33361 | 07
ComVint | SDGHspCZ07 | Ex | SDG | SDG | Hsp | Multiple | CZ07 | Any | SDGHspCZ072011 | SDGHspCZ07 | 2011 | 0.33361 | 11
ComVint | SDGHspCZ07 | Ex | SDG | SDG | Hsp | Multiple | CZ07 | Any | SDGHspCZ072014 | SDGHspCZ07 | 2014 | 0.16681 | 14
ComVint | SDGHspCZ08 | Ex | SDG | SDG | Hsp | Multiple | CZ08 | Any | SDGHspCZ081975 | SDGHspCZ08 | 1975 | 0.26104 | 75
ComVint | SDGHspCZ08 | Ex | SDG | SDG | Hsp | Multiple | CZ08 | Any | SDGHspCZ081985 | SDGHspCZ08 | 1985 | 0.259 | 85
ComVint | SDGHspCZ08 | Ex | SDG | SDG | Hsp | Multiple | CZ08 | Any | SDGHspCZ081996 | SDGHspCZ08 | 1996 | 0.084355 | 96
ComVint | SDGHspCZ08 | Ex | SDG | SDG | Hsp | Multiple | CZ08 | Any | SDGHspCZ082003 | SDGHspCZ08 | 2003 | 0.052155 | 03
ComVint | SDGHspCZ08 | Ex | SDG | SDG | Hsp | Multiple | CZ08 | Any | SDGHspCZ082007 | SDGHspCZ08 | 2007 | 0.01875 | 07
ComVint | SDGHspCZ08 | Ex | SDG | SDG | Hsp | Multiple | CZ08 | Any | SDGHspCZ082011 | SDGHspCZ08 | 2011 | 0.01875 | 11
ComVint | SDGHspCZ08 | Ex | SDG | SDG | Hsp | Multiple | CZ08 | Any | SDGHspCZ082014 | SDGHspCZ08 | 2014 | 0.009375 | 14
ComVint | SDGHspCZ09 | Ex | SDG | SDG | Hsp | Multiple | CZ09 | Any | SDGHspCZ091975 | SDGHspCZ09 | 1975 | 0 | 75
ComVint | SDGHspCZ09 | Ex | SDG | SDG | Hsp | Multiple | CZ09 | Any | SDGHspCZ091985 | SDGHspCZ09 | 1985 | 0 | 85
ComVint | SDGHspCZ09 | Ex | SDG | SDG | Hsp | Multiple | CZ09 | Any | SDGHspCZ091996 | SDGHspCZ09 | 1996 | 0 | 96
ComVint | SDGHspCZ09 | Ex | SDG | SDG | Hsp | Multiple | CZ09 | Any | SDGHspCZ092003 | SDGHspCZ09 | 2003 | 0 | 03
ComVint | SDGHspCZ09 | Ex | SDG | SDG | Hsp | Multiple | CZ09 | Any | SDGHspCZ092007 | SDGHspCZ09 | 2007 | 0 | 07
ComVint | SDGHspCZ09 | Ex | SDG | SDG | Hsp | Multiple | CZ09 | Any | SDGHspCZ092011 | SDGHspCZ09 | 2011 | 0 | 11
ComVint | SDGHspCZ09 | Ex | SDG | SDG | Hsp | Multiple | CZ09 | Any | SDGHspCZ092014 | SDGHspCZ09 | 2014 | 0 | 14
ComVint | SDGHspCZ10 | Ex | SDG | SDG | Hsp | Multiple | CZ10 | Any | SDGHspCZ101975 | SDGHspCZ10 | 1975 | 0.82545 | 75
ComVint | SDGHspCZ10 | Ex | SDG | SDG | Hsp | Multiple | CZ10 | Any | SDGHspCZ101985 | SDGHspCZ10 | 1985 | 0.819 | 85
ComVint | SDGHspCZ10 | Ex | SDG | SDG | Hsp | Multiple | CZ10 | Any | SDGHspCZ101996 | SDGHspCZ10 | 1996 | 0.26675 | 96
ComVint | SDGHspCZ10 | Ex | SDG | SDG | Hsp | Multiple | CZ10 | Any | SDGHspCZ102003 | SDGHspCZ10 | 2003 | 0.16492 | 03
ComVint | SDGHspCZ10 | Ex | SDG | SDG | Hsp | Multiple | CZ10 | Any | SDGHspCZ102007 | SDGHspCZ10 | 2007 | 0.059285 | 07
ComVint | SDGHspCZ10 | Ex | SDG | SDG | Hsp | Multiple | CZ10 | Any | SDGHspCZ102011 | SDGHspCZ10 | 2011 | 0.059285 | 11
ComVint | SDGHspCZ10 | Ex | SDG | SDG | Hsp | Multiple | CZ10 | Any | SDGHspCZ102014 | SDGHspCZ10 | 2014 | 0.029642 | 14
ComVint | SDGHspCZ11 | Ex | SDG | SDG | Hsp | Multiple | CZ11 | Any | SDGHspCZ111975 | SDGHspCZ11 | 1975 | 0 | 75
ComVint | SDGHspCZ11 | Ex | SDG | SDG | Hsp | Multiple | CZ11 | Any | SDGHspCZ111985 | SDGHspCZ11 | 1985 | 0 | 85
ComVint | SDGHspCZ11 | Ex | SDG | SDG | Hsp | Multiple | CZ11 | Any | SDGHspCZ111996 | SDGHspCZ11 | 1996 | 0 | 96
ComVint | SDGHspCZ11 | Ex | SDG | SDG | Hsp | Multiple | CZ11 | Any | SDGHspCZ112003 | SDGHspCZ11 | 2003 | 0 | 03
ComVint | SDGHspCZ11 | Ex | SDG | SDG | Hsp | Multiple | CZ11 | Any | SDGHspCZ112007 | SDGHspCZ11 | 2007 | 0 | 07
ComVint | SDGHspCZ11 | Ex | SDG | SDG | Hsp | Multiple | CZ11 | Any | SDGHspCZ112011 | SDGHspCZ11 | 2011 | 0 | 11
ComVint | SDGHspCZ11 | Ex | SDG | SDG | Hsp | Multiple | CZ11 | Any | SDGHspCZ112014 | SDGHspCZ11 | 2014 | 0 | 14
ComVint | SDGHspCZ12 | Ex | SDG | SDG | Hsp | Multiple | CZ12 | Any | SDGHspCZ121975 | SDGHspCZ12 | 1975 | 0 | 75
ComVint | SDGHspCZ12 | Ex | SDG | SDG | Hsp | Multiple | CZ12 | Any | SDGHspCZ121985 | SDGHspCZ12 | 1985 | 0 | 85
ComVint | SDGHspCZ12 | Ex | SDG | SDG | Hsp | Multiple | CZ12 | Any | SDGHspCZ121996 | SDGHspCZ12 | 1996 | 0 | 96
ComVint | SDGHspCZ12 | Ex | SDG | SDG | Hsp | Multiple | CZ12 | Any | SDGHspCZ122003 | SDGHspCZ12 | 2003 | 0 | 03
ComVint | SDGHspCZ12 | Ex | SDG | SDG | Hsp | Multiple | CZ12 | Any | SDGHspCZ122007 | SDGHspCZ12 | 2007 | 0 | 07
ComVint | SDGHspCZ12 | Ex | SDG | SDG | Hsp | Multiple | CZ12 | Any | SDGHspCZ122011 | SDGHspCZ12 | 2011 | 0 | 11
ComVint | SDGHspCZ12 | Ex | SDG | SDG | Hsp | Multiple | CZ12 | Any | SDGHspCZ122014 | SDGHspCZ12 | 2014 | 0 | 14
ComVint | SDGHspCZ13 | Ex | SDG | SDG | Hsp | Multiple | CZ13 | Any | SDGHspCZ131975 | SDGHspCZ13 | 1975 | 0 | 75
ComVint | SDGHspCZ13 | Ex | SDG | SDG | Hsp | Multiple | CZ13 | Any | SDGHspCZ131985 | SDGHspCZ13 | 1985 | 0 | 85
ComVint | SDGHspCZ13 | Ex | SDG | SDG | Hsp | Multiple | CZ13 | Any | SDGHspCZ131996 | SDGHspCZ13 | 1996 | 0 | 96
ComVint | SDGHspCZ13 | Ex | SDG | SDG | Hsp | Multiple | CZ13 | Any | SDGHspCZ132003 | SDGHspCZ13 | 2003 | 0 | 03
ComVint | SDGHspCZ13 | Ex | SDG | SDG | Hsp | Multiple | CZ13 | Any | SDGHspCZ132007 | SDGHspCZ13 | 2007 | 0 | 07
ComVint | SDGHspCZ13 | Ex | SDG | SDG | Hsp | Multiple | CZ13 | Any | SDGHspCZ132011 | SDGHspCZ13 | 2011 | 0 | 11
ComVint | SDGHspCZ13 | Ex | SDG | SDG | Hsp | Multiple | CZ13 | Any | SDGHspCZ132014 | SDGHspCZ13 | 2014 | 0 | 14
ComVint | SDGHspCZ14 | Ex | SDG | SDG | Hsp | Multiple | CZ14 | Any | SDGHspCZ141975 | SDGHspCZ14 | 1975 | 0.00353 | 75
ComVint | SDGHspCZ14 | Ex | SDG | SDG | Hsp | Multiple | CZ14 | Any | SDGHspCZ141985 | SDGHspCZ14 | 1985 | 0.0035 | 85
ComVint | SDGHspCZ14 | Ex | SDG | SDG | Hsp | Multiple | CZ14 | Any | SDGHspCZ141996 | SDGHspCZ14 | 1996 | 0.00114 | 96
ComVint | SDGHspCZ14 | Ex | SDG | SDG | Hsp | Multiple | CZ14 | Any | SDGHspCZ142003 | SDGHspCZ14 | 2003 | 0.000705 | 03
ComVint | SDGHspCZ14 | Ex | SDG | SDG | Hsp | Multiple | CZ14 | Any | SDGHspCZ142007 | SDGHspCZ14 | 2007 | 0.000255 | 07
ComVint | SDGHspCZ14 | Ex | SDG | SDG | Hsp | Multiple | CZ14 | Any | SDGHspCZ142011 | SDGHspCZ14 | 2011 | 0.000255 | 11
ComVint | SDGHspCZ14 | Ex | SDG | SDG | Hsp | Multiple | CZ14 | Any | SDGHspCZ142014 | SDGHspCZ14 | 2014 | 0.0001275 | 14
ComVint | SDGHspCZ15 | Ex | SDG | SDG | Hsp | Multiple | CZ15 | Any | SDGHspCZ151975 | SDGHspCZ15 | 1975 | 0.0001 | 75
ComVint | SDGHspCZ15 | Ex | SDG | SDG | Hsp | Multiple | CZ15 | Any | SDGHspCZ151985 | SDGHspCZ15 | 1985 | 0.0001 | 85
ComVint | SDGHspCZ15 | Ex | SDG | SDG | Hsp | Multiple | CZ15 | Any | SDGHspCZ151996 | SDGHspCZ15 | 1996 | 0.0001 | 96
ComVint | SDGHspCZ15 | Ex | SDG | SDG | Hsp | Multiple | CZ15 | Any | SDGHspCZ152003 | SDGHspCZ15 | 2003 | 0.0001 | 03
ComVint | SDGHspCZ15 | Ex | SDG | SDG | Hsp | Multiple | CZ15 | Any | SDGHspCZ152007 | SDGHspCZ15 | 2007 | 0.0001 | 07
ComVint | SDGHspCZ15 | Ex | SDG | SDG | Hsp | Multiple | CZ15 | Any | SDGHspCZ152011 | SDGHspCZ15 | 2011 | 0.0001 | 11
ComVint | SDGHspCZ15 | Ex | SDG | SDG | Hsp | Multiple | CZ15 | Any | SDGHspCZ152014 | SDGHspCZ15 | 2014 | 5e-05 | 14
ComVint | SDGHspCZ16 | Ex | SDG | SDG | Hsp | Multiple | CZ16 | Any | SDGHspCZ161975 | SDGHspCZ16 | 1975 | 0 | 75
ComVint | SDGHspCZ16 | Ex | SDG | SDG | Hsp | Multiple | CZ16 | Any | SDGHspCZ161985 | SDGHspCZ16 | 1985 | 0 | 85
ComVint | SDGHspCZ16 | Ex | SDG | SDG | Hsp | Multiple | CZ16 | Any | SDGHspCZ161996 | SDGHspCZ16 | 1996 | 0 | 96
ComVint | SDGHspCZ16 | Ex | SDG | SDG | Hsp | Multiple | CZ16 | Any | SDGHspCZ162003 | SDGHspCZ16 | 2003 | 0 | 03
ComVint | SDGHspCZ16 | Ex | SDG | SDG | Hsp | Multiple | CZ16 | Any | SDGHspCZ162007 | SDGHspCZ16 | 2007 | 0 | 07
ComVint | SDGHspCZ16 | Ex | SDG | SDG | Hsp | Multiple | CZ16 | Any | SDGHspCZ162011 | SDGHspCZ16 | 2011 | 0 | 11
ComVint | SDGHspCZ16 | Ex | SDG | SDG | Hsp | Multiple | CZ16 | Any | SDGHspCZ162014 | SDGHspCZ16 | 2014 | 0 | 14
ComVint | SDGHtlCZ01 | Ex | SDG | SDG | Htl | Multiple | CZ01 | Any | SDGHtlCZ011975 | SDGHtlCZ01 | 1975 | 0 | 75
ComVint | SDGHtlCZ01 | Ex | SDG | SDG | Htl | Multiple | CZ01 | Any | SDGHtlCZ011985 | SDGHtlCZ01 | 1985 | 0 | 85
ComVint | SDGHtlCZ01 | Ex | SDG | SDG | Htl | Multiple | CZ01 | Any | SDGHtlCZ011996 | SDGHtlCZ01 | 1996 | 0 | 96
ComVint | SDGHtlCZ01 | Ex | SDG | SDG | Htl | Multiple | CZ01 | Any | SDGHtlCZ012003 | SDGHtlCZ01 | 2003 | 0 | 03
ComVint | SDGHtlCZ01 | Ex | SDG | SDG | Htl | Multiple | CZ01 | Any | SDGHtlCZ012007 | SDGHtlCZ01 | 2007 | 0 | 07
ComVint | SDGHtlCZ01 | Ex | SDG | SDG | Htl | Multiple | CZ01 | Any | SDGHtlCZ012011 | SDGHtlCZ01 | 2011 | 0 | 11
ComVint | SDGHtlCZ01 | Ex | SDG | SDG | Htl | Multiple | CZ01 | Any | SDGHtlCZ012014 | SDGHtlCZ01 | 2014 | 0 | 14
ComVint | SDGHtlCZ02 | Ex | SDG | SDG | Htl | Multiple | CZ02 | Any | SDGHtlCZ021975 | SDGHtlCZ02 | 1975 | 0 | 75
ComVint | SDGHtlCZ02 | Ex | SDG | SDG | Htl | Multiple | CZ02 | Any | SDGHtlCZ021985 | SDGHtlCZ02 | 1985 | 0 | 85
ComVint | SDGHtlCZ02 | Ex | SDG | SDG | Htl | Multiple | CZ02 | Any | SDGHtlCZ021996 | SDGHtlCZ02 | 1996 | 0 | 96
ComVint | SDGHtlCZ02 | Ex | SDG | SDG | Htl | Multiple | CZ02 | Any | SDGHtlCZ022003 | SDGHtlCZ02 | 2003 | 0 | 03
ComVint | SDGHtlCZ02 | Ex | SDG | SDG | Htl | Multiple | CZ02 | Any | SDGHtlCZ022007 | SDGHtlCZ02 | 2007 | 0 | 07
ComVint | SDGHtlCZ02 | Ex | SDG | SDG | Htl | Multiple | CZ02 | Any | SDGHtlCZ022011 | SDGHtlCZ02 | 2011 | 0 | 11
ComVint | SDGHtlCZ02 | Ex | SDG | SDG | Htl | Multiple | CZ02 | Any | SDGHtlCZ022014 | SDGHtlCZ02 | 2014 | 0 | 14
ComVint | SDGHtlCZ03 | Ex | SDG | SDG | Htl | Multiple | CZ03 | Any | SDGHtlCZ031975 | SDGHtlCZ03 | 1975 | 0 | 75
ComVint | SDGHtlCZ03 | Ex | SDG | SDG | Htl | Multiple | CZ03 | Any | SDGHtlCZ031985 | SDGHtlCZ03 | 1985 | 0 | 85
ComVint | SDGHtlCZ03 | Ex | SDG | SDG | Htl | Multiple | CZ03 | Any | SDGHtlCZ031996 | SDGHtlCZ03 | 1996 | 0 | 96
ComVint | SDGHtlCZ03 | Ex | SDG | SDG | Htl | Multiple | CZ03 | Any | SDGHtlCZ032003 | SDGHtlCZ03 | 2003 | 0 | 03
ComVint | SDGHtlCZ03 | Ex | SDG | SDG | Htl | Multiple | CZ03 | Any | SDGHtlCZ032007 | SDGHtlCZ03 | 2007 | 0 | 07
ComVint | SDGHtlCZ03 | Ex | SDG | SDG | Htl | Multiple | CZ03 | Any | SDGHtlCZ032011 | SDGHtlCZ03 | 2011 | 0 | 11
ComVint | SDGHtlCZ03 | Ex | SDG | SDG | Htl | Multiple | CZ03 | Any | SDGHtlCZ032014 | SDGHtlCZ03 | 2014 | 0 | 14
ComVint | SDGHtlCZ04 | Ex | SDG | SDG | Htl | Multiple | CZ04 | Any | SDGHtlCZ041975 | SDGHtlCZ04 | 1975 | 0 | 75
ComVint | SDGHtlCZ04 | Ex | SDG | SDG | Htl | Multiple | CZ04 | Any | SDGHtlCZ041985 | SDGHtlCZ04 | 1985 | 0 | 85
ComVint | SDGHtlCZ04 | Ex | SDG | SDG | Htl | Multiple | CZ04 | Any | SDGHtlCZ041996 | SDGHtlCZ04 | 1996 | 0 | 96
ComVint | SDGHtlCZ04 | Ex | SDG | SDG | Htl | Multiple | CZ04 | Any | SDGHtlCZ042003 | SDGHtlCZ04 | 2003 | 0 | 03
ComVint | SDGHtlCZ04 | Ex | SDG | SDG | Htl | Multiple | CZ04 | Any | SDGHtlCZ042007 | SDGHtlCZ04 | 2007 | 0 | 07
ComVint | SDGHtlCZ04 | Ex | SDG | SDG | Htl | Multiple | CZ04 | Any | SDGHtlCZ042011 | SDGHtlCZ04 | 2011 | 0 | 11
ComVint | SDGHtlCZ04 | Ex | SDG | SDG | Htl | Multiple | CZ04 | Any | SDGHtlCZ042014 | SDGHtlCZ04 | 2014 | 0 | 14
ComVint | SDGHtlCZ05 | Ex | SDG | SDG | Htl | Multiple | CZ05 | Any | SDGHtlCZ051975 | SDGHtlCZ05 | 1975 | 0 | 75
ComVint | SDGHtlCZ05 | Ex | SDG | SDG | Htl | Multiple | CZ05 | Any | SDGHtlCZ051985 | SDGHtlCZ05 | 1985 | 0 | 85
ComVint | SDGHtlCZ05 | Ex | SDG | SDG | Htl | Multiple | CZ05 | Any | SDGHtlCZ051996 | SDGHtlCZ05 | 1996 | 0 | 96
ComVint | SDGHtlCZ05 | Ex | SDG | SDG | Htl | Multiple | CZ05 | Any | SDGHtlCZ052003 | SDGHtlCZ05 | 2003 | 0 | 03
ComVint | SDGHtlCZ05 | Ex | SDG | SDG | Htl | Multiple | CZ05 | Any | SDGHtlCZ052007 | SDGHtlCZ05 | 2007 | 0 | 07
ComVint | SDGHtlCZ05 | Ex | SDG | SDG | Htl | Multiple | CZ05 | Any | SDGHtlCZ052011 | SDGHtlCZ05 | 2011 | 0 | 11
ComVint | SDGHtlCZ05 | Ex | SDG | SDG | Htl | Multiple | CZ05 | Any | SDGHtlCZ052014 | SDGHtlCZ05 | 2014 | 0 | 14
ComVint | SDGHtlCZ06 | Ex | SDG | SDG | Htl | Multiple | CZ06 | Any | SDGHtlCZ061975 | SDGHtlCZ06 | 1975 | 0.22975 | 75
ComVint | SDGHtlCZ06 | Ex | SDG | SDG | Htl | Multiple | CZ06 | Any | SDGHtlCZ061985 | SDGHtlCZ06 | 1985 | 0.43595 | 85
ComVint | SDGHtlCZ06 | Ex | SDG | SDG | Htl | Multiple | CZ06 | Any | SDGHtlCZ061996 | SDGHtlCZ06 | 1996 | 0.0941 | 96
ComVint | SDGHtlCZ06 | Ex | SDG | SDG | Htl | Multiple | CZ06 | Any | SDGHtlCZ062003 | SDGHtlCZ06 | 2003 | 0.1353 | 03
ComVint | SDGHtlCZ06 | Ex | SDG | SDG | Htl | Multiple | CZ06 | Any | SDGHtlCZ062007 | SDGHtlCZ06 | 2007 | 0.07455 | 07
ComVint | SDGHtlCZ06 | Ex | SDG | SDG | Htl | Multiple | CZ06 | Any | SDGHtlCZ062011 | SDGHtlCZ06 | 2011 | 0.07455 | 11
ComVint | SDGHtlCZ06 | Ex | SDG | SDG | Htl | Multiple | CZ06 | Any | SDGHtlCZ062014 | SDGHtlCZ06 | 2014 | 0.037275 | 14
ComVint | SDGHtlCZ07 | Ex | SDG | SDG | Htl | Multiple | CZ07 | Any | SDGHtlCZ071975 | SDGHtlCZ07 | 1975 | 3.9806 | 75
ComVint | SDGHtlCZ07 | Ex | SDG | SDG | Htl | Multiple | CZ07 | Any | SDGHtlCZ071985 | SDGHtlCZ07 | 1985 | 7.5536 | 85
ComVint | SDGHtlCZ07 | Ex | SDG | SDG | Htl | Multiple | CZ07 | Any | SDGHtlCZ071996 | SDGHtlCZ07 | 1996 | 1.6301 | 96
ComVint | SDGHtlCZ07 | Ex | SDG | SDG | Htl | Multiple | CZ07 | Any | SDGHtlCZ072003 | SDGHtlCZ07 | 2003 | 2.3443 | 03
ComVint | SDGHtlCZ07 | Ex | SDG | SDG | Htl | Multiple | CZ07 | Any | SDGHtlCZ072007 | SDGHtlCZ07 | 2007 | 1.292 | 07
ComVint | SDGHtlCZ07 | Ex | SDG | SDG | Htl | Multiple | CZ07 | Any | SDGHtlCZ072011 | SDGHtlCZ07 | 2011 | 1.292 | 11
ComVint | SDGHtlCZ07 | Ex | SDG | SDG | Htl | Multiple | CZ07 | Any | SDGHtlCZ072014 | SDGHtlCZ07 | 2014 | 0.646 | 14
ComVint | SDGHtlCZ08 | Ex | SDG | SDG | Htl | Multiple | CZ08 | Any | SDGHtlCZ081975 | SDGHtlCZ08 | 1975 | 0.0148 | 75
ComVint | SDGHtlCZ08 | Ex | SDG | SDG | Htl | Multiple | CZ08 | Any | SDGHtlCZ081985 | SDGHtlCZ08 | 1985 | 0.0281 | 85
ComVint | SDGHtlCZ08 | Ex | SDG | SDG | Htl | Multiple | CZ08 | Any | SDGHtlCZ081996 | SDGHtlCZ08 | 1996 | 0.00605 | 96
ComVint | SDGHtlCZ08 | Ex | SDG | SDG | Htl | Multiple | CZ08 | Any | SDGHtlCZ082003 | SDGHtlCZ08 | 2003 | 0.0087 | 03
ComVint | SDGHtlCZ08 | Ex | SDG | SDG | Htl | Multiple | CZ08 | Any | SDGHtlCZ082007 | SDGHtlCZ08 | 2007 | 0.0048 | 07
ComVint | SDGHtlCZ08 | Ex | SDG | SDG | Htl | Multiple | CZ08 | Any | SDGHtlCZ082011 | SDGHtlCZ08 | 2011 | 0.0048 | 11
ComVint | SDGHtlCZ08 | Ex | SDG | SDG | Htl | Multiple | CZ08 | Any | SDGHtlCZ082014 | SDGHtlCZ08 | 2014 | 0.0024 | 14
ComVint | SDGHtlCZ09 | Ex | SDG | SDG | Htl | Multiple | CZ09 | Any | SDGHtlCZ091975 | SDGHtlCZ09 | 1975 | 0 | 75
ComVint | SDGHtlCZ09 | Ex | SDG | SDG | Htl | Multiple | CZ09 | Any | SDGHtlCZ091985 | SDGHtlCZ09 | 1985 | 0 | 85
ComVint | SDGHtlCZ09 | Ex | SDG | SDG | Htl | Multiple | CZ09 | Any | SDGHtlCZ091996 | SDGHtlCZ09 | 1996 | 0 | 96
ComVint | SDGHtlCZ09 | Ex | SDG | SDG | Htl | Multiple | CZ09 | Any | SDGHtlCZ092003 | SDGHtlCZ09 | 2003 | 0 | 03
ComVint | SDGHtlCZ09 | Ex | SDG | SDG | Htl | Multiple | CZ09 | Any | SDGHtlCZ092007 | SDGHtlCZ09 | 2007 | 0 | 07
ComVint | SDGHtlCZ09 | Ex | SDG | SDG | Htl | Multiple | CZ09 | Any | SDGHtlCZ092011 | SDGHtlCZ09 | 2011 | 0 | 11
ComVint | SDGHtlCZ09 | Ex | SDG | SDG | Htl | Multiple | CZ09 | Any | SDGHtlCZ092014 | SDGHtlCZ09 | 2014 | 0 | 14
ComVint | SDGHtlCZ10 | Ex | SDG | SDG | Htl | Multiple | CZ10 | Any | SDGHtlCZ101975 | SDGHtlCZ10 | 1975 | 0.45135 | 75
ComVint | SDGHtlCZ10 | Ex | SDG | SDG | Htl | Multiple | CZ10 | Any | SDGHtlCZ101985 | SDGHtlCZ10 | 1985 | 0.8565 | 85
ComVint | SDGHtlCZ10 | Ex | SDG | SDG | Htl | Multiple | CZ10 | Any | SDGHtlCZ101996 | SDGHtlCZ10 | 1996 | 0.18485 | 96
ComVint | SDGHtlCZ10 | Ex | SDG | SDG | Htl | Multiple | CZ10 | Any | SDGHtlCZ102003 | SDGHtlCZ10 | 2003 | 0.2658 | 03
ComVint | SDGHtlCZ10 | Ex | SDG | SDG | Htl | Multiple | CZ10 | Any | SDGHtlCZ102007 | SDGHtlCZ10 | 2007 | 0.1465 | 07
ComVint | SDGHtlCZ10 | Ex | SDG | SDG | Htl | Multiple | CZ10 | Any | SDGHtlCZ102011 | SDGHtlCZ10 | 2011 | 0.1465 | 11
ComVint | SDGHtlCZ10 | Ex | SDG | SDG | Htl | Multiple | CZ10 | Any | SDGHtlCZ102014 | SDGHtlCZ10 | 2014 | 0.07325 | 14
ComVint | SDGHtlCZ11 | Ex | SDG | SDG | Htl | Multiple | CZ11 | Any | SDGHtlCZ111975 | SDGHtlCZ11 | 1975 | 0 | 75
ComVint | SDGHtlCZ11 | Ex | SDG | SDG | Htl | Multiple | CZ11 | Any | SDGHtlCZ111985 | SDGHtlCZ11 | 1985 | 0 | 85
ComVint | SDGHtlCZ11 | Ex | SDG | SDG | Htl | Multiple | CZ11 | Any | SDGHtlCZ111996 | SDGHtlCZ11 | 1996 | 0 | 96
ComVint | SDGHtlCZ11 | Ex | SDG | SDG | Htl | Multiple | CZ11 | Any | SDGHtlCZ112003 | SDGHtlCZ11 | 2003 | 0 | 03
ComVint | SDGHtlCZ11 | Ex | SDG | SDG | Htl | Multiple | CZ11 | Any | SDGHtlCZ112007 | SDGHtlCZ11 | 2007 | 0 | 07
ComVint | SDGHtlCZ11 | Ex | SDG | SDG | Htl | Multiple | CZ11 | Any | SDGHtlCZ112011 | SDGHtlCZ11 | 2011 | 0 | 11
ComVint | SDGHtlCZ11 | Ex | SDG | SDG | Htl | Multiple | CZ11 | Any | SDGHtlCZ112014 | SDGHtlCZ11 | 2014 | 0 | 14
ComVint | SDGHtlCZ12 | Ex | SDG | SDG | Htl | Multiple | CZ12 | Any | SDGHtlCZ121975 | SDGHtlCZ12 | 1975 | 0 | 75
ComVint | SDGHtlCZ12 | Ex | SDG | SDG | Htl | Multiple | CZ12 | Any | SDGHtlCZ121985 | SDGHtlCZ12 | 1985 | 0 | 85
ComVint | SDGHtlCZ12 | Ex | SDG | SDG | Htl | Multiple | CZ12 | Any | SDGHtlCZ121996 | SDGHtlCZ12 | 1996 | 0 | 96
ComVint | SDGHtlCZ12 | Ex | SDG | SDG | Htl | Multiple | CZ12 | Any | SDGHtlCZ122003 | SDGHtlCZ12 | 2003 | 0 | 03
ComVint | SDGHtlCZ12 | Ex | SDG | SDG | Htl | Multiple | CZ12 | Any | SDGHtlCZ122007 | SDGHtlCZ12 | 2007 | 0 | 07
ComVint | SDGHtlCZ12 | Ex | SDG | SDG | Htl | Multiple | CZ12 | Any | SDGHtlCZ122011 | SDGHtlCZ12 | 2011 | 0 | 11
ComVint | SDGHtlCZ12 | Ex | SDG | SDG | Htl | Multiple | CZ12 | Any | SDGHtlCZ122014 | SDGHtlCZ12 | 2014 | 0 | 14
ComVint | SDGHtlCZ13 | Ex | SDG | SDG | Htl | Multiple | CZ13 | Any | SDGHtlCZ131975 | SDGHtlCZ13 | 1975 | 0 | 75
ComVint | SDGHtlCZ13 | Ex | SDG | SDG | Htl | Multiple | CZ13 | Any | SDGHtlCZ131985 | SDGHtlCZ13 | 1985 | 0 | 85
ComVint | SDGHtlCZ13 | Ex | SDG | SDG | Htl | Multiple | CZ13 | Any | SDGHtlCZ131996 | SDGHtlCZ13 | 1996 | 0 | 96
ComVint | SDGHtlCZ13 | Ex | SDG | SDG | Htl | Multiple | CZ13 | Any | SDGHtlCZ132003 | SDGHtlCZ13 | 2003 | 0 | 03
ComVint | SDGHtlCZ13 | Ex | SDG | SDG | Htl | Multiple | CZ13 | Any | SDGHtlCZ132007 | SDGHtlCZ13 | 2007 | 0 | 07
ComVint | SDGHtlCZ13 | Ex | SDG | SDG | Htl | Multiple | CZ13 | Any | SDGHtlCZ132011 | SDGHtlCZ13 | 2011 | 0 | 11
ComVint | SDGHtlCZ13 | Ex | SDG | SDG | Htl | Multiple | CZ13 | Any | SDGHtlCZ132014 | SDGHtlCZ13 | 2014 | 0 | 14
ComVint | SDGHtlCZ14 | Ex | SDG | SDG | Htl | Multiple | CZ14 | Any | SDGHtlCZ141975 | SDGHtlCZ14 | 1975 | 0.0449 | 75
ComVint | SDGHtlCZ14 | Ex | SDG | SDG | Htl | Multiple | CZ14 | Any | SDGHtlCZ141985 | SDGHtlCZ14 | 1985 | 0.0852 | 85
ComVint | SDGHtlCZ14 | Ex | SDG | SDG | Htl | Multiple | CZ14 | Any | SDGHtlCZ141996 | SDGHtlCZ14 | 1996 | 0.0184 | 96
ComVint | SDGHtlCZ14 | Ex | SDG | SDG | Htl | Multiple | CZ14 | Any | SDGHtlCZ142003 | SDGHtlCZ14 | 2003 | 0.02645 | 03
ComVint | SDGHtlCZ14 | Ex | SDG | SDG | Htl | Multiple | CZ14 | Any | SDGHtlCZ142007 | SDGHtlCZ14 | 2007 | 0.01455 | 07
ComVint | SDGHtlCZ14 | Ex | SDG | SDG | Htl | Multiple | CZ14 | Any | SDGHtlCZ142011 | SDGHtlCZ14 | 2011 | 0.01455 | 11
ComVint | SDGHtlCZ14 | Ex | SDG | SDG | Htl | Multiple | CZ14 | Any | SDGHtlCZ142014 | SDGHtlCZ14 | 2014 | 0.007275 | 14
ComVint | SDGHtlCZ15 | Ex | SDG | SDG | Htl | Multiple | CZ15 | Any | SDGHtlCZ151975 | SDGHtlCZ15 | 1975 | 0.05445 | 75
ComVint | SDGHtlCZ15 | Ex | SDG | SDG | Htl | Multiple | CZ15 | Any | SDGHtlCZ151985 | SDGHtlCZ15 | 1985 | 0.1033 | 85
ComVint | SDGHtlCZ15 | Ex | SDG | SDG | Htl | Multiple | CZ15 | Any | SDGHtlCZ151996 | SDGHtlCZ15 | 1996 | 0.0223 | 96
ComVint | SDGHtlCZ15 | Ex | SDG | SDG | Htl | Multiple | CZ15 | Any | SDGHtlCZ152003 | SDGHtlCZ15 | 2003 | 0.03205 | 03
ComVint | SDGHtlCZ15 | Ex | SDG | SDG | Htl | Multiple | CZ15 | Any | SDGHtlCZ152007 | SDGHtlCZ15 | 2007 | 0.01765 | 07
ComVint | SDGHtlCZ15 | Ex | SDG | SDG | Htl | Multiple | CZ15 | Any | SDGHtlCZ152011 | SDGHtlCZ15 | 2011 | 0.01765 | 11
ComVint | SDGHtlCZ15 | Ex | SDG | SDG | Htl | Multiple | CZ15 | Any | SDGHtlCZ152014 | SDGHtlCZ15 | 2014 | 0.008825 | 14
ComVint | SDGHtlCZ16 | Ex | SDG | SDG | Htl | Multiple | CZ16 | Any | SDGHtlCZ161975 | SDGHtlCZ16 | 1975 | 0 | 75
ComVint | SDGHtlCZ16 | Ex | SDG | SDG | Htl | Multiple | CZ16 | Any | SDGHtlCZ161985 | SDGHtlCZ16 | 1985 | 0 | 85
ComVint | SDGHtlCZ16 | Ex | SDG | SDG | Htl | Multiple | CZ16 | Any | SDGHtlCZ161996 | SDGHtlCZ16 | 1996 | 0 | 96
ComVint | SDGHtlCZ16 | Ex | SDG | SDG | Htl | Multiple | CZ16 | Any | SDGHtlCZ162003 | SDGHtlCZ16 | 2003 | 0 | 03
ComVint | SDGHtlCZ16 | Ex | SDG | SDG | Htl | Multiple | CZ16 | Any | SDGHtlCZ162007 | SDGHtlCZ16 | 2007 | 0 | 07
ComVint | SDGHtlCZ16 | Ex | SDG | SDG | Htl | Multiple | CZ16 | Any | SDGHtlCZ162011 | SDGHtlCZ16 | 2011 | 0 | 11
ComVint | SDGHtlCZ16 | Ex | SDG | SDG | Htl | Multiple | CZ16 | Any | SDGHtlCZ162014 | SDGHtlCZ16 | 2014 | 0 | 14
ComVint | SDGMBTCZ01 | Ex | SDG | SDG | MBT | Multiple | CZ01 | Any | SDGMBTCZ011975 | SDGMBTCZ01 | 1975 | 0 | 75
ComVint | SDGMBTCZ01 | Ex | SDG | SDG | MBT | Multiple | CZ01 | Any | SDGMBTCZ011985 | SDGMBTCZ01 | 1985 | 0 | 85
ComVint | SDGMBTCZ01 | Ex | SDG | SDG | MBT | Multiple | CZ01 | Any | SDGMBTCZ011996 | SDGMBTCZ01 | 1996 | 0 | 96
ComVint | SDGMBTCZ01 | Ex | SDG | SDG | MBT | Multiple | CZ01 | Any | SDGMBTCZ012003 | SDGMBTCZ01 | 2003 | 0 | 03
ComVint | SDGMBTCZ01 | Ex | SDG | SDG | MBT | Multiple | CZ01 | Any | SDGMBTCZ012007 | SDGMBTCZ01 | 2007 | 0 | 07
ComVint | SDGMBTCZ01 | Ex | SDG | SDG | MBT | Multiple | CZ01 | Any | SDGMBTCZ012011 | SDGMBTCZ01 | 2011 | 0 | 11
ComVint | SDGMBTCZ01 | Ex | SDG | SDG | MBT | Multiple | CZ01 | Any | SDGMBTCZ012014 | SDGMBTCZ01 | 2014 | 0 | 14
ComVint | SDGMBTCZ02 | Ex | SDG | SDG | MBT | Multiple | CZ02 | Any | SDGMBTCZ021975 | SDGMBTCZ02 | 1975 | 0 | 75
ComVint | SDGMBTCZ02 | Ex | SDG | SDG | MBT | Multiple | CZ02 | Any | SDGMBTCZ021985 | SDGMBTCZ02 | 1985 | 0 | 85
ComVint | SDGMBTCZ02 | Ex | SDG | SDG | MBT | Multiple | CZ02 | Any | SDGMBTCZ021996 | SDGMBTCZ02 | 1996 | 0 | 96
ComVint | SDGMBTCZ02 | Ex | SDG | SDG | MBT | Multiple | CZ02 | Any | SDGMBTCZ022003 | SDGMBTCZ02 | 2003 | 0 | 03
ComVint | SDGMBTCZ02 | Ex | SDG | SDG | MBT | Multiple | CZ02 | Any | SDGMBTCZ022007 | SDGMBTCZ02 | 2007 | 0 | 07
ComVint | SDGMBTCZ02 | Ex | SDG | SDG | MBT | Multiple | CZ02 | Any | SDGMBTCZ022011 | SDGMBTCZ02 | 2011 | 0 | 11
ComVint | SDGMBTCZ02 | Ex | SDG | SDG | MBT | Multiple | CZ02 | Any | SDGMBTCZ022014 | SDGMBTCZ02 | 2014 | 0 | 14
ComVint | SDGMBTCZ03 | Ex | SDG | SDG | MBT | Multiple | CZ03 | Any | SDGMBTCZ031975 | SDGMBTCZ03 | 1975 | 0 | 75
ComVint | SDGMBTCZ03 | Ex | SDG | SDG | MBT | Multiple | CZ03 | Any | SDGMBTCZ031985 | SDGMBTCZ03 | 1985 | 0 | 85
ComVint | SDGMBTCZ03 | Ex | SDG | SDG | MBT | Multiple | CZ03 | Any | SDGMBTCZ031996 | SDGMBTCZ03 | 1996 | 0 | 96
ComVint | SDGMBTCZ03 | Ex | SDG | SDG | MBT | Multiple | CZ03 | Any | SDGMBTCZ032003 | SDGMBTCZ03 | 2003 | 0 | 03
ComVint | SDGMBTCZ03 | Ex | SDG | SDG | MBT | Multiple | CZ03 | Any | SDGMBTCZ032007 | SDGMBTCZ03 | 2007 | 0 | 07
ComVint | SDGMBTCZ03 | Ex | SDG | SDG | MBT | Multiple | CZ03 | Any | SDGMBTCZ032011 | SDGMBTCZ03 | 2011 | 0 | 11
ComVint | SDGMBTCZ03 | Ex | SDG | SDG | MBT | Multiple | CZ03 | Any | SDGMBTCZ032014 | SDGMBTCZ03 | 2014 | 0 | 14
ComVint | SDGMBTCZ04 | Ex | SDG | SDG | MBT | Multiple | CZ04 | Any | SDGMBTCZ041975 | SDGMBTCZ04 | 1975 | 0 | 75
ComVint | SDGMBTCZ04 | Ex | SDG | SDG | MBT | Multiple | CZ04 | Any | SDGMBTCZ041985 | SDGMBTCZ04 | 1985 | 0 | 85
ComVint | SDGMBTCZ04 | Ex | SDG | SDG | MBT | Multiple | CZ04 | Any | SDGMBTCZ041996 | SDGMBTCZ04 | 1996 | 0 | 96
ComVint | SDGMBTCZ04 | Ex | SDG | SDG | MBT | Multiple | CZ04 | Any | SDGMBTCZ042003 | SDGMBTCZ04 | 2003 | 0 | 03
ComVint | SDGMBTCZ04 | Ex | SDG | SDG | MBT | Multiple | CZ04 | Any | SDGMBTCZ042007 | SDGMBTCZ04 | 2007 | 0 | 07
ComVint | SDGMBTCZ04 | Ex | SDG | SDG | MBT | Multiple | CZ04 | Any | SDGMBTCZ042011 | SDGMBTCZ04 | 2011 | 0 | 11
ComVint | SDGMBTCZ04 | Ex | SDG | SDG | MBT | Multiple | CZ04 | Any | SDGMBTCZ042014 | SDGMBTCZ04 | 2014 | 0 | 14
ComVint | SDGMBTCZ05 | Ex | SDG | SDG | MBT | Multiple | CZ05 | Any | SDGMBTCZ051975 | SDGMBTCZ05 | 1975 | 0 | 75
ComVint | SDGMBTCZ05 | Ex | SDG | SDG | MBT | Multiple | CZ05 | Any | SDGMBTCZ051985 | SDGMBTCZ05 | 1985 | 0 | 85
ComVint | SDGMBTCZ05 | Ex | SDG | SDG | MBT | Multiple | CZ05 | Any | SDGMBTCZ051996 | SDGMBTCZ05 | 1996 | 0 | 96
ComVint | SDGMBTCZ05 | Ex | SDG | SDG | MBT | Multiple | CZ05 | Any | SDGMBTCZ052003 | SDGMBTCZ05 | 2003 | 0 | 03
ComVint | SDGMBTCZ05 | Ex | SDG | SDG | MBT | Multiple | CZ05 | Any | SDGMBTCZ052007 | SDGMBTCZ05 | 2007 | 0 | 07
ComVint | SDGMBTCZ05 | Ex | SDG | SDG | MBT | Multiple | CZ05 | Any | SDGMBTCZ052011 | SDGMBTCZ05 | 2011 | 0 | 11
ComVint | SDGMBTCZ05 | Ex | SDG | SDG | MBT | Multiple | CZ05 | Any | SDGMBTCZ052014 | SDGMBTCZ05 | 2014 | 0 | 14
ComVint | SDGMBTCZ06 | Ex | SDG | SDG | MBT | Multiple | CZ06 | Any | SDGMBTCZ061975 | SDGMBTCZ06 | 1975 | 0.20117 | 75
ComVint | SDGMBTCZ06 | Ex | SDG | SDG | MBT | Multiple | CZ06 | Any | SDGMBTCZ061985 | SDGMBTCZ06 | 1985 | 0.3073 | 85
ComVint | SDGMBTCZ06 | Ex | SDG | SDG | MBT | Multiple | CZ06 | Any | SDGMBTCZ061996 | SDGMBTCZ06 | 1996 | 0.20073 | 96
ComVint | SDGMBTCZ06 | Ex | SDG | SDG | MBT | Multiple | CZ06 | Any | SDGMBTCZ062003 | SDGMBTCZ06 | 2003 | 0.0999 | 03
ComVint | SDGMBTCZ06 | Ex | SDG | SDG | MBT | Multiple | CZ06 | Any | SDGMBTCZ062007 | SDGMBTCZ06 | 2007 | 0.058967 | 07
ComVint | SDGMBTCZ06 | Ex | SDG | SDG | MBT | Multiple | CZ06 | Any | SDGMBTCZ062011 | SDGMBTCZ06 | 2011 | 0.058967 | 11
ComVint | SDGMBTCZ06 | Ex | SDG | SDG | MBT | Multiple | CZ06 | Any | SDGMBTCZ062014 | SDGMBTCZ06 | 2014 | 0.029483 | 14
ComVint | SDGMBTCZ07 | Ex | SDG | SDG | MBT | Multiple | CZ07 | Any | SDGMBTCZ071975 | SDGMBTCZ07 | 1975 | 3.8964 | 75
ComVint | SDGMBTCZ07 | Ex | SDG | SDG | MBT | Multiple | CZ07 | Any | SDGMBTCZ071985 | SDGMBTCZ07 | 1985 | 5.9519 | 85
ComVint | SDGMBTCZ07 | Ex | SDG | SDG | MBT | Multiple | CZ07 | Any | SDGMBTCZ071996 | SDGMBTCZ07 | 1996 | 3.8878 | 96
ComVint | SDGMBTCZ07 | Ex | SDG | SDG | MBT | Multiple | CZ07 | Any | SDGMBTCZ072003 | SDGMBTCZ07 | 2003 | 1.935 | 03
ComVint | SDGMBTCZ07 | Ex | SDG | SDG | MBT | Multiple | CZ07 | Any | SDGMBTCZ072007 | SDGMBTCZ07 | 2007 | 1.1418 | 07
ComVint | SDGMBTCZ07 | Ex | SDG | SDG | MBT | Multiple | CZ07 | Any | SDGMBTCZ072011 | SDGMBTCZ07 | 2011 | 1.1418 | 11
ComVint | SDGMBTCZ07 | Ex | SDG | SDG | MBT | Multiple | CZ07 | Any | SDGMBTCZ072014 | SDGMBTCZ07 | 2014 | 0.57092 | 14
ComVint | SDGMBTCZ08 | Ex | SDG | SDG | MBT | Multiple | CZ08 | Any | SDGMBTCZ081975 | SDGMBTCZ08 | 1975 | 0.12343 | 75
ComVint | SDGMBTCZ08 | Ex | SDG | SDG | MBT | Multiple | CZ08 | Any | SDGMBTCZ081985 | SDGMBTCZ08 | 1985 | 0.18853 | 85
ComVint | SDGMBTCZ08 | Ex | SDG | SDG | MBT | Multiple | CZ08 | Any | SDGMBTCZ081996 | SDGMBTCZ08 | 1996 | 0.12313 | 96
ComVint | SDGMBTCZ08 | Ex | SDG | SDG | MBT | Multiple | CZ08 | Any | SDGMBTCZ082003 | SDGMBTCZ08 | 2003 | 0.0613 | 03
ComVint | SDGMBTCZ08 | Ex | SDG | SDG | MBT | Multiple | CZ08 | Any | SDGMBTCZ082007 | SDGMBTCZ08 | 2007 | 0.036167 | 07
ComVint | SDGMBTCZ08 | Ex | SDG | SDG | MBT | Multiple | CZ08 | Any | SDGMBTCZ082011 | SDGMBTCZ08 | 2011 | 0.036167 | 11
ComVint | SDGMBTCZ08 | Ex | SDG | SDG | MBT | Multiple | CZ08 | Any | SDGMBTCZ082014 | SDGMBTCZ08 | 2014 | 0.018083 | 14
ComVint | SDGMBTCZ09 | Ex | SDG | SDG | MBT | Multiple | CZ09 | Any | SDGMBTCZ091975 | SDGMBTCZ09 | 1975 | 0 | 75
ComVint | SDGMBTCZ09 | Ex | SDG | SDG | MBT | Multiple | CZ09 | Any | SDGMBTCZ091985 | SDGMBTCZ09 | 1985 | 0 | 85
ComVint | SDGMBTCZ09 | Ex | SDG | SDG | MBT | Multiple | CZ09 | Any | SDGMBTCZ091996 | SDGMBTCZ09 | 1996 | 0 | 96
ComVint | SDGMBTCZ09 | Ex | SDG | SDG | MBT | Multiple | CZ09 | Any | SDGMBTCZ092003 | SDGMBTCZ09 | 2003 | 0 | 03
ComVint | SDGMBTCZ09 | Ex | SDG | SDG | MBT | Multiple | CZ09 | Any | SDGMBTCZ092007 | SDGMBTCZ09 | 2007 | 0 | 07
ComVint | SDGMBTCZ09 | Ex | SDG | SDG | MBT | Multiple | CZ09 | Any | SDGMBTCZ092011 | SDGMBTCZ09 | 2011 | 0 | 11
ComVint | SDGMBTCZ09 | Ex | SDG | SDG | MBT | Multiple | CZ09 | Any | SDGMBTCZ092014 | SDGMBTCZ09 | 2014 | 0 | 14
ComVint | SDGMBTCZ10 | Ex | SDG | SDG | MBT | Multiple | CZ10 | Any | SDGMBTCZ101975 | SDGMBTCZ10 | 1975 | 1.8723 | 75
ComVint | SDGMBTCZ10 | Ex | SDG | SDG | MBT | Multiple | CZ10 | Any | SDGMBTCZ101985 | SDGMBTCZ10 | 1985 | 2.86 | 85
ComVint | SDGMBTCZ10 | Ex | SDG | SDG | MBT | Multiple | CZ10 | Any | SDGMBTCZ101996 | SDGMBTCZ10 | 1996 | 1.8682 | 96
ComVint | SDGMBTCZ10 | Ex | SDG | SDG | MBT | Multiple | CZ10 | Any | SDGMBTCZ102003 | SDGMBTCZ10 | 2003 | 0.9298 | 03
ComVint | SDGMBTCZ10 | Ex | SDG | SDG | MBT | Multiple | CZ10 | Any | SDGMBTCZ102007 | SDGMBTCZ10 | 2007 | 0.54867 | 07
ComVint | SDGMBTCZ10 | Ex | SDG | SDG | MBT | Multiple | CZ10 | Any | SDGMBTCZ102011 | SDGMBTCZ10 | 2011 | 0.54867 | 11
ComVint | SDGMBTCZ10 | Ex | SDG | SDG | MBT | Multiple | CZ10 | Any | SDGMBTCZ102014 | SDGMBTCZ10 | 2014 | 0.27433 | 14
ComVint | SDGMBTCZ11 | Ex | SDG | SDG | MBT | Multiple | CZ11 | Any | SDGMBTCZ111975 | SDGMBTCZ11 | 1975 | 0 | 75
ComVint | SDGMBTCZ11 | Ex | SDG | SDG | MBT | Multiple | CZ11 | Any | SDGMBTCZ111985 | SDGMBTCZ11 | 1985 | 0 | 85
ComVint | SDGMBTCZ11 | Ex | SDG | SDG | MBT | Multiple | CZ11 | Any | SDGMBTCZ111996 | SDGMBTCZ11 | 1996 | 0 | 96
ComVint | SDGMBTCZ11 | Ex | SDG | SDG | MBT | Multiple | CZ11 | Any | SDGMBTCZ112003 | SDGMBTCZ11 | 2003 | 0 | 03
ComVint | SDGMBTCZ11 | Ex | SDG | SDG | MBT | Multiple | CZ11 | Any | SDGMBTCZ112007 | SDGMBTCZ11 | 2007 | 0 | 07
ComVint | SDGMBTCZ11 | Ex | SDG | SDG | MBT | Multiple | CZ11 | Any | SDGMBTCZ112011 | SDGMBTCZ11 | 2011 | 0 | 11
ComVint | SDGMBTCZ11 | Ex | SDG | SDG | MBT | Multiple | CZ11 | Any | SDGMBTCZ112014 | SDGMBTCZ11 | 2014 | 0 | 14
ComVint | SDGMBTCZ12 | Ex | SDG | SDG | MBT | Multiple | CZ12 | Any | SDGMBTCZ121975 | SDGMBTCZ12 | 1975 | 0 | 75
ComVint | SDGMBTCZ12 | Ex | SDG | SDG | MBT | Multiple | CZ12 | Any | SDGMBTCZ121985 | SDGMBTCZ12 | 1985 | 0 | 85
ComVint | SDGMBTCZ12 | Ex | SDG | SDG | MBT | Multiple | CZ12 | Any | SDGMBTCZ121996 | SDGMBTCZ12 | 1996 | 0 | 96
ComVint | SDGMBTCZ12 | Ex | SDG | SDG | MBT | Multiple | CZ12 | Any | SDGMBTCZ122003 | SDGMBTCZ12 | 2003 | 0 | 03
ComVint | SDGMBTCZ12 | Ex | SDG | SDG | MBT | Multiple | CZ12 | Any | SDGMBTCZ122007 | SDGMBTCZ12 | 2007 | 0 | 07
ComVint | SDGMBTCZ12 | Ex | SDG | SDG | MBT | Multiple | CZ12 | Any | SDGMBTCZ122011 | SDGMBTCZ12 | 2011 | 0 | 11
ComVint | SDGMBTCZ12 | Ex | SDG | SDG | MBT | Multiple | CZ12 | Any | SDGMBTCZ122014 | SDGMBTCZ12 | 2014 | 0 | 14
ComVint | SDGMBTCZ13 | Ex | SDG | SDG | MBT | Multiple | CZ13 | Any | SDGMBTCZ131975 | SDGMBTCZ13 | 1975 | 0 | 75
ComVint | SDGMBTCZ13 | Ex | SDG | SDG | MBT | Multiple | CZ13 | Any | SDGMBTCZ131985 | SDGMBTCZ13 | 1985 | 0 | 85
ComVint | SDGMBTCZ13 | Ex | SDG | SDG | MBT | Multiple | CZ13 | Any | SDGMBTCZ131996 | SDGMBTCZ13 | 1996 | 0 | 96
ComVint | SDGMBTCZ13 | Ex | SDG | SDG | MBT | Multiple | CZ13 | Any | SDGMBTCZ132003 | SDGMBTCZ13 | 2003 | 0 | 03
ComVint | SDGMBTCZ13 | Ex | SDG | SDG | MBT | Multiple | CZ13 | Any | SDGMBTCZ132007 | SDGMBTCZ13 | 2007 | 0 | 07
ComVint | SDGMBTCZ13 | Ex | SDG | SDG | MBT | Multiple | CZ13 | Any | SDGMBTCZ132011 | SDGMBTCZ13 | 2011 | 0 | 11
ComVint | SDGMBTCZ13 | Ex | SDG | SDG | MBT | Multiple | CZ13 | Any | SDGMBTCZ132014 | SDGMBTCZ13 | 2014 | 0 | 14
ComVint | SDGMBTCZ14 | Ex | SDG | SDG | MBT | Multiple | CZ14 | Any | SDGMBTCZ141975 | SDGMBTCZ14 | 1975 | 0.058633 | 75
ComVint | SDGMBTCZ14 | Ex | SDG | SDG | MBT | Multiple | CZ14 | Any | SDGMBTCZ141985 | SDGMBTCZ14 | 1985 | 0.089567 | 85
ComVint | SDGMBTCZ14 | Ex | SDG | SDG | MBT | Multiple | CZ14 | Any | SDGMBTCZ141996 | SDGMBTCZ14 | 1996 | 0.0585 | 96
ComVint | SDGMBTCZ14 | Ex | SDG | SDG | MBT | Multiple | CZ14 | Any | SDGMBTCZ142003 | SDGMBTCZ14 | 2003 | 0.0291 | 03
ComVint | SDGMBTCZ14 | Ex | SDG | SDG | MBT | Multiple | CZ14 | Any | SDGMBTCZ142007 | SDGMBTCZ14 | 2007 | 0.017167 | 07
ComVint | SDGMBTCZ14 | Ex | SDG | SDG | MBT | Multiple | CZ14 | Any | SDGMBTCZ142011 | SDGMBTCZ14 | 2011 | 0.017167 | 11
ComVint | SDGMBTCZ14 | Ex | SDG | SDG | MBT | Multiple | CZ14 | Any | SDGMBTCZ142014 | SDGMBTCZ14 | 2014 | 0.0085833 | 14
ComVint | SDGMBTCZ15 | Ex | SDG | SDG | MBT | Multiple | CZ15 | Any | SDGMBTCZ151975 | SDGMBTCZ15 | 1975 | 0.019133 | 75
ComVint | SDGMBTCZ15 | Ex | SDG | SDG | MBT | Multiple | CZ15 | Any | SDGMBTCZ151985 | SDGMBTCZ15 | 1985 | 0.029233 | 85
ComVint | SDGMBTCZ15 | Ex | SDG | SDG | MBT | Multiple | CZ15 | Any | SDGMBTCZ151996 | SDGMBTCZ15 | 1996 | 0.0191 | 96
ComVint | SDGMBTCZ15 | Ex | SDG | SDG | MBT | Multiple | CZ15 | Any | SDGMBTCZ152003 | SDGMBTCZ15 | 2003 | 0.0095 | 03
ComVint | SDGMBTCZ15 | Ex | SDG | SDG | MBT | Multiple | CZ15 | Any | SDGMBTCZ152007 | SDGMBTCZ15 | 2007 | 0.0056 | 07
ComVint | SDGMBTCZ15 | Ex | SDG | SDG | MBT | Multiple | CZ15 | Any | SDGMBTCZ152011 | SDGMBTCZ15 | 2011 | 0.0056 | 11
ComVint | SDGMBTCZ15 | Ex | SDG | SDG | MBT | Multiple | CZ15 | Any | SDGMBTCZ152014 | SDGMBTCZ15 | 2014 | 0.0028 | 14
ComVint | SDGMBTCZ16 | Ex | SDG | SDG | MBT | Multiple | CZ16 | Any | SDGMBTCZ161975 | SDGMBTCZ16 | 1975 | 0 | 75
ComVint | SDGMBTCZ16 | Ex | SDG | SDG | MBT | Multiple | CZ16 | Any | SDGMBTCZ161985 | SDGMBTCZ16 | 1985 | 0 | 85
ComVint | SDGMBTCZ16 | Ex | SDG | SDG | MBT | Multiple | CZ16 | Any | SDGMBTCZ161996 | SDGMBTCZ16 | 1996 | 0 | 96
ComVint | SDGMBTCZ16 | Ex | SDG | SDG | MBT | Multiple | CZ16 | Any | SDGMBTCZ162003 | SDGMBTCZ16 | 2003 | 0 | 03
ComVint | SDGMBTCZ16 | Ex | SDG | SDG | MBT | Multiple | CZ16 | Any | SDGMBTCZ162007 | SDGMBTCZ16 | 2007 | 0 | 07
ComVint | SDGMBTCZ16 | Ex | SDG | SDG | MBT | Multiple | CZ16 | Any | SDGMBTCZ162011 | SDGMBTCZ16 | 2011 | 0 | 11
ComVint | SDGMBTCZ16 | Ex | SDG | SDG | MBT | Multiple | CZ16 | Any | SDGMBTCZ162014 | SDGMBTCZ16 | 2014 | 0 | 14
ComVint | SDGMLICZ01 | Ex | SDG | SDG | MLI | Multiple | CZ01 | Any | SDGMLICZ011975 | SDGMLICZ01 | 1975 | 0 | 75
ComVint | SDGMLICZ01 | Ex | SDG | SDG | MLI | Multiple | CZ01 | Any | SDGMLICZ011985 | SDGMLICZ01 | 1985 | 0 | 85
ComVint | SDGMLICZ01 | Ex | SDG | SDG | MLI | Multiple | CZ01 | Any | SDGMLICZ011996 | SDGMLICZ01 | 1996 | 0 | 96
ComVint | SDGMLICZ01 | Ex | SDG | SDG | MLI | Multiple | CZ01 | Any | SDGMLICZ012003 | SDGMLICZ01 | 2003 | 0 | 03
ComVint | SDGMLICZ01 | Ex | SDG | SDG | MLI | Multiple | CZ01 | Any | SDGMLICZ012007 | SDGMLICZ01 | 2007 | 0 | 07
ComVint | SDGMLICZ01 | Ex | SDG | SDG | MLI | Multiple | CZ01 | Any | SDGMLICZ012011 | SDGMLICZ01 | 2011 | 0 | 11
ComVint | SDGMLICZ01 | Ex | SDG | SDG | MLI | Multiple | CZ01 | Any | SDGMLICZ012014 | SDGMLICZ01 | 2014 | 0 | 14
ComVint | SDGMLICZ02 | Ex | SDG | SDG | MLI | Multiple | CZ02 | Any | SDGMLICZ021975 | SDGMLICZ02 | 1975 | 0 | 75
ComVint | SDGMLICZ02 | Ex | SDG | SDG | MLI | Multiple | CZ02 | Any | SDGMLICZ021985 | SDGMLICZ02 | 1985 | 0 | 85
ComVint | SDGMLICZ02 | Ex | SDG | SDG | MLI | Multiple | CZ02 | Any | SDGMLICZ021996 | SDGMLICZ02 | 1996 | 0 | 96
ComVint | SDGMLICZ02 | Ex | SDG | SDG | MLI | Multiple | CZ02 | Any | SDGMLICZ022003 | SDGMLICZ02 | 2003 | 0 | 03
ComVint | SDGMLICZ02 | Ex | SDG | SDG | MLI | Multiple | CZ02 | Any | SDGMLICZ022007 | SDGMLICZ02 | 2007 | 0 | 07
ComVint | SDGMLICZ02 | Ex | SDG | SDG | MLI | Multiple | CZ02 | Any | SDGMLICZ022011 | SDGMLICZ02 | 2011 | 0 | 11
ComVint | SDGMLICZ02 | Ex | SDG | SDG | MLI | Multiple | CZ02 | Any | SDGMLICZ022014 | SDGMLICZ02 | 2014 | 0 | 14
ComVint | SDGMLICZ03 | Ex | SDG | SDG | MLI | Multiple | CZ03 | Any | SDGMLICZ031975 | SDGMLICZ03 | 1975 | 0 | 75
ComVint | SDGMLICZ03 | Ex | SDG | SDG | MLI | Multiple | CZ03 | Any | SDGMLICZ031985 | SDGMLICZ03 | 1985 | 0 | 85
ComVint | SDGMLICZ03 | Ex | SDG | SDG | MLI | Multiple | CZ03 | Any | SDGMLICZ031996 | SDGMLICZ03 | 1996 | 0 | 96
ComVint | SDGMLICZ03 | Ex | SDG | SDG | MLI | Multiple | CZ03 | Any | SDGMLICZ032003 | SDGMLICZ03 | 2003 | 0 | 03
ComVint | SDGMLICZ03 | Ex | SDG | SDG | MLI | Multiple | CZ03 | Any | SDGMLICZ032007 | SDGMLICZ03 | 2007 | 0 | 07
ComVint | SDGMLICZ03 | Ex | SDG | SDG | MLI | Multiple | CZ03 | Any | SDGMLICZ032011 | SDGMLICZ03 | 2011 | 0 | 11
ComVint | SDGMLICZ03 | Ex | SDG | SDG | MLI | Multiple | CZ03 | Any | SDGMLICZ032014 | SDGMLICZ03 | 2014 | 0 | 14
ComVint | SDGMLICZ04 | Ex | SDG | SDG | MLI | Multiple | CZ04 | Any | SDGMLICZ041975 | SDGMLICZ04 | 1975 | 0 | 75
ComVint | SDGMLICZ04 | Ex | SDG | SDG | MLI | Multiple | CZ04 | Any | SDGMLICZ041985 | SDGMLICZ04 | 1985 | 0 | 85
ComVint | SDGMLICZ04 | Ex | SDG | SDG | MLI | Multiple | CZ04 | Any | SDGMLICZ041996 | SDGMLICZ04 | 1996 | 0 | 96
ComVint | SDGMLICZ04 | Ex | SDG | SDG | MLI | Multiple | CZ04 | Any | SDGMLICZ042003 | SDGMLICZ04 | 2003 | 0 | 03
ComVint | SDGMLICZ04 | Ex | SDG | SDG | MLI | Multiple | CZ04 | Any | SDGMLICZ042007 | SDGMLICZ04 | 2007 | 0 | 07
ComVint | SDGMLICZ04 | Ex | SDG | SDG | MLI | Multiple | CZ04 | Any | SDGMLICZ042011 | SDGMLICZ04 | 2011 | 0 | 11
ComVint | SDGMLICZ04 | Ex | SDG | SDG | MLI | Multiple | CZ04 | Any | SDGMLICZ042014 | SDGMLICZ04 | 2014 | 0 | 14
ComVint | SDGMLICZ05 | Ex | SDG | SDG | MLI | Multiple | CZ05 | Any | SDGMLICZ051975 | SDGMLICZ05 | 1975 | 0 | 75
ComVint | SDGMLICZ05 | Ex | SDG | SDG | MLI | Multiple | CZ05 | Any | SDGMLICZ051985 | SDGMLICZ05 | 1985 | 0 | 85
ComVint | SDGMLICZ05 | Ex | SDG | SDG | MLI | Multiple | CZ05 | Any | SDGMLICZ051996 | SDGMLICZ05 | 1996 | 0 | 96
ComVint | SDGMLICZ05 | Ex | SDG | SDG | MLI | Multiple | CZ05 | Any | SDGMLICZ052003 | SDGMLICZ05 | 2003 | 0 | 03
ComVint | SDGMLICZ05 | Ex | SDG | SDG | MLI | Multiple | CZ05 | Any | SDGMLICZ052007 | SDGMLICZ05 | 2007 | 0 | 07
ComVint | SDGMLICZ05 | Ex | SDG | SDG | MLI | Multiple | CZ05 | Any | SDGMLICZ052011 | SDGMLICZ05 | 2011 | 0 | 11
ComVint | SDGMLICZ05 | Ex | SDG | SDG | MLI | Multiple | CZ05 | Any | SDGMLICZ052014 | SDGMLICZ05 | 2014 | 0 | 14
ComVint | SDGMLICZ06 | Ex | SDG | SDG | MLI | Multiple | CZ06 | Any | SDGMLICZ061975 | SDGMLICZ06 | 1975 | 0.20117 | 75
ComVint | SDGMLICZ06 | Ex | SDG | SDG | MLI | Multiple | CZ06 | Any | SDGMLICZ061985 | SDGMLICZ06 | 1985 | 0.3073 | 85
ComVint | SDGMLICZ06 | Ex | SDG | SDG | MLI | Multiple | CZ06 | Any | SDGMLICZ061996 | SDGMLICZ06 | 1996 | 0.20073 | 96
ComVint | SDGMLICZ06 | Ex | SDG | SDG | MLI | Multiple | CZ06 | Any | SDGMLICZ062003 | SDGMLICZ06 | 2003 | 0.0999 | 03
ComVint | SDGMLICZ06 | Ex | SDG | SDG | MLI | Multiple | CZ06 | Any | SDGMLICZ062007 | SDGMLICZ06 | 2007 | 0.058967 | 07
ComVint | SDGMLICZ06 | Ex | SDG | SDG | MLI | Multiple | CZ06 | Any | SDGMLICZ062011 | SDGMLICZ06 | 2011 | 0.058967 | 11
ComVint | SDGMLICZ06 | Ex | SDG | SDG | MLI | Multiple | CZ06 | Any | SDGMLICZ062014 | SDGMLICZ06 | 2014 | 0.029483 | 14
ComVint | SDGMLICZ07 | Ex | SDG | SDG | MLI | Multiple | CZ07 | Any | SDGMLICZ071975 | SDGMLICZ07 | 1975 | 3.8964 | 75
ComVint | SDGMLICZ07 | Ex | SDG | SDG | MLI | Multiple | CZ07 | Any | SDGMLICZ071985 | SDGMLICZ07 | 1985 | 5.9519 | 85
ComVint | SDGMLICZ07 | Ex | SDG | SDG | MLI | Multiple | CZ07 | Any | SDGMLICZ071996 | SDGMLICZ07 | 1996 | 3.8878 | 96
ComVint | SDGMLICZ07 | Ex | SDG | SDG | MLI | Multiple | CZ07 | Any | SDGMLICZ072003 | SDGMLICZ07 | 2003 | 1.935 | 03
ComVint | SDGMLICZ07 | Ex | SDG | SDG | MLI | Multiple | CZ07 | Any | SDGMLICZ072007 | SDGMLICZ07 | 2007 | 1.1418 | 07
ComVint | SDGMLICZ07 | Ex | SDG | SDG | MLI | Multiple | CZ07 | Any | SDGMLICZ072011 | SDGMLICZ07 | 2011 | 1.1418 | 11
ComVint | SDGMLICZ07 | Ex | SDG | SDG | MLI | Multiple | CZ07 | Any | SDGMLICZ072014 | SDGMLICZ07 | 2014 | 0.57092 | 14
ComVint | SDGMLICZ08 | Ex | SDG | SDG | MLI | Multiple | CZ08 | Any | SDGMLICZ081975 | SDGMLICZ08 | 1975 | 0.12343 | 75
ComVint | SDGMLICZ08 | Ex | SDG | SDG | MLI | Multiple | CZ08 | Any | SDGMLICZ081985 | SDGMLICZ08 | 1985 | 0.18853 | 85
ComVint | SDGMLICZ08 | Ex | SDG | SDG | MLI | Multiple | CZ08 | Any | SDGMLICZ081996 | SDGMLICZ08 | 1996 | 0.12313 | 96
ComVint | SDGMLICZ08 | Ex | SDG | SDG | MLI | Multiple | CZ08 | Any | SDGMLICZ082003 | SDGMLICZ08 | 2003 | 0.0613 | 03
ComVint | SDGMLICZ08 | Ex | SDG | SDG | MLI | Multiple | CZ08 | Any | SDGMLICZ082007 | SDGMLICZ08 | 2007 | 0.036167 | 07
ComVint | SDGMLICZ08 | Ex | SDG | SDG | MLI | Multiple | CZ08 | Any | SDGMLICZ082011 | SDGMLICZ08 | 2011 | 0.036167 | 11
ComVint | SDGMLICZ08 | Ex | SDG | SDG | MLI | Multiple | CZ08 | Any | SDGMLICZ082014 | SDGMLICZ08 | 2014 | 0.018083 | 14
ComVint | SDGMLICZ09 | Ex | SDG | SDG | MLI | Multiple | CZ09 | Any | SDGMLICZ091975 | SDGMLICZ09 | 1975 | 0 | 75
ComVint | SDGMLICZ09 | Ex | SDG | SDG | MLI | Multiple | CZ09 | Any | SDGMLICZ091985 | SDGMLICZ09 | 1985 | 0 | 85
ComVint | SDGMLICZ09 | Ex | SDG | SDG | MLI | Multiple | CZ09 | Any | SDGMLICZ091996 | SDGMLICZ09 | 1996 | 0 | 96
ComVint | SDGMLICZ09 | Ex | SDG | SDG | MLI | Multiple | CZ09 | Any | SDGMLICZ092003 | SDGMLICZ09 | 2003 | 0 | 03
ComVint | SDGMLICZ09 | Ex | SDG | SDG | MLI | Multiple | CZ09 | Any | SDGMLICZ092007 | SDGMLICZ09 | 2007 | 0 | 07
ComVint | SDGMLICZ09 | Ex | SDG | SDG | MLI | Multiple | CZ09 | Any | SDGMLICZ092011 | SDGMLICZ09 | 2011 | 0 | 11
ComVint | SDGMLICZ09 | Ex | SDG | SDG | MLI | Multiple | CZ09 | Any | SDGMLICZ092014 | SDGMLICZ09 | 2014 | 0 | 14
ComVint | SDGMLICZ10 | Ex | SDG | SDG | MLI | Multiple | CZ10 | Any | SDGMLICZ101975 | SDGMLICZ10 | 1975 | 1.8723 | 75
ComVint | SDGMLICZ10 | Ex | SDG | SDG | MLI | Multiple | CZ10 | Any | SDGMLICZ101985 | SDGMLICZ10 | 1985 | 2.86 | 85
ComVint | SDGMLICZ10 | Ex | SDG | SDG | MLI | Multiple | CZ10 | Any | SDGMLICZ101996 | SDGMLICZ10 | 1996 | 1.8682 | 96
ComVint | SDGMLICZ10 | Ex | SDG | SDG | MLI | Multiple | CZ10 | Any | SDGMLICZ102003 | SDGMLICZ10 | 2003 | 0.9298 | 03
ComVint | SDGMLICZ10 | Ex | SDG | SDG | MLI | Multiple | CZ10 | Any | SDGMLICZ102007 | SDGMLICZ10 | 2007 | 0.54867 | 07
ComVint | SDGMLICZ10 | Ex | SDG | SDG | MLI | Multiple | CZ10 | Any | SDGMLICZ102011 | SDGMLICZ10 | 2011 | 0.54867 | 11
ComVint | SDGMLICZ10 | Ex | SDG | SDG | MLI | Multiple | CZ10 | Any | SDGMLICZ102014 | SDGMLICZ10 | 2014 | 0.27433 | 14
ComVint | SDGMLICZ11 | Ex | SDG | SDG | MLI | Multiple | CZ11 | Any | SDGMLICZ111975 | SDGMLICZ11 | 1975 | 0 | 75
ComVint | SDGMLICZ11 | Ex | SDG | SDG | MLI | Multiple | CZ11 | Any | SDGMLICZ111985 | SDGMLICZ11 | 1985 | 0 | 85
ComVint | SDGMLICZ11 | Ex | SDG | SDG | MLI | Multiple | CZ11 | Any | SDGMLICZ111996 | SDGMLICZ11 | 1996 | 0 | 96
ComVint | SDGMLICZ11 | Ex | SDG | SDG | MLI | Multiple | CZ11 | Any | SDGMLICZ112003 | SDGMLICZ11 | 2003 | 0 | 03
ComVint | SDGMLICZ11 | Ex | SDG | SDG | MLI | Multiple | CZ11 | Any | SDGMLICZ112007 | SDGMLICZ11 | 2007 | 0 | 07
ComVint | SDGMLICZ11 | Ex | SDG | SDG | MLI | Multiple | CZ11 | Any | SDGMLICZ112011 | SDGMLICZ11 | 2011 | 0 | 11
ComVint | SDGMLICZ11 | Ex | SDG | SDG | MLI | Multiple | CZ11 | Any | SDGMLICZ112014 | SDGMLICZ11 | 2014 | 0 | 14
ComVint | SDGMLICZ12 | Ex | SDG | SDG | MLI | Multiple | CZ12 | Any | SDGMLICZ121975 | SDGMLICZ12 | 1975 | 0 | 75
ComVint | SDGMLICZ12 | Ex | SDG | SDG | MLI | Multiple | CZ12 | Any | SDGMLICZ121985 | SDGMLICZ12 | 1985 | 0 | 85
ComVint | SDGMLICZ12 | Ex | SDG | SDG | MLI | Multiple | CZ12 | Any | SDGMLICZ121996 | SDGMLICZ12 | 1996 | 0 | 96
ComVint | SDGMLICZ12 | Ex | SDG | SDG | MLI | Multiple | CZ12 | Any | SDGMLICZ122003 | SDGMLICZ12 | 2003 | 0 | 03
ComVint | SDGMLICZ12 | Ex | SDG | SDG | MLI | Multiple | CZ12 | Any | SDGMLICZ122007 | SDGMLICZ12 | 2007 | 0 | 07
ComVint | SDGMLICZ12 | Ex | SDG | SDG | MLI | Multiple | CZ12 | Any | SDGMLICZ122011 | SDGMLICZ12 | 2011 | 0 | 11
ComVint | SDGMLICZ12 | Ex | SDG | SDG | MLI | Multiple | CZ12 | Any | SDGMLICZ122014 | SDGMLICZ12 | 2014 | 0 | 14
ComVint | SDGMLICZ13 | Ex | SDG | SDG | MLI | Multiple | CZ13 | Any | SDGMLICZ131975 | SDGMLICZ13 | 1975 | 0 | 75
ComVint | SDGMLICZ13 | Ex | SDG | SDG | MLI | Multiple | CZ13 | Any | SDGMLICZ131985 | SDGMLICZ13 | 1985 | 0 | 85
ComVint | SDGMLICZ13 | Ex | SDG | SDG | MLI | Multiple | CZ13 | Any | SDGMLICZ131996 | SDGMLICZ13 | 1996 | 0 | 96
ComVint | SDGMLICZ13 | Ex | SDG | SDG | MLI | Multiple | CZ13 | Any | SDGMLICZ132003 | SDGMLICZ13 | 2003 | 0 | 03
ComVint | SDGMLICZ13 | Ex | SDG | SDG | MLI | Multiple | CZ13 | Any | SDGMLICZ132007 | SDGMLICZ13 | 2007 | 0 | 07
ComVint | SDGMLICZ13 | Ex | SDG | SDG | MLI | Multiple | CZ13 | Any | SDGMLICZ132011 | SDGMLICZ13 | 2011 | 0 | 11
ComVint | SDGMLICZ13 | Ex | SDG | SDG | MLI | Multiple | CZ13 | Any | SDGMLICZ132014 | SDGMLICZ13 | 2014 | 0 | 14
ComVint | SDGMLICZ14 | Ex | SDG | SDG | MLI | Multiple | CZ14 | Any | SDGMLICZ141975 | SDGMLICZ14 | 1975 | 0.058633 | 75
ComVint | SDGMLICZ14 | Ex | SDG | SDG | MLI | Multiple | CZ14 | Any | SDGMLICZ141985 | SDGMLICZ14 | 1985 | 0.089567 | 85
ComVint | SDGMLICZ14 | Ex | SDG | SDG | MLI | Multiple | CZ14 | Any | SDGMLICZ141996 | SDGMLICZ14 | 1996 | 0.0585 | 96
ComVint | SDGMLICZ14 | Ex | SDG | SDG | MLI | Multiple | CZ14 | Any | SDGMLICZ142003 | SDGMLICZ14 | 2003 | 0.0291 | 03
ComVint | SDGMLICZ14 | Ex | SDG | SDG | MLI | Multiple | CZ14 | Any | SDGMLICZ142007 | SDGMLICZ14 | 2007 | 0.017167 | 07
ComVint | SDGMLICZ14 | Ex | SDG | SDG | MLI | Multiple | CZ14 | Any | SDGMLICZ142011 | SDGMLICZ14 | 2011 | 0.017167 | 11
ComVint | SDGMLICZ14 | Ex | SDG | SDG | MLI | Multiple | CZ14 | Any | SDGMLICZ142014 | SDGMLICZ14 | 2014 | 0.0085833 | 14
ComVint | SDGMLICZ15 | Ex | SDG | SDG | MLI | Multiple | CZ15 | Any | SDGMLICZ151975 | SDGMLICZ15 | 1975 | 0.019133 | 75
ComVint | SDGMLICZ15 | Ex | SDG | SDG | MLI | Multiple | CZ15 | Any | SDGMLICZ151985 | SDGMLICZ15 | 1985 | 0.029233 | 85
ComVint | SDGMLICZ15 | Ex | SDG | SDG | MLI | Multiple | CZ15 | Any | SDGMLICZ151996 | SDGMLICZ15 | 1996 | 0.0191 | 96
ComVint | SDGMLICZ15 | Ex | SDG | SDG | MLI | Multiple | CZ15 | Any | SDGMLICZ152003 | SDGMLICZ15 | 2003 | 0.0095 | 03
ComVint | SDGMLICZ15 | Ex | SDG | SDG | MLI | Multiple | CZ15 | Any | SDGMLICZ152007 | SDGMLICZ15 | 2007 | 0.0056 | 07
ComVint | SDGMLICZ15 | Ex | SDG | SDG | MLI | Multiple | CZ15 | Any | SDGMLICZ152011 | SDGMLICZ15 | 2011 | 0.0056 | 11
ComVint | SDGMLICZ15 | Ex | SDG | SDG | MLI | Multiple | CZ15 | Any | SDGMLICZ152014 | SDGMLICZ15 | 2014 | 0.0028 | 14
ComVint | SDGMLICZ16 | Ex | SDG | SDG | MLI | Multiple | CZ16 | Any | SDGMLICZ161975 | SDGMLICZ16 | 1975 | 0 | 75
ComVint | SDGMLICZ16 | Ex | SDG | SDG | MLI | Multiple | CZ16 | Any | SDGMLICZ161985 | SDGMLICZ16 | 1985 | 0 | 85
ComVint | SDGMLICZ16 | Ex | SDG | SDG | MLI | Multiple | CZ16 | Any | SDGMLICZ161996 | SDGMLICZ16 | 1996 | 0 | 96
ComVint | SDGMLICZ16 | Ex | SDG | SDG | MLI | Multiple | CZ16 | Any | SDGMLICZ162003 | SDGMLICZ16 | 2003 | 0 | 03
ComVint | SDGMLICZ16 | Ex | SDG | SDG | MLI | Multiple | CZ16 | Any | SDGMLICZ162007 | SDGMLICZ16 | 2007 | 0 | 07
ComVint | SDGMLICZ16 | Ex | SDG | SDG | MLI | Multiple | CZ16 | Any | SDGMLICZ162011 | SDGMLICZ16 | 2011 | 0 | 11
ComVint | SDGMLICZ16 | Ex | SDG | SDG | MLI | Multiple | CZ16 | Any | SDGMLICZ162014 | SDGMLICZ16 | 2014 | 0 | 14
ComVint | SDGMtlCZ01 | Ex | SDG | SDG | Mtl | Multiple | CZ01 | Any | SDGMtlCZ011975 | SDGMtlCZ01 | 1975 | 0 | 75
ComVint | SDGMtlCZ01 | Ex | SDG | SDG | Mtl | Multiple | CZ01 | Any | SDGMtlCZ011985 | SDGMtlCZ01 | 1985 | 0 | 85
ComVint | SDGMtlCZ01 | Ex | SDG | SDG | Mtl | Multiple | CZ01 | Any | SDGMtlCZ011996 | SDGMtlCZ01 | 1996 | 0 | 96
ComVint | SDGMtlCZ01 | Ex | SDG | SDG | Mtl | Multiple | CZ01 | Any | SDGMtlCZ012003 | SDGMtlCZ01 | 2003 | 0 | 03
ComVint | SDGMtlCZ01 | Ex | SDG | SDG | Mtl | Multiple | CZ01 | Any | SDGMtlCZ012007 | SDGMtlCZ01 | 2007 | 0 | 07
ComVint | SDGMtlCZ01 | Ex | SDG | SDG | Mtl | Multiple | CZ01 | Any | SDGMtlCZ012011 | SDGMtlCZ01 | 2011 | 0 | 11
ComVint | SDGMtlCZ01 | Ex | SDG | SDG | Mtl | Multiple | CZ01 | Any | SDGMtlCZ012014 | SDGMtlCZ01 | 2014 | 0 | 14
ComVint | SDGMtlCZ02 | Ex | SDG | SDG | Mtl | Multiple | CZ02 | Any | SDGMtlCZ021975 | SDGMtlCZ02 | 1975 | 0 | 75
ComVint | SDGMtlCZ02 | Ex | SDG | SDG | Mtl | Multiple | CZ02 | Any | SDGMtlCZ021985 | SDGMtlCZ02 | 1985 | 0 | 85
ComVint | SDGMtlCZ02 | Ex | SDG | SDG | Mtl | Multiple | CZ02 | Any | SDGMtlCZ021996 | SDGMtlCZ02 | 1996 | 0 | 96
ComVint | SDGMtlCZ02 | Ex | SDG | SDG | Mtl | Multiple | CZ02 | Any | SDGMtlCZ022003 | SDGMtlCZ02 | 2003 | 0 | 03
ComVint | SDGMtlCZ02 | Ex | SDG | SDG | Mtl | Multiple | CZ02 | Any | SDGMtlCZ022007 | SDGMtlCZ02 | 2007 | 0 | 07
ComVint | SDGMtlCZ02 | Ex | SDG | SDG | Mtl | Multiple | CZ02 | Any | SDGMtlCZ022011 | SDGMtlCZ02 | 2011 | 0 | 11
ComVint | SDGMtlCZ02 | Ex | SDG | SDG | Mtl | Multiple | CZ02 | Any | SDGMtlCZ022014 | SDGMtlCZ02 | 2014 | 0 | 14
ComVint | SDGMtlCZ03 | Ex | SDG | SDG | Mtl | Multiple | CZ03 | Any | SDGMtlCZ031975 | SDGMtlCZ03 | 1975 | 0 | 75
ComVint | SDGMtlCZ03 | Ex | SDG | SDG | Mtl | Multiple | CZ03 | Any | SDGMtlCZ031985 | SDGMtlCZ03 | 1985 | 0 | 85
ComVint | SDGMtlCZ03 | Ex | SDG | SDG | Mtl | Multiple | CZ03 | Any | SDGMtlCZ031996 | SDGMtlCZ03 | 1996 | 0 | 96
ComVint | SDGMtlCZ03 | Ex | SDG | SDG | Mtl | Multiple | CZ03 | Any | SDGMtlCZ032003 | SDGMtlCZ03 | 2003 | 0 | 03
ComVint | SDGMtlCZ03 | Ex | SDG | SDG | Mtl | Multiple | CZ03 | Any | SDGMtlCZ032007 | SDGMtlCZ03 | 2007 | 0 | 07
ComVint | SDGMtlCZ03 | Ex | SDG | SDG | Mtl | Multiple | CZ03 | Any | SDGMtlCZ032011 | SDGMtlCZ03 | 2011 | 0 | 11
ComVint | SDGMtlCZ03 | Ex | SDG | SDG | Mtl | Multiple | CZ03 | Any | SDGMtlCZ032014 | SDGMtlCZ03 | 2014 | 0 | 14
ComVint | SDGMtlCZ04 | Ex | SDG | SDG | Mtl | Multiple | CZ04 | Any | SDGMtlCZ041975 | SDGMtlCZ04 | 1975 | 0 | 75
ComVint | SDGMtlCZ04 | Ex | SDG | SDG | Mtl | Multiple | CZ04 | Any | SDGMtlCZ041985 | SDGMtlCZ04 | 1985 | 0 | 85
ComVint | SDGMtlCZ04 | Ex | SDG | SDG | Mtl | Multiple | CZ04 | Any | SDGMtlCZ041996 | SDGMtlCZ04 | 1996 | 0 | 96
ComVint | SDGMtlCZ04 | Ex | SDG | SDG | Mtl | Multiple | CZ04 | Any | SDGMtlCZ042003 | SDGMtlCZ04 | 2003 | 0 | 03
ComVint | SDGMtlCZ04 | Ex | SDG | SDG | Mtl | Multiple | CZ04 | Any | SDGMtlCZ042007 | SDGMtlCZ04 | 2007 | 0 | 07
ComVint | SDGMtlCZ04 | Ex | SDG | SDG | Mtl | Multiple | CZ04 | Any | SDGMtlCZ042011 | SDGMtlCZ04 | 2011 | 0 | 11
ComVint | SDGMtlCZ04 | Ex | SDG | SDG | Mtl | Multiple | CZ04 | Any | SDGMtlCZ042014 | SDGMtlCZ04 | 2014 | 0 | 14
ComVint | SDGMtlCZ05 | Ex | SDG | SDG | Mtl | Multiple | CZ05 | Any | SDGMtlCZ051975 | SDGMtlCZ05 | 1975 | 0 | 75
ComVint | SDGMtlCZ05 | Ex | SDG | SDG | Mtl | Multiple | CZ05 | Any | SDGMtlCZ051985 | SDGMtlCZ05 | 1985 | 0 | 85
ComVint | SDGMtlCZ05 | Ex | SDG | SDG | Mtl | Multiple | CZ05 | Any | SDGMtlCZ051996 | SDGMtlCZ05 | 1996 | 0 | 96
ComVint | SDGMtlCZ05 | Ex | SDG | SDG | Mtl | Multiple | CZ05 | Any | SDGMtlCZ052003 | SDGMtlCZ05 | 2003 | 0 | 03
ComVint | SDGMtlCZ05 | Ex | SDG | SDG | Mtl | Multiple | CZ05 | Any | SDGMtlCZ052007 | SDGMtlCZ05 | 2007 | 0 | 07
ComVint | SDGMtlCZ05 | Ex | SDG | SDG | Mtl | Multiple | CZ05 | Any | SDGMtlCZ052011 | SDGMtlCZ05 | 2011 | 0 | 11
ComVint | SDGMtlCZ05 | Ex | SDG | SDG | Mtl | Multiple | CZ05 | Any | SDGMtlCZ052014 | SDGMtlCZ05 | 2014 | 0 | 14
ComVint | SDGMtlCZ06 | Ex | SDG | SDG | Mtl | Multiple | CZ06 | Any | SDGMtlCZ061975 | SDGMtlCZ06 | 1975 | 0.22975 | 75
ComVint | SDGMtlCZ06 | Ex | SDG | SDG | Mtl | Multiple | CZ06 | Any | SDGMtlCZ061985 | SDGMtlCZ06 | 1985 | 0.43595 | 85
ComVint | SDGMtlCZ06 | Ex | SDG | SDG | Mtl | Multiple | CZ06 | Any | SDGMtlCZ061996 | SDGMtlCZ06 | 1996 | 0.0941 | 96
ComVint | SDGMtlCZ06 | Ex | SDG | SDG | Mtl | Multiple | CZ06 | Any | SDGMtlCZ062003 | SDGMtlCZ06 | 2003 | 0.1353 | 03
ComVint | SDGMtlCZ06 | Ex | SDG | SDG | Mtl | Multiple | CZ06 | Any | SDGMtlCZ062007 | SDGMtlCZ06 | 2007 | 0.07455 | 07
ComVint | SDGMtlCZ06 | Ex | SDG | SDG | Mtl | Multiple | CZ06 | Any | SDGMtlCZ062011 | SDGMtlCZ06 | 2011 | 0.07455 | 11
ComVint | SDGMtlCZ06 | Ex | SDG | SDG | Mtl | Multiple | CZ06 | Any | SDGMtlCZ062014 | SDGMtlCZ06 | 2014 | 0.037275 | 14
ComVint | SDGMtlCZ07 | Ex | SDG | SDG | Mtl | Multiple | CZ07 | Any | SDGMtlCZ071975 | SDGMtlCZ07 | 1975 | 3.9806 | 75
ComVint | SDGMtlCZ07 | Ex | SDG | SDG | Mtl | Multiple | CZ07 | Any | SDGMtlCZ071985 | SDGMtlCZ07 | 1985 | 7.5536 | 85
ComVint | SDGMtlCZ07 | Ex | SDG | SDG | Mtl | Multiple | CZ07 | Any | SDGMtlCZ071996 | SDGMtlCZ07 | 1996 | 1.6301 | 96
ComVint | SDGMtlCZ07 | Ex | SDG | SDG | Mtl | Multiple | CZ07 | Any | SDGMtlCZ072003 | SDGMtlCZ07 | 2003 | 2.3443 | 03
ComVint | SDGMtlCZ07 | Ex | SDG | SDG | Mtl | Multiple | CZ07 | Any | SDGMtlCZ072007 | SDGMtlCZ07 | 2007 | 1.292 | 07
ComVint | SDGMtlCZ07 | Ex | SDG | SDG | Mtl | Multiple | CZ07 | Any | SDGMtlCZ072011 | SDGMtlCZ07 | 2011 | 1.292 | 11
ComVint | SDGMtlCZ07 | Ex | SDG | SDG | Mtl | Multiple | CZ07 | Any | SDGMtlCZ072014 | SDGMtlCZ07 | 2014 | 0.646 | 14
ComVint | SDGMtlCZ08 | Ex | SDG | SDG | Mtl | Multiple | CZ08 | Any | SDGMtlCZ081975 | SDGMtlCZ08 | 1975 | 0.0148 | 75
ComVint | SDGMtlCZ08 | Ex | SDG | SDG | Mtl | Multiple | CZ08 | Any | SDGMtlCZ081985 | SDGMtlCZ08 | 1985 | 0.0281 | 85
ComVint | SDGMtlCZ08 | Ex | SDG | SDG | Mtl | Multiple | CZ08 | Any | SDGMtlCZ081996 | SDGMtlCZ08 | 1996 | 0.00605 | 96
ComVint | SDGMtlCZ08 | Ex | SDG | SDG | Mtl | Multiple | CZ08 | Any | SDGMtlCZ082003 | SDGMtlCZ08 | 2003 | 0.0087 | 03
ComVint | SDGMtlCZ08 | Ex | SDG | SDG | Mtl | Multiple | CZ08 | Any | SDGMtlCZ082007 | SDGMtlCZ08 | 2007 | 0.0048 | 07
ComVint | SDGMtlCZ08 | Ex | SDG | SDG | Mtl | Multiple | CZ08 | Any | SDGMtlCZ082011 | SDGMtlCZ08 | 2011 | 0.0048 | 11
ComVint | SDGMtlCZ08 | Ex | SDG | SDG | Mtl | Multiple | CZ08 | Any | SDGMtlCZ082014 | SDGMtlCZ08 | 2014 | 0.0024 | 14
ComVint | SDGMtlCZ09 | Ex | SDG | SDG | Mtl | Multiple | CZ09 | Any | SDGMtlCZ091975 | SDGMtlCZ09 | 1975 | 0 | 75
ComVint | SDGMtlCZ09 | Ex | SDG | SDG | Mtl | Multiple | CZ09 | Any | SDGMtlCZ091985 | SDGMtlCZ09 | 1985 | 0 | 85
ComVint | SDGMtlCZ09 | Ex | SDG | SDG | Mtl | Multiple | CZ09 | Any | SDGMtlCZ091996 | SDGMtlCZ09 | 1996 | 0 | 96
ComVint | SDGMtlCZ09 | Ex | SDG | SDG | Mtl | Multiple | CZ09 | Any | SDGMtlCZ092003 | SDGMtlCZ09 | 2003 | 0 | 03
ComVint | SDGMtlCZ09 | Ex | SDG | SDG | Mtl | Multiple | CZ09 | Any | SDGMtlCZ092007 | SDGMtlCZ09 | 2007 | 0 | 07
ComVint | SDGMtlCZ09 | Ex | SDG | SDG | Mtl | Multiple | CZ09 | Any | SDGMtlCZ092011 | SDGMtlCZ09 | 2011 | 0 | 11
ComVint | SDGMtlCZ09 | Ex | SDG | SDG | Mtl | Multiple | CZ09 | Any | SDGMtlCZ092014 | SDGMtlCZ09 | 2014 | 0 | 14
ComVint | SDGMtlCZ10 | Ex | SDG | SDG | Mtl | Multiple | CZ10 | Any | SDGMtlCZ101975 | SDGMtlCZ10 | 1975 | 0.45135 | 75
ComVint | SDGMtlCZ10 | Ex | SDG | SDG | Mtl | Multiple | CZ10 | Any | SDGMtlCZ101985 | SDGMtlCZ10 | 1985 | 0.8565 | 85
ComVint | SDGMtlCZ10 | Ex | SDG | SDG | Mtl | Multiple | CZ10 | Any | SDGMtlCZ101996 | SDGMtlCZ10 | 1996 | 0.18485 | 96
ComVint | SDGMtlCZ10 | Ex | SDG | SDG | Mtl | Multiple | CZ10 | Any | SDGMtlCZ102003 | SDGMtlCZ10 | 2003 | 0.2658 | 03
ComVint | SDGMtlCZ10 | Ex | SDG | SDG | Mtl | Multiple | CZ10 | Any | SDGMtlCZ102007 | SDGMtlCZ10 | 2007 | 0.1465 | 07
ComVint | SDGMtlCZ10 | Ex | SDG | SDG | Mtl | Multiple | CZ10 | Any | SDGMtlCZ102011 | SDGMtlCZ10 | 2011 | 0.1465 | 11
ComVint | SDGMtlCZ10 | Ex | SDG | SDG | Mtl | Multiple | CZ10 | Any | SDGMtlCZ102014 | SDGMtlCZ10 | 2014 | 0.07325 | 14
ComVint | SDGMtlCZ11 | Ex | SDG | SDG | Mtl | Multiple | CZ11 | Any | SDGMtlCZ111975 | SDGMtlCZ11 | 1975 | 0 | 75
ComVint | SDGMtlCZ11 | Ex | SDG | SDG | Mtl | Multiple | CZ11 | Any | SDGMtlCZ111985 | SDGMtlCZ11 | 1985 | 0 | 85
ComVint | SDGMtlCZ11 | Ex | SDG | SDG | Mtl | Multiple | CZ11 | Any | SDGMtlCZ111996 | SDGMtlCZ11 | 1996 | 0 | 96
ComVint | SDGMtlCZ11 | Ex | SDG | SDG | Mtl | Multiple | CZ11 | Any | SDGMtlCZ112003 | SDGMtlCZ11 | 2003 | 0 | 03
ComVint | SDGMtlCZ11 | Ex | SDG | SDG | Mtl | Multiple | CZ11 | Any | SDGMtlCZ112007 | SDGMtlCZ11 | 2007 | 0 | 07
ComVint | SDGMtlCZ11 | Ex | SDG | SDG | Mtl | Multiple | CZ11 | Any | SDGMtlCZ112011 | SDGMtlCZ11 | 2011 | 0 | 11
ComVint | SDGMtlCZ11 | Ex | SDG | SDG | Mtl | Multiple | CZ11 | Any | SDGMtlCZ112014 | SDGMtlCZ11 | 2014 | 0 | 14
ComVint | SDGMtlCZ12 | Ex | SDG | SDG | Mtl | Multiple | CZ12 | Any | SDGMtlCZ121975 | SDGMtlCZ12 | 1975 | 0 | 75
ComVint | SDGMtlCZ12 | Ex | SDG | SDG | Mtl | Multiple | CZ12 | Any | SDGMtlCZ121985 | SDGMtlCZ12 | 1985 | 0 | 85
ComVint | SDGMtlCZ12 | Ex | SDG | SDG | Mtl | Multiple | CZ12 | Any | SDGMtlCZ121996 | SDGMtlCZ12 | 1996 | 0 | 96
ComVint | SDGMtlCZ12 | Ex | SDG | SDG | Mtl | Multiple | CZ12 | Any | SDGMtlCZ122003 | SDGMtlCZ12 | 2003 | 0 | 03
ComVint | SDGMtlCZ12 | Ex | SDG | SDG | Mtl | Multiple | CZ12 | Any | SDGMtlCZ122007 | SDGMtlCZ12 | 2007 | 0 | 07
ComVint | SDGMtlCZ12 | Ex | SDG | SDG | Mtl | Multiple | CZ12 | Any | SDGMtlCZ122011 | SDGMtlCZ12 | 2011 | 0 | 11
ComVint | SDGMtlCZ12 | Ex | SDG | SDG | Mtl | Multiple | CZ12 | Any | SDGMtlCZ122014 | SDGMtlCZ12 | 2014 | 0 | 14
ComVint | SDGMtlCZ13 | Ex | SDG | SDG | Mtl | Multiple | CZ13 | Any | SDGMtlCZ131975 | SDGMtlCZ13 | 1975 | 0 | 75
ComVint | SDGMtlCZ13 | Ex | SDG | SDG | Mtl | Multiple | CZ13 | Any | SDGMtlCZ131985 | SDGMtlCZ13 | 1985 | 0 | 85
ComVint | SDGMtlCZ13 | Ex | SDG | SDG | Mtl | Multiple | CZ13 | Any | SDGMtlCZ131996 | SDGMtlCZ13 | 1996 | 0 | 96
ComVint | SDGMtlCZ13 | Ex | SDG | SDG | Mtl | Multiple | CZ13 | Any | SDGMtlCZ132003 | SDGMtlCZ13 | 2003 | 0 | 03
ComVint | SDGMtlCZ13 | Ex | SDG | SDG | Mtl | Multiple | CZ13 | Any | SDGMtlCZ132007 | SDGMtlCZ13 | 2007 | 0 | 07
ComVint | SDGMtlCZ13 | Ex | SDG | SDG | Mtl | Multiple | CZ13 | Any | SDGMtlCZ132011 | SDGMtlCZ13 | 2011 | 0 | 11
ComVint | SDGMtlCZ13 | Ex | SDG | SDG | Mtl | Multiple | CZ13 | Any | SDGMtlCZ132014 | SDGMtlCZ13 | 2014 | 0 | 14
ComVint | SDGMtlCZ14 | Ex | SDG | SDG | Mtl | Multiple | CZ14 | Any | SDGMtlCZ141975 | SDGMtlCZ14 | 1975 | 0.0449 | 75
ComVint | SDGMtlCZ14 | Ex | SDG | SDG | Mtl | Multiple | CZ14 | Any | SDGMtlCZ141985 | SDGMtlCZ14 | 1985 | 0.0852 | 85
ComVint | SDGMtlCZ14 | Ex | SDG | SDG | Mtl | Multiple | CZ14 | Any | SDGMtlCZ141996 | SDGMtlCZ14 | 1996 | 0.0184 | 96
ComVint | SDGMtlCZ14 | Ex | SDG | SDG | Mtl | Multiple | CZ14 | Any | SDGMtlCZ142003 | SDGMtlCZ14 | 2003 | 0.02645 | 03
ComVint | SDGMtlCZ14 | Ex | SDG | SDG | Mtl | Multiple | CZ14 | Any | SDGMtlCZ142007 | SDGMtlCZ14 | 2007 | 0.01455 | 07
ComVint | SDGMtlCZ14 | Ex | SDG | SDG | Mtl | Multiple | CZ14 | Any | SDGMtlCZ142011 | SDGMtlCZ14 | 2011 | 0.01455 | 11
ComVint | SDGMtlCZ14 | Ex | SDG | SDG | Mtl | Multiple | CZ14 | Any | SDGMtlCZ142014 | SDGMtlCZ14 | 2014 | 0.007275 | 14
ComVint | SDGMtlCZ15 | Ex | SDG | SDG | Mtl | Multiple | CZ15 | Any | SDGMtlCZ151975 | SDGMtlCZ15 | 1975 | 0.05445 | 75
ComVint | SDGMtlCZ15 | Ex | SDG | SDG | Mtl | Multiple | CZ15 | Any | SDGMtlCZ151985 | SDGMtlCZ15 | 1985 | 0.1033 | 85
ComVint | SDGMtlCZ15 | Ex | SDG | SDG | Mtl | Multiple | CZ15 | Any | SDGMtlCZ151996 | SDGMtlCZ15 | 1996 | 0.0223 | 96
ComVint | SDGMtlCZ15 | Ex | SDG | SDG | Mtl | Multiple | CZ15 | Any | SDGMtlCZ152003 | SDGMtlCZ15 | 2003 | 0.03205 | 03
ComVint | SDGMtlCZ15 | Ex | SDG | SDG | Mtl | Multiple | CZ15 | Any | SDGMtlCZ152007 | SDGMtlCZ15 | 2007 | 0.01765 | 07
ComVint | SDGMtlCZ15 | Ex | SDG | SDG | Mtl | Multiple | CZ15 | Any | SDGMtlCZ152011 | SDGMtlCZ15 | 2011 | 0.01765 | 11
ComVint | SDGMtlCZ15 | Ex | SDG | SDG | Mtl | Multiple | CZ15 | Any | SDGMtlCZ152014 | SDGMtlCZ15 | 2014 | 0.008825 | 14
ComVint | SDGMtlCZ16 | Ex | SDG | SDG | Mtl | Multiple | CZ16 | Any | SDGMtlCZ161975 | SDGMtlCZ16 | 1975 | 0 | 75
ComVint | SDGMtlCZ16 | Ex | SDG | SDG | Mtl | Multiple | CZ16 | Any | SDGMtlCZ161985 | SDGMtlCZ16 | 1985 | 0 | 85
ComVint | SDGMtlCZ16 | Ex | SDG | SDG | Mtl | Multiple | CZ16 | Any | SDGMtlCZ161996 | SDGMtlCZ16 | 1996 | 0 | 96
ComVint | SDGMtlCZ16 | Ex | SDG | SDG | Mtl | Multiple | CZ16 | Any | SDGMtlCZ162003 | SDGMtlCZ16 | 2003 | 0 | 03
ComVint | SDGMtlCZ16 | Ex | SDG | SDG | Mtl | Multiple | CZ16 | Any | SDGMtlCZ162007 | SDGMtlCZ16 | 2007 | 0 | 07
ComVint | SDGMtlCZ16 | Ex | SDG | SDG | Mtl | Multiple | CZ16 | Any | SDGMtlCZ162011 | SDGMtlCZ16 | 2011 | 0 | 11
ComVint | SDGMtlCZ16 | Ex | SDG | SDG | Mtl | Multiple | CZ16 | Any | SDGMtlCZ162014 | SDGMtlCZ16 | 2014 | 0 | 14
ComVint | SDGNrsCZ01 | Ex | SDG | SDG | Nrs | Multiple | CZ01 | Any | SDGNrsCZ011975 | SDGNrsCZ01 | 1975 | 0 | 75
ComVint | SDGNrsCZ01 | Ex | SDG | SDG | Nrs | Multiple | CZ01 | Any | SDGNrsCZ011985 | SDGNrsCZ01 | 1985 | 0 | 85
ComVint | SDGNrsCZ01 | Ex | SDG | SDG | Nrs | Multiple | CZ01 | Any | SDGNrsCZ011996 | SDGNrsCZ01 | 1996 | 0 | 96
ComVint | SDGNrsCZ01 | Ex | SDG | SDG | Nrs | Multiple | CZ01 | Any | SDGNrsCZ012003 | SDGNrsCZ01 | 2003 | 0 | 03
ComVint | SDGNrsCZ01 | Ex | SDG | SDG | Nrs | Multiple | CZ01 | Any | SDGNrsCZ012007 | SDGNrsCZ01 | 2007 | 0 | 07
ComVint | SDGNrsCZ01 | Ex | SDG | SDG | Nrs | Multiple | CZ01 | Any | SDGNrsCZ012011 | SDGNrsCZ01 | 2011 | 0 | 11
ComVint | SDGNrsCZ01 | Ex | SDG | SDG | Nrs | Multiple | CZ01 | Any | SDGNrsCZ012014 | SDGNrsCZ01 | 2014 | 0 | 14
ComVint | SDGNrsCZ02 | Ex | SDG | SDG | Nrs | Multiple | CZ02 | Any | SDGNrsCZ021975 | SDGNrsCZ02 | 1975 | 0 | 75
ComVint | SDGNrsCZ02 | Ex | SDG | SDG | Nrs | Multiple | CZ02 | Any | SDGNrsCZ021985 | SDGNrsCZ02 | 1985 | 0 | 85
ComVint | SDGNrsCZ02 | Ex | SDG | SDG | Nrs | Multiple | CZ02 | Any | SDGNrsCZ021996 | SDGNrsCZ02 | 1996 | 0 | 96
ComVint | SDGNrsCZ02 | Ex | SDG | SDG | Nrs | Multiple | CZ02 | Any | SDGNrsCZ022003 | SDGNrsCZ02 | 2003 | 0 | 03
ComVint | SDGNrsCZ02 | Ex | SDG | SDG | Nrs | Multiple | CZ02 | Any | SDGNrsCZ022007 | SDGNrsCZ02 | 2007 | 0 | 07
ComVint | SDGNrsCZ02 | Ex | SDG | SDG | Nrs | Multiple | CZ02 | Any | SDGNrsCZ022011 | SDGNrsCZ02 | 2011 | 0 | 11
ComVint | SDGNrsCZ02 | Ex | SDG | SDG | Nrs | Multiple | CZ02 | Any | SDGNrsCZ022014 | SDGNrsCZ02 | 2014 | 0 | 14
ComVint | SDGNrsCZ03 | Ex | SDG | SDG | Nrs | Multiple | CZ03 | Any | SDGNrsCZ031975 | SDGNrsCZ03 | 1975 | 0 | 75
ComVint | SDGNrsCZ03 | Ex | SDG | SDG | Nrs | Multiple | CZ03 | Any | SDGNrsCZ031985 | SDGNrsCZ03 | 1985 | 0 | 85
ComVint | SDGNrsCZ03 | Ex | SDG | SDG | Nrs | Multiple | CZ03 | Any | SDGNrsCZ031996 | SDGNrsCZ03 | 1996 | 0 | 96
ComVint | SDGNrsCZ03 | Ex | SDG | SDG | Nrs | Multiple | CZ03 | Any | SDGNrsCZ032003 | SDGNrsCZ03 | 2003 | 0 | 03
ComVint | SDGNrsCZ03 | Ex | SDG | SDG | Nrs | Multiple | CZ03 | Any | SDGNrsCZ032007 | SDGNrsCZ03 | 2007 | 0 | 07
ComVint | SDGNrsCZ03 | Ex | SDG | SDG | Nrs | Multiple | CZ03 | Any | SDGNrsCZ032011 | SDGNrsCZ03 | 2011 | 0 | 11
ComVint | SDGNrsCZ03 | Ex | SDG | SDG | Nrs | Multiple | CZ03 | Any | SDGNrsCZ032014 | SDGNrsCZ03 | 2014 | 0 | 14
ComVint | SDGNrsCZ04 | Ex | SDG | SDG | Nrs | Multiple | CZ04 | Any | SDGNrsCZ041975 | SDGNrsCZ04 | 1975 | 0 | 75
ComVint | SDGNrsCZ04 | Ex | SDG | SDG | Nrs | Multiple | CZ04 | Any | SDGNrsCZ041985 | SDGNrsCZ04 | 1985 | 0 | 85
ComVint | SDGNrsCZ04 | Ex | SDG | SDG | Nrs | Multiple | CZ04 | Any | SDGNrsCZ041996 | SDGNrsCZ04 | 1996 | 0 | 96
ComVint | SDGNrsCZ04 | Ex | SDG | SDG | Nrs | Multiple | CZ04 | Any | SDGNrsCZ042003 | SDGNrsCZ04 | 2003 | 0 | 03
ComVint | SDGNrsCZ04 | Ex | SDG | SDG | Nrs | Multiple | CZ04 | Any | SDGNrsCZ042007 | SDGNrsCZ04 | 2007 | 0 | 07
ComVint | SDGNrsCZ04 | Ex | SDG | SDG | Nrs | Multiple | CZ04 | Any | SDGNrsCZ042011 | SDGNrsCZ04 | 2011 | 0 | 11
ComVint | SDGNrsCZ04 | Ex | SDG | SDG | Nrs | Multiple | CZ04 | Any | SDGNrsCZ042014 | SDGNrsCZ04 | 2014 | 0 | 14
ComVint | SDGNrsCZ05 | Ex | SDG | SDG | Nrs | Multiple | CZ05 | Any | SDGNrsCZ051975 | SDGNrsCZ05 | 1975 | 0 | 75
ComVint | SDGNrsCZ05 | Ex | SDG | SDG | Nrs | Multiple | CZ05 | Any | SDGNrsCZ051985 | SDGNrsCZ05 | 1985 | 0 | 85
ComVint | SDGNrsCZ05 | Ex | SDG | SDG | Nrs | Multiple | CZ05 | Any | SDGNrsCZ051996 | SDGNrsCZ05 | 1996 | 0 | 96
ComVint | SDGNrsCZ05 | Ex | SDG | SDG | Nrs | Multiple | CZ05 | Any | SDGNrsCZ052003 | SDGNrsCZ05 | 2003 | 0 | 03
ComVint | SDGNrsCZ05 | Ex | SDG | SDG | Nrs | Multiple | CZ05 | Any | SDGNrsCZ052007 | SDGNrsCZ05 | 2007 | 0 | 07
ComVint | SDGNrsCZ05 | Ex | SDG | SDG | Nrs | Multiple | CZ05 | Any | SDGNrsCZ052011 | SDGNrsCZ05 | 2011 | 0 | 11
ComVint | SDGNrsCZ05 | Ex | SDG | SDG | Nrs | Multiple | CZ05 | Any | SDGNrsCZ052014 | SDGNrsCZ05 | 2014 | 0 | 14
ComVint | SDGNrsCZ06 | Ex | SDG | SDG | Nrs | Multiple | CZ06 | Any | SDGNrsCZ061975 | SDGNrsCZ06 | 1975 | 0.14404 | 75
ComVint | SDGNrsCZ06 | Ex | SDG | SDG | Nrs | Multiple | CZ06 | Any | SDGNrsCZ061985 | SDGNrsCZ06 | 1985 | 0.14291 | 85
ComVint | SDGNrsCZ06 | Ex | SDG | SDG | Nrs | Multiple | CZ06 | Any | SDGNrsCZ061996 | SDGNrsCZ06 | 1996 | 0.04655 | 96
ComVint | SDGNrsCZ06 | Ex | SDG | SDG | Nrs | Multiple | CZ06 | Any | SDGNrsCZ062003 | SDGNrsCZ06 | 2003 | 0.02878 | 03
ComVint | SDGNrsCZ06 | Ex | SDG | SDG | Nrs | Multiple | CZ06 | Any | SDGNrsCZ062007 | SDGNrsCZ06 | 2007 | 0.010345 | 07
ComVint | SDGNrsCZ06 | Ex | SDG | SDG | Nrs | Multiple | CZ06 | Any | SDGNrsCZ062011 | SDGNrsCZ06 | 2011 | 0.010345 | 11
ComVint | SDGNrsCZ06 | Ex | SDG | SDG | Nrs | Multiple | CZ06 | Any | SDGNrsCZ062014 | SDGNrsCZ06 | 2014 | 0.0051725 | 14
ComVint | SDGNrsCZ07 | Ex | SDG | SDG | Nrs | Multiple | CZ07 | Any | SDGNrsCZ071975 | SDGNrsCZ07 | 1975 | 4.6452 | 75
ComVint | SDGNrsCZ07 | Ex | SDG | SDG | Nrs | Multiple | CZ07 | Any | SDGNrsCZ071985 | SDGNrsCZ07 | 1985 | 4.6089 | 85
ComVint | SDGNrsCZ07 | Ex | SDG | SDG | Nrs | Multiple | CZ07 | Any | SDGNrsCZ071996 | SDGNrsCZ07 | 1996 | 1.5011 | 96
ComVint | SDGNrsCZ07 | Ex | SDG | SDG | Nrs | Multiple | CZ07 | Any | SDGNrsCZ072003 | SDGNrsCZ07 | 2003 | 0.92811 | 03
ComVint | SDGNrsCZ07 | Ex | SDG | SDG | Nrs | Multiple | CZ07 | Any | SDGNrsCZ072007 | SDGNrsCZ07 | 2007 | 0.33361 | 07
ComVint | SDGNrsCZ07 | Ex | SDG | SDG | Nrs | Multiple | CZ07 | Any | SDGNrsCZ072011 | SDGNrsCZ07 | 2011 | 0.33361 | 11
ComVint | SDGNrsCZ07 | Ex | SDG | SDG | Nrs | Multiple | CZ07 | Any | SDGNrsCZ072014 | SDGNrsCZ07 | 2014 | 0.16681 | 14
ComVint | SDGNrsCZ08 | Ex | SDG | SDG | Nrs | Multiple | CZ08 | Any | SDGNrsCZ081975 | SDGNrsCZ08 | 1975 | 0.26104 | 75
ComVint | SDGNrsCZ08 | Ex | SDG | SDG | Nrs | Multiple | CZ08 | Any | SDGNrsCZ081985 | SDGNrsCZ08 | 1985 | 0.259 | 85
ComVint | SDGNrsCZ08 | Ex | SDG | SDG | Nrs | Multiple | CZ08 | Any | SDGNrsCZ081996 | SDGNrsCZ08 | 1996 | 0.084355 | 96
ComVint | SDGNrsCZ08 | Ex | SDG | SDG | Nrs | Multiple | CZ08 | Any | SDGNrsCZ082003 | SDGNrsCZ08 | 2003 | 0.052155 | 03
ComVint | SDGNrsCZ08 | Ex | SDG | SDG | Nrs | Multiple | CZ08 | Any | SDGNrsCZ082007 | SDGNrsCZ08 | 2007 | 0.01875 | 07
ComVint | SDGNrsCZ08 | Ex | SDG | SDG | Nrs | Multiple | CZ08 | Any | SDGNrsCZ082011 | SDGNrsCZ08 | 2011 | 0.01875 | 11
ComVint | SDGNrsCZ08 | Ex | SDG | SDG | Nrs | Multiple | CZ08 | Any | SDGNrsCZ082014 | SDGNrsCZ08 | 2014 | 0.009375 | 14
ComVint | SDGNrsCZ09 | Ex | SDG | SDG | Nrs | Multiple | CZ09 | Any | SDGNrsCZ091975 | SDGNrsCZ09 | 1975 | 0 | 75
ComVint | SDGNrsCZ09 | Ex | SDG | SDG | Nrs | Multiple | CZ09 | Any | SDGNrsCZ091985 | SDGNrsCZ09 | 1985 | 0 | 85
ComVint | SDGNrsCZ09 | Ex | SDG | SDG | Nrs | Multiple | CZ09 | Any | SDGNrsCZ091996 | SDGNrsCZ09 | 1996 | 0 | 96
ComVint | SDGNrsCZ09 | Ex | SDG | SDG | Nrs | Multiple | CZ09 | Any | SDGNrsCZ092003 | SDGNrsCZ09 | 2003 | 0 | 03
ComVint | SDGNrsCZ09 | Ex | SDG | SDG | Nrs | Multiple | CZ09 | Any | SDGNrsCZ092007 | SDGNrsCZ09 | 2007 | 0 | 07
ComVint | SDGNrsCZ09 | Ex | SDG | SDG | Nrs | Multiple | CZ09 | Any | SDGNrsCZ092011 | SDGNrsCZ09 | 2011 | 0 | 11
ComVint | SDGNrsCZ09 | Ex | SDG | SDG | Nrs | Multiple | CZ09 | Any | SDGNrsCZ092014 | SDGNrsCZ09 | 2014 | 0 | 14
ComVint | SDGNrsCZ10 | Ex | SDG | SDG | Nrs | Multiple | CZ10 | Any | SDGNrsCZ101975 | SDGNrsCZ10 | 1975 | 0.82545 | 75
ComVint | SDGNrsCZ10 | Ex | SDG | SDG | Nrs | Multiple | CZ10 | Any | SDGNrsCZ101985 | SDGNrsCZ10 | 1985 | 0.819 | 85
ComVint | SDGNrsCZ10 | Ex | SDG | SDG | Nrs | Multiple | CZ10 | Any | SDGNrsCZ101996 | SDGNrsCZ10 | 1996 | 0.26675 | 96
ComVint | SDGNrsCZ10 | Ex | SDG | SDG | Nrs | Multiple | CZ10 | Any | SDGNrsCZ102003 | SDGNrsCZ10 | 2003 | 0.16492 | 03
ComVint | SDGNrsCZ10 | Ex | SDG | SDG | Nrs | Multiple | CZ10 | Any | SDGNrsCZ102007 | SDGNrsCZ10 | 2007 | 0.059285 | 07
ComVint | SDGNrsCZ10 | Ex | SDG | SDG | Nrs | Multiple | CZ10 | Any | SDGNrsCZ102011 | SDGNrsCZ10 | 2011 | 0.059285 | 11
ComVint | SDGNrsCZ10 | Ex | SDG | SDG | Nrs | Multiple | CZ10 | Any | SDGNrsCZ102014 | SDGNrsCZ10 | 2014 | 0.029642 | 14
ComVint | SDGNrsCZ11 | Ex | SDG | SDG | Nrs | Multiple | CZ11 | Any | SDGNrsCZ111975 | SDGNrsCZ11 | 1975 | 0 | 75
ComVint | SDGNrsCZ11 | Ex | SDG | SDG | Nrs | Multiple | CZ11 | Any | SDGNrsCZ111985 | SDGNrsCZ11 | 1985 | 0 | 85
ComVint | SDGNrsCZ11 | Ex | SDG | SDG | Nrs | Multiple | CZ11 | Any | SDGNrsCZ111996 | SDGNrsCZ11 | 1996 | 0 | 96
ComVint | SDGNrsCZ11 | Ex | SDG | SDG | Nrs | Multiple | CZ11 | Any | SDGNrsCZ112003 | SDGNrsCZ11 | 2003 | 0 | 03
ComVint | SDGNrsCZ11 | Ex | SDG | SDG | Nrs | Multiple | CZ11 | Any | SDGNrsCZ112007 | SDGNrsCZ11 | 2007 | 0 | 07
ComVint | SDGNrsCZ11 | Ex | SDG | SDG | Nrs | Multiple | CZ11 | Any | SDGNrsCZ112011 | SDGNrsCZ11 | 2011 | 0 | 11
ComVint | SDGNrsCZ11 | Ex | SDG | SDG | Nrs | Multiple | CZ11 | Any | SDGNrsCZ112014 | SDGNrsCZ11 | 2014 | 0 | 14
ComVint | SDGNrsCZ12 | Ex | SDG | SDG | Nrs | Multiple | CZ12 | Any | SDGNrsCZ121975 | SDGNrsCZ12 | 1975 | 0 | 75
ComVint | SDGNrsCZ12 | Ex | SDG | SDG | Nrs | Multiple | CZ12 | Any | SDGNrsCZ121985 | SDGNrsCZ12 | 1985 | 0 | 85
ComVint | SDGNrsCZ12 | Ex | SDG | SDG | Nrs | Multiple | CZ12 | Any | SDGNrsCZ121996 | SDGNrsCZ12 | 1996 | 0 | 96
ComVint | SDGNrsCZ12 | Ex | SDG | SDG | Nrs | Multiple | CZ12 | Any | SDGNrsCZ122003 | SDGNrsCZ12 | 2003 | 0 | 03
ComVint | SDGNrsCZ12 | Ex | SDG | SDG | Nrs | Multiple | CZ12 | Any | SDGNrsCZ122007 | SDGNrsCZ12 | 2007 | 0 | 07
ComVint | SDGNrsCZ12 | Ex | SDG | SDG | Nrs | Multiple | CZ12 | Any | SDGNrsCZ122011 | SDGNrsCZ12 | 2011 | 0 | 11
ComVint | SDGNrsCZ12 | Ex | SDG | SDG | Nrs | Multiple | CZ12 | Any | SDGNrsCZ122014 | SDGNrsCZ12 | 2014 | 0 | 14
ComVint | SDGNrsCZ13 | Ex | SDG | SDG | Nrs | Multiple | CZ13 | Any | SDGNrsCZ131975 | SDGNrsCZ13 | 1975 | 0 | 75
ComVint | SDGNrsCZ13 | Ex | SDG | SDG | Nrs | Multiple | CZ13 | Any | SDGNrsCZ131985 | SDGNrsCZ13 | 1985 | 0 | 85
ComVint | SDGNrsCZ13 | Ex | SDG | SDG | Nrs | Multiple | CZ13 | Any | SDGNrsCZ131996 | SDGNrsCZ13 | 1996 | 0 | 96
ComVint | SDGNrsCZ13 | Ex | SDG | SDG | Nrs | Multiple | CZ13 | Any | SDGNrsCZ132003 | SDGNrsCZ13 | 2003 | 0 | 03
ComVint | SDGNrsCZ13 | Ex | SDG | SDG | Nrs | Multiple | CZ13 | Any | SDGNrsCZ132007 | SDGNrsCZ13 | 2007 | 0 | 07
ComVint | SDGNrsCZ13 | Ex | SDG | SDG | Nrs | Multiple | CZ13 | Any | SDGNrsCZ132011 | SDGNrsCZ13 | 2011 | 0 | 11
ComVint | SDGNrsCZ13 | Ex | SDG | SDG | Nrs | Multiple | CZ13 | Any | SDGNrsCZ132014 | SDGNrsCZ13 | 2014 | 0 | 14
ComVint | SDGNrsCZ14 | Ex | SDG | SDG | Nrs | Multiple | CZ14 | Any | SDGNrsCZ141975 | SDGNrsCZ14 | 1975 | 0.00353 | 75
ComVint | SDGNrsCZ14 | Ex | SDG | SDG | Nrs | Multiple | CZ14 | Any | SDGNrsCZ141985 | SDGNrsCZ14 | 1985 | 0.0035 | 85
ComVint | SDGNrsCZ14 | Ex | SDG | SDG | Nrs | Multiple | CZ14 | Any | SDGNrsCZ141996 | SDGNrsCZ14 | 1996 | 0.00114 | 96
ComVint | SDGNrsCZ14 | Ex | SDG | SDG | Nrs | Multiple | CZ14 | Any | SDGNrsCZ142003 | SDGNrsCZ14 | 2003 | 0.000705 | 03
ComVint | SDGNrsCZ14 | Ex | SDG | SDG | Nrs | Multiple | CZ14 | Any | SDGNrsCZ142007 | SDGNrsCZ14 | 2007 | 0.000255 | 07
ComVint | SDGNrsCZ14 | Ex | SDG | SDG | Nrs | Multiple | CZ14 | Any | SDGNrsCZ142011 | SDGNrsCZ14 | 2011 | 0.000255 | 11
ComVint | SDGNrsCZ14 | Ex | SDG | SDG | Nrs | Multiple | CZ14 | Any | SDGNrsCZ142014 | SDGNrsCZ14 | 2014 | 0.0001275 | 14
ComVint | SDGNrsCZ15 | Ex | SDG | SDG | Nrs | Multiple | CZ15 | Any | SDGNrsCZ151975 | SDGNrsCZ15 | 1975 | 0.0001 | 75
ComVint | SDGNrsCZ15 | Ex | SDG | SDG | Nrs | Multiple | CZ15 | Any | SDGNrsCZ151985 | SDGNrsCZ15 | 1985 | 0.0001 | 85
ComVint | SDGNrsCZ15 | Ex | SDG | SDG | Nrs | Multiple | CZ15 | Any | SDGNrsCZ151996 | SDGNrsCZ15 | 1996 | 0.0001 | 96
ComVint | SDGNrsCZ15 | Ex | SDG | SDG | Nrs | Multiple | CZ15 | Any | SDGNrsCZ152003 | SDGNrsCZ15 | 2003 | 0.0001 | 03
ComVint | SDGNrsCZ15 | Ex | SDG | SDG | Nrs | Multiple | CZ15 | Any | SDGNrsCZ152007 | SDGNrsCZ15 | 2007 | 0.0001 | 07
ComVint | SDGNrsCZ15 | Ex | SDG | SDG | Nrs | Multiple | CZ15 | Any | SDGNrsCZ152011 | SDGNrsCZ15 | 2011 | 0.0001 | 11
ComVint | SDGNrsCZ15 | Ex | SDG | SDG | Nrs | Multiple | CZ15 | Any | SDGNrsCZ152014 | SDGNrsCZ15 | 2014 | 5e-05 | 14
ComVint | SDGNrsCZ16 | Ex | SDG | SDG | Nrs | Multiple | CZ16 | Any | SDGNrsCZ161975 | SDGNrsCZ16 | 1975 | 0 | 75
ComVint | SDGNrsCZ16 | Ex | SDG | SDG | Nrs | Multiple | CZ16 | Any | SDGNrsCZ161985 | SDGNrsCZ16 | 1985 | 0 | 85
ComVint | SDGNrsCZ16 | Ex | SDG | SDG | Nrs | Multiple | CZ16 | Any | SDGNrsCZ161996 | SDGNrsCZ16 | 1996 | 0 | 96
ComVint | SDGNrsCZ16 | Ex | SDG | SDG | Nrs | Multiple | CZ16 | Any | SDGNrsCZ162003 | SDGNrsCZ16 | 2003 | 0 | 03
ComVint | SDGNrsCZ16 | Ex | SDG | SDG | Nrs | Multiple | CZ16 | Any | SDGNrsCZ162007 | SDGNrsCZ16 | 2007 | 0 | 07
ComVint | SDGNrsCZ16 | Ex | SDG | SDG | Nrs | Multiple | CZ16 | Any | SDGNrsCZ162011 | SDGNrsCZ16 | 2011 | 0 | 11
ComVint | SDGNrsCZ16 | Ex | SDG | SDG | Nrs | Multiple | CZ16 | Any | SDGNrsCZ162014 | SDGNrsCZ16 | 2014 | 0 | 14
ComVint | SDGOfLCZ01 | Ex | SDG | SDG | OfL | Multiple | CZ01 | Any | SDGOfLCZ011975 | SDGOfLCZ01 | 1975 | 0 | 75
ComVint | SDGOfLCZ01 | Ex | SDG | SDG | OfL | Multiple | CZ01 | Any | SDGOfLCZ011985 | SDGOfLCZ01 | 1985 | 0 | 85
ComVint | SDGOfLCZ01 | Ex | SDG | SDG | OfL | Multiple | CZ01 | Any | SDGOfLCZ011996 | SDGOfLCZ01 | 1996 | 0 | 96
ComVint | SDGOfLCZ01 | Ex | SDG | SDG | OfL | Multiple | CZ01 | Any | SDGOfLCZ012003 | SDGOfLCZ01 | 2003 | 0 | 03
ComVint | SDGOfLCZ01 | Ex | SDG | SDG | OfL | Multiple | CZ01 | Any | SDGOfLCZ012007 | SDGOfLCZ01 | 2007 | 0 | 07
ComVint | SDGOfLCZ01 | Ex | SDG | SDG | OfL | Multiple | CZ01 | Any | SDGOfLCZ012011 | SDGOfLCZ01 | 2011 | 0 | 11
ComVint | SDGOfLCZ01 | Ex | SDG | SDG | OfL | Multiple | CZ01 | Any | SDGOfLCZ012014 | SDGOfLCZ01 | 2014 | 0 | 14
ComVint | SDGOfLCZ02 | Ex | SDG | SDG | OfL | Multiple | CZ02 | Any | SDGOfLCZ021975 | SDGOfLCZ02 | 1975 | 0 | 75
ComVint | SDGOfLCZ02 | Ex | SDG | SDG | OfL | Multiple | CZ02 | Any | SDGOfLCZ021985 | SDGOfLCZ02 | 1985 | 0 | 85
ComVint | SDGOfLCZ02 | Ex | SDG | SDG | OfL | Multiple | CZ02 | Any | SDGOfLCZ021996 | SDGOfLCZ02 | 1996 | 0 | 96
ComVint | SDGOfLCZ02 | Ex | SDG | SDG | OfL | Multiple | CZ02 | Any | SDGOfLCZ022003 | SDGOfLCZ02 | 2003 | 0 | 03
ComVint | SDGOfLCZ02 | Ex | SDG | SDG | OfL | Multiple | CZ02 | Any | SDGOfLCZ022007 | SDGOfLCZ02 | 2007 | 0 | 07
ComVint | SDGOfLCZ02 | Ex | SDG | SDG | OfL | Multiple | CZ02 | Any | SDGOfLCZ022011 | SDGOfLCZ02 | 2011 | 0 | 11
ComVint | SDGOfLCZ02 | Ex | SDG | SDG | OfL | Multiple | CZ02 | Any | SDGOfLCZ022014 | SDGOfLCZ02 | 2014 | 0 | 14
ComVint | SDGOfLCZ03 | Ex | SDG | SDG | OfL | Multiple | CZ03 | Any | SDGOfLCZ031975 | SDGOfLCZ03 | 1975 | 0 | 75
ComVint | SDGOfLCZ03 | Ex | SDG | SDG | OfL | Multiple | CZ03 | Any | SDGOfLCZ031985 | SDGOfLCZ03 | 1985 | 0 | 85
ComVint | SDGOfLCZ03 | Ex | SDG | SDG | OfL | Multiple | CZ03 | Any | SDGOfLCZ031996 | SDGOfLCZ03 | 1996 | 0 | 96
ComVint | SDGOfLCZ03 | Ex | SDG | SDG | OfL | Multiple | CZ03 | Any | SDGOfLCZ032003 | SDGOfLCZ03 | 2003 | 0 | 03
ComVint | SDGOfLCZ03 | Ex | SDG | SDG | OfL | Multiple | CZ03 | Any | SDGOfLCZ032007 | SDGOfLCZ03 | 2007 | 0 | 07
ComVint | SDGOfLCZ03 | Ex | SDG | SDG | OfL | Multiple | CZ03 | Any | SDGOfLCZ032011 | SDGOfLCZ03 | 2011 | 0 | 11
ComVint | SDGOfLCZ03 | Ex | SDG | SDG | OfL | Multiple | CZ03 | Any | SDGOfLCZ032014 | SDGOfLCZ03 | 2014 | 0 | 14
ComVint | SDGOfLCZ04 | Ex | SDG | SDG | OfL | Multiple | CZ04 | Any | SDGOfLCZ041975 | SDGOfLCZ04 | 1975 | 0 | 75
ComVint | SDGOfLCZ04 | Ex | SDG | SDG | OfL | Multiple | CZ04 | Any | SDGOfLCZ041985 | SDGOfLCZ04 | 1985 | 0 | 85
ComVint | SDGOfLCZ04 | Ex | SDG | SDG | OfL | Multiple | CZ04 | Any | SDGOfLCZ041996 | SDGOfLCZ04 | 1996 | 0 | 96
ComVint | SDGOfLCZ04 | Ex | SDG | SDG | OfL | Multiple | CZ04 | Any | SDGOfLCZ042003 | SDGOfLCZ04 | 2003 | 0 | 03
ComVint | SDGOfLCZ04 | Ex | SDG | SDG | OfL | Multiple | CZ04 | Any | SDGOfLCZ042007 | SDGOfLCZ04 | 2007 | 0 | 07
ComVint | SDGOfLCZ04 | Ex | SDG | SDG | OfL | Multiple | CZ04 | Any | SDGOfLCZ042011 | SDGOfLCZ04 | 2011 | 0 | 11
ComVint | SDGOfLCZ04 | Ex | SDG | SDG | OfL | Multiple | CZ04 | Any | SDGOfLCZ042014 | SDGOfLCZ04 | 2014 | 0 | 14
ComVint | SDGOfLCZ05 | Ex | SDG | SDG | OfL | Multiple | CZ05 | Any | SDGOfLCZ051975 | SDGOfLCZ05 | 1975 | 0 | 75
ComVint | SDGOfLCZ05 | Ex | SDG | SDG | OfL | Multiple | CZ05 | Any | SDGOfLCZ051985 | SDGOfLCZ05 | 1985 | 0 | 85
ComVint | SDGOfLCZ05 | Ex | SDG | SDG | OfL | Multiple | CZ05 | Any | SDGOfLCZ051996 | SDGOfLCZ05 | 1996 | 0 | 96
ComVint | SDGOfLCZ05 | Ex | SDG | SDG | OfL | Multiple | CZ05 | Any | SDGOfLCZ052003 | SDGOfLCZ05 | 2003 | 0 | 03
ComVint | SDGOfLCZ05 | Ex | SDG | SDG | OfL | Multiple | CZ05 | Any | SDGOfLCZ052007 | SDGOfLCZ05 | 2007 | 0 | 07
ComVint | SDGOfLCZ05 | Ex | SDG | SDG | OfL | Multiple | CZ05 | Any | SDGOfLCZ052011 | SDGOfLCZ05 | 2011 | 0 | 11
ComVint | SDGOfLCZ05 | Ex | SDG | SDG | OfL | Multiple | CZ05 | Any | SDGOfLCZ052014 | SDGOfLCZ05 | 2014 | 0 | 14
ComVint | SDGOfLCZ06 | Ex | SDG | SDG | OfL | Multiple | CZ06 | Any | SDGOfLCZ061975 | SDGOfLCZ06 | 1975 | 0.2331 | 75
ComVint | SDGOfLCZ06 | Ex | SDG | SDG | OfL | Multiple | CZ06 | Any | SDGOfLCZ061985 | SDGOfLCZ06 | 1985 | 1.2809 | 85
ComVint | SDGOfLCZ06 | Ex | SDG | SDG | OfL | Multiple | CZ06 | Any | SDGOfLCZ061996 | SDGOfLCZ06 | 1996 | 0.3499 | 96
ComVint | SDGOfLCZ06 | Ex | SDG | SDG | OfL | Multiple | CZ06 | Any | SDGOfLCZ062003 | SDGOfLCZ06 | 2003 | 0.2029 | 03
ComVint | SDGOfLCZ06 | Ex | SDG | SDG | OfL | Multiple | CZ06 | Any | SDGOfLCZ062007 | SDGOfLCZ06 | 2007 | 0.0817 | 07
ComVint | SDGOfLCZ06 | Ex | SDG | SDG | OfL | Multiple | CZ06 | Any | SDGOfLCZ062011 | SDGOfLCZ06 | 2011 | 0.0817 | 11
ComVint | SDGOfLCZ06 | Ex | SDG | SDG | OfL | Multiple | CZ06 | Any | SDGOfLCZ062014 | SDGOfLCZ06 | 2014 | 0.04085 | 14
ComVint | SDGOfLCZ07 | Ex | SDG | SDG | OfL | Multiple | CZ07 | Any | SDGOfLCZ071975 | SDGOfLCZ07 | 1975 | 8.3681 | 75
ComVint | SDGOfLCZ07 | Ex | SDG | SDG | OfL | Multiple | CZ07 | Any | SDGOfLCZ071985 | SDGOfLCZ07 | 1985 | 45.9812 | 85
ComVint | SDGOfLCZ07 | Ex | SDG | SDG | OfL | Multiple | CZ07 | Any | SDGOfLCZ071996 | SDGOfLCZ07 | 1996 | 12.5592 | 96
ComVint | SDGOfLCZ07 | Ex | SDG | SDG | OfL | Multiple | CZ07 | Any | SDGOfLCZ072003 | SDGOfLCZ07 | 2003 | 7.2843 | 03
ComVint | SDGOfLCZ07 | Ex | SDG | SDG | OfL | Multiple | CZ07 | Any | SDGOfLCZ072007 | SDGOfLCZ07 | 2007 | 2.934 | 07
ComVint | SDGOfLCZ07 | Ex | SDG | SDG | OfL | Multiple | CZ07 | Any | SDGOfLCZ072011 | SDGOfLCZ07 | 2011 | 2.934 | 11
ComVint | SDGOfLCZ07 | Ex | SDG | SDG | OfL | Multiple | CZ07 | Any | SDGOfLCZ072014 | SDGOfLCZ07 | 2014 | 1.467 | 14
ComVint | SDGOfLCZ08 | Ex | SDG | SDG | OfL | Multiple | CZ08 | Any | SDGOfLCZ081975 | SDGOfLCZ08 | 1975 | 0.2181 | 75
ComVint | SDGOfLCZ08 | Ex | SDG | SDG | OfL | Multiple | CZ08 | Any | SDGOfLCZ081985 | SDGOfLCZ08 | 1985 | 1.1982 | 85
ComVint | SDGOfLCZ08 | Ex | SDG | SDG | OfL | Multiple | CZ08 | Any | SDGOfLCZ081996 | SDGOfLCZ08 | 1996 | 0.3273 | 96
ComVint | SDGOfLCZ08 | Ex | SDG | SDG | OfL | Multiple | CZ08 | Any | SDGOfLCZ082003 | SDGOfLCZ08 | 2003 | 0.1898 | 03
ComVint | SDGOfLCZ08 | Ex | SDG | SDG | OfL | Multiple | CZ08 | Any | SDGOfLCZ082007 | SDGOfLCZ08 | 2007 | 0.0765 | 07
ComVint | SDGOfLCZ08 | Ex | SDG | SDG | OfL | Multiple | CZ08 | Any | SDGOfLCZ082011 | SDGOfLCZ08 | 2011 | 0.0765 | 11
ComVint | SDGOfLCZ08 | Ex | SDG | SDG | OfL | Multiple | CZ08 | Any | SDGOfLCZ082014 | SDGOfLCZ08 | 2014 | 0.03825 | 14
ComVint | SDGOfLCZ09 | Ex | SDG | SDG | OfL | Multiple | CZ09 | Any | SDGOfLCZ091975 | SDGOfLCZ09 | 1975 | 0 | 75
ComVint | SDGOfLCZ09 | Ex | SDG | SDG | OfL | Multiple | CZ09 | Any | SDGOfLCZ091985 | SDGOfLCZ09 | 1985 | 0 | 85
ComVint | SDGOfLCZ09 | Ex | SDG | SDG | OfL | Multiple | CZ09 | Any | SDGOfLCZ091996 | SDGOfLCZ09 | 1996 | 0 | 96
ComVint | SDGOfLCZ09 | Ex | SDG | SDG | OfL | Multiple | CZ09 | Any | SDGOfLCZ092003 | SDGOfLCZ09 | 2003 | 0 | 03
ComVint | SDGOfLCZ09 | Ex | SDG | SDG | OfL | Multiple | CZ09 | Any | SDGOfLCZ092007 | SDGOfLCZ09 | 2007 | 0 | 07
ComVint | SDGOfLCZ09 | Ex | SDG | SDG | OfL | Multiple | CZ09 | Any | SDGOfLCZ092011 | SDGOfLCZ09 | 2011 | 0 | 11
ComVint | SDGOfLCZ09 | Ex | SDG | SDG | OfL | Multiple | CZ09 | Any | SDGOfLCZ092014 | SDGOfLCZ09 | 2014 | 0 | 14
ComVint | SDGOfLCZ10 | Ex | SDG | SDG | OfL | Multiple | CZ10 | Any | SDGOfLCZ101975 | SDGOfLCZ10 | 1975 | 1.8627 | 75
ComVint | SDGOfLCZ10 | Ex | SDG | SDG | OfL | Multiple | CZ10 | Any | SDGOfLCZ101985 | SDGOfLCZ10 | 1985 | 10.2351 | 85
ComVint | SDGOfLCZ10 | Ex | SDG | SDG | OfL | Multiple | CZ10 | Any | SDGOfLCZ101996 | SDGOfLCZ10 | 1996 | 2.7956 | 96
ComVint | SDGOfLCZ10 | Ex | SDG | SDG | OfL | Multiple | CZ10 | Any | SDGOfLCZ102003 | SDGOfLCZ10 | 2003 | 1.6214 | 03
ComVint | SDGOfLCZ10 | Ex | SDG | SDG | OfL | Multiple | CZ10 | Any | SDGOfLCZ102007 | SDGOfLCZ10 | 2007 | 0.6531 | 07
ComVint | SDGOfLCZ10 | Ex | SDG | SDG | OfL | Multiple | CZ10 | Any | SDGOfLCZ102011 | SDGOfLCZ10 | 2011 | 0.6531 | 11
ComVint | SDGOfLCZ10 | Ex | SDG | SDG | OfL | Multiple | CZ10 | Any | SDGOfLCZ102014 | SDGOfLCZ10 | 2014 | 0.32655 | 14
ComVint | SDGOfLCZ11 | Ex | SDG | SDG | OfL | Multiple | CZ11 | Any | SDGOfLCZ111975 | SDGOfLCZ11 | 1975 | 0 | 75
ComVint | SDGOfLCZ11 | Ex | SDG | SDG | OfL | Multiple | CZ11 | Any | SDGOfLCZ111985 | SDGOfLCZ11 | 1985 | 0 | 85
ComVint | SDGOfLCZ11 | Ex | SDG | SDG | OfL | Multiple | CZ11 | Any | SDGOfLCZ111996 | SDGOfLCZ11 | 1996 | 0 | 96
ComVint | SDGOfLCZ11 | Ex | SDG | SDG | OfL | Multiple | CZ11 | Any | SDGOfLCZ112003 | SDGOfLCZ11 | 2003 | 0 | 03
ComVint | SDGOfLCZ11 | Ex | SDG | SDG | OfL | Multiple | CZ11 | Any | SDGOfLCZ112007 | SDGOfLCZ11 | 2007 | 0 | 07
ComVint | SDGOfLCZ11 | Ex | SDG | SDG | OfL | Multiple | CZ11 | Any | SDGOfLCZ112011 | SDGOfLCZ11 | 2011 | 0 | 11
ComVint | SDGOfLCZ11 | Ex | SDG | SDG | OfL | Multiple | CZ11 | Any | SDGOfLCZ112014 | SDGOfLCZ11 | 2014 | 0 | 14
ComVint | SDGOfLCZ12 | Ex | SDG | SDG | OfL | Multiple | CZ12 | Any | SDGOfLCZ121975 | SDGOfLCZ12 | 1975 | 0 | 75
ComVint | SDGOfLCZ12 | Ex | SDG | SDG | OfL | Multiple | CZ12 | Any | SDGOfLCZ121985 | SDGOfLCZ12 | 1985 | 0 | 85
ComVint | SDGOfLCZ12 | Ex | SDG | SDG | OfL | Multiple | CZ12 | Any | SDGOfLCZ121996 | SDGOfLCZ12 | 1996 | 0 | 96
ComVint | SDGOfLCZ12 | Ex | SDG | SDG | OfL | Multiple | CZ12 | Any | SDGOfLCZ122003 | SDGOfLCZ12 | 2003 | 0 | 03
ComVint | SDGOfLCZ12 | Ex | SDG | SDG | OfL | Multiple | CZ12 | Any | SDGOfLCZ122007 | SDGOfLCZ12 | 2007 | 0 | 07
ComVint | SDGOfLCZ12 | Ex | SDG | SDG | OfL | Multiple | CZ12 | Any | SDGOfLCZ122011 | SDGOfLCZ12 | 2011 | 0 | 11
ComVint | SDGOfLCZ12 | Ex | SDG | SDG | OfL | Multiple | CZ12 | Any | SDGOfLCZ122014 | SDGOfLCZ12 | 2014 | 0 | 14
ComVint | SDGOfLCZ13 | Ex | SDG | SDG | OfL | Multiple | CZ13 | Any | SDGOfLCZ131975 | SDGOfLCZ13 | 1975 | 0 | 75
ComVint | SDGOfLCZ13 | Ex | SDG | SDG | OfL | Multiple | CZ13 | Any | SDGOfLCZ131985 | SDGOfLCZ13 | 1985 | 0 | 85
ComVint | SDGOfLCZ13 | Ex | SDG | SDG | OfL | Multiple | CZ13 | Any | SDGOfLCZ131996 | SDGOfLCZ13 | 1996 | 0 | 96
ComVint | SDGOfLCZ13 | Ex | SDG | SDG | OfL | Multiple | CZ13 | Any | SDGOfLCZ132003 | SDGOfLCZ13 | 2003 | 0 | 03
ComVint | SDGOfLCZ13 | Ex | SDG | SDG | OfL | Multiple | CZ13 | Any | SDGOfLCZ132007 | SDGOfLCZ13 | 2007 | 0 | 07
ComVint | SDGOfLCZ13 | Ex | SDG | SDG | OfL | Multiple | CZ13 | Any | SDGOfLCZ132011 | SDGOfLCZ13 | 2011 | 0 | 11
ComVint | SDGOfLCZ13 | Ex | SDG | SDG | OfL | Multiple | CZ13 | Any | SDGOfLCZ132014 | SDGOfLCZ13 | 2014 | 0 | 14
ComVint | SDGOfLCZ14 | Ex | SDG | SDG | OfL | Multiple | CZ14 | Any | SDGOfLCZ141975 | SDGOfLCZ14 | 1975 | 0.0451 | 75
ComVint | SDGOfLCZ14 | Ex | SDG | SDG | OfL | Multiple | CZ14 | Any | SDGOfLCZ141985 | SDGOfLCZ14 | 1985 | 0.2479 | 85
ComVint | SDGOfLCZ14 | Ex | SDG | SDG | OfL | Multiple | CZ14 | Any | SDGOfLCZ141996 | SDGOfLCZ14 | 1996 | 0.0677 | 96
ComVint | SDGOfLCZ14 | Ex | SDG | SDG | OfL | Multiple | CZ14 | Any | SDGOfLCZ142003 | SDGOfLCZ14 | 2003 | 0.0393 | 03
ComVint | SDGOfLCZ14 | Ex | SDG | SDG | OfL | Multiple | CZ14 | Any | SDGOfLCZ142007 | SDGOfLCZ14 | 2007 | 0.0158 | 07
ComVint | SDGOfLCZ14 | Ex | SDG | SDG | OfL | Multiple | CZ14 | Any | SDGOfLCZ142011 | SDGOfLCZ14 | 2011 | 0.0158 | 11
ComVint | SDGOfLCZ14 | Ex | SDG | SDG | OfL | Multiple | CZ14 | Any | SDGOfLCZ142014 | SDGOfLCZ14 | 2014 | 0.0079 | 14
ComVint | SDGOfLCZ15 | Ex | SDG | SDG | OfL | Multiple | CZ15 | Any | SDGOfLCZ151975 | SDGOfLCZ15 | 1975 | 0.014 | 75
ComVint | SDGOfLCZ15 | Ex | SDG | SDG | OfL | Multiple | CZ15 | Any | SDGOfLCZ151985 | SDGOfLCZ15 | 1985 | 0.0767 | 85
ComVint | SDGOfLCZ15 | Ex | SDG | SDG | OfL | Multiple | CZ15 | Any | SDGOfLCZ151996 | SDGOfLCZ15 | 1996 | 0.021 | 96
ComVint | SDGOfLCZ15 | Ex | SDG | SDG | OfL | Multiple | CZ15 | Any | SDGOfLCZ152003 | SDGOfLCZ15 | 2003 | 0.0122 | 03
ComVint | SDGOfLCZ15 | Ex | SDG | SDG | OfL | Multiple | CZ15 | Any | SDGOfLCZ152007 | SDGOfLCZ15 | 2007 | 0.0049 | 07
ComVint | SDGOfLCZ15 | Ex | SDG | SDG | OfL | Multiple | CZ15 | Any | SDGOfLCZ152011 | SDGOfLCZ15 | 2011 | 0.0049 | 11
ComVint | SDGOfLCZ15 | Ex | SDG | SDG | OfL | Multiple | CZ15 | Any | SDGOfLCZ152014 | SDGOfLCZ15 | 2014 | 0.00245 | 14
ComVint | SDGOfLCZ16 | Ex | SDG | SDG | OfL | Multiple | CZ16 | Any | SDGOfLCZ161975 | SDGOfLCZ16 | 1975 | 0 | 75
ComVint | SDGOfLCZ16 | Ex | SDG | SDG | OfL | Multiple | CZ16 | Any | SDGOfLCZ161985 | SDGOfLCZ16 | 1985 | 0 | 85
ComVint | SDGOfLCZ16 | Ex | SDG | SDG | OfL | Multiple | CZ16 | Any | SDGOfLCZ161996 | SDGOfLCZ16 | 1996 | 0 | 96
ComVint | SDGOfLCZ16 | Ex | SDG | SDG | OfL | Multiple | CZ16 | Any | SDGOfLCZ162003 | SDGOfLCZ16 | 2003 | 0 | 03
ComVint | SDGOfLCZ16 | Ex | SDG | SDG | OfL | Multiple | CZ16 | Any | SDGOfLCZ162007 | SDGOfLCZ16 | 2007 | 0 | 07
ComVint | SDGOfLCZ16 | Ex | SDG | SDG | OfL | Multiple | CZ16 | Any | SDGOfLCZ162011 | SDGOfLCZ16 | 2011 | 0 | 11
ComVint | SDGOfLCZ16 | Ex | SDG | SDG | OfL | Multiple | CZ16 | Any | SDGOfLCZ162014 | SDGOfLCZ16 | 2014 | 0 | 14
ComVint | SDGOfSCZ01 | Ex | SDG | SDG | OfS | Multiple | CZ01 | Any | SDGOfSCZ011975 | SDGOfSCZ01 | 1975 | 0 | 75
ComVint | SDGOfSCZ01 | Ex | SDG | SDG | OfS | Multiple | CZ01 | Any | SDGOfSCZ011985 | SDGOfSCZ01 | 1985 | 0 | 85
ComVint | SDGOfSCZ01 | Ex | SDG | SDG | OfS | Multiple | CZ01 | Any | SDGOfSCZ011996 | SDGOfSCZ01 | 1996 | 0 | 96
ComVint | SDGOfSCZ01 | Ex | SDG | SDG | OfS | Multiple | CZ01 | Any | SDGOfSCZ012003 | SDGOfSCZ01 | 2003 | 0 | 03
ComVint | SDGOfSCZ01 | Ex | SDG | SDG | OfS | Multiple | CZ01 | Any | SDGOfSCZ012007 | SDGOfSCZ01 | 2007 | 0 | 07
ComVint | SDGOfSCZ01 | Ex | SDG | SDG | OfS | Multiple | CZ01 | Any | SDGOfSCZ012011 | SDGOfSCZ01 | 2011 | 0 | 11
ComVint | SDGOfSCZ01 | Ex | SDG | SDG | OfS | Multiple | CZ01 | Any | SDGOfSCZ012014 | SDGOfSCZ01 | 2014 | 0 | 14
ComVint | SDGOfSCZ02 | Ex | SDG | SDG | OfS | Multiple | CZ02 | Any | SDGOfSCZ021975 | SDGOfSCZ02 | 1975 | 0 | 75
ComVint | SDGOfSCZ02 | Ex | SDG | SDG | OfS | Multiple | CZ02 | Any | SDGOfSCZ021985 | SDGOfSCZ02 | 1985 | 0 | 85
ComVint | SDGOfSCZ02 | Ex | SDG | SDG | OfS | Multiple | CZ02 | Any | SDGOfSCZ021996 | SDGOfSCZ02 | 1996 | 0 | 96
ComVint | SDGOfSCZ02 | Ex | SDG | SDG | OfS | Multiple | CZ02 | Any | SDGOfSCZ022003 | SDGOfSCZ02 | 2003 | 0 | 03
ComVint | SDGOfSCZ02 | Ex | SDG | SDG | OfS | Multiple | CZ02 | Any | SDGOfSCZ022007 | SDGOfSCZ02 | 2007 | 0 | 07
ComVint | SDGOfSCZ02 | Ex | SDG | SDG | OfS | Multiple | CZ02 | Any | SDGOfSCZ022011 | SDGOfSCZ02 | 2011 | 0 | 11
ComVint | SDGOfSCZ02 | Ex | SDG | SDG | OfS | Multiple | CZ02 | Any | SDGOfSCZ022014 | SDGOfSCZ02 | 2014 | 0 | 14
ComVint | SDGOfSCZ03 | Ex | SDG | SDG | OfS | Multiple | CZ03 | Any | SDGOfSCZ031975 | SDGOfSCZ03 | 1975 | 0 | 75
ComVint | SDGOfSCZ03 | Ex | SDG | SDG | OfS | Multiple | CZ03 | Any | SDGOfSCZ031985 | SDGOfSCZ03 | 1985 | 0 | 85
ComVint | SDGOfSCZ03 | Ex | SDG | SDG | OfS | Multiple | CZ03 | Any | SDGOfSCZ031996 | SDGOfSCZ03 | 1996 | 0 | 96
ComVint | SDGOfSCZ03 | Ex | SDG | SDG | OfS | Multiple | CZ03 | Any | SDGOfSCZ032003 | SDGOfSCZ03 | 2003 | 0 | 03
ComVint | SDGOfSCZ03 | Ex | SDG | SDG | OfS | Multiple | CZ03 | Any | SDGOfSCZ032007 | SDGOfSCZ03 | 2007 | 0 | 07
ComVint | SDGOfSCZ03 | Ex | SDG | SDG | OfS | Multiple | CZ03 | Any | SDGOfSCZ032011 | SDGOfSCZ03 | 2011 | 0 | 11
ComVint | SDGOfSCZ03 | Ex | SDG | SDG | OfS | Multiple | CZ03 | Any | SDGOfSCZ032014 | SDGOfSCZ03 | 2014 | 0 | 14
ComVint | SDGOfSCZ04 | Ex | SDG | SDG | OfS | Multiple | CZ04 | Any | SDGOfSCZ041975 | SDGOfSCZ04 | 1975 | 0 | 75
ComVint | SDGOfSCZ04 | Ex | SDG | SDG | OfS | Multiple | CZ04 | Any | SDGOfSCZ041985 | SDGOfSCZ04 | 1985 | 0 | 85
ComVint | SDGOfSCZ04 | Ex | SDG | SDG | OfS | Multiple | CZ04 | Any | SDGOfSCZ041996 | SDGOfSCZ04 | 1996 | 0 | 96
ComVint | SDGOfSCZ04 | Ex | SDG | SDG | OfS | Multiple | CZ04 | Any | SDGOfSCZ042003 | SDGOfSCZ04 | 2003 | 0 | 03
ComVint | SDGOfSCZ04 | Ex | SDG | SDG | OfS | Multiple | CZ04 | Any | SDGOfSCZ042007 | SDGOfSCZ04 | 2007 | 0 | 07
ComVint | SDGOfSCZ04 | Ex | SDG | SDG | OfS | Multiple | CZ04 | Any | SDGOfSCZ042011 | SDGOfSCZ04 | 2011 | 0 | 11
ComVint | SDGOfSCZ04 | Ex | SDG | SDG | OfS | Multiple | CZ04 | Any | SDGOfSCZ042014 | SDGOfSCZ04 | 2014 | 0 | 14
ComVint | SDGOfSCZ05 | Ex | SDG | SDG | OfS | Multiple | CZ05 | Any | SDGOfSCZ051975 | SDGOfSCZ05 | 1975 | 0 | 75
ComVint | SDGOfSCZ05 | Ex | SDG | SDG | OfS | Multiple | CZ05 | Any | SDGOfSCZ051985 | SDGOfSCZ05 | 1985 | 0 | 85
ComVint | SDGOfSCZ05 | Ex | SDG | SDG | OfS | Multiple | CZ05 | Any | SDGOfSCZ051996 | SDGOfSCZ05 | 1996 | 0 | 96
ComVint | SDGOfSCZ05 | Ex | SDG | SDG | OfS | Multiple | CZ05 | Any | SDGOfSCZ052003 | SDGOfSCZ05 | 2003 | 0 | 03
ComVint | SDGOfSCZ05 | Ex | SDG | SDG | OfS | Multiple | CZ05 | Any | SDGOfSCZ052007 | SDGOfSCZ05 | 2007 | 0 | 07
ComVint | SDGOfSCZ05 | Ex | SDG | SDG | OfS | Multiple | CZ05 | Any | SDGOfSCZ052011 | SDGOfSCZ05 | 2011 | 0 | 11
ComVint | SDGOfSCZ05 | Ex | SDG | SDG | OfS | Multiple | CZ05 | Any | SDGOfSCZ052014 | SDGOfSCZ05 | 2014 | 0 | 14
ComVint | SDGOfSCZ06 | Ex | SDG | SDG | OfS | Multiple | CZ06 | Any | SDGOfSCZ061975 | SDGOfSCZ06 | 1975 | 0.6565 | 75
ComVint | SDGOfSCZ06 | Ex | SDG | SDG | OfS | Multiple | CZ06 | Any | SDGOfSCZ061985 | SDGOfSCZ06 | 1985 | 0.2534 | 85
ComVint | SDGOfSCZ06 | Ex | SDG | SDG | OfS | Multiple | CZ06 | Any | SDGOfSCZ061996 | SDGOfSCZ06 | 1996 | 0.1336 | 96
ComVint | SDGOfSCZ06 | Ex | SDG | SDG | OfS | Multiple | CZ06 | Any | SDGOfSCZ062003 | SDGOfSCZ06 | 2003 | 0.0631 | 03
ComVint | SDGOfSCZ06 | Ex | SDG | SDG | OfS | Multiple | CZ06 | Any | SDGOfSCZ062007 | SDGOfSCZ06 | 2007 | 0.0375 | 07
ComVint | SDGOfSCZ06 | Ex | SDG | SDG | OfS | Multiple | CZ06 | Any | SDGOfSCZ062011 | SDGOfSCZ06 | 2011 | 0.0375 | 11
ComVint | SDGOfSCZ06 | Ex | SDG | SDG | OfS | Multiple | CZ06 | Any | SDGOfSCZ062014 | SDGOfSCZ06 | 2014 | 0.01875 | 14
ComVint | SDGOfSCZ07 | Ex | SDG | SDG | OfS | Multiple | CZ07 | Any | SDGOfSCZ071975 | SDGOfSCZ07 | 1975 | 23.5681 | 75
ComVint | SDGOfSCZ07 | Ex | SDG | SDG | OfS | Multiple | CZ07 | Any | SDGOfSCZ071985 | SDGOfSCZ07 | 1985 | 9.0983 | 85
ComVint | SDGOfSCZ07 | Ex | SDG | SDG | OfS | Multiple | CZ07 | Any | SDGOfSCZ071996 | SDGOfSCZ07 | 1996 | 4.7968 | 96
ComVint | SDGOfSCZ07 | Ex | SDG | SDG | OfS | Multiple | CZ07 | Any | SDGOfSCZ072003 | SDGOfSCZ07 | 2003 | 2.2637 | 03
ComVint | SDGOfSCZ07 | Ex | SDG | SDG | OfS | Multiple | CZ07 | Any | SDGOfSCZ072007 | SDGOfSCZ07 | 2007 | 1.3449 | 07
ComVint | SDGOfSCZ07 | Ex | SDG | SDG | OfS | Multiple | CZ07 | Any | SDGOfSCZ072011 | SDGOfSCZ07 | 2011 | 1.3449 | 11
ComVint | SDGOfSCZ07 | Ex | SDG | SDG | OfS | Multiple | CZ07 | Any | SDGOfSCZ072014 | SDGOfSCZ07 | 2014 | 0.67245 | 14
ComVint | SDGOfSCZ08 | Ex | SDG | SDG | OfS | Multiple | CZ08 | Any | SDGOfSCZ081975 | SDGOfSCZ08 | 1975 | 0.6142 | 75
ComVint | SDGOfSCZ08 | Ex | SDG | SDG | OfS | Multiple | CZ08 | Any | SDGOfSCZ081985 | SDGOfSCZ08 | 1985 | 0.2371 | 85
ComVint | SDGOfSCZ08 | Ex | SDG | SDG | OfS | Multiple | CZ08 | Any | SDGOfSCZ081996 | SDGOfSCZ08 | 1996 | 0.125 | 96
ComVint | SDGOfSCZ08 | Ex | SDG | SDG | OfS | Multiple | CZ08 | Any | SDGOfSCZ082003 | SDGOfSCZ08 | 2003 | 0.059 | 03
ComVint | SDGOfSCZ08 | Ex | SDG | SDG | OfS | Multiple | CZ08 | Any | SDGOfSCZ082007 | SDGOfSCZ08 | 2007 | 0.035 | 07
ComVint | SDGOfSCZ08 | Ex | SDG | SDG | OfS | Multiple | CZ08 | Any | SDGOfSCZ082011 | SDGOfSCZ08 | 2011 | 0.035 | 11
ComVint | SDGOfSCZ08 | Ex | SDG | SDG | OfS | Multiple | CZ08 | Any | SDGOfSCZ082014 | SDGOfSCZ08 | 2014 | 0.0175 | 14
ComVint | SDGOfSCZ09 | Ex | SDG | SDG | OfS | Multiple | CZ09 | Any | SDGOfSCZ091975 | SDGOfSCZ09 | 1975 | 0 | 75
ComVint | SDGOfSCZ09 | Ex | SDG | SDG | OfS | Multiple | CZ09 | Any | SDGOfSCZ091985 | SDGOfSCZ09 | 1985 | 0 | 85
ComVint | SDGOfSCZ09 | Ex | SDG | SDG | OfS | Multiple | CZ09 | Any | SDGOfSCZ091996 | SDGOfSCZ09 | 1996 | 0 | 96
ComVint | SDGOfSCZ09 | Ex | SDG | SDG | OfS | Multiple | CZ09 | Any | SDGOfSCZ092003 | SDGOfSCZ09 | 2003 | 0 | 03
ComVint | SDGOfSCZ09 | Ex | SDG | SDG | OfS | Multiple | CZ09 | Any | SDGOfSCZ092007 | SDGOfSCZ09 | 2007 | 0 | 07
ComVint | SDGOfSCZ09 | Ex | SDG | SDG | OfS | Multiple | CZ09 | Any | SDGOfSCZ092011 | SDGOfSCZ09 | 2011 | 0 | 11
ComVint | SDGOfSCZ09 | Ex | SDG | SDG | OfS | Multiple | CZ09 | Any | SDGOfSCZ092014 | SDGOfSCZ09 | 2014 | 0 | 14
ComVint | SDGOfSCZ10 | Ex | SDG | SDG | OfS | Multiple | CZ10 | Any | SDGOfSCZ101975 | SDGOfSCZ10 | 1975 | 5.2461 | 75
ComVint | SDGOfSCZ10 | Ex | SDG | SDG | OfS | Multiple | CZ10 | Any | SDGOfSCZ101985 | SDGOfSCZ10 | 1985 | 2.0252 | 85
ComVint | SDGOfSCZ10 | Ex | SDG | SDG | OfS | Multiple | CZ10 | Any | SDGOfSCZ101996 | SDGOfSCZ10 | 1996 | 1.0677 | 96
ComVint | SDGOfSCZ10 | Ex | SDG | SDG | OfS | Multiple | CZ10 | Any | SDGOfSCZ102003 | SDGOfSCZ10 | 2003 | 0.5039 | 03
ComVint | SDGOfSCZ10 | Ex | SDG | SDG | OfS | Multiple | CZ10 | Any | SDGOfSCZ102007 | SDGOfSCZ10 | 2007 | 0.2994 | 07
ComVint | SDGOfSCZ10 | Ex | SDG | SDG | OfS | Multiple | CZ10 | Any | SDGOfSCZ102011 | SDGOfSCZ10 | 2011 | 0.2994 | 11
ComVint | SDGOfSCZ10 | Ex | SDG | SDG | OfS | Multiple | CZ10 | Any | SDGOfSCZ102014 | SDGOfSCZ10 | 2014 | 0.1497 | 14
ComVint | SDGOfSCZ11 | Ex | SDG | SDG | OfS | Multiple | CZ11 | Any | SDGOfSCZ111975 | SDGOfSCZ11 | 1975 | 0 | 75
ComVint | SDGOfSCZ11 | Ex | SDG | SDG | OfS | Multiple | CZ11 | Any | SDGOfSCZ111985 | SDGOfSCZ11 | 1985 | 0 | 85
ComVint | SDGOfSCZ11 | Ex | SDG | SDG | OfS | Multiple | CZ11 | Any | SDGOfSCZ111996 | SDGOfSCZ11 | 1996 | 0 | 96
ComVint | SDGOfSCZ11 | Ex | SDG | SDG | OfS | Multiple | CZ11 | Any | SDGOfSCZ112003 | SDGOfSCZ11 | 2003 | 0 | 03
ComVint | SDGOfSCZ11 | Ex | SDG | SDG | OfS | Multiple | CZ11 | Any | SDGOfSCZ112007 | SDGOfSCZ11 | 2007 | 0 | 07
ComVint | SDGOfSCZ11 | Ex | SDG | SDG | OfS | Multiple | CZ11 | Any | SDGOfSCZ112011 | SDGOfSCZ11 | 2011 | 0 | 11
ComVint | SDGOfSCZ11 | Ex | SDG | SDG | OfS | Multiple | CZ11 | Any | SDGOfSCZ112014 | SDGOfSCZ11 | 2014 | 0 | 14
ComVint | SDGOfSCZ12 | Ex | SDG | SDG | OfS | Multiple | CZ12 | Any | SDGOfSCZ121975 | SDGOfSCZ12 | 1975 | 0 | 75
ComVint | SDGOfSCZ12 | Ex | SDG | SDG | OfS | Multiple | CZ12 | Any | SDGOfSCZ121985 | SDGOfSCZ12 | 1985 | 0 | 85
ComVint | SDGOfSCZ12 | Ex | SDG | SDG | OfS | Multiple | CZ12 | Any | SDGOfSCZ121996 | SDGOfSCZ12 | 1996 | 0 | 96
ComVint | SDGOfSCZ12 | Ex | SDG | SDG | OfS | Multiple | CZ12 | Any | SDGOfSCZ122003 | SDGOfSCZ12 | 2003 | 0 | 03
ComVint | SDGOfSCZ12 | Ex | SDG | SDG | OfS | Multiple | CZ12 | Any | SDGOfSCZ122007 | SDGOfSCZ12 | 2007 | 0 | 07
ComVint | SDGOfSCZ12 | Ex | SDG | SDG | OfS | Multiple | CZ12 | Any | SDGOfSCZ122011 | SDGOfSCZ12 | 2011 | 0 | 11
ComVint | SDGOfSCZ12 | Ex | SDG | SDG | OfS | Multiple | CZ12 | Any | SDGOfSCZ122014 | SDGOfSCZ12 | 2014 | 0 | 14
ComVint | SDGOfSCZ13 | Ex | SDG | SDG | OfS | Multiple | CZ13 | Any | SDGOfSCZ131975 | SDGOfSCZ13 | 1975 | 0 | 75
ComVint | SDGOfSCZ13 | Ex | SDG | SDG | OfS | Multiple | CZ13 | Any | SDGOfSCZ131985 | SDGOfSCZ13 | 1985 | 0 | 85
ComVint | SDGOfSCZ13 | Ex | SDG | SDG | OfS | Multiple | CZ13 | Any | SDGOfSCZ131996 | SDGOfSCZ13 | 1996 | 0 | 96
ComVint | SDGOfSCZ13 | Ex | SDG | SDG | OfS | Multiple | CZ13 | Any | SDGOfSCZ132003 | SDGOfSCZ13 | 2003 | 0 | 03
ComVint | SDGOfSCZ13 | Ex | SDG | SDG | OfS | Multiple | CZ13 | Any | SDGOfSCZ132007 | SDGOfSCZ13 | 2007 | 0 | 07
ComVint | SDGOfSCZ13 | Ex | SDG | SDG | OfS | Multiple | CZ13 | Any | SDGOfSCZ132011 | SDGOfSCZ13 | 2011 | 0 | 11
ComVint | SDGOfSCZ13 | Ex | SDG | SDG | OfS | Multiple | CZ13 | Any | SDGOfSCZ132014 | SDGOfSCZ13 | 2014 | 0 | 14
ComVint | SDGOfSCZ14 | Ex | SDG | SDG | OfS | Multiple | CZ14 | Any | SDGOfSCZ141975 | SDGOfSCZ14 | 1975 | 0.1271 | 75
ComVint | SDGOfSCZ14 | Ex | SDG | SDG | OfS | Multiple | CZ14 | Any | SDGOfSCZ141985 | SDGOfSCZ14 | 1985 | 0.0491 | 85
ComVint | SDGOfSCZ14 | Ex | SDG | SDG | OfS | Multiple | CZ14 | Any | SDGOfSCZ141996 | SDGOfSCZ14 | 1996 | 0.0259 | 96
ComVint | SDGOfSCZ14 | Ex | SDG | SDG | OfS | Multiple | CZ14 | Any | SDGOfSCZ142003 | SDGOfSCZ14 | 2003 | 0.0122 | 03
ComVint | SDGOfSCZ14 | Ex | SDG | SDG | OfS | Multiple | CZ14 | Any | SDGOfSCZ142007 | SDGOfSCZ14 | 2007 | 0.0073 | 07
ComVint | SDGOfSCZ14 | Ex | SDG | SDG | OfS | Multiple | CZ14 | Any | SDGOfSCZ142011 | SDGOfSCZ14 | 2011 | 0.0073 | 11
ComVint | SDGOfSCZ14 | Ex | SDG | SDG | OfS | Multiple | CZ14 | Any | SDGOfSCZ142014 | SDGOfSCZ14 | 2014 | 0.00365 | 14
ComVint | SDGOfSCZ15 | Ex | SDG | SDG | OfS | Multiple | CZ15 | Any | SDGOfSCZ151975 | SDGOfSCZ15 | 1975 | 0.0393 | 75
ComVint | SDGOfSCZ15 | Ex | SDG | SDG | OfS | Multiple | CZ15 | Any | SDGOfSCZ151985 | SDGOfSCZ15 | 1985 | 0.0152 | 85
ComVint | SDGOfSCZ15 | Ex | SDG | SDG | OfS | Multiple | CZ15 | Any | SDGOfSCZ151996 | SDGOfSCZ15 | 1996 | 0.008 | 96
ComVint | SDGOfSCZ15 | Ex | SDG | SDG | OfS | Multiple | CZ15 | Any | SDGOfSCZ152003 | SDGOfSCZ15 | 2003 | 0.0038 | 03
ComVint | SDGOfSCZ15 | Ex | SDG | SDG | OfS | Multiple | CZ15 | Any | SDGOfSCZ152007 | SDGOfSCZ15 | 2007 | 0.0022 | 07
ComVint | SDGOfSCZ15 | Ex | SDG | SDG | OfS | Multiple | CZ15 | Any | SDGOfSCZ152011 | SDGOfSCZ15 | 2011 | 0.0022 | 11
ComVint | SDGOfSCZ15 | Ex | SDG | SDG | OfS | Multiple | CZ15 | Any | SDGOfSCZ152014 | SDGOfSCZ15 | 2014 | 0.0011 | 14
ComVint | SDGOfSCZ16 | Ex | SDG | SDG | OfS | Multiple | CZ16 | Any | SDGOfSCZ161975 | SDGOfSCZ16 | 1975 | 0 | 75
ComVint | SDGOfSCZ16 | Ex | SDG | SDG | OfS | Multiple | CZ16 | Any | SDGOfSCZ161985 | SDGOfSCZ16 | 1985 | 0 | 85
ComVint | SDGOfSCZ16 | Ex | SDG | SDG | OfS | Multiple | CZ16 | Any | SDGOfSCZ161996 | SDGOfSCZ16 | 1996 | 0 | 96
ComVint | SDGOfSCZ16 | Ex | SDG | SDG | OfS | Multiple | CZ16 | Any | SDGOfSCZ162003 | SDGOfSCZ16 | 2003 | 0 | 03
ComVint | SDGOfSCZ16 | Ex | SDG | SDG | OfS | Multiple | CZ16 | Any | SDGOfSCZ162007 | SDGOfSCZ16 | 2007 | 0 | 07
ComVint | SDGOfSCZ16 | Ex | SDG | SDG | OfS | Multiple | CZ16 | Any | SDGOfSCZ162011 | SDGOfSCZ16 | 2011 | 0 | 11
ComVint | SDGOfSCZ16 | Ex | SDG | SDG | OfS | Multiple | CZ16 | Any | SDGOfSCZ162014 | SDGOfSCZ16 | 2014 | 0 | 14
ComVint | SDGRFFCZ01 | Ex | SDG | SDG | RFF | Multiple | CZ01 | Any | SDGRFFCZ011975 | SDGRFFCZ01 | 1975 | 0 | 75
ComVint | SDGRFFCZ01 | Ex | SDG | SDG | RFF | Multiple | CZ01 | Any | SDGRFFCZ011985 | SDGRFFCZ01 | 1985 | 0 | 85
ComVint | SDGRFFCZ01 | Ex | SDG | SDG | RFF | Multiple | CZ01 | Any | SDGRFFCZ011996 | SDGRFFCZ01 | 1996 | 0 | 96
ComVint | SDGRFFCZ01 | Ex | SDG | SDG | RFF | Multiple | CZ01 | Any | SDGRFFCZ012003 | SDGRFFCZ01 | 2003 | 0 | 03
ComVint | SDGRFFCZ01 | Ex | SDG | SDG | RFF | Multiple | CZ01 | Any | SDGRFFCZ012007 | SDGRFFCZ01 | 2007 | 0 | 07
ComVint | SDGRFFCZ01 | Ex | SDG | SDG | RFF | Multiple | CZ01 | Any | SDGRFFCZ012011 | SDGRFFCZ01 | 2011 | 0 | 11
ComVint | SDGRFFCZ01 | Ex | SDG | SDG | RFF | Multiple | CZ01 | Any | SDGRFFCZ012014 | SDGRFFCZ01 | 2014 | 0 | 14
ComVint | SDGRFFCZ02 | Ex | SDG | SDG | RFF | Multiple | CZ02 | Any | SDGRFFCZ021975 | SDGRFFCZ02 | 1975 | 0 | 75
ComVint | SDGRFFCZ02 | Ex | SDG | SDG | RFF | Multiple | CZ02 | Any | SDGRFFCZ021985 | SDGRFFCZ02 | 1985 | 0 | 85
ComVint | SDGRFFCZ02 | Ex | SDG | SDG | RFF | Multiple | CZ02 | Any | SDGRFFCZ021996 | SDGRFFCZ02 | 1996 | 0 | 96
ComVint | SDGRFFCZ02 | Ex | SDG | SDG | RFF | Multiple | CZ02 | Any | SDGRFFCZ022003 | SDGRFFCZ02 | 2003 | 0 | 03
ComVint | SDGRFFCZ02 | Ex | SDG | SDG | RFF | Multiple | CZ02 | Any | SDGRFFCZ022007 | SDGRFFCZ02 | 2007 | 0 | 07
ComVint | SDGRFFCZ02 | Ex | SDG | SDG | RFF | Multiple | CZ02 | Any | SDGRFFCZ022011 | SDGRFFCZ02 | 2011 | 0 | 11
ComVint | SDGRFFCZ02 | Ex | SDG | SDG | RFF | Multiple | CZ02 | Any | SDGRFFCZ022014 | SDGRFFCZ02 | 2014 | 0 | 14
ComVint | SDGRFFCZ03 | Ex | SDG | SDG | RFF | Multiple | CZ03 | Any | SDGRFFCZ031975 | SDGRFFCZ03 | 1975 | 0 | 75
ComVint | SDGRFFCZ03 | Ex | SDG | SDG | RFF | Multiple | CZ03 | Any | SDGRFFCZ031985 | SDGRFFCZ03 | 1985 | 0 | 85
ComVint | SDGRFFCZ03 | Ex | SDG | SDG | RFF | Multiple | CZ03 | Any | SDGRFFCZ031996 | SDGRFFCZ03 | 1996 | 0 | 96
ComVint | SDGRFFCZ03 | Ex | SDG | SDG | RFF | Multiple | CZ03 | Any | SDGRFFCZ032003 | SDGRFFCZ03 | 2003 | 0 | 03
ComVint | SDGRFFCZ03 | Ex | SDG | SDG | RFF | Multiple | CZ03 | Any | SDGRFFCZ032007 | SDGRFFCZ03 | 2007 | 0 | 07
ComVint | SDGRFFCZ03 | Ex | SDG | SDG | RFF | Multiple | CZ03 | Any | SDGRFFCZ032011 | SDGRFFCZ03 | 2011 | 0 | 11
ComVint | SDGRFFCZ03 | Ex | SDG | SDG | RFF | Multiple | CZ03 | Any | SDGRFFCZ032014 | SDGRFFCZ03 | 2014 | 0 | 14
ComVint | SDGRFFCZ04 | Ex | SDG | SDG | RFF | Multiple | CZ04 | Any | SDGRFFCZ041975 | SDGRFFCZ04 | 1975 | 0 | 75
ComVint | SDGRFFCZ04 | Ex | SDG | SDG | RFF | Multiple | CZ04 | Any | SDGRFFCZ041985 | SDGRFFCZ04 | 1985 | 0 | 85
ComVint | SDGRFFCZ04 | Ex | SDG | SDG | RFF | Multiple | CZ04 | Any | SDGRFFCZ041996 | SDGRFFCZ04 | 1996 | 0 | 96
ComVint | SDGRFFCZ04 | Ex | SDG | SDG | RFF | Multiple | CZ04 | Any | SDGRFFCZ042003 | SDGRFFCZ04 | 2003 | 0 | 03
ComVint | SDGRFFCZ04 | Ex | SDG | SDG | RFF | Multiple | CZ04 | Any | SDGRFFCZ042007 | SDGRFFCZ04 | 2007 | 0 | 07
ComVint | SDGRFFCZ04 | Ex | SDG | SDG | RFF | Multiple | CZ04 | Any | SDGRFFCZ042011 | SDGRFFCZ04 | 2011 | 0 | 11
ComVint | SDGRFFCZ04 | Ex | SDG | SDG | RFF | Multiple | CZ04 | Any | SDGRFFCZ042014 | SDGRFFCZ04 | 2014 | 0 | 14
ComVint | SDGRFFCZ05 | Ex | SDG | SDG | RFF | Multiple | CZ05 | Any | SDGRFFCZ051975 | SDGRFFCZ05 | 1975 | 0 | 75
ComVint | SDGRFFCZ05 | Ex | SDG | SDG | RFF | Multiple | CZ05 | Any | SDGRFFCZ051985 | SDGRFFCZ05 | 1985 | 0 | 85
ComVint | SDGRFFCZ05 | Ex | SDG | SDG | RFF | Multiple | CZ05 | Any | SDGRFFCZ051996 | SDGRFFCZ05 | 1996 | 0 | 96
ComVint | SDGRFFCZ05 | Ex | SDG | SDG | RFF | Multiple | CZ05 | Any | SDGRFFCZ052003 | SDGRFFCZ05 | 2003 | 0 | 03
ComVint | SDGRFFCZ05 | Ex | SDG | SDG | RFF | Multiple | CZ05 | Any | SDGRFFCZ052007 | SDGRFFCZ05 | 2007 | 0 | 07
ComVint | SDGRFFCZ05 | Ex | SDG | SDG | RFF | Multiple | CZ05 | Any | SDGRFFCZ052011 | SDGRFFCZ05 | 2011 | 0 | 11
ComVint | SDGRFFCZ05 | Ex | SDG | SDG | RFF | Multiple | CZ05 | Any | SDGRFFCZ052014 | SDGRFFCZ05 | 2014 | 0 | 14
ComVint | SDGRFFCZ06 | Ex | SDG | SDG | RFF | Multiple | CZ06 | Any | SDGRFFCZ061975 | SDGRFFCZ06 | 1975 | 0.18605 | 75
ComVint | SDGRFFCZ06 | Ex | SDG | SDG | RFF | Multiple | CZ06 | Any | SDGRFFCZ061985 | SDGRFFCZ06 | 1985 | 0.07333 | 85
ComVint | SDGRFFCZ06 | Ex | SDG | SDG | RFF | Multiple | CZ06 | Any | SDGRFFCZ061996 | SDGRFFCZ06 | 1996 | 0.04814 | 96
ComVint | SDGRFFCZ06 | Ex | SDG | SDG | RFF | Multiple | CZ06 | Any | SDGRFFCZ062003 | SDGRFFCZ06 | 2003 | 0.019315 | 03
ComVint | SDGRFFCZ06 | Ex | SDG | SDG | RFF | Multiple | CZ06 | Any | SDGRFFCZ062007 | SDGRFFCZ06 | 2007 | 0.013085 | 07
ComVint | SDGRFFCZ06 | Ex | SDG | SDG | RFF | Multiple | CZ06 | Any | SDGRFFCZ062011 | SDGRFFCZ06 | 2011 | 0.013085 | 11
ComVint | SDGRFFCZ06 | Ex | SDG | SDG | RFF | Multiple | CZ06 | Any | SDGRFFCZ062014 | SDGRFFCZ06 | 2014 | 0.0065425 | 14
ComVint | SDGRFFCZ07 | Ex | SDG | SDG | RFF | Multiple | CZ07 | Any | SDGRFFCZ071975 | SDGRFFCZ07 | 1975 | 2.8535 | 75
ComVint | SDGRFFCZ07 | Ex | SDG | SDG | RFF | Multiple | CZ07 | Any | SDGRFFCZ071985 | SDGRFFCZ07 | 1985 | 1.1246 | 85
ComVint | SDGRFFCZ07 | Ex | SDG | SDG | RFF | Multiple | CZ07 | Any | SDGRFFCZ071996 | SDGRFFCZ07 | 1996 | 0.73835 | 96
ComVint | SDGRFFCZ07 | Ex | SDG | SDG | RFF | Multiple | CZ07 | Any | SDGRFFCZ072003 | SDGRFFCZ07 | 2003 | 0.29621 | 03
ComVint | SDGRFFCZ07 | Ex | SDG | SDG | RFF | Multiple | CZ07 | Any | SDGRFFCZ072007 | SDGRFFCZ07 | 2007 | 0.20067 | 07
ComVint | SDGRFFCZ07 | Ex | SDG | SDG | RFF | Multiple | CZ07 | Any | SDGRFFCZ072011 | SDGRFFCZ07 | 2011 | 0.20067 | 11
ComVint | SDGRFFCZ07 | Ex | SDG | SDG | RFF | Multiple | CZ07 | Any | SDGRFFCZ072014 | SDGRFFCZ07 | 2014 | 0.10034 | 14
ComVint | SDGRFFCZ08 | Ex | SDG | SDG | RFF | Multiple | CZ08 | Any | SDGRFFCZ081975 | SDGRFFCZ08 | 1975 | 0.12498 | 75
ComVint | SDGRFFCZ08 | Ex | SDG | SDG | RFF | Multiple | CZ08 | Any | SDGRFFCZ081985 | SDGRFFCZ08 | 1985 | 0.04926 | 85
ComVint | SDGRFFCZ08 | Ex | SDG | SDG | RFF | Multiple | CZ08 | Any | SDGRFFCZ081996 | SDGRFFCZ08 | 1996 | 0.03234 | 96
ComVint | SDGRFFCZ08 | Ex | SDG | SDG | RFF | Multiple | CZ08 | Any | SDGRFFCZ082003 | SDGRFFCZ08 | 2003 | 0.012975 | 03
ComVint | SDGRFFCZ08 | Ex | SDG | SDG | RFF | Multiple | CZ08 | Any | SDGRFFCZ082007 | SDGRFFCZ08 | 2007 | 0.00879 | 07
ComVint | SDGRFFCZ08 | Ex | SDG | SDG | RFF | Multiple | CZ08 | Any | SDGRFFCZ082011 | SDGRFFCZ08 | 2011 | 0.00879 | 11
ComVint | SDGRFFCZ08 | Ex | SDG | SDG | RFF | Multiple | CZ08 | Any | SDGRFFCZ082014 | SDGRFFCZ08 | 2014 | 0.004395 | 14
ComVint | SDGRFFCZ09 | Ex | SDG | SDG | RFF | Multiple | CZ09 | Any | SDGRFFCZ091975 | SDGRFFCZ09 | 1975 | 0 | 75
ComVint | SDGRFFCZ09 | Ex | SDG | SDG | RFF | Multiple | CZ09 | Any | SDGRFFCZ091985 | SDGRFFCZ09 | 1985 | 0 | 85
ComVint | SDGRFFCZ09 | Ex | SDG | SDG | RFF | Multiple | CZ09 | Any | SDGRFFCZ091996 | SDGRFFCZ09 | 1996 | 0 | 96
ComVint | SDGRFFCZ09 | Ex | SDG | SDG | RFF | Multiple | CZ09 | Any | SDGRFFCZ092003 | SDGRFFCZ09 | 2003 | 0 | 03
ComVint | SDGRFFCZ09 | Ex | SDG | SDG | RFF | Multiple | CZ09 | Any | SDGRFFCZ092007 | SDGRFFCZ09 | 2007 | 0 | 07
ComVint | SDGRFFCZ09 | Ex | SDG | SDG | RFF | Multiple | CZ09 | Any | SDGRFFCZ092011 | SDGRFFCZ09 | 2011 | 0 | 11
ComVint | SDGRFFCZ09 | Ex | SDG | SDG | RFF | Multiple | CZ09 | Any | SDGRFFCZ092014 | SDGRFFCZ09 | 2014 | 0 | 14
ComVint | SDGRFFCZ10 | Ex | SDG | SDG | RFF | Multiple | CZ10 | Any | SDGRFFCZ101975 | SDGRFFCZ10 | 1975 | 0.89362 | 75
ComVint | SDGRFFCZ10 | Ex | SDG | SDG | RFF | Multiple | CZ10 | Any | SDGRFFCZ101985 | SDGRFFCZ10 | 1985 | 0.3522 | 85
ComVint | SDGRFFCZ10 | Ex | SDG | SDG | RFF | Multiple | CZ10 | Any | SDGRFFCZ101996 | SDGRFFCZ10 | 1996 | 0.23123 | 96
ComVint | SDGRFFCZ10 | Ex | SDG | SDG | RFF | Multiple | CZ10 | Any | SDGRFFCZ102003 | SDGRFFCZ10 | 2003 | 0.092765 | 03
ComVint | SDGRFFCZ10 | Ex | SDG | SDG | RFF | Multiple | CZ10 | Any | SDGRFFCZ102007 | SDGRFFCZ10 | 2007 | 0.062845 | 07
ComVint | SDGRFFCZ10 | Ex | SDG | SDG | RFF | Multiple | CZ10 | Any | SDGRFFCZ102011 | SDGRFFCZ10 | 2011 | 0.062845 | 11
ComVint | SDGRFFCZ10 | Ex | SDG | SDG | RFF | Multiple | CZ10 | Any | SDGRFFCZ102014 | SDGRFFCZ10 | 2014 | 0.031422 | 14
ComVint | SDGRFFCZ11 | Ex | SDG | SDG | RFF | Multiple | CZ11 | Any | SDGRFFCZ111975 | SDGRFFCZ11 | 1975 | 0 | 75
ComVint | SDGRFFCZ11 | Ex | SDG | SDG | RFF | Multiple | CZ11 | Any | SDGRFFCZ111985 | SDGRFFCZ11 | 1985 | 0 | 85
ComVint | SDGRFFCZ11 | Ex | SDG | SDG | RFF | Multiple | CZ11 | Any | SDGRFFCZ111996 | SDGRFFCZ11 | 1996 | 0 | 96
ComVint | SDGRFFCZ11 | Ex | SDG | SDG | RFF | Multiple | CZ11 | Any | SDGRFFCZ112003 | SDGRFFCZ11 | 2003 | 0 | 03
ComVint | SDGRFFCZ11 | Ex | SDG | SDG | RFF | Multiple | CZ11 | Any | SDGRFFCZ112007 | SDGRFFCZ11 | 2007 | 0 | 07
ComVint | SDGRFFCZ11 | Ex | SDG | SDG | RFF | Multiple | CZ11 | Any | SDGRFFCZ112011 | SDGRFFCZ11 | 2011 | 0 | 11
ComVint | SDGRFFCZ11 | Ex | SDG | SDG | RFF | Multiple | CZ11 | Any | SDGRFFCZ112014 | SDGRFFCZ11 | 2014 | 0 | 14
ComVint | SDGRFFCZ12 | Ex | SDG | SDG | RFF | Multiple | CZ12 | Any | SDGRFFCZ121975 | SDGRFFCZ12 | 1975 | 0 | 75
ComVint | SDGRFFCZ12 | Ex | SDG | SDG | RFF | Multiple | CZ12 | Any | SDGRFFCZ121985 | SDGRFFCZ12 | 1985 | 0 | 85
ComVint | SDGRFFCZ12 | Ex | SDG | SDG | RFF | Multiple | CZ12 | Any | SDGRFFCZ121996 | SDGRFFCZ12 | 1996 | 0 | 96
ComVint | SDGRFFCZ12 | Ex | SDG | SDG | RFF | Multiple | CZ12 | Any | SDGRFFCZ122003 | SDGRFFCZ12 | 2003 | 0 | 03
ComVint | SDGRFFCZ12 | Ex | SDG | SDG | RFF | Multiple | CZ12 | Any | SDGRFFCZ122007 | SDGRFFCZ12 | 2007 | 0 | 07
ComVint | SDGRFFCZ12 | Ex | SDG | SDG | RFF | Multiple | CZ12 | Any | SDGRFFCZ122011 | SDGRFFCZ12 | 2011 | 0 | 11
ComVint | SDGRFFCZ12 | Ex | SDG | SDG | RFF | Multiple | CZ12 | Any | SDGRFFCZ122014 | SDGRFFCZ12 | 2014 | 0 | 14
ComVint | SDGRFFCZ13 | Ex | SDG | SDG | RFF | Multiple | CZ13 | Any | SDGRFFCZ131975 | SDGRFFCZ13 | 1975 | 0 | 75
ComVint | SDGRFFCZ13 | Ex | SDG | SDG | RFF | Multiple | CZ13 | Any | SDGRFFCZ131985 | SDGRFFCZ13 | 1985 | 0 | 85
ComVint | SDGRFFCZ13 | Ex | SDG | SDG | RFF | Multiple | CZ13 | Any | SDGRFFCZ131996 | SDGRFFCZ13 | 1996 | 0 | 96
ComVint | SDGRFFCZ13 | Ex | SDG | SDG | RFF | Multiple | CZ13 | Any | SDGRFFCZ132003 | SDGRFFCZ13 | 2003 | 0 | 03
ComVint | SDGRFFCZ13 | Ex | SDG | SDG | RFF | Multiple | CZ13 | Any | SDGRFFCZ132007 | SDGRFFCZ13 | 2007 | 0 | 07
ComVint | SDGRFFCZ13 | Ex | SDG | SDG | RFF | Multiple | CZ13 | Any | SDGRFFCZ132011 | SDGRFFCZ13 | 2011 | 0 | 11
ComVint | SDGRFFCZ13 | Ex | SDG | SDG | RFF | Multiple | CZ13 | Any | SDGRFFCZ132014 | SDGRFFCZ13 | 2014 | 0 | 14
ComVint | SDGRFFCZ14 | Ex | SDG | SDG | RFF | Multiple | CZ14 | Any | SDGRFFCZ141975 | SDGRFFCZ14 | 1975 | 0.00855 | 75
ComVint | SDGRFFCZ14 | Ex | SDG | SDG | RFF | Multiple | CZ14 | Any | SDGRFFCZ141985 | SDGRFFCZ14 | 1985 | 0.00337 | 85
ComVint | SDGRFFCZ14 | Ex | SDG | SDG | RFF | Multiple | CZ14 | Any | SDGRFFCZ141996 | SDGRFFCZ14 | 1996 | 0.00221 | 96
ComVint | SDGRFFCZ14 | Ex | SDG | SDG | RFF | Multiple | CZ14 | Any | SDGRFFCZ142003 | SDGRFFCZ14 | 2003 | 0.000885 | 03
ComVint | SDGRFFCZ14 | Ex | SDG | SDG | RFF | Multiple | CZ14 | Any | SDGRFFCZ142007 | SDGRFFCZ14 | 2007 | 0.0006 | 07
ComVint | SDGRFFCZ14 | Ex | SDG | SDG | RFF | Multiple | CZ14 | Any | SDGRFFCZ142011 | SDGRFFCZ14 | 2011 | 0.0006 | 11
ComVint | SDGRFFCZ14 | Ex | SDG | SDG | RFF | Multiple | CZ14 | Any | SDGRFFCZ142014 | SDGRFFCZ14 | 2014 | 0.0003 | 14
ComVint | SDGRFFCZ15 | Ex | SDG | SDG | RFF | Multiple | CZ15 | Any | SDGRFFCZ151975 | SDGRFFCZ15 | 1975 | 0.00407 | 75
ComVint | SDGRFFCZ15 | Ex | SDG | SDG | RFF | Multiple | CZ15 | Any | SDGRFFCZ151985 | SDGRFFCZ15 | 1985 | 0.001605 | 85
ComVint | SDGRFFCZ15 | Ex | SDG | SDG | RFF | Multiple | CZ15 | Any | SDGRFFCZ151996 | SDGRFFCZ15 | 1996 | 0.001055 | 96
ComVint | SDGRFFCZ15 | Ex | SDG | SDG | RFF | Multiple | CZ15 | Any | SDGRFFCZ152003 | SDGRFFCZ15 | 2003 | 0.000425 | 03
ComVint | SDGRFFCZ15 | Ex | SDG | SDG | RFF | Multiple | CZ15 | Any | SDGRFFCZ152007 | SDGRFFCZ15 | 2007 | 0.000285 | 07
ComVint | SDGRFFCZ15 | Ex | SDG | SDG | RFF | Multiple | CZ15 | Any | SDGRFFCZ152011 | SDGRFFCZ15 | 2011 | 0.000285 | 11
ComVint | SDGRFFCZ15 | Ex | SDG | SDG | RFF | Multiple | CZ15 | Any | SDGRFFCZ152014 | SDGRFFCZ15 | 2014 | 0.0001425 | 14
ComVint | SDGRFFCZ16 | Ex | SDG | SDG | RFF | Multiple | CZ16 | Any | SDGRFFCZ161975 | SDGRFFCZ16 | 1975 | 0 | 75
ComVint | SDGRFFCZ16 | Ex | SDG | SDG | RFF | Multiple | CZ16 | Any | SDGRFFCZ161985 | SDGRFFCZ16 | 1985 | 0 | 85
ComVint | SDGRFFCZ16 | Ex | SDG | SDG | RFF | Multiple | CZ16 | Any | SDGRFFCZ161996 | SDGRFFCZ16 | 1996 | 0 | 96
ComVint | SDGRFFCZ16 | Ex | SDG | SDG | RFF | Multiple | CZ16 | Any | SDGRFFCZ162003 | SDGRFFCZ16 | 2003 | 0 | 03
ComVint | SDGRFFCZ16 | Ex | SDG | SDG | RFF | Multiple | CZ16 | Any | SDGRFFCZ162007 | SDGRFFCZ16 | 2007 | 0 | 07
ComVint | SDGRFFCZ16 | Ex | SDG | SDG | RFF | Multiple | CZ16 | Any | SDGRFFCZ162011 | SDGRFFCZ16 | 2011 | 0 | 11
ComVint | SDGRFFCZ16 | Ex | SDG | SDG | RFF | Multiple | CZ16 | Any | SDGRFFCZ162014 | SDGRFFCZ16 | 2014 | 0 | 14
ComVint | SDGRSDCZ01 | Ex | SDG | SDG | RSD | Multiple | CZ01 | Any | SDGRSDCZ011975 | SDGRSDCZ01 | 1975 | 0 | 75
ComVint | SDGRSDCZ01 | Ex | SDG | SDG | RSD | Multiple | CZ01 | Any | SDGRSDCZ011985 | SDGRSDCZ01 | 1985 | 0 | 85
ComVint | SDGRSDCZ01 | Ex | SDG | SDG | RSD | Multiple | CZ01 | Any | SDGRSDCZ011996 | SDGRSDCZ01 | 1996 | 0 | 96
ComVint | SDGRSDCZ01 | Ex | SDG | SDG | RSD | Multiple | CZ01 | Any | SDGRSDCZ012003 | SDGRSDCZ01 | 2003 | 0 | 03
ComVint | SDGRSDCZ01 | Ex | SDG | SDG | RSD | Multiple | CZ01 | Any | SDGRSDCZ012007 | SDGRSDCZ01 | 2007 | 0 | 07
ComVint | SDGRSDCZ01 | Ex | SDG | SDG | RSD | Multiple | CZ01 | Any | SDGRSDCZ012011 | SDGRSDCZ01 | 2011 | 0 | 11
ComVint | SDGRSDCZ01 | Ex | SDG | SDG | RSD | Multiple | CZ01 | Any | SDGRSDCZ012014 | SDGRSDCZ01 | 2014 | 0 | 14
ComVint | SDGRSDCZ02 | Ex | SDG | SDG | RSD | Multiple | CZ02 | Any | SDGRSDCZ021975 | SDGRSDCZ02 | 1975 | 0 | 75
ComVint | SDGRSDCZ02 | Ex | SDG | SDG | RSD | Multiple | CZ02 | Any | SDGRSDCZ021985 | SDGRSDCZ02 | 1985 | 0 | 85
ComVint | SDGRSDCZ02 | Ex | SDG | SDG | RSD | Multiple | CZ02 | Any | SDGRSDCZ021996 | SDGRSDCZ02 | 1996 | 0 | 96
ComVint | SDGRSDCZ02 | Ex | SDG | SDG | RSD | Multiple | CZ02 | Any | SDGRSDCZ022003 | SDGRSDCZ02 | 2003 | 0 | 03
ComVint | SDGRSDCZ02 | Ex | SDG | SDG | RSD | Multiple | CZ02 | Any | SDGRSDCZ022007 | SDGRSDCZ02 | 2007 | 0 | 07
ComVint | SDGRSDCZ02 | Ex | SDG | SDG | RSD | Multiple | CZ02 | Any | SDGRSDCZ022011 | SDGRSDCZ02 | 2011 | 0 | 11
ComVint | SDGRSDCZ02 | Ex | SDG | SDG | RSD | Multiple | CZ02 | Any | SDGRSDCZ022014 | SDGRSDCZ02 | 2014 | 0 | 14
ComVint | SDGRSDCZ03 | Ex | SDG | SDG | RSD | Multiple | CZ03 | Any | SDGRSDCZ031975 | SDGRSDCZ03 | 1975 | 0 | 75
ComVint | SDGRSDCZ03 | Ex | SDG | SDG | RSD | Multiple | CZ03 | Any | SDGRSDCZ031985 | SDGRSDCZ03 | 1985 | 0 | 85
ComVint | SDGRSDCZ03 | Ex | SDG | SDG | RSD | Multiple | CZ03 | Any | SDGRSDCZ031996 | SDGRSDCZ03 | 1996 | 0 | 96
ComVint | SDGRSDCZ03 | Ex | SDG | SDG | RSD | Multiple | CZ03 | Any | SDGRSDCZ032003 | SDGRSDCZ03 | 2003 | 0 | 03
ComVint | SDGRSDCZ03 | Ex | SDG | SDG | RSD | Multiple | CZ03 | Any | SDGRSDCZ032007 | SDGRSDCZ03 | 2007 | 0 | 07
ComVint | SDGRSDCZ03 | Ex | SDG | SDG | RSD | Multiple | CZ03 | Any | SDGRSDCZ032011 | SDGRSDCZ03 | 2011 | 0 | 11
ComVint | SDGRSDCZ03 | Ex | SDG | SDG | RSD | Multiple | CZ03 | Any | SDGRSDCZ032014 | SDGRSDCZ03 | 2014 | 0 | 14
ComVint | SDGRSDCZ04 | Ex | SDG | SDG | RSD | Multiple | CZ04 | Any | SDGRSDCZ041975 | SDGRSDCZ04 | 1975 | 0 | 75
ComVint | SDGRSDCZ04 | Ex | SDG | SDG | RSD | Multiple | CZ04 | Any | SDGRSDCZ041985 | SDGRSDCZ04 | 1985 | 0 | 85
ComVint | SDGRSDCZ04 | Ex | SDG | SDG | RSD | Multiple | CZ04 | Any | SDGRSDCZ041996 | SDGRSDCZ04 | 1996 | 0 | 96
ComVint | SDGRSDCZ04 | Ex | SDG | SDG | RSD | Multiple | CZ04 | Any | SDGRSDCZ042003 | SDGRSDCZ04 | 2003 | 0 | 03
ComVint | SDGRSDCZ04 | Ex | SDG | SDG | RSD | Multiple | CZ04 | Any | SDGRSDCZ042007 | SDGRSDCZ04 | 2007 | 0 | 07
ComVint | SDGRSDCZ04 | Ex | SDG | SDG | RSD | Multiple | CZ04 | Any | SDGRSDCZ042011 | SDGRSDCZ04 | 2011 | 0 | 11
ComVint | SDGRSDCZ04 | Ex | SDG | SDG | RSD | Multiple | CZ04 | Any | SDGRSDCZ042014 | SDGRSDCZ04 | 2014 | 0 | 14
ComVint | SDGRSDCZ05 | Ex | SDG | SDG | RSD | Multiple | CZ05 | Any | SDGRSDCZ051975 | SDGRSDCZ05 | 1975 | 0 | 75
ComVint | SDGRSDCZ05 | Ex | SDG | SDG | RSD | Multiple | CZ05 | Any | SDGRSDCZ051985 | SDGRSDCZ05 | 1985 | 0 | 85
ComVint | SDGRSDCZ05 | Ex | SDG | SDG | RSD | Multiple | CZ05 | Any | SDGRSDCZ051996 | SDGRSDCZ05 | 1996 | 0 | 96
ComVint | SDGRSDCZ05 | Ex | SDG | SDG | RSD | Multiple | CZ05 | Any | SDGRSDCZ052003 | SDGRSDCZ05 | 2003 | 0 | 03
ComVint | SDGRSDCZ05 | Ex | SDG | SDG | RSD | Multiple | CZ05 | Any | SDGRSDCZ052007 | SDGRSDCZ05 | 2007 | 0 | 07
ComVint | SDGRSDCZ05 | Ex | SDG | SDG | RSD | Multiple | CZ05 | Any | SDGRSDCZ052011 | SDGRSDCZ05 | 2011 | 0 | 11
ComVint | SDGRSDCZ05 | Ex | SDG | SDG | RSD | Multiple | CZ05 | Any | SDGRSDCZ052014 | SDGRSDCZ05 | 2014 | 0 | 14
ComVint | SDGRSDCZ06 | Ex | SDG | SDG | RSD | Multiple | CZ06 | Any | SDGRSDCZ061975 | SDGRSDCZ06 | 1975 | 0.18605 | 75
ComVint | SDGRSDCZ06 | Ex | SDG | SDG | RSD | Multiple | CZ06 | Any | SDGRSDCZ061985 | SDGRSDCZ06 | 1985 | 0.07333 | 85
ComVint | SDGRSDCZ06 | Ex | SDG | SDG | RSD | Multiple | CZ06 | Any | SDGRSDCZ061996 | SDGRSDCZ06 | 1996 | 0.04814 | 96
ComVint | SDGRSDCZ06 | Ex | SDG | SDG | RSD | Multiple | CZ06 | Any | SDGRSDCZ062003 | SDGRSDCZ06 | 2003 | 0.019315 | 03
ComVint | SDGRSDCZ06 | Ex | SDG | SDG | RSD | Multiple | CZ06 | Any | SDGRSDCZ062007 | SDGRSDCZ06 | 2007 | 0.013085 | 07
ComVint | SDGRSDCZ06 | Ex | SDG | SDG | RSD | Multiple | CZ06 | Any | SDGRSDCZ062011 | SDGRSDCZ06 | 2011 | 0.013085 | 11
ComVint | SDGRSDCZ06 | Ex | SDG | SDG | RSD | Multiple | CZ06 | Any | SDGRSDCZ062014 | SDGRSDCZ06 | 2014 | 0.0065425 | 14
ComVint | SDGRSDCZ07 | Ex | SDG | SDG | RSD | Multiple | CZ07 | Any | SDGRSDCZ071975 | SDGRSDCZ07 | 1975 | 2.8535 | 75
ComVint | SDGRSDCZ07 | Ex | SDG | SDG | RSD | Multiple | CZ07 | Any | SDGRSDCZ071985 | SDGRSDCZ07 | 1985 | 1.1246 | 85
ComVint | SDGRSDCZ07 | Ex | SDG | SDG | RSD | Multiple | CZ07 | Any | SDGRSDCZ071996 | SDGRSDCZ07 | 1996 | 0.73835 | 96
ComVint | SDGRSDCZ07 | Ex | SDG | SDG | RSD | Multiple | CZ07 | Any | SDGRSDCZ072003 | SDGRSDCZ07 | 2003 | 0.29621 | 03
ComVint | SDGRSDCZ07 | Ex | SDG | SDG | RSD | Multiple | CZ07 | Any | SDGRSDCZ072007 | SDGRSDCZ07 | 2007 | 0.20067 | 07
ComVint | SDGRSDCZ07 | Ex | SDG | SDG | RSD | Multiple | CZ07 | Any | SDGRSDCZ072011 | SDGRSDCZ07 | 2011 | 0.20067 | 11
ComVint | SDGRSDCZ07 | Ex | SDG | SDG | RSD | Multiple | CZ07 | Any | SDGRSDCZ072014 | SDGRSDCZ07 | 2014 | 0.10034 | 14
ComVint | SDGRSDCZ08 | Ex | SDG | SDG | RSD | Multiple | CZ08 | Any | SDGRSDCZ081975 | SDGRSDCZ08 | 1975 | 0.12498 | 75
ComVint | SDGRSDCZ08 | Ex | SDG | SDG | RSD | Multiple | CZ08 | Any | SDGRSDCZ081985 | SDGRSDCZ08 | 1985 | 0.04926 | 85
ComVint | SDGRSDCZ08 | Ex | SDG | SDG | RSD | Multiple | CZ08 | Any | SDGRSDCZ081996 | SDGRSDCZ08 | 1996 | 0.03234 | 96
ComVint | SDGRSDCZ08 | Ex | SDG | SDG | RSD | Multiple | CZ08 | Any | SDGRSDCZ082003 | SDGRSDCZ08 | 2003 | 0.012975 | 03
ComVint | SDGRSDCZ08 | Ex | SDG | SDG | RSD | Multiple | CZ08 | Any | SDGRSDCZ082007 | SDGRSDCZ08 | 2007 | 0.00879 | 07
ComVint | SDGRSDCZ08 | Ex | SDG | SDG | RSD | Multiple | CZ08 | Any | SDGRSDCZ082011 | SDGRSDCZ08 | 2011 | 0.00879 | 11
ComVint | SDGRSDCZ08 | Ex | SDG | SDG | RSD | Multiple | CZ08 | Any | SDGRSDCZ082014 | SDGRSDCZ08 | 2014 | 0.004395 | 14
ComVint | SDGRSDCZ09 | Ex | SDG | SDG | RSD | Multiple | CZ09 | Any | SDGRSDCZ091975 | SDGRSDCZ09 | 1975 | 0 | 75
ComVint | SDGRSDCZ09 | Ex | SDG | SDG | RSD | Multiple | CZ09 | Any | SDGRSDCZ091985 | SDGRSDCZ09 | 1985 | 0 | 85
ComVint | SDGRSDCZ09 | Ex | SDG | SDG | RSD | Multiple | CZ09 | Any | SDGRSDCZ091996 | SDGRSDCZ09 | 1996 | 0 | 96
ComVint | SDGRSDCZ09 | Ex | SDG | SDG | RSD | Multiple | CZ09 | Any | SDGRSDCZ092003 | SDGRSDCZ09 | 2003 | 0 | 03
ComVint | SDGRSDCZ09 | Ex | SDG | SDG | RSD | Multiple | CZ09 | Any | SDGRSDCZ092007 | SDGRSDCZ09 | 2007 | 0 | 07
ComVint | SDGRSDCZ09 | Ex | SDG | SDG | RSD | Multiple | CZ09 | Any | SDGRSDCZ092011 | SDGRSDCZ09 | 2011 | 0 | 11
ComVint | SDGRSDCZ09 | Ex | SDG | SDG | RSD | Multiple | CZ09 | Any | SDGRSDCZ092014 | SDGRSDCZ09 | 2014 | 0 | 14
ComVint | SDGRSDCZ10 | Ex | SDG | SDG | RSD | Multiple | CZ10 | Any | SDGRSDCZ101975 | SDGRSDCZ10 | 1975 | 0.89362 | 75
ComVint | SDGRSDCZ10 | Ex | SDG | SDG | RSD | Multiple | CZ10 | Any | SDGRSDCZ101985 | SDGRSDCZ10 | 1985 | 0.3522 | 85
ComVint | SDGRSDCZ10 | Ex | SDG | SDG | RSD | Multiple | CZ10 | Any | SDGRSDCZ101996 | SDGRSDCZ10 | 1996 | 0.23123 | 96
ComVint | SDGRSDCZ10 | Ex | SDG | SDG | RSD | Multiple | CZ10 | Any | SDGRSDCZ102003 | SDGRSDCZ10 | 2003 | 0.092765 | 03
ComVint | SDGRSDCZ10 | Ex | SDG | SDG | RSD | Multiple | CZ10 | Any | SDGRSDCZ102007 | SDGRSDCZ10 | 2007 | 0.062845 | 07
ComVint | SDGRSDCZ10 | Ex | SDG | SDG | RSD | Multiple | CZ10 | Any | SDGRSDCZ102011 | SDGRSDCZ10 | 2011 | 0.062845 | 11
ComVint | SDGRSDCZ10 | Ex | SDG | SDG | RSD | Multiple | CZ10 | Any | SDGRSDCZ102014 | SDGRSDCZ10 | 2014 | 0.031422 | 14
ComVint | SDGRSDCZ11 | Ex | SDG | SDG | RSD | Multiple | CZ11 | Any | SDGRSDCZ111975 | SDGRSDCZ11 | 1975 | 0 | 75
ComVint | SDGRSDCZ11 | Ex | SDG | SDG | RSD | Multiple | CZ11 | Any | SDGRSDCZ111985 | SDGRSDCZ11 | 1985 | 0 | 85
ComVint | SDGRSDCZ11 | Ex | SDG | SDG | RSD | Multiple | CZ11 | Any | SDGRSDCZ111996 | SDGRSDCZ11 | 1996 | 0 | 96
ComVint | SDGRSDCZ11 | Ex | SDG | SDG | RSD | Multiple | CZ11 | Any | SDGRSDCZ112003 | SDGRSDCZ11 | 2003 | 0 | 03
ComVint | SDGRSDCZ11 | Ex | SDG | SDG | RSD | Multiple | CZ11 | Any | SDGRSDCZ112007 | SDGRSDCZ11 | 2007 | 0 | 07
ComVint | SDGRSDCZ11 | Ex | SDG | SDG | RSD | Multiple | CZ11 | Any | SDGRSDCZ112011 | SDGRSDCZ11 | 2011 | 0 | 11
ComVint | SDGRSDCZ11 | Ex | SDG | SDG | RSD | Multiple | CZ11 | Any | SDGRSDCZ112014 | SDGRSDCZ11 | 2014 | 0 | 14
ComVint | SDGRSDCZ12 | Ex | SDG | SDG | RSD | Multiple | CZ12 | Any | SDGRSDCZ121975 | SDGRSDCZ12 | 1975 | 0 | 75
ComVint | SDGRSDCZ12 | Ex | SDG | SDG | RSD | Multiple | CZ12 | Any | SDGRSDCZ121985 | SDGRSDCZ12 | 1985 | 0 | 85
ComVint | SDGRSDCZ12 | Ex | SDG | SDG | RSD | Multiple | CZ12 | Any | SDGRSDCZ121996 | SDGRSDCZ12 | 1996 | 0 | 96
ComVint | SDGRSDCZ12 | Ex | SDG | SDG | RSD | Multiple | CZ12 | Any | SDGRSDCZ122003 | SDGRSDCZ12 | 2003 | 0 | 03
ComVint | SDGRSDCZ12 | Ex | SDG | SDG | RSD | Multiple | CZ12 | Any | SDGRSDCZ122007 | SDGRSDCZ12 | 2007 | 0 | 07
ComVint | SDGRSDCZ12 | Ex | SDG | SDG | RSD | Multiple | CZ12 | Any | SDGRSDCZ122011 | SDGRSDCZ12 | 2011 | 0 | 11
ComVint | SDGRSDCZ12 | Ex | SDG | SDG | RSD | Multiple | CZ12 | Any | SDGRSDCZ122014 | SDGRSDCZ12 | 2014 | 0 | 14
ComVint | SDGRSDCZ13 | Ex | SDG | SDG | RSD | Multiple | CZ13 | Any | SDGRSDCZ131975 | SDGRSDCZ13 | 1975 | 0 | 75
ComVint | SDGRSDCZ13 | Ex | SDG | SDG | RSD | Multiple | CZ13 | Any | SDGRSDCZ131985 | SDGRSDCZ13 | 1985 | 0 | 85
ComVint | SDGRSDCZ13 | Ex | SDG | SDG | RSD | Multiple | CZ13 | Any | SDGRSDCZ131996 | SDGRSDCZ13 | 1996 | 0 | 96
ComVint | SDGRSDCZ13 | Ex | SDG | SDG | RSD | Multiple | CZ13 | Any | SDGRSDCZ132003 | SDGRSDCZ13 | 2003 | 0 | 03
ComVint | SDGRSDCZ13 | Ex | SDG | SDG | RSD | Multiple | CZ13 | Any | SDGRSDCZ132007 | SDGRSDCZ13 | 2007 | 0 | 07
ComVint | SDGRSDCZ13 | Ex | SDG | SDG | RSD | Multiple | CZ13 | Any | SDGRSDCZ132011 | SDGRSDCZ13 | 2011 | 0 | 11
ComVint | SDGRSDCZ13 | Ex | SDG | SDG | RSD | Multiple | CZ13 | Any | SDGRSDCZ132014 | SDGRSDCZ13 | 2014 | 0 | 14
ComVint | SDGRSDCZ14 | Ex | SDG | SDG | RSD | Multiple | CZ14 | Any | SDGRSDCZ141975 | SDGRSDCZ14 | 1975 | 0.00855 | 75
ComVint | SDGRSDCZ14 | Ex | SDG | SDG | RSD | Multiple | CZ14 | Any | SDGRSDCZ141985 | SDGRSDCZ14 | 1985 | 0.00337 | 85
ComVint | SDGRSDCZ14 | Ex | SDG | SDG | RSD | Multiple | CZ14 | Any | SDGRSDCZ141996 | SDGRSDCZ14 | 1996 | 0.00221 | 96
ComVint | SDGRSDCZ14 | Ex | SDG | SDG | RSD | Multiple | CZ14 | Any | SDGRSDCZ142003 | SDGRSDCZ14 | 2003 | 0.000885 | 03
ComVint | SDGRSDCZ14 | Ex | SDG | SDG | RSD | Multiple | CZ14 | Any | SDGRSDCZ142007 | SDGRSDCZ14 | 2007 | 0.0006 | 07
ComVint | SDGRSDCZ14 | Ex | SDG | SDG | RSD | Multiple | CZ14 | Any | SDGRSDCZ142011 | SDGRSDCZ14 | 2011 | 0.0006 | 11
ComVint | SDGRSDCZ14 | Ex | SDG | SDG | RSD | Multiple | CZ14 | Any | SDGRSDCZ142014 | SDGRSDCZ14 | 2014 | 0.0003 | 14
ComVint | SDGRSDCZ15 | Ex | SDG | SDG | RSD | Multiple | CZ15 | Any | SDGRSDCZ151975 | SDGRSDCZ15 | 1975 | 0.00407 | 75
ComVint | SDGRSDCZ15 | Ex | SDG | SDG | RSD | Multiple | CZ15 | Any | SDGRSDCZ151985 | SDGRSDCZ15 | 1985 | 0.001605 | 85
ComVint | SDGRSDCZ15 | Ex | SDG | SDG | RSD | Multiple | CZ15 | Any | SDGRSDCZ151996 | SDGRSDCZ15 | 1996 | 0.001055 | 96
ComVint | SDGRSDCZ15 | Ex | SDG | SDG | RSD | Multiple | CZ15 | Any | SDGRSDCZ152003 | SDGRSDCZ15 | 2003 | 0.000425 | 03
ComVint | SDGRSDCZ15 | Ex | SDG | SDG | RSD | Multiple | CZ15 | Any | SDGRSDCZ152007 | SDGRSDCZ15 | 2007 | 0.000285 | 07
ComVint | SDGRSDCZ15 | Ex | SDG | SDG | RSD | Multiple | CZ15 | Any | SDGRSDCZ152011 | SDGRSDCZ15 | 2011 | 0.000285 | 11
ComVint | SDGRSDCZ15 | Ex | SDG | SDG | RSD | Multiple | CZ15 | Any | SDGRSDCZ152014 | SDGRSDCZ15 | 2014 | 0.0001425 | 14
ComVint | SDGRSDCZ16 | Ex | SDG | SDG | RSD | Multiple | CZ16 | Any | SDGRSDCZ161975 | SDGRSDCZ16 | 1975 | 0 | 75
ComVint | SDGRSDCZ16 | Ex | SDG | SDG | RSD | Multiple | CZ16 | Any | SDGRSDCZ161985 | SDGRSDCZ16 | 1985 | 0 | 85
ComVint | SDGRSDCZ16 | Ex | SDG | SDG | RSD | Multiple | CZ16 | Any | SDGRSDCZ161996 | SDGRSDCZ16 | 1996 | 0 | 96
ComVint | SDGRSDCZ16 | Ex | SDG | SDG | RSD | Multiple | CZ16 | Any | SDGRSDCZ162003 | SDGRSDCZ16 | 2003 | 0 | 03
ComVint | SDGRSDCZ16 | Ex | SDG | SDG | RSD | Multiple | CZ16 | Any | SDGRSDCZ162007 | SDGRSDCZ16 | 2007 | 0 | 07
ComVint | SDGRSDCZ16 | Ex | SDG | SDG | RSD | Multiple | CZ16 | Any | SDGRSDCZ162011 | SDGRSDCZ16 | 2011 | 0 | 11
ComVint | SDGRSDCZ16 | Ex | SDG | SDG | RSD | Multiple | CZ16 | Any | SDGRSDCZ162014 | SDGRSDCZ16 | 2014 | 0 | 14
ComVint | SDGRt3CZ01 | Ex | SDG | SDG | Rt3 | Multiple | CZ01 | Any | SDGRt3CZ011975 | SDGRt3CZ01 | 1975 | 0 | 75
ComVint | SDGRt3CZ01 | Ex | SDG | SDG | Rt3 | Multiple | CZ01 | Any | SDGRt3CZ011985 | SDGRt3CZ01 | 1985 | 0 | 85
ComVint | SDGRt3CZ01 | Ex | SDG | SDG | Rt3 | Multiple | CZ01 | Any | SDGRt3CZ011996 | SDGRt3CZ01 | 1996 | 0 | 96
ComVint | SDGRt3CZ01 | Ex | SDG | SDG | Rt3 | Multiple | CZ01 | Any | SDGRt3CZ012003 | SDGRt3CZ01 | 2003 | 0 | 03
ComVint | SDGRt3CZ01 | Ex | SDG | SDG | Rt3 | Multiple | CZ01 | Any | SDGRt3CZ012007 | SDGRt3CZ01 | 2007 | 0 | 07
ComVint | SDGRt3CZ01 | Ex | SDG | SDG | Rt3 | Multiple | CZ01 | Any | SDGRt3CZ012011 | SDGRt3CZ01 | 2011 | 0 | 11
ComVint | SDGRt3CZ01 | Ex | SDG | SDG | Rt3 | Multiple | CZ01 | Any | SDGRt3CZ012014 | SDGRt3CZ01 | 2014 | 0 | 14
ComVint | SDGRt3CZ02 | Ex | SDG | SDG | Rt3 | Multiple | CZ02 | Any | SDGRt3CZ021975 | SDGRt3CZ02 | 1975 | 0 | 75
ComVint | SDGRt3CZ02 | Ex | SDG | SDG | Rt3 | Multiple | CZ02 | Any | SDGRt3CZ021985 | SDGRt3CZ02 | 1985 | 0 | 85
ComVint | SDGRt3CZ02 | Ex | SDG | SDG | Rt3 | Multiple | CZ02 | Any | SDGRt3CZ021996 | SDGRt3CZ02 | 1996 | 0 | 96
ComVint | SDGRt3CZ02 | Ex | SDG | SDG | Rt3 | Multiple | CZ02 | Any | SDGRt3CZ022003 | SDGRt3CZ02 | 2003 | 0 | 03
ComVint | SDGRt3CZ02 | Ex | SDG | SDG | Rt3 | Multiple | CZ02 | Any | SDGRt3CZ022007 | SDGRt3CZ02 | 2007 | 0 | 07
ComVint | SDGRt3CZ02 | Ex | SDG | SDG | Rt3 | Multiple | CZ02 | Any | SDGRt3CZ022011 | SDGRt3CZ02 | 2011 | 0 | 11
ComVint | SDGRt3CZ02 | Ex | SDG | SDG | Rt3 | Multiple | CZ02 | Any | SDGRt3CZ022014 | SDGRt3CZ02 | 2014 | 0 | 14
ComVint | SDGRt3CZ03 | Ex | SDG | SDG | Rt3 | Multiple | CZ03 | Any | SDGRt3CZ031975 | SDGRt3CZ03 | 1975 | 0 | 75
ComVint | SDGRt3CZ03 | Ex | SDG | SDG | Rt3 | Multiple | CZ03 | Any | SDGRt3CZ031985 | SDGRt3CZ03 | 1985 | 0 | 85
ComVint | SDGRt3CZ03 | Ex | SDG | SDG | Rt3 | Multiple | CZ03 | Any | SDGRt3CZ031996 | SDGRt3CZ03 | 1996 | 0 | 96
ComVint | SDGRt3CZ03 | Ex | SDG | SDG | Rt3 | Multiple | CZ03 | Any | SDGRt3CZ032003 | SDGRt3CZ03 | 2003 | 0 | 03
ComVint | SDGRt3CZ03 | Ex | SDG | SDG | Rt3 | Multiple | CZ03 | Any | SDGRt3CZ032007 | SDGRt3CZ03 | 2007 | 0 | 07
ComVint | SDGRt3CZ03 | Ex | SDG | SDG | Rt3 | Multiple | CZ03 | Any | SDGRt3CZ032011 | SDGRt3CZ03 | 2011 | 0 | 11
ComVint | SDGRt3CZ03 | Ex | SDG | SDG | Rt3 | Multiple | CZ03 | Any | SDGRt3CZ032014 | SDGRt3CZ03 | 2014 | 0 | 14
ComVint | SDGRt3CZ04 | Ex | SDG | SDG | Rt3 | Multiple | CZ04 | Any | SDGRt3CZ041975 | SDGRt3CZ04 | 1975 | 0 | 75
ComVint | SDGRt3CZ04 | Ex | SDG | SDG | Rt3 | Multiple | CZ04 | Any | SDGRt3CZ041985 | SDGRt3CZ04 | 1985 | 0 | 85
ComVint | SDGRt3CZ04 | Ex | SDG | SDG | Rt3 | Multiple | CZ04 | Any | SDGRt3CZ041996 | SDGRt3CZ04 | 1996 | 0 | 96
ComVint | SDGRt3CZ04 | Ex | SDG | SDG | Rt3 | Multiple | CZ04 | Any | SDGRt3CZ042003 | SDGRt3CZ04 | 2003 | 0 | 03
ComVint | SDGRt3CZ04 | Ex | SDG | SDG | Rt3 | Multiple | CZ04 | Any | SDGRt3CZ042007 | SDGRt3CZ04 | 2007 | 0 | 07
ComVint | SDGRt3CZ04 | Ex | SDG | SDG | Rt3 | Multiple | CZ04 | Any | SDGRt3CZ042011 | SDGRt3CZ04 | 2011 | 0 | 11
ComVint | SDGRt3CZ04 | Ex | SDG | SDG | Rt3 | Multiple | CZ04 | Any | SDGRt3CZ042014 | SDGRt3CZ04 | 2014 | 0 | 14
ComVint | SDGRt3CZ05 | Ex | SDG | SDG | Rt3 | Multiple | CZ05 | Any | SDGRt3CZ051975 | SDGRt3CZ05 | 1975 | 0 | 75
ComVint | SDGRt3CZ05 | Ex | SDG | SDG | Rt3 | Multiple | CZ05 | Any | SDGRt3CZ051985 | SDGRt3CZ05 | 1985 | 0 | 85
ComVint | SDGRt3CZ05 | Ex | SDG | SDG | Rt3 | Multiple | CZ05 | Any | SDGRt3CZ051996 | SDGRt3CZ05 | 1996 | 0 | 96
ComVint | SDGRt3CZ05 | Ex | SDG | SDG | Rt3 | Multiple | CZ05 | Any | SDGRt3CZ052003 | SDGRt3CZ05 | 2003 | 0 | 03
ComVint | SDGRt3CZ05 | Ex | SDG | SDG | Rt3 | Multiple | CZ05 | Any | SDGRt3CZ052007 | SDGRt3CZ05 | 2007 | 0 | 07
ComVint | SDGRt3CZ05 | Ex | SDG | SDG | Rt3 | Multiple | CZ05 | Any | SDGRt3CZ052011 | SDGRt3CZ05 | 2011 | 0 | 11
ComVint | SDGRt3CZ05 | Ex | SDG | SDG | Rt3 | Multiple | CZ05 | Any | SDGRt3CZ052014 | SDGRt3CZ05 | 2014 | 0 | 14
ComVint | SDGRt3CZ06 | Ex | SDG | SDG | Rt3 | Multiple | CZ06 | Any | SDGRt3CZ061975 | SDGRt3CZ06 | 1975 | 0.32827 | 75
ComVint | SDGRt3CZ06 | Ex | SDG | SDG | Rt3 | Multiple | CZ06 | Any | SDGRt3CZ061985 | SDGRt3CZ06 | 1985 | 0.41223 | 85
ComVint | SDGRt3CZ06 | Ex | SDG | SDG | Rt3 | Multiple | CZ06 | Any | SDGRt3CZ061996 | SDGRt3CZ06 | 1996 | 0.20903 | 96
ComVint | SDGRt3CZ06 | Ex | SDG | SDG | Rt3 | Multiple | CZ06 | Any | SDGRt3CZ062003 | SDGRt3CZ06 | 2003 | 0.1004 | 03
ComVint | SDGRt3CZ06 | Ex | SDG | SDG | Rt3 | Multiple | CZ06 | Any | SDGRt3CZ062007 | SDGRt3CZ06 | 2007 | 0.057567 | 07
ComVint | SDGRt3CZ06 | Ex | SDG | SDG | Rt3 | Multiple | CZ06 | Any | SDGRt3CZ062011 | SDGRt3CZ06 | 2011 | 0.057567 | 11
ComVint | SDGRt3CZ06 | Ex | SDG | SDG | Rt3 | Multiple | CZ06 | Any | SDGRt3CZ062014 | SDGRt3CZ06 | 2014 | 0.028783 | 14
ComVint | SDGRt3CZ07 | Ex | SDG | SDG | Rt3 | Multiple | CZ07 | Any | SDGRt3CZ071975 | SDGRt3CZ07 | 1975 | 6.3995 | 75
ComVint | SDGRt3CZ07 | Ex | SDG | SDG | Rt3 | Multiple | CZ07 | Any | SDGRt3CZ071985 | SDGRt3CZ07 | 1985 | 8.0362 | 85
ComVint | SDGRt3CZ07 | Ex | SDG | SDG | Rt3 | Multiple | CZ07 | Any | SDGRt3CZ071996 | SDGRt3CZ07 | 1996 | 4.0752 | 96
ComVint | SDGRt3CZ07 | Ex | SDG | SDG | Rt3 | Multiple | CZ07 | Any | SDGRt3CZ072003 | SDGRt3CZ07 | 2003 | 1.9572 | 03
ComVint | SDGRt3CZ07 | Ex | SDG | SDG | Rt3 | Multiple | CZ07 | Any | SDGRt3CZ072007 | SDGRt3CZ07 | 2007 | 1.1219 | 07
ComVint | SDGRt3CZ07 | Ex | SDG | SDG | Rt3 | Multiple | CZ07 | Any | SDGRt3CZ072011 | SDGRt3CZ07 | 2011 | 1.1219 | 11
ComVint | SDGRt3CZ07 | Ex | SDG | SDG | Rt3 | Multiple | CZ07 | Any | SDGRt3CZ072014 | SDGRt3CZ07 | 2014 | 0.56095 | 14
ComVint | SDGRt3CZ08 | Ex | SDG | SDG | Rt3 | Multiple | CZ08 | Any | SDGRt3CZ081975 | SDGRt3CZ08 | 1975 | 0.58857 | 75
ComVint | SDGRt3CZ08 | Ex | SDG | SDG | Rt3 | Multiple | CZ08 | Any | SDGRt3CZ081985 | SDGRt3CZ08 | 1985 | 0.7391 | 85
ComVint | SDGRt3CZ08 | Ex | SDG | SDG | Rt3 | Multiple | CZ08 | Any | SDGRt3CZ081996 | SDGRt3CZ08 | 1996 | 0.3748 | 96
ComVint | SDGRt3CZ08 | Ex | SDG | SDG | Rt3 | Multiple | CZ08 | Any | SDGRt3CZ082003 | SDGRt3CZ08 | 2003 | 0.18 | 03
ComVint | SDGRt3CZ08 | Ex | SDG | SDG | Rt3 | Multiple | CZ08 | Any | SDGRt3CZ082007 | SDGRt3CZ08 | 2007 | 0.1032 | 07
ComVint | SDGRt3CZ08 | Ex | SDG | SDG | Rt3 | Multiple | CZ08 | Any | SDGRt3CZ082011 | SDGRt3CZ08 | 2011 | 0.1032 | 11
ComVint | SDGRt3CZ08 | Ex | SDG | SDG | Rt3 | Multiple | CZ08 | Any | SDGRt3CZ082014 | SDGRt3CZ08 | 2014 | 0.0516 | 14
ComVint | SDGRt3CZ09 | Ex | SDG | SDG | Rt3 | Multiple | CZ09 | Any | SDGRt3CZ091975 | SDGRt3CZ09 | 1975 | 0 | 75
ComVint | SDGRt3CZ09 | Ex | SDG | SDG | Rt3 | Multiple | CZ09 | Any | SDGRt3CZ091985 | SDGRt3CZ09 | 1985 | 0 | 85
ComVint | SDGRt3CZ09 | Ex | SDG | SDG | Rt3 | Multiple | CZ09 | Any | SDGRt3CZ091996 | SDGRt3CZ09 | 1996 | 0 | 96
ComVint | SDGRt3CZ09 | Ex | SDG | SDG | Rt3 | Multiple | CZ09 | Any | SDGRt3CZ092003 | SDGRt3CZ09 | 2003 | 0 | 03
ComVint | SDGRt3CZ09 | Ex | SDG | SDG | Rt3 | Multiple | CZ09 | Any | SDGRt3CZ092007 | SDGRt3CZ09 | 2007 | 0 | 07
ComVint | SDGRt3CZ09 | Ex | SDG | SDG | Rt3 | Multiple | CZ09 | Any | SDGRt3CZ092011 | SDGRt3CZ09 | 2011 | 0 | 11
ComVint | SDGRt3CZ09 | Ex | SDG | SDG | Rt3 | Multiple | CZ09 | Any | SDGRt3CZ092014 | SDGRt3CZ09 | 2014 | 0 | 14
ComVint | SDGRt3CZ10 | Ex | SDG | SDG | Rt3 | Multiple | CZ10 | Any | SDGRt3CZ101975 | SDGRt3CZ10 | 1975 | 2.3834 | 75
ComVint | SDGRt3CZ10 | Ex | SDG | SDG | Rt3 | Multiple | CZ10 | Any | SDGRt3CZ101985 | SDGRt3CZ10 | 1985 | 2.993 | 85
ComVint | SDGRt3CZ10 | Ex | SDG | SDG | Rt3 | Multiple | CZ10 | Any | SDGRt3CZ101996 | SDGRt3CZ10 | 1996 | 1.5177 | 96
ComVint | SDGRt3CZ10 | Ex | SDG | SDG | Rt3 | Multiple | CZ10 | Any | SDGRt3CZ102003 | SDGRt3CZ10 | 2003 | 0.72893 | 03
ComVint | SDGRt3CZ10 | Ex | SDG | SDG | Rt3 | Multiple | CZ10 | Any | SDGRt3CZ102007 | SDGRt3CZ10 | 2007 | 0.41783 | 07
ComVint | SDGRt3CZ10 | Ex | SDG | SDG | Rt3 | Multiple | CZ10 | Any | SDGRt3CZ102011 | SDGRt3CZ10 | 2011 | 0.41783 | 11
ComVint | SDGRt3CZ10 | Ex | SDG | SDG | Rt3 | Multiple | CZ10 | Any | SDGRt3CZ102014 | SDGRt3CZ10 | 2014 | 0.20892 | 14
ComVint | SDGRt3CZ11 | Ex | SDG | SDG | Rt3 | Multiple | CZ11 | Any | SDGRt3CZ111975 | SDGRt3CZ11 | 1975 | 0 | 75
ComVint | SDGRt3CZ11 | Ex | SDG | SDG | Rt3 | Multiple | CZ11 | Any | SDGRt3CZ111985 | SDGRt3CZ11 | 1985 | 0 | 85
ComVint | SDGRt3CZ11 | Ex | SDG | SDG | Rt3 | Multiple | CZ11 | Any | SDGRt3CZ111996 | SDGRt3CZ11 | 1996 | 0 | 96
ComVint | SDGRt3CZ11 | Ex | SDG | SDG | Rt3 | Multiple | CZ11 | Any | SDGRt3CZ112003 | SDGRt3CZ11 | 2003 | 0 | 03
ComVint | SDGRt3CZ11 | Ex | SDG | SDG | Rt3 | Multiple | CZ11 | Any | SDGRt3CZ112007 | SDGRt3CZ11 | 2007 | 0 | 07
ComVint | SDGRt3CZ11 | Ex | SDG | SDG | Rt3 | Multiple | CZ11 | Any | SDGRt3CZ112011 | SDGRt3CZ11 | 2011 | 0 | 11
ComVint | SDGRt3CZ11 | Ex | SDG | SDG | Rt3 | Multiple | CZ11 | Any | SDGRt3CZ112014 | SDGRt3CZ11 | 2014 | 0 | 14
ComVint | SDGRt3CZ12 | Ex | SDG | SDG | Rt3 | Multiple | CZ12 | Any | SDGRt3CZ121975 | SDGRt3CZ12 | 1975 | 0 | 75
ComVint | SDGRt3CZ12 | Ex | SDG | SDG | Rt3 | Multiple | CZ12 | Any | SDGRt3CZ121985 | SDGRt3CZ12 | 1985 | 0 | 85
ComVint | SDGRt3CZ12 | Ex | SDG | SDG | Rt3 | Multiple | CZ12 | Any | SDGRt3CZ121996 | SDGRt3CZ12 | 1996 | 0 | 96
ComVint | SDGRt3CZ12 | Ex | SDG | SDG | Rt3 | Multiple | CZ12 | Any | SDGRt3CZ122003 | SDGRt3CZ12 | 2003 | 0 | 03
ComVint | SDGRt3CZ12 | Ex | SDG | SDG | Rt3 | Multiple | CZ12 | Any | SDGRt3CZ122007 | SDGRt3CZ12 | 2007 | 0 | 07
ComVint | SDGRt3CZ12 | Ex | SDG | SDG | Rt3 | Multiple | CZ12 | Any | SDGRt3CZ122011 | SDGRt3CZ12 | 2011 | 0 | 11
ComVint | SDGRt3CZ12 | Ex | SDG | SDG | Rt3 | Multiple | CZ12 | Any | SDGRt3CZ122014 | SDGRt3CZ12 | 2014 | 0 | 14
ComVint | SDGRt3CZ13 | Ex | SDG | SDG | Rt3 | Multiple | CZ13 | Any | SDGRt3CZ131975 | SDGRt3CZ13 | 1975 | 0 | 75
ComVint | SDGRt3CZ13 | Ex | SDG | SDG | Rt3 | Multiple | CZ13 | Any | SDGRt3CZ131985 | SDGRt3CZ13 | 1985 | 0 | 85
ComVint | SDGRt3CZ13 | Ex | SDG | SDG | Rt3 | Multiple | CZ13 | Any | SDGRt3CZ131996 | SDGRt3CZ13 | 1996 | 0 | 96
ComVint | SDGRt3CZ13 | Ex | SDG | SDG | Rt3 | Multiple | CZ13 | Any | SDGRt3CZ132003 | SDGRt3CZ13 | 2003 | 0 | 03
ComVint | SDGRt3CZ13 | Ex | SDG | SDG | Rt3 | Multiple | CZ13 | Any | SDGRt3CZ132007 | SDGRt3CZ13 | 2007 | 0 | 07
ComVint | SDGRt3CZ13 | Ex | SDG | SDG | Rt3 | Multiple | CZ13 | Any | SDGRt3CZ132011 | SDGRt3CZ13 | 2011 | 0 | 11
ComVint | SDGRt3CZ13 | Ex | SDG | SDG | Rt3 | Multiple | CZ13 | Any | SDGRt3CZ132014 | SDGRt3CZ13 | 2014 | 0 | 14
ComVint | SDGRt3CZ14 | Ex | SDG | SDG | Rt3 | Multiple | CZ14 | Any | SDGRt3CZ141975 | SDGRt3CZ14 | 1975 | 0.0087333 | 75
ComVint | SDGRt3CZ14 | Ex | SDG | SDG | Rt3 | Multiple | CZ14 | Any | SDGRt3CZ141985 | SDGRt3CZ14 | 1985 | 0.010967 | 85
ComVint | SDGRt3CZ14 | Ex | SDG | SDG | Rt3 | Multiple | CZ14 | Any | SDGRt3CZ141996 | SDGRt3CZ14 | 1996 | 0.0055667 | 96
ComVint | SDGRt3CZ14 | Ex | SDG | SDG | Rt3 | Multiple | CZ14 | Any | SDGRt3CZ142003 | SDGRt3CZ14 | 2003 | 0.0026667 | 03
ComVint | SDGRt3CZ14 | Ex | SDG | SDG | Rt3 | Multiple | CZ14 | Any | SDGRt3CZ142007 | SDGRt3CZ14 | 2007 | 0.0015333 | 07
ComVint | SDGRt3CZ14 | Ex | SDG | SDG | Rt3 | Multiple | CZ14 | Any | SDGRt3CZ142011 | SDGRt3CZ14 | 2011 | 0.0015333 | 11
ComVint | SDGRt3CZ14 | Ex | SDG | SDG | Rt3 | Multiple | CZ14 | Any | SDGRt3CZ142014 | SDGRt3CZ14 | 2014 | 0.00076667 | 14
ComVint | SDGRt3CZ15 | Ex | SDG | SDG | Rt3 | Multiple | CZ15 | Any | SDGRt3CZ151975 | SDGRt3CZ15 | 1975 | 0.0029 | 75
ComVint | SDGRt3CZ15 | Ex | SDG | SDG | Rt3 | Multiple | CZ15 | Any | SDGRt3CZ151985 | SDGRt3CZ15 | 1985 | 0.0036667 | 85
ComVint | SDGRt3CZ15 | Ex | SDG | SDG | Rt3 | Multiple | CZ15 | Any | SDGRt3CZ151996 | SDGRt3CZ15 | 1996 | 0.0018667 | 96
ComVint | SDGRt3CZ15 | Ex | SDG | SDG | Rt3 | Multiple | CZ15 | Any | SDGRt3CZ152003 | SDGRt3CZ15 | 2003 | 0.0009 | 03
ComVint | SDGRt3CZ15 | Ex | SDG | SDG | Rt3 | Multiple | CZ15 | Any | SDGRt3CZ152007 | SDGRt3CZ15 | 2007 | 0.0005 | 07
ComVint | SDGRt3CZ15 | Ex | SDG | SDG | Rt3 | Multiple | CZ15 | Any | SDGRt3CZ152011 | SDGRt3CZ15 | 2011 | 0.0005 | 11
ComVint | SDGRt3CZ15 | Ex | SDG | SDG | Rt3 | Multiple | CZ15 | Any | SDGRt3CZ152014 | SDGRt3CZ15 | 2014 | 0.00025 | 14
ComVint | SDGRt3CZ16 | Ex | SDG | SDG | Rt3 | Multiple | CZ16 | Any | SDGRt3CZ161975 | SDGRt3CZ16 | 1975 | 0 | 75
ComVint | SDGRt3CZ16 | Ex | SDG | SDG | Rt3 | Multiple | CZ16 | Any | SDGRt3CZ161985 | SDGRt3CZ16 | 1985 | 0 | 85
ComVint | SDGRt3CZ16 | Ex | SDG | SDG | Rt3 | Multiple | CZ16 | Any | SDGRt3CZ161996 | SDGRt3CZ16 | 1996 | 0 | 96
ComVint | SDGRt3CZ16 | Ex | SDG | SDG | Rt3 | Multiple | CZ16 | Any | SDGRt3CZ162003 | SDGRt3CZ16 | 2003 | 0 | 03
ComVint | SDGRt3CZ16 | Ex | SDG | SDG | Rt3 | Multiple | CZ16 | Any | SDGRt3CZ162007 | SDGRt3CZ16 | 2007 | 0 | 07
ComVint | SDGRt3CZ16 | Ex | SDG | SDG | Rt3 | Multiple | CZ16 | Any | SDGRt3CZ162011 | SDGRt3CZ16 | 2011 | 0 | 11
ComVint | SDGRt3CZ16 | Ex | SDG | SDG | Rt3 | Multiple | CZ16 | Any | SDGRt3CZ162014 | SDGRt3CZ16 | 2014 | 0 | 14
ComVint | SDGRtLCZ01 | Ex | SDG | SDG | RtL | Multiple | CZ01 | Any | SDGRtLCZ011975 | SDGRtLCZ01 | 1975 | 0 | 75
ComVint | SDGRtLCZ01 | Ex | SDG | SDG | RtL | Multiple | CZ01 | Any | SDGRtLCZ011985 | SDGRtLCZ01 | 1985 | 0 | 85
ComVint | SDGRtLCZ01 | Ex | SDG | SDG | RtL | Multiple | CZ01 | Any | SDGRtLCZ011996 | SDGRtLCZ01 | 1996 | 0 | 96
ComVint | SDGRtLCZ01 | Ex | SDG | SDG | RtL | Multiple | CZ01 | Any | SDGRtLCZ012003 | SDGRtLCZ01 | 2003 | 0 | 03
ComVint | SDGRtLCZ01 | Ex | SDG | SDG | RtL | Multiple | CZ01 | Any | SDGRtLCZ012007 | SDGRtLCZ01 | 2007 | 0 | 07
ComVint | SDGRtLCZ01 | Ex | SDG | SDG | RtL | Multiple | CZ01 | Any | SDGRtLCZ012011 | SDGRtLCZ01 | 2011 | 0 | 11
ComVint | SDGRtLCZ01 | Ex | SDG | SDG | RtL | Multiple | CZ01 | Any | SDGRtLCZ012014 | SDGRtLCZ01 | 2014 | 0 | 14
ComVint | SDGRtLCZ02 | Ex | SDG | SDG | RtL | Multiple | CZ02 | Any | SDGRtLCZ021975 | SDGRtLCZ02 | 1975 | 0 | 75
ComVint | SDGRtLCZ02 | Ex | SDG | SDG | RtL | Multiple | CZ02 | Any | SDGRtLCZ021985 | SDGRtLCZ02 | 1985 | 0 | 85
ComVint | SDGRtLCZ02 | Ex | SDG | SDG | RtL | Multiple | CZ02 | Any | SDGRtLCZ021996 | SDGRtLCZ02 | 1996 | 0 | 96
ComVint | SDGRtLCZ02 | Ex | SDG | SDG | RtL | Multiple | CZ02 | Any | SDGRtLCZ022003 | SDGRtLCZ02 | 2003 | 0 | 03
ComVint | SDGRtLCZ02 | Ex | SDG | SDG | RtL | Multiple | CZ02 | Any | SDGRtLCZ022007 | SDGRtLCZ02 | 2007 | 0 | 07
ComVint | SDGRtLCZ02 | Ex | SDG | SDG | RtL | Multiple | CZ02 | Any | SDGRtLCZ022011 | SDGRtLCZ02 | 2011 | 0 | 11
ComVint | SDGRtLCZ02 | Ex | SDG | SDG | RtL | Multiple | CZ02 | Any | SDGRtLCZ022014 | SDGRtLCZ02 | 2014 | 0 | 14
ComVint | SDGRtLCZ03 | Ex | SDG | SDG | RtL | Multiple | CZ03 | Any | SDGRtLCZ031975 | SDGRtLCZ03 | 1975 | 0 | 75
ComVint | SDGRtLCZ03 | Ex | SDG | SDG | RtL | Multiple | CZ03 | Any | SDGRtLCZ031985 | SDGRtLCZ03 | 1985 | 0 | 85
ComVint | SDGRtLCZ03 | Ex | SDG | SDG | RtL | Multiple | CZ03 | Any | SDGRtLCZ031996 | SDGRtLCZ03 | 1996 | 0 | 96
ComVint | SDGRtLCZ03 | Ex | SDG | SDG | RtL | Multiple | CZ03 | Any | SDGRtLCZ032003 | SDGRtLCZ03 | 2003 | 0 | 03
ComVint | SDGRtLCZ03 | Ex | SDG | SDG | RtL | Multiple | CZ03 | Any | SDGRtLCZ032007 | SDGRtLCZ03 | 2007 | 0 | 07
ComVint | SDGRtLCZ03 | Ex | SDG | SDG | RtL | Multiple | CZ03 | Any | SDGRtLCZ032011 | SDGRtLCZ03 | 2011 | 0 | 11
ComVint | SDGRtLCZ03 | Ex | SDG | SDG | RtL | Multiple | CZ03 | Any | SDGRtLCZ032014 | SDGRtLCZ03 | 2014 | 0 | 14
ComVint | SDGRtLCZ04 | Ex | SDG | SDG | RtL | Multiple | CZ04 | Any | SDGRtLCZ041975 | SDGRtLCZ04 | 1975 | 0 | 75
ComVint | SDGRtLCZ04 | Ex | SDG | SDG | RtL | Multiple | CZ04 | Any | SDGRtLCZ041985 | SDGRtLCZ04 | 1985 | 0 | 85
ComVint | SDGRtLCZ04 | Ex | SDG | SDG | RtL | Multiple | CZ04 | Any | SDGRtLCZ041996 | SDGRtLCZ04 | 1996 | 0 | 96
ComVint | SDGRtLCZ04 | Ex | SDG | SDG | RtL | Multiple | CZ04 | Any | SDGRtLCZ042003 | SDGRtLCZ04 | 2003 | 0 | 03
ComVint | SDGRtLCZ04 | Ex | SDG | SDG | RtL | Multiple | CZ04 | Any | SDGRtLCZ042007 | SDGRtLCZ04 | 2007 | 0 | 07
ComVint | SDGRtLCZ04 | Ex | SDG | SDG | RtL | Multiple | CZ04 | Any | SDGRtLCZ042011 | SDGRtLCZ04 | 2011 | 0 | 11
ComVint | SDGRtLCZ04 | Ex | SDG | SDG | RtL | Multiple | CZ04 | Any | SDGRtLCZ042014 | SDGRtLCZ04 | 2014 | 0 | 14
ComVint | SDGRtLCZ05 | Ex | SDG | SDG | RtL | Multiple | CZ05 | Any | SDGRtLCZ051975 | SDGRtLCZ05 | 1975 | 0 | 75
ComVint | SDGRtLCZ05 | Ex | SDG | SDG | RtL | Multiple | CZ05 | Any | SDGRtLCZ051985 | SDGRtLCZ05 | 1985 | 0 | 85
ComVint | SDGRtLCZ05 | Ex | SDG | SDG | RtL | Multiple | CZ05 | Any | SDGRtLCZ051996 | SDGRtLCZ05 | 1996 | 0 | 96
ComVint | SDGRtLCZ05 | Ex | SDG | SDG | RtL | Multiple | CZ05 | Any | SDGRtLCZ052003 | SDGRtLCZ05 | 2003 | 0 | 03
ComVint | SDGRtLCZ05 | Ex | SDG | SDG | RtL | Multiple | CZ05 | Any | SDGRtLCZ052007 | SDGRtLCZ05 | 2007 | 0 | 07
ComVint | SDGRtLCZ05 | Ex | SDG | SDG | RtL | Multiple | CZ05 | Any | SDGRtLCZ052011 | SDGRtLCZ05 | 2011 | 0 | 11
ComVint | SDGRtLCZ05 | Ex | SDG | SDG | RtL | Multiple | CZ05 | Any | SDGRtLCZ052014 | SDGRtLCZ05 | 2014 | 0 | 14
ComVint | SDGRtLCZ06 | Ex | SDG | SDG | RtL | Multiple | CZ06 | Any | SDGRtLCZ061975 | SDGRtLCZ06 | 1975 | 0.32827 | 75
ComVint | SDGRtLCZ06 | Ex | SDG | SDG | RtL | Multiple | CZ06 | Any | SDGRtLCZ061985 | SDGRtLCZ06 | 1985 | 0.41223 | 85
ComVint | SDGRtLCZ06 | Ex | SDG | SDG | RtL | Multiple | CZ06 | Any | SDGRtLCZ061996 | SDGRtLCZ06 | 1996 | 0.20903 | 96
ComVint | SDGRtLCZ06 | Ex | SDG | SDG | RtL | Multiple | CZ06 | Any | SDGRtLCZ062003 | SDGRtLCZ06 | 2003 | 0.1004 | 03
ComVint | SDGRtLCZ06 | Ex | SDG | SDG | RtL | Multiple | CZ06 | Any | SDGRtLCZ062007 | SDGRtLCZ06 | 2007 | 0.057567 | 07
ComVint | SDGRtLCZ06 | Ex | SDG | SDG | RtL | Multiple | CZ06 | Any | SDGRtLCZ062011 | SDGRtLCZ06 | 2011 | 0.057567 | 11
ComVint | SDGRtLCZ06 | Ex | SDG | SDG | RtL | Multiple | CZ06 | Any | SDGRtLCZ062014 | SDGRtLCZ06 | 2014 | 0.028783 | 14
ComVint | SDGRtLCZ07 | Ex | SDG | SDG | RtL | Multiple | CZ07 | Any | SDGRtLCZ071975 | SDGRtLCZ07 | 1975 | 6.3995 | 75
ComVint | SDGRtLCZ07 | Ex | SDG | SDG | RtL | Multiple | CZ07 | Any | SDGRtLCZ071985 | SDGRtLCZ07 | 1985 | 8.0362 | 85
ComVint | SDGRtLCZ07 | Ex | SDG | SDG | RtL | Multiple | CZ07 | Any | SDGRtLCZ071996 | SDGRtLCZ07 | 1996 | 4.0752 | 96
ComVint | SDGRtLCZ07 | Ex | SDG | SDG | RtL | Multiple | CZ07 | Any | SDGRtLCZ072003 | SDGRtLCZ07 | 2003 | 1.9572 | 03
ComVint | SDGRtLCZ07 | Ex | SDG | SDG | RtL | Multiple | CZ07 | Any | SDGRtLCZ072007 | SDGRtLCZ07 | 2007 | 1.1219 | 07
ComVint | SDGRtLCZ07 | Ex | SDG | SDG | RtL | Multiple | CZ07 | Any | SDGRtLCZ072011 | SDGRtLCZ07 | 2011 | 1.1219 | 11
ComVint | SDGRtLCZ07 | Ex | SDG | SDG | RtL | Multiple | CZ07 | Any | SDGRtLCZ072014 | SDGRtLCZ07 | 2014 | 0.56095 | 14
ComVint | SDGRtLCZ08 | Ex | SDG | SDG | RtL | Multiple | CZ08 | Any | SDGRtLCZ081975 | SDGRtLCZ08 | 1975 | 0.58857 | 75
ComVint | SDGRtLCZ08 | Ex | SDG | SDG | RtL | Multiple | CZ08 | Any | SDGRtLCZ081985 | SDGRtLCZ08 | 1985 | 0.7391 | 85
ComVint | SDGRtLCZ08 | Ex | SDG | SDG | RtL | Multiple | CZ08 | Any | SDGRtLCZ081996 | SDGRtLCZ08 | 1996 | 0.3748 | 96
ComVint | SDGRtLCZ08 | Ex | SDG | SDG | RtL | Multiple | CZ08 | Any | SDGRtLCZ082003 | SDGRtLCZ08 | 2003 | 0.18 | 03
ComVint | SDGRtLCZ08 | Ex | SDG | SDG | RtL | Multiple | CZ08 | Any | SDGRtLCZ082007 | SDGRtLCZ08 | 2007 | 0.1032 | 07
ComVint | SDGRtLCZ08 | Ex | SDG | SDG | RtL | Multiple | CZ08 | Any | SDGRtLCZ082011 | SDGRtLCZ08 | 2011 | 0.1032 | 11
ComVint | SDGRtLCZ08 | Ex | SDG | SDG | RtL | Multiple | CZ08 | Any | SDGRtLCZ082014 | SDGRtLCZ08 | 2014 | 0.0516 | 14
ComVint | SDGRtLCZ09 | Ex | SDG | SDG | RtL | Multiple | CZ09 | Any | SDGRtLCZ091975 | SDGRtLCZ09 | 1975 | 0 | 75
ComVint | SDGRtLCZ09 | Ex | SDG | SDG | RtL | Multiple | CZ09 | Any | SDGRtLCZ091985 | SDGRtLCZ09 | 1985 | 0 | 85
ComVint | SDGRtLCZ09 | Ex | SDG | SDG | RtL | Multiple | CZ09 | Any | SDGRtLCZ091996 | SDGRtLCZ09 | 1996 | 0 | 96
ComVint | SDGRtLCZ09 | Ex | SDG | SDG | RtL | Multiple | CZ09 | Any | SDGRtLCZ092003 | SDGRtLCZ09 | 2003 | 0 | 03
ComVint | SDGRtLCZ09 | Ex | SDG | SDG | RtL | Multiple | CZ09 | Any | SDGRtLCZ092007 | SDGRtLCZ09 | 2007 | 0 | 07
ComVint | SDGRtLCZ09 | Ex | SDG | SDG | RtL | Multiple | CZ09 | Any | SDGRtLCZ092011 | SDGRtLCZ09 | 2011 | 0 | 11
ComVint | SDGRtLCZ09 | Ex | SDG | SDG | RtL | Multiple | CZ09 | Any | SDGRtLCZ092014 | SDGRtLCZ09 | 2014 | 0 | 14
ComVint | SDGRtLCZ10 | Ex | SDG | SDG | RtL | Multiple | CZ10 | Any | SDGRtLCZ101975 | SDGRtLCZ10 | 1975 | 2.3834 | 75
ComVint | SDGRtLCZ10 | Ex | SDG | SDG | RtL | Multiple | CZ10 | Any | SDGRtLCZ101985 | SDGRtLCZ10 | 1985 | 2.993 | 85
ComVint | SDGRtLCZ10 | Ex | SDG | SDG | RtL | Multiple | CZ10 | Any | SDGRtLCZ101996 | SDGRtLCZ10 | 1996 | 1.5177 | 96
ComVint | SDGRtLCZ10 | Ex | SDG | SDG | RtL | Multiple | CZ10 | Any | SDGRtLCZ102003 | SDGRtLCZ10 | 2003 | 0.72893 | 03
ComVint | SDGRtLCZ10 | Ex | SDG | SDG | RtL | Multiple | CZ10 | Any | SDGRtLCZ102007 | SDGRtLCZ10 | 2007 | 0.41783 | 07
ComVint | SDGRtLCZ10 | Ex | SDG | SDG | RtL | Multiple | CZ10 | Any | SDGRtLCZ102011 | SDGRtLCZ10 | 2011 | 0.41783 | 11
ComVint | SDGRtLCZ10 | Ex | SDG | SDG | RtL | Multiple | CZ10 | Any | SDGRtLCZ102014 | SDGRtLCZ10 | 2014 | 0.20892 | 14
ComVint | SDGRtLCZ11 | Ex | SDG | SDG | RtL | Multiple | CZ11 | Any | SDGRtLCZ111975 | SDGRtLCZ11 | 1975 | 0 | 75
ComVint | SDGRtLCZ11 | Ex | SDG | SDG | RtL | Multiple | CZ11 | Any | SDGRtLCZ111985 | SDGRtLCZ11 | 1985 | 0 | 85
ComVint | SDGRtLCZ11 | Ex | SDG | SDG | RtL | Multiple | CZ11 | Any | SDGRtLCZ111996 | SDGRtLCZ11 | 1996 | 0 | 96
ComVint | SDGRtLCZ11 | Ex | SDG | SDG | RtL | Multiple | CZ11 | Any | SDGRtLCZ112003 | SDGRtLCZ11 | 2003 | 0 | 03
ComVint | SDGRtLCZ11 | Ex | SDG | SDG | RtL | Multiple | CZ11 | Any | SDGRtLCZ112007 | SDGRtLCZ11 | 2007 | 0 | 07
ComVint | SDGRtLCZ11 | Ex | SDG | SDG | RtL | Multiple | CZ11 | Any | SDGRtLCZ112011 | SDGRtLCZ11 | 2011 | 0 | 11
ComVint | SDGRtLCZ11 | Ex | SDG | SDG | RtL | Multiple | CZ11 | Any | SDGRtLCZ112014 | SDGRtLCZ11 | 2014 | 0 | 14
ComVint | SDGRtLCZ12 | Ex | SDG | SDG | RtL | Multiple | CZ12 | Any | SDGRtLCZ121975 | SDGRtLCZ12 | 1975 | 0 | 75
ComVint | SDGRtLCZ12 | Ex | SDG | SDG | RtL | Multiple | CZ12 | Any | SDGRtLCZ121985 | SDGRtLCZ12 | 1985 | 0 | 85
ComVint | SDGRtLCZ12 | Ex | SDG | SDG | RtL | Multiple | CZ12 | Any | SDGRtLCZ121996 | SDGRtLCZ12 | 1996 | 0 | 96
ComVint | SDGRtLCZ12 | Ex | SDG | SDG | RtL | Multiple | CZ12 | Any | SDGRtLCZ122003 | SDGRtLCZ12 | 2003 | 0 | 03
ComVint | SDGRtLCZ12 | Ex | SDG | SDG | RtL | Multiple | CZ12 | Any | SDGRtLCZ122007 | SDGRtLCZ12 | 2007 | 0 | 07
ComVint | SDGRtLCZ12 | Ex | SDG | SDG | RtL | Multiple | CZ12 | Any | SDGRtLCZ122011 | SDGRtLCZ12 | 2011 | 0 | 11
ComVint | SDGRtLCZ12 | Ex | SDG | SDG | RtL | Multiple | CZ12 | Any | SDGRtLCZ122014 | SDGRtLCZ12 | 2014 | 0 | 14
ComVint | SDGRtLCZ13 | Ex | SDG | SDG | RtL | Multiple | CZ13 | Any | SDGRtLCZ131975 | SDGRtLCZ13 | 1975 | 0 | 75
ComVint | SDGRtLCZ13 | Ex | SDG | SDG | RtL | Multiple | CZ13 | Any | SDGRtLCZ131985 | SDGRtLCZ13 | 1985 | 0 | 85
ComVint | SDGRtLCZ13 | Ex | SDG | SDG | RtL | Multiple | CZ13 | Any | SDGRtLCZ131996 | SDGRtLCZ13 | 1996 | 0 | 96
ComVint | SDGRtLCZ13 | Ex | SDG | SDG | RtL | Multiple | CZ13 | Any | SDGRtLCZ132003 | SDGRtLCZ13 | 2003 | 0 | 03
ComVint | SDGRtLCZ13 | Ex | SDG | SDG | RtL | Multiple | CZ13 | Any | SDGRtLCZ132007 | SDGRtLCZ13 | 2007 | 0 | 07
ComVint | SDGRtLCZ13 | Ex | SDG | SDG | RtL | Multiple | CZ13 | Any | SDGRtLCZ132011 | SDGRtLCZ13 | 2011 | 0 | 11
ComVint | SDGRtLCZ13 | Ex | SDG | SDG | RtL | Multiple | CZ13 | Any | SDGRtLCZ132014 | SDGRtLCZ13 | 2014 | 0 | 14
ComVint | SDGRtLCZ14 | Ex | SDG | SDG | RtL | Multiple | CZ14 | Any | SDGRtLCZ141975 | SDGRtLCZ14 | 1975 | 0.0087333 | 75
ComVint | SDGRtLCZ14 | Ex | SDG | SDG | RtL | Multiple | CZ14 | Any | SDGRtLCZ141985 | SDGRtLCZ14 | 1985 | 0.010967 | 85
ComVint | SDGRtLCZ14 | Ex | SDG | SDG | RtL | Multiple | CZ14 | Any | SDGRtLCZ141996 | SDGRtLCZ14 | 1996 | 0.0055667 | 96
ComVint | SDGRtLCZ14 | Ex | SDG | SDG | RtL | Multiple | CZ14 | Any | SDGRtLCZ142003 | SDGRtLCZ14 | 2003 | 0.0026667 | 03
ComVint | SDGRtLCZ14 | Ex | SDG | SDG | RtL | Multiple | CZ14 | Any | SDGRtLCZ142007 | SDGRtLCZ14 | 2007 | 0.0015333 | 07
ComVint | SDGRtLCZ14 | Ex | SDG | SDG | RtL | Multiple | CZ14 | Any | SDGRtLCZ142011 | SDGRtLCZ14 | 2011 | 0.0015333 | 11
ComVint | SDGRtLCZ14 | Ex | SDG | SDG | RtL | Multiple | CZ14 | Any | SDGRtLCZ142014 | SDGRtLCZ14 | 2014 | 0.00076667 | 14
ComVint | SDGRtLCZ15 | Ex | SDG | SDG | RtL | Multiple | CZ15 | Any | SDGRtLCZ151975 | SDGRtLCZ15 | 1975 | 0.0029 | 75
ComVint | SDGRtLCZ15 | Ex | SDG | SDG | RtL | Multiple | CZ15 | Any | SDGRtLCZ151985 | SDGRtLCZ15 | 1985 | 0.0036667 | 85
ComVint | SDGRtLCZ15 | Ex | SDG | SDG | RtL | Multiple | CZ15 | Any | SDGRtLCZ151996 | SDGRtLCZ15 | 1996 | 0.0018667 | 96
ComVint | SDGRtLCZ15 | Ex | SDG | SDG | RtL | Multiple | CZ15 | Any | SDGRtLCZ152003 | SDGRtLCZ15 | 2003 | 0.0009 | 03
ComVint | SDGRtLCZ15 | Ex | SDG | SDG | RtL | Multiple | CZ15 | Any | SDGRtLCZ152007 | SDGRtLCZ15 | 2007 | 0.0005 | 07
ComVint | SDGRtLCZ15 | Ex | SDG | SDG | RtL | Multiple | CZ15 | Any | SDGRtLCZ152011 | SDGRtLCZ15 | 2011 | 0.0005 | 11
ComVint | SDGRtLCZ15 | Ex | SDG | SDG | RtL | Multiple | CZ15 | Any | SDGRtLCZ152014 | SDGRtLCZ15 | 2014 | 0.00025 | 14
ComVint | SDGRtLCZ16 | Ex | SDG | SDG | RtL | Multiple | CZ16 | Any | SDGRtLCZ161975 | SDGRtLCZ16 | 1975 | 0 | 75
ComVint | SDGRtLCZ16 | Ex | SDG | SDG | RtL | Multiple | CZ16 | Any | SDGRtLCZ161985 | SDGRtLCZ16 | 1985 | 0 | 85
ComVint | SDGRtLCZ16 | Ex | SDG | SDG | RtL | Multiple | CZ16 | Any | SDGRtLCZ161996 | SDGRtLCZ16 | 1996 | 0 | 96
ComVint | SDGRtLCZ16 | Ex | SDG | SDG | RtL | Multiple | CZ16 | Any | SDGRtLCZ162003 | SDGRtLCZ16 | 2003 | 0 | 03
ComVint | SDGRtLCZ16 | Ex | SDG | SDG | RtL | Multiple | CZ16 | Any | SDGRtLCZ162007 | SDGRtLCZ16 | 2007 | 0 | 07
ComVint | SDGRtLCZ16 | Ex | SDG | SDG | RtL | Multiple | CZ16 | Any | SDGRtLCZ162011 | SDGRtLCZ16 | 2011 | 0 | 11
ComVint | SDGRtLCZ16 | Ex | SDG | SDG | RtL | Multiple | CZ16 | Any | SDGRtLCZ162014 | SDGRtLCZ16 | 2014 | 0 | 14
ComVint | SDGRtSCZ01 | Ex | SDG | SDG | RtS | Multiple | CZ01 | Any | SDGRtSCZ011975 | SDGRtSCZ01 | 1975 | 0 | 75
ComVint | SDGRtSCZ01 | Ex | SDG | SDG | RtS | Multiple | CZ01 | Any | SDGRtSCZ011985 | SDGRtSCZ01 | 1985 | 0 | 85
ComVint | SDGRtSCZ01 | Ex | SDG | SDG | RtS | Multiple | CZ01 | Any | SDGRtSCZ011996 | SDGRtSCZ01 | 1996 | 0 | 96
ComVint | SDGRtSCZ01 | Ex | SDG | SDG | RtS | Multiple | CZ01 | Any | SDGRtSCZ012003 | SDGRtSCZ01 | 2003 | 0 | 03
ComVint | SDGRtSCZ01 | Ex | SDG | SDG | RtS | Multiple | CZ01 | Any | SDGRtSCZ012007 | SDGRtSCZ01 | 2007 | 0 | 07
ComVint | SDGRtSCZ01 | Ex | SDG | SDG | RtS | Multiple | CZ01 | Any | SDGRtSCZ012011 | SDGRtSCZ01 | 2011 | 0 | 11
ComVint | SDGRtSCZ01 | Ex | SDG | SDG | RtS | Multiple | CZ01 | Any | SDGRtSCZ012014 | SDGRtSCZ01 | 2014 | 0 | 14
ComVint | SDGRtSCZ02 | Ex | SDG | SDG | RtS | Multiple | CZ02 | Any | SDGRtSCZ021975 | SDGRtSCZ02 | 1975 | 0 | 75
ComVint | SDGRtSCZ02 | Ex | SDG | SDG | RtS | Multiple | CZ02 | Any | SDGRtSCZ021985 | SDGRtSCZ02 | 1985 | 0 | 85
ComVint | SDGRtSCZ02 | Ex | SDG | SDG | RtS | Multiple | CZ02 | Any | SDGRtSCZ021996 | SDGRtSCZ02 | 1996 | 0 | 96
ComVint | SDGRtSCZ02 | Ex | SDG | SDG | RtS | Multiple | CZ02 | Any | SDGRtSCZ022003 | SDGRtSCZ02 | 2003 | 0 | 03
ComVint | SDGRtSCZ02 | Ex | SDG | SDG | RtS | Multiple | CZ02 | Any | SDGRtSCZ022007 | SDGRtSCZ02 | 2007 | 0 | 07
ComVint | SDGRtSCZ02 | Ex | SDG | SDG | RtS | Multiple | CZ02 | Any | SDGRtSCZ022011 | SDGRtSCZ02 | 2011 | 0 | 11
ComVint | SDGRtSCZ02 | Ex | SDG | SDG | RtS | Multiple | CZ02 | Any | SDGRtSCZ022014 | SDGRtSCZ02 | 2014 | 0 | 14
ComVint | SDGRtSCZ03 | Ex | SDG | SDG | RtS | Multiple | CZ03 | Any | SDGRtSCZ031975 | SDGRtSCZ03 | 1975 | 0 | 75
ComVint | SDGRtSCZ03 | Ex | SDG | SDG | RtS | Multiple | CZ03 | Any | SDGRtSCZ031985 | SDGRtSCZ03 | 1985 | 0 | 85
ComVint | SDGRtSCZ03 | Ex | SDG | SDG | RtS | Multiple | CZ03 | Any | SDGRtSCZ031996 | SDGRtSCZ03 | 1996 | 0 | 96
ComVint | SDGRtSCZ03 | Ex | SDG | SDG | RtS | Multiple | CZ03 | Any | SDGRtSCZ032003 | SDGRtSCZ03 | 2003 | 0 | 03
ComVint | SDGRtSCZ03 | Ex | SDG | SDG | RtS | Multiple | CZ03 | Any | SDGRtSCZ032007 | SDGRtSCZ03 | 2007 | 0 | 07
ComVint | SDGRtSCZ03 | Ex | SDG | SDG | RtS | Multiple | CZ03 | Any | SDGRtSCZ032011 | SDGRtSCZ03 | 2011 | 0 | 11
ComVint | SDGRtSCZ03 | Ex | SDG | SDG | RtS | Multiple | CZ03 | Any | SDGRtSCZ032014 | SDGRtSCZ03 | 2014 | 0 | 14
ComVint | SDGRtSCZ04 | Ex | SDG | SDG | RtS | Multiple | CZ04 | Any | SDGRtSCZ041975 | SDGRtSCZ04 | 1975 | 0 | 75
ComVint | SDGRtSCZ04 | Ex | SDG | SDG | RtS | Multiple | CZ04 | Any | SDGRtSCZ041985 | SDGRtSCZ04 | 1985 | 0 | 85
ComVint | SDGRtSCZ04 | Ex | SDG | SDG | RtS | Multiple | CZ04 | Any | SDGRtSCZ041996 | SDGRtSCZ04 | 1996 | 0 | 96
ComVint | SDGRtSCZ04 | Ex | SDG | SDG | RtS | Multiple | CZ04 | Any | SDGRtSCZ042003 | SDGRtSCZ04 | 2003 | 0 | 03
ComVint | SDGRtSCZ04 | Ex | SDG | SDG | RtS | Multiple | CZ04 | Any | SDGRtSCZ042007 | SDGRtSCZ04 | 2007 | 0 | 07
ComVint | SDGRtSCZ04 | Ex | SDG | SDG | RtS | Multiple | CZ04 | Any | SDGRtSCZ042011 | SDGRtSCZ04 | 2011 | 0 | 11
ComVint | SDGRtSCZ04 | Ex | SDG | SDG | RtS | Multiple | CZ04 | Any | SDGRtSCZ042014 | SDGRtSCZ04 | 2014 | 0 | 14
ComVint | SDGRtSCZ05 | Ex | SDG | SDG | RtS | Multiple | CZ05 | Any | SDGRtSCZ051975 | SDGRtSCZ05 | 1975 | 0 | 75
ComVint | SDGRtSCZ05 | Ex | SDG | SDG | RtS | Multiple | CZ05 | Any | SDGRtSCZ051985 | SDGRtSCZ05 | 1985 | 0 | 85
ComVint | SDGRtSCZ05 | Ex | SDG | SDG | RtS | Multiple | CZ05 | Any | SDGRtSCZ051996 | SDGRtSCZ05 | 1996 | 0 | 96
ComVint | SDGRtSCZ05 | Ex | SDG | SDG | RtS | Multiple | CZ05 | Any | SDGRtSCZ052003 | SDGRtSCZ05 | 2003 | 0 | 03
ComVint | SDGRtSCZ05 | Ex | SDG | SDG | RtS | Multiple | CZ05 | Any | SDGRtSCZ052007 | SDGRtSCZ05 | 2007 | 0 | 07
ComVint | SDGRtSCZ05 | Ex | SDG | SDG | RtS | Multiple | CZ05 | Any | SDGRtSCZ052011 | SDGRtSCZ05 | 2011 | 0 | 11
ComVint | SDGRtSCZ05 | Ex | SDG | SDG | RtS | Multiple | CZ05 | Any | SDGRtSCZ052014 | SDGRtSCZ05 | 2014 | 0 | 14
ComVint | SDGRtSCZ06 | Ex | SDG | SDG | RtS | Multiple | CZ06 | Any | SDGRtSCZ061975 | SDGRtSCZ06 | 1975 | 0.32827 | 75
ComVint | SDGRtSCZ06 | Ex | SDG | SDG | RtS | Multiple | CZ06 | Any | SDGRtSCZ061985 | SDGRtSCZ06 | 1985 | 0.41223 | 85
ComVint | SDGRtSCZ06 | Ex | SDG | SDG | RtS | Multiple | CZ06 | Any | SDGRtSCZ061996 | SDGRtSCZ06 | 1996 | 0.20903 | 96
ComVint | SDGRtSCZ06 | Ex | SDG | SDG | RtS | Multiple | CZ06 | Any | SDGRtSCZ062003 | SDGRtSCZ06 | 2003 | 0.1004 | 03
ComVint | SDGRtSCZ06 | Ex | SDG | SDG | RtS | Multiple | CZ06 | Any | SDGRtSCZ062007 | SDGRtSCZ06 | 2007 | 0.057567 | 07
ComVint | SDGRtSCZ06 | Ex | SDG | SDG | RtS | Multiple | CZ06 | Any | SDGRtSCZ062011 | SDGRtSCZ06 | 2011 | 0.057567 | 11
ComVint | SDGRtSCZ06 | Ex | SDG | SDG | RtS | Multiple | CZ06 | Any | SDGRtSCZ062014 | SDGRtSCZ06 | 2014 | 0.028783 | 14
ComVint | SDGRtSCZ07 | Ex | SDG | SDG | RtS | Multiple | CZ07 | Any | SDGRtSCZ071975 | SDGRtSCZ07 | 1975 | 6.3995 | 75
ComVint | SDGRtSCZ07 | Ex | SDG | SDG | RtS | Multiple | CZ07 | Any | SDGRtSCZ071985 | SDGRtSCZ07 | 1985 | 8.0362 | 85
ComVint | SDGRtSCZ07 | Ex | SDG | SDG | RtS | Multiple | CZ07 | Any | SDGRtSCZ071996 | SDGRtSCZ07 | 1996 | 4.0752 | 96
ComVint | SDGRtSCZ07 | Ex | SDG | SDG | RtS | Multiple | CZ07 | Any | SDGRtSCZ072003 | SDGRtSCZ07 | 2003 | 1.9572 | 03
ComVint | SDGRtSCZ07 | Ex | SDG | SDG | RtS | Multiple | CZ07 | Any | SDGRtSCZ072007 | SDGRtSCZ07 | 2007 | 1.1219 | 07
ComVint | SDGRtSCZ07 | Ex | SDG | SDG | RtS | Multiple | CZ07 | Any | SDGRtSCZ072011 | SDGRtSCZ07 | 2011 | 1.1219 | 11
ComVint | SDGRtSCZ07 | Ex | SDG | SDG | RtS | Multiple | CZ07 | Any | SDGRtSCZ072014 | SDGRtSCZ07 | 2014 | 0.56095 | 14
ComVint | SDGRtSCZ08 | Ex | SDG | SDG | RtS | Multiple | CZ08 | Any | SDGRtSCZ081975 | SDGRtSCZ08 | 1975 | 0.58857 | 75
ComVint | SDGRtSCZ08 | Ex | SDG | SDG | RtS | Multiple | CZ08 | Any | SDGRtSCZ081985 | SDGRtSCZ08 | 1985 | 0.7391 | 85
ComVint | SDGRtSCZ08 | Ex | SDG | SDG | RtS | Multiple | CZ08 | Any | SDGRtSCZ081996 | SDGRtSCZ08 | 1996 | 0.3748 | 96
ComVint | SDGRtSCZ08 | Ex | SDG | SDG | RtS | Multiple | CZ08 | Any | SDGRtSCZ082003 | SDGRtSCZ08 | 2003 | 0.18 | 03
ComVint | SDGRtSCZ08 | Ex | SDG | SDG | RtS | Multiple | CZ08 | Any | SDGRtSCZ082007 | SDGRtSCZ08 | 2007 | 0.1032 | 07
ComVint | SDGRtSCZ08 | Ex | SDG | SDG | RtS | Multiple | CZ08 | Any | SDGRtSCZ082011 | SDGRtSCZ08 | 2011 | 0.1032 | 11
ComVint | SDGRtSCZ08 | Ex | SDG | SDG | RtS | Multiple | CZ08 | Any | SDGRtSCZ082014 | SDGRtSCZ08 | 2014 | 0.0516 | 14
ComVint | SDGRtSCZ09 | Ex | SDG | SDG | RtS | Multiple | CZ09 | Any | SDGRtSCZ091975 | SDGRtSCZ09 | 1975 | 0 | 75
ComVint | SDGRtSCZ09 | Ex | SDG | SDG | RtS | Multiple | CZ09 | Any | SDGRtSCZ091985 | SDGRtSCZ09 | 1985 | 0 | 85
ComVint | SDGRtSCZ09 | Ex | SDG | SDG | RtS | Multiple | CZ09 | Any | SDGRtSCZ091996 | SDGRtSCZ09 | 1996 | 0 | 96
ComVint | SDGRtSCZ09 | Ex | SDG | SDG | RtS | Multiple | CZ09 | Any | SDGRtSCZ092003 | SDGRtSCZ09 | 2003 | 0 | 03
ComVint | SDGRtSCZ09 | Ex | SDG | SDG | RtS | Multiple | CZ09 | Any | SDGRtSCZ092007 | SDGRtSCZ09 | 2007 | 0 | 07
ComVint | SDGRtSCZ09 | Ex | SDG | SDG | RtS | Multiple | CZ09 | Any | SDGRtSCZ092011 | SDGRtSCZ09 | 2011 | 0 | 11
ComVint | SDGRtSCZ09 | Ex | SDG | SDG | RtS | Multiple | CZ09 | Any | SDGRtSCZ092014 | SDGRtSCZ09 | 2014 | 0 | 14
ComVint | SDGRtSCZ10 | Ex | SDG | SDG | RtS | Multiple | CZ10 | Any | SDGRtSCZ101975 | SDGRtSCZ10 | 1975 | 2.3834 | 75
ComVint | SDGRtSCZ10 | Ex | SDG | SDG | RtS | Multiple | CZ10 | Any | SDGRtSCZ101985 | SDGRtSCZ10 | 1985 | 2.993 | 85
ComVint | SDGRtSCZ10 | Ex | SDG | SDG | RtS | Multiple | CZ10 | Any | SDGRtSCZ101996 | SDGRtSCZ10 | 1996 | 1.5177 | 96
ComVint | SDGRtSCZ10 | Ex | SDG | SDG | RtS | Multiple | CZ10 | Any | SDGRtSCZ102003 | SDGRtSCZ10 | 2003 | 0.72893 | 03
ComVint | SDGRtSCZ10 | Ex | SDG | SDG | RtS | Multiple | CZ10 | Any | SDGRtSCZ102007 | SDGRtSCZ10 | 2007 | 0.41783 | 07
ComVint | SDGRtSCZ10 | Ex | SDG | SDG | RtS | Multiple | CZ10 | Any | SDGRtSCZ102011 | SDGRtSCZ10 | 2011 | 0.41783 | 11
ComVint | SDGRtSCZ10 | Ex | SDG | SDG | RtS | Multiple | CZ10 | Any | SDGRtSCZ102014 | SDGRtSCZ10 | 2014 | 0.20892 | 14
ComVint | SDGRtSCZ11 | Ex | SDG | SDG | RtS | Multiple | CZ11 | Any | SDGRtSCZ111975 | SDGRtSCZ11 | 1975 | 0 | 75
ComVint | SDGRtSCZ11 | Ex | SDG | SDG | RtS | Multiple | CZ11 | Any | SDGRtSCZ111985 | SDGRtSCZ11 | 1985 | 0 | 85
ComVint | SDGRtSCZ11 | Ex | SDG | SDG | RtS | Multiple | CZ11 | Any | SDGRtSCZ111996 | SDGRtSCZ11 | 1996 | 0 | 96
ComVint | SDGRtSCZ11 | Ex | SDG | SDG | RtS | Multiple | CZ11 | Any | SDGRtSCZ112003 | SDGRtSCZ11 | 2003 | 0 | 03
ComVint | SDGRtSCZ11 | Ex | SDG | SDG | RtS | Multiple | CZ11 | Any | SDGRtSCZ112007 | SDGRtSCZ11 | 2007 | 0 | 07
ComVint | SDGRtSCZ11 | Ex | SDG | SDG | RtS | Multiple | CZ11 | Any | SDGRtSCZ112011 | SDGRtSCZ11 | 2011 | 0 | 11
ComVint | SDGRtSCZ11 | Ex | SDG | SDG | RtS | Multiple | CZ11 | Any | SDGRtSCZ112014 | SDGRtSCZ11 | 2014 | 0 | 14
ComVint | SDGRtSCZ12 | Ex | SDG | SDG | RtS | Multiple | CZ12 | Any | SDGRtSCZ121975 | SDGRtSCZ12 | 1975 | 0 | 75
ComVint | SDGRtSCZ12 | Ex | SDG | SDG | RtS | Multiple | CZ12 | Any | SDGRtSCZ121985 | SDGRtSCZ12 | 1985 | 0 | 85
ComVint | SDGRtSCZ12 | Ex | SDG | SDG | RtS | Multiple | CZ12 | Any | SDGRtSCZ121996 | SDGRtSCZ12 | 1996 | 0 | 96
ComVint | SDGRtSCZ12 | Ex | SDG | SDG | RtS | Multiple | CZ12 | Any | SDGRtSCZ122003 | SDGRtSCZ12 | 2003 | 0 | 03
ComVint | SDGRtSCZ12 | Ex | SDG | SDG | RtS | Multiple | CZ12 | Any | SDGRtSCZ122007 | SDGRtSCZ12 | 2007 | 0 | 07
ComVint | SDGRtSCZ12 | Ex | SDG | SDG | RtS | Multiple | CZ12 | Any | SDGRtSCZ122011 | SDGRtSCZ12 | 2011 | 0 | 11
ComVint | SDGRtSCZ12 | Ex | SDG | SDG | RtS | Multiple | CZ12 | Any | SDGRtSCZ122014 | SDGRtSCZ12 | 2014 | 0 | 14
ComVint | SDGRtSCZ13 | Ex | SDG | SDG | RtS | Multiple | CZ13 | Any | SDGRtSCZ131975 | SDGRtSCZ13 | 1975 | 0 | 75
ComVint | SDGRtSCZ13 | Ex | SDG | SDG | RtS | Multiple | CZ13 | Any | SDGRtSCZ131985 | SDGRtSCZ13 | 1985 | 0 | 85
ComVint | SDGRtSCZ13 | Ex | SDG | SDG | RtS | Multiple | CZ13 | Any | SDGRtSCZ131996 | SDGRtSCZ13 | 1996 | 0 | 96
ComVint | SDGRtSCZ13 | Ex | SDG | SDG | RtS | Multiple | CZ13 | Any | SDGRtSCZ132003 | SDGRtSCZ13 | 2003 | 0 | 03
ComVint | SDGRtSCZ13 | Ex | SDG | SDG | RtS | Multiple | CZ13 | Any | SDGRtSCZ132007 | SDGRtSCZ13 | 2007 | 0 | 07
ComVint | SDGRtSCZ13 | Ex | SDG | SDG | RtS | Multiple | CZ13 | Any | SDGRtSCZ132011 | SDGRtSCZ13 | 2011 | 0 | 11
ComVint | SDGRtSCZ13 | Ex | SDG | SDG | RtS | Multiple | CZ13 | Any | SDGRtSCZ132014 | SDGRtSCZ13 | 2014 | 0 | 14
ComVint | SDGRtSCZ14 | Ex | SDG | SDG | RtS | Multiple | CZ14 | Any | SDGRtSCZ141975 | SDGRtSCZ14 | 1975 | 0.0087333 | 75
ComVint | SDGRtSCZ14 | Ex | SDG | SDG | RtS | Multiple | CZ14 | Any | SDGRtSCZ141985 | SDGRtSCZ14 | 1985 | 0.010967 | 85
ComVint | SDGRtSCZ14 | Ex | SDG | SDG | RtS | Multiple | CZ14 | Any | SDGRtSCZ141996 | SDGRtSCZ14 | 1996 | 0.0055667 | 96
ComVint | SDGRtSCZ14 | Ex | SDG | SDG | RtS | Multiple | CZ14 | Any | SDGRtSCZ142003 | SDGRtSCZ14 | 2003 | 0.0026667 | 03
ComVint | SDGRtSCZ14 | Ex | SDG | SDG | RtS | Multiple | CZ14 | Any | SDGRtSCZ142007 | SDGRtSCZ14 | 2007 | 0.0015333 | 07
ComVint | SDGRtSCZ14 | Ex | SDG | SDG | RtS | Multiple | CZ14 | Any | SDGRtSCZ142011 | SDGRtSCZ14 | 2011 | 0.0015333 | 11
ComVint | SDGRtSCZ14 | Ex | SDG | SDG | RtS | Multiple | CZ14 | Any | SDGRtSCZ142014 | SDGRtSCZ14 | 2014 | 0.00076667 | 14
ComVint | SDGRtSCZ15 | Ex | SDG | SDG | RtS | Multiple | CZ15 | Any | SDGRtSCZ151975 | SDGRtSCZ15 | 1975 | 0.0029 | 75
ComVint | SDGRtSCZ15 | Ex | SDG | SDG | RtS | Multiple | CZ15 | Any | SDGRtSCZ151985 | SDGRtSCZ15 | 1985 | 0.0036667 | 85
ComVint | SDGRtSCZ15 | Ex | SDG | SDG | RtS | Multiple | CZ15 | Any | SDGRtSCZ151996 | SDGRtSCZ15 | 1996 | 0.0018667 | 96
ComVint | SDGRtSCZ15 | Ex | SDG | SDG | RtS | Multiple | CZ15 | Any | SDGRtSCZ152003 | SDGRtSCZ15 | 2003 | 0.0009 | 03
ComVint | SDGRtSCZ15 | Ex | SDG | SDG | RtS | Multiple | CZ15 | Any | SDGRtSCZ152007 | SDGRtSCZ15 | 2007 | 0.0005 | 07
ComVint | SDGRtSCZ15 | Ex | SDG | SDG | RtS | Multiple | CZ15 | Any | SDGRtSCZ152011 | SDGRtSCZ15 | 2011 | 0.0005 | 11
ComVint | SDGRtSCZ15 | Ex | SDG | SDG | RtS | Multiple | CZ15 | Any | SDGRtSCZ152014 | SDGRtSCZ15 | 2014 | 0.00025 | 14
ComVint | SDGRtSCZ16 | Ex | SDG | SDG | RtS | Multiple | CZ16 | Any | SDGRtSCZ161975 | SDGRtSCZ16 | 1975 | 0 | 75
ComVint | SDGRtSCZ16 | Ex | SDG | SDG | RtS | Multiple | CZ16 | Any | SDGRtSCZ161985 | SDGRtSCZ16 | 1985 | 0 | 85
ComVint | SDGRtSCZ16 | Ex | SDG | SDG | RtS | Multiple | CZ16 | Any | SDGRtSCZ161996 | SDGRtSCZ16 | 1996 | 0 | 96
ComVint | SDGRtSCZ16 | Ex | SDG | SDG | RtS | Multiple | CZ16 | Any | SDGRtSCZ162003 | SDGRtSCZ16 | 2003 | 0 | 03
ComVint | SDGRtSCZ16 | Ex | SDG | SDG | RtS | Multiple | CZ16 | Any | SDGRtSCZ162007 | SDGRtSCZ16 | 2007 | 0 | 07
ComVint | SDGRtSCZ16 | Ex | SDG | SDG | RtS | Multiple | CZ16 | Any | SDGRtSCZ162011 | SDGRtSCZ16 | 2011 | 0 | 11
ComVint | SDGRtSCZ16 | Ex | SDG | SDG | RtS | Multiple | CZ16 | Any | SDGRtSCZ162014 | SDGRtSCZ16 | 2014 | 0 | 14
ComVint | SDGSCnCZ01 | Ex | SDG | SDG | SCn | Multiple | CZ01 | Any | SDGSCnCZ011975 | SDGSCnCZ01 | 1975 | 0 | 75
ComVint | SDGSCnCZ01 | Ex | SDG | SDG | SCn | Multiple | CZ01 | Any | SDGSCnCZ011985 | SDGSCnCZ01 | 1985 | 0 | 85
ComVint | SDGSCnCZ01 | Ex | SDG | SDG | SCn | Multiple | CZ01 | Any | SDGSCnCZ011996 | SDGSCnCZ01 | 1996 | 0 | 96
ComVint | SDGSCnCZ01 | Ex | SDG | SDG | SCn | Multiple | CZ01 | Any | SDGSCnCZ012003 | SDGSCnCZ01 | 2003 | 0 | 03
ComVint | SDGSCnCZ01 | Ex | SDG | SDG | SCn | Multiple | CZ01 | Any | SDGSCnCZ012007 | SDGSCnCZ01 | 2007 | 0 | 07
ComVint | SDGSCnCZ01 | Ex | SDG | SDG | SCn | Multiple | CZ01 | Any | SDGSCnCZ012011 | SDGSCnCZ01 | 2011 | 0 | 11
ComVint | SDGSCnCZ01 | Ex | SDG | SDG | SCn | Multiple | CZ01 | Any | SDGSCnCZ012014 | SDGSCnCZ01 | 2014 | 0 | 14
ComVint | SDGSCnCZ02 | Ex | SDG | SDG | SCn | Multiple | CZ02 | Any | SDGSCnCZ021975 | SDGSCnCZ02 | 1975 | 0 | 75
ComVint | SDGSCnCZ02 | Ex | SDG | SDG | SCn | Multiple | CZ02 | Any | SDGSCnCZ021985 | SDGSCnCZ02 | 1985 | 0 | 85
ComVint | SDGSCnCZ02 | Ex | SDG | SDG | SCn | Multiple | CZ02 | Any | SDGSCnCZ021996 | SDGSCnCZ02 | 1996 | 0 | 96
ComVint | SDGSCnCZ02 | Ex | SDG | SDG | SCn | Multiple | CZ02 | Any | SDGSCnCZ022003 | SDGSCnCZ02 | 2003 | 0 | 03
ComVint | SDGSCnCZ02 | Ex | SDG | SDG | SCn | Multiple | CZ02 | Any | SDGSCnCZ022007 | SDGSCnCZ02 | 2007 | 0 | 07
ComVint | SDGSCnCZ02 | Ex | SDG | SDG | SCn | Multiple | CZ02 | Any | SDGSCnCZ022011 | SDGSCnCZ02 | 2011 | 0 | 11
ComVint | SDGSCnCZ02 | Ex | SDG | SDG | SCn | Multiple | CZ02 | Any | SDGSCnCZ022014 | SDGSCnCZ02 | 2014 | 0 | 14
ComVint | SDGSCnCZ03 | Ex | SDG | SDG | SCn | Multiple | CZ03 | Any | SDGSCnCZ031975 | SDGSCnCZ03 | 1975 | 0 | 75
ComVint | SDGSCnCZ03 | Ex | SDG | SDG | SCn | Multiple | CZ03 | Any | SDGSCnCZ031985 | SDGSCnCZ03 | 1985 | 0 | 85
ComVint | SDGSCnCZ03 | Ex | SDG | SDG | SCn | Multiple | CZ03 | Any | SDGSCnCZ031996 | SDGSCnCZ03 | 1996 | 0 | 96
ComVint | SDGSCnCZ03 | Ex | SDG | SDG | SCn | Multiple | CZ03 | Any | SDGSCnCZ032003 | SDGSCnCZ03 | 2003 | 0 | 03
ComVint | SDGSCnCZ03 | Ex | SDG | SDG | SCn | Multiple | CZ03 | Any | SDGSCnCZ032007 | SDGSCnCZ03 | 2007 | 0 | 07
ComVint | SDGSCnCZ03 | Ex | SDG | SDG | SCn | Multiple | CZ03 | Any | SDGSCnCZ032011 | SDGSCnCZ03 | 2011 | 0 | 11
ComVint | SDGSCnCZ03 | Ex | SDG | SDG | SCn | Multiple | CZ03 | Any | SDGSCnCZ032014 | SDGSCnCZ03 | 2014 | 0 | 14
ComVint | SDGSCnCZ04 | Ex | SDG | SDG | SCn | Multiple | CZ04 | Any | SDGSCnCZ041975 | SDGSCnCZ04 | 1975 | 0 | 75
ComVint | SDGSCnCZ04 | Ex | SDG | SDG | SCn | Multiple | CZ04 | Any | SDGSCnCZ041985 | SDGSCnCZ04 | 1985 | 0 | 85
ComVint | SDGSCnCZ04 | Ex | SDG | SDG | SCn | Multiple | CZ04 | Any | SDGSCnCZ041996 | SDGSCnCZ04 | 1996 | 0 | 96
ComVint | SDGSCnCZ04 | Ex | SDG | SDG | SCn | Multiple | CZ04 | Any | SDGSCnCZ042003 | SDGSCnCZ04 | 2003 | 0 | 03
ComVint | SDGSCnCZ04 | Ex | SDG | SDG | SCn | Multiple | CZ04 | Any | SDGSCnCZ042007 | SDGSCnCZ04 | 2007 | 0 | 07
ComVint | SDGSCnCZ04 | Ex | SDG | SDG | SCn | Multiple | CZ04 | Any | SDGSCnCZ042011 | SDGSCnCZ04 | 2011 | 0 | 11
ComVint | SDGSCnCZ04 | Ex | SDG | SDG | SCn | Multiple | CZ04 | Any | SDGSCnCZ042014 | SDGSCnCZ04 | 2014 | 0 | 14
ComVint | SDGSCnCZ05 | Ex | SDG | SDG | SCn | Multiple | CZ05 | Any | SDGSCnCZ051975 | SDGSCnCZ05 | 1975 | 0 | 75
ComVint | SDGSCnCZ05 | Ex | SDG | SDG | SCn | Multiple | CZ05 | Any | SDGSCnCZ051985 | SDGSCnCZ05 | 1985 | 0 | 85
ComVint | SDGSCnCZ05 | Ex | SDG | SDG | SCn | Multiple | CZ05 | Any | SDGSCnCZ051996 | SDGSCnCZ05 | 1996 | 0 | 96
ComVint | SDGSCnCZ05 | Ex | SDG | SDG | SCn | Multiple | CZ05 | Any | SDGSCnCZ052003 | SDGSCnCZ05 | 2003 | 0 | 03
ComVint | SDGSCnCZ05 | Ex | SDG | SDG | SCn | Multiple | CZ05 | Any | SDGSCnCZ052007 | SDGSCnCZ05 | 2007 | 0 | 07
ComVint | SDGSCnCZ05 | Ex | SDG | SDG | SCn | Multiple | CZ05 | Any | SDGSCnCZ052011 | SDGSCnCZ05 | 2011 | 0 | 11
ComVint | SDGSCnCZ05 | Ex | SDG | SDG | SCn | Multiple | CZ05 | Any | SDGSCnCZ052014 | SDGSCnCZ05 | 2014 | 0 | 14
ComVint | SDGSCnCZ06 | Ex | SDG | SDG | SCn | Multiple | CZ06 | Any | SDGSCnCZ061975 | SDGSCnCZ06 | 1975 | 0.16385 | 75
ComVint | SDGSCnCZ06 | Ex | SDG | SDG | SCn | Multiple | CZ06 | Any | SDGSCnCZ061985 | SDGSCnCZ06 | 1985 | 0.3815 | 85
ComVint | SDGSCnCZ06 | Ex | SDG | SDG | SCn | Multiple | CZ06 | Any | SDGSCnCZ061996 | SDGSCnCZ06 | 1996 | 0.1658 | 96
ComVint | SDGSCnCZ06 | Ex | SDG | SDG | SCn | Multiple | CZ06 | Any | SDGSCnCZ062003 | SDGSCnCZ06 | 2003 | 0.09135 | 03
ComVint | SDGSCnCZ06 | Ex | SDG | SDG | SCn | Multiple | CZ06 | Any | SDGSCnCZ062007 | SDGSCnCZ06 | 2007 | 0.03995 | 07
ComVint | SDGSCnCZ06 | Ex | SDG | SDG | SCn | Multiple | CZ06 | Any | SDGSCnCZ062011 | SDGSCnCZ06 | 2011 | 0.03995 | 11
ComVint | SDGSCnCZ06 | Ex | SDG | SDG | SCn | Multiple | CZ06 | Any | SDGSCnCZ062014 | SDGSCnCZ06 | 2014 | 0.019975 | 14
ComVint | SDGSCnCZ07 | Ex | SDG | SDG | SCn | Multiple | CZ07 | Any | SDGSCnCZ071975 | SDGSCnCZ07 | 1975 | 4.2637 | 75
ComVint | SDGSCnCZ07 | Ex | SDG | SDG | SCn | Multiple | CZ07 | Any | SDGSCnCZ071985 | SDGSCnCZ07 | 1985 | 9.9268 | 85
ComVint | SDGSCnCZ07 | Ex | SDG | SDG | SCn | Multiple | CZ07 | Any | SDGSCnCZ071996 | SDGSCnCZ07 | 1996 | 4.3141 | 96
ComVint | SDGSCnCZ07 | Ex | SDG | SDG | SCn | Multiple | CZ07 | Any | SDGSCnCZ072003 | SDGSCnCZ07 | 2003 | 2.3765 | 03
ComVint | SDGSCnCZ07 | Ex | SDG | SDG | SCn | Multiple | CZ07 | Any | SDGSCnCZ072007 | SDGSCnCZ07 | 2007 | 1.0393 | 07
ComVint | SDGSCnCZ07 | Ex | SDG | SDG | SCn | Multiple | CZ07 | Any | SDGSCnCZ072011 | SDGSCnCZ07 | 2011 | 1.0393 | 11
ComVint | SDGSCnCZ07 | Ex | SDG | SDG | SCn | Multiple | CZ07 | Any | SDGSCnCZ072014 | SDGSCnCZ07 | 2014 | 0.51963 | 14
ComVint | SDGSCnCZ08 | Ex | SDG | SDG | SCn | Multiple | CZ08 | Any | SDGSCnCZ081975 | SDGSCnCZ08 | 1975 | 0.0995 | 75
ComVint | SDGSCnCZ08 | Ex | SDG | SDG | SCn | Multiple | CZ08 | Any | SDGSCnCZ081985 | SDGSCnCZ08 | 1985 | 0.23165 | 85
ComVint | SDGSCnCZ08 | Ex | SDG | SDG | SCn | Multiple | CZ08 | Any | SDGSCnCZ081996 | SDGSCnCZ08 | 1996 | 0.10065 | 96
ComVint | SDGSCnCZ08 | Ex | SDG | SDG | SCn | Multiple | CZ08 | Any | SDGSCnCZ082003 | SDGSCnCZ08 | 2003 | 0.05545 | 03
ComVint | SDGSCnCZ08 | Ex | SDG | SDG | SCn | Multiple | CZ08 | Any | SDGSCnCZ082007 | SDGSCnCZ08 | 2007 | 0.02425 | 07
ComVint | SDGSCnCZ08 | Ex | SDG | SDG | SCn | Multiple | CZ08 | Any | SDGSCnCZ082011 | SDGSCnCZ08 | 2011 | 0.02425 | 11
ComVint | SDGSCnCZ08 | Ex | SDG | SDG | SCn | Multiple | CZ08 | Any | SDGSCnCZ082014 | SDGSCnCZ08 | 2014 | 0.012125 | 14
ComVint | SDGSCnCZ09 | Ex | SDG | SDG | SCn | Multiple | CZ09 | Any | SDGSCnCZ091975 | SDGSCnCZ09 | 1975 | 0 | 75
ComVint | SDGSCnCZ09 | Ex | SDG | SDG | SCn | Multiple | CZ09 | Any | SDGSCnCZ091985 | SDGSCnCZ09 | 1985 | 0 | 85
ComVint | SDGSCnCZ09 | Ex | SDG | SDG | SCn | Multiple | CZ09 | Any | SDGSCnCZ091996 | SDGSCnCZ09 | 1996 | 0 | 96
ComVint | SDGSCnCZ09 | Ex | SDG | SDG | SCn | Multiple | CZ09 | Any | SDGSCnCZ092003 | SDGSCnCZ09 | 2003 | 0 | 03
ComVint | SDGSCnCZ09 | Ex | SDG | SDG | SCn | Multiple | CZ09 | Any | SDGSCnCZ092007 | SDGSCnCZ09 | 2007 | 0 | 07
ComVint | SDGSCnCZ09 | Ex | SDG | SDG | SCn | Multiple | CZ09 | Any | SDGSCnCZ092011 | SDGSCnCZ09 | 2011 | 0 | 11
ComVint | SDGSCnCZ09 | Ex | SDG | SDG | SCn | Multiple | CZ09 | Any | SDGSCnCZ092014 | SDGSCnCZ09 | 2014 | 0 | 14
ComVint | SDGSCnCZ10 | Ex | SDG | SDG | SCn | Multiple | CZ10 | Any | SDGSCnCZ101975 | SDGSCnCZ10 | 1975 | 1.9468 | 75
ComVint | SDGSCnCZ10 | Ex | SDG | SDG | SCn | Multiple | CZ10 | Any | SDGSCnCZ101985 | SDGSCnCZ10 | 1985 | 4.5327 | 85
ComVint | SDGSCnCZ10 | Ex | SDG | SDG | SCn | Multiple | CZ10 | Any | SDGSCnCZ101996 | SDGSCnCZ10 | 1996 | 1.9699 | 96
ComVint | SDGSCnCZ10 | Ex | SDG | SDG | SCn | Multiple | CZ10 | Any | SDGSCnCZ102003 | SDGSCnCZ10 | 2003 | 1.0852 | 03
ComVint | SDGSCnCZ10 | Ex | SDG | SDG | SCn | Multiple | CZ10 | Any | SDGSCnCZ102007 | SDGSCnCZ10 | 2007 | 0.47455 | 07
ComVint | SDGSCnCZ10 | Ex | SDG | SDG | SCn | Multiple | CZ10 | Any | SDGSCnCZ102011 | SDGSCnCZ10 | 2011 | 0.47455 | 11
ComVint | SDGSCnCZ10 | Ex | SDG | SDG | SCn | Multiple | CZ10 | Any | SDGSCnCZ102014 | SDGSCnCZ10 | 2014 | 0.23728 | 14
ComVint | SDGSCnCZ11 | Ex | SDG | SDG | SCn | Multiple | CZ11 | Any | SDGSCnCZ111975 | SDGSCnCZ11 | 1975 | 0 | 75
ComVint | SDGSCnCZ11 | Ex | SDG | SDG | SCn | Multiple | CZ11 | Any | SDGSCnCZ111985 | SDGSCnCZ11 | 1985 | 0 | 85
ComVint | SDGSCnCZ11 | Ex | SDG | SDG | SCn | Multiple | CZ11 | Any | SDGSCnCZ111996 | SDGSCnCZ11 | 1996 | 0 | 96
ComVint | SDGSCnCZ11 | Ex | SDG | SDG | SCn | Multiple | CZ11 | Any | SDGSCnCZ112003 | SDGSCnCZ11 | 2003 | 0 | 03
ComVint | SDGSCnCZ11 | Ex | SDG | SDG | SCn | Multiple | CZ11 | Any | SDGSCnCZ112007 | SDGSCnCZ11 | 2007 | 0 | 07
ComVint | SDGSCnCZ11 | Ex | SDG | SDG | SCn | Multiple | CZ11 | Any | SDGSCnCZ112011 | SDGSCnCZ11 | 2011 | 0 | 11
ComVint | SDGSCnCZ11 | Ex | SDG | SDG | SCn | Multiple | CZ11 | Any | SDGSCnCZ112014 | SDGSCnCZ11 | 2014 | 0 | 14
ComVint | SDGSCnCZ12 | Ex | SDG | SDG | SCn | Multiple | CZ12 | Any | SDGSCnCZ121975 | SDGSCnCZ12 | 1975 | 0 | 75
ComVint | SDGSCnCZ12 | Ex | SDG | SDG | SCn | Multiple | CZ12 | Any | SDGSCnCZ121985 | SDGSCnCZ12 | 1985 | 0 | 85
ComVint | SDGSCnCZ12 | Ex | SDG | SDG | SCn | Multiple | CZ12 | Any | SDGSCnCZ121996 | SDGSCnCZ12 | 1996 | 0 | 96
ComVint | SDGSCnCZ12 | Ex | SDG | SDG | SCn | Multiple | CZ12 | Any | SDGSCnCZ122003 | SDGSCnCZ12 | 2003 | 0 | 03
ComVint | SDGSCnCZ12 | Ex | SDG | SDG | SCn | Multiple | CZ12 | Any | SDGSCnCZ122007 | SDGSCnCZ12 | 2007 | 0 | 07
ComVint | SDGSCnCZ12 | Ex | SDG | SDG | SCn | Multiple | CZ12 | Any | SDGSCnCZ122011 | SDGSCnCZ12 | 2011 | 0 | 11
ComVint | SDGSCnCZ12 | Ex | SDG | SDG | SCn | Multiple | CZ12 | Any | SDGSCnCZ122014 | SDGSCnCZ12 | 2014 | 0 | 14
ComVint | SDGSCnCZ13 | Ex | SDG | SDG | SCn | Multiple | CZ13 | Any | SDGSCnCZ131975 | SDGSCnCZ13 | 1975 | 0 | 75
ComVint | SDGSCnCZ13 | Ex | SDG | SDG | SCn | Multiple | CZ13 | Any | SDGSCnCZ131985 | SDGSCnCZ13 | 1985 | 0 | 85
ComVint | SDGSCnCZ13 | Ex | SDG | SDG | SCn | Multiple | CZ13 | Any | SDGSCnCZ131996 | SDGSCnCZ13 | 1996 | 0 | 96
ComVint | SDGSCnCZ13 | Ex | SDG | SDG | SCn | Multiple | CZ13 | Any | SDGSCnCZ132003 | SDGSCnCZ13 | 2003 | 0 | 03
ComVint | SDGSCnCZ13 | Ex | SDG | SDG | SCn | Multiple | CZ13 | Any | SDGSCnCZ132007 | SDGSCnCZ13 | 2007 | 0 | 07
ComVint | SDGSCnCZ13 | Ex | SDG | SDG | SCn | Multiple | CZ13 | Any | SDGSCnCZ132011 | SDGSCnCZ13 | 2011 | 0 | 11
ComVint | SDGSCnCZ13 | Ex | SDG | SDG | SCn | Multiple | CZ13 | Any | SDGSCnCZ132014 | SDGSCnCZ13 | 2014 | 0 | 14
ComVint | SDGSCnCZ14 | Ex | SDG | SDG | SCn | Multiple | CZ14 | Any | SDGSCnCZ141975 | SDGSCnCZ14 | 1975 | 0.01885 | 75
ComVint | SDGSCnCZ14 | Ex | SDG | SDG | SCn | Multiple | CZ14 | Any | SDGSCnCZ141985 | SDGSCnCZ14 | 1985 | 0.0439 | 85
ComVint | SDGSCnCZ14 | Ex | SDG | SDG | SCn | Multiple | CZ14 | Any | SDGSCnCZ141996 | SDGSCnCZ14 | 1996 | 0.0191 | 96
ComVint | SDGSCnCZ14 | Ex | SDG | SDG | SCn | Multiple | CZ14 | Any | SDGSCnCZ142003 | SDGSCnCZ14 | 2003 | 0.0105 | 03
ComVint | SDGSCnCZ14 | Ex | SDG | SDG | SCn | Multiple | CZ14 | Any | SDGSCnCZ142007 | SDGSCnCZ14 | 2007 | 0.0046 | 07
ComVint | SDGSCnCZ14 | Ex | SDG | SDG | SCn | Multiple | CZ14 | Any | SDGSCnCZ142011 | SDGSCnCZ14 | 2011 | 0.0046 | 11
ComVint | SDGSCnCZ14 | Ex | SDG | SDG | SCn | Multiple | CZ14 | Any | SDGSCnCZ142014 | SDGSCnCZ14 | 2014 | 0.0023 | 14
ComVint | SDGSCnCZ15 | Ex | SDG | SDG | SCn | Multiple | CZ15 | Any | SDGSCnCZ151975 | SDGSCnCZ15 | 1975 | 0.0091 | 75
ComVint | SDGSCnCZ15 | Ex | SDG | SDG | SCn | Multiple | CZ15 | Any | SDGSCnCZ151985 | SDGSCnCZ15 | 1985 | 0.0212 | 85
ComVint | SDGSCnCZ15 | Ex | SDG | SDG | SCn | Multiple | CZ15 | Any | SDGSCnCZ151996 | SDGSCnCZ15 | 1996 | 0.0092 | 96
ComVint | SDGSCnCZ15 | Ex | SDG | SDG | SCn | Multiple | CZ15 | Any | SDGSCnCZ152003 | SDGSCnCZ15 | 2003 | 0.00505 | 03
ComVint | SDGSCnCZ15 | Ex | SDG | SDG | SCn | Multiple | CZ15 | Any | SDGSCnCZ152007 | SDGSCnCZ15 | 2007 | 0.0022 | 07
ComVint | SDGSCnCZ15 | Ex | SDG | SDG | SCn | Multiple | CZ15 | Any | SDGSCnCZ152011 | SDGSCnCZ15 | 2011 | 0.0022 | 11
ComVint | SDGSCnCZ15 | Ex | SDG | SDG | SCn | Multiple | CZ15 | Any | SDGSCnCZ152014 | SDGSCnCZ15 | 2014 | 0.0011 | 14
ComVint | SDGSCnCZ16 | Ex | SDG | SDG | SCn | Multiple | CZ16 | Any | SDGSCnCZ161975 | SDGSCnCZ16 | 1975 | 0 | 75
ComVint | SDGSCnCZ16 | Ex | SDG | SDG | SCn | Multiple | CZ16 | Any | SDGSCnCZ161985 | SDGSCnCZ16 | 1985 | 0 | 85
ComVint | SDGSCnCZ16 | Ex | SDG | SDG | SCn | Multiple | CZ16 | Any | SDGSCnCZ161996 | SDGSCnCZ16 | 1996 | 0 | 96
ComVint | SDGSCnCZ16 | Ex | SDG | SDG | SCn | Multiple | CZ16 | Any | SDGSCnCZ162003 | SDGSCnCZ16 | 2003 | 0 | 03
ComVint | SDGSCnCZ16 | Ex | SDG | SDG | SCn | Multiple | CZ16 | Any | SDGSCnCZ162007 | SDGSCnCZ16 | 2007 | 0 | 07
ComVint | SDGSCnCZ16 | Ex | SDG | SDG | SCn | Multiple | CZ16 | Any | SDGSCnCZ162011 | SDGSCnCZ16 | 2011 | 0 | 11
ComVint | SDGSCnCZ16 | Ex | SDG | SDG | SCn | Multiple | CZ16 | Any | SDGSCnCZ162014 | SDGSCnCZ16 | 2014 | 0 | 14
ComVint | SDGSUnCZ01 | Ex | SDG | SDG | SUn | Multiple | CZ01 | Any | SDGSUnCZ011975 | SDGSUnCZ01 | 1975 | 0 | 75
ComVint | SDGSUnCZ01 | Ex | SDG | SDG | SUn | Multiple | CZ01 | Any | SDGSUnCZ011985 | SDGSUnCZ01 | 1985 | 0 | 85
ComVint | SDGSUnCZ01 | Ex | SDG | SDG | SUn | Multiple | CZ01 | Any | SDGSUnCZ011996 | SDGSUnCZ01 | 1996 | 0 | 96
ComVint | SDGSUnCZ01 | Ex | SDG | SDG | SUn | Multiple | CZ01 | Any | SDGSUnCZ012003 | SDGSUnCZ01 | 2003 | 0 | 03
ComVint | SDGSUnCZ01 | Ex | SDG | SDG | SUn | Multiple | CZ01 | Any | SDGSUnCZ012007 | SDGSUnCZ01 | 2007 | 0 | 07
ComVint | SDGSUnCZ01 | Ex | SDG | SDG | SUn | Multiple | CZ01 | Any | SDGSUnCZ012011 | SDGSUnCZ01 | 2011 | 0 | 11
ComVint | SDGSUnCZ01 | Ex | SDG | SDG | SUn | Multiple | CZ01 | Any | SDGSUnCZ012014 | SDGSUnCZ01 | 2014 | 0 | 14
ComVint | SDGSUnCZ02 | Ex | SDG | SDG | SUn | Multiple | CZ02 | Any | SDGSUnCZ021975 | SDGSUnCZ02 | 1975 | 0 | 75
ComVint | SDGSUnCZ02 | Ex | SDG | SDG | SUn | Multiple | CZ02 | Any | SDGSUnCZ021985 | SDGSUnCZ02 | 1985 | 0 | 85
ComVint | SDGSUnCZ02 | Ex | SDG | SDG | SUn | Multiple | CZ02 | Any | SDGSUnCZ021996 | SDGSUnCZ02 | 1996 | 0 | 96
ComVint | SDGSUnCZ02 | Ex | SDG | SDG | SUn | Multiple | CZ02 | Any | SDGSUnCZ022003 | SDGSUnCZ02 | 2003 | 0 | 03
ComVint | SDGSUnCZ02 | Ex | SDG | SDG | SUn | Multiple | CZ02 | Any | SDGSUnCZ022007 | SDGSUnCZ02 | 2007 | 0 | 07
ComVint | SDGSUnCZ02 | Ex | SDG | SDG | SUn | Multiple | CZ02 | Any | SDGSUnCZ022011 | SDGSUnCZ02 | 2011 | 0 | 11
ComVint | SDGSUnCZ02 | Ex | SDG | SDG | SUn | Multiple | CZ02 | Any | SDGSUnCZ022014 | SDGSUnCZ02 | 2014 | 0 | 14
ComVint | SDGSUnCZ03 | Ex | SDG | SDG | SUn | Multiple | CZ03 | Any | SDGSUnCZ031975 | SDGSUnCZ03 | 1975 | 0 | 75
ComVint | SDGSUnCZ03 | Ex | SDG | SDG | SUn | Multiple | CZ03 | Any | SDGSUnCZ031985 | SDGSUnCZ03 | 1985 | 0 | 85
ComVint | SDGSUnCZ03 | Ex | SDG | SDG | SUn | Multiple | CZ03 | Any | SDGSUnCZ031996 | SDGSUnCZ03 | 1996 | 0 | 96
ComVint | SDGSUnCZ03 | Ex | SDG | SDG | SUn | Multiple | CZ03 | Any | SDGSUnCZ032003 | SDGSUnCZ03 | 2003 | 0 | 03
ComVint | SDGSUnCZ03 | Ex | SDG | SDG | SUn | Multiple | CZ03 | Any | SDGSUnCZ032007 | SDGSUnCZ03 | 2007 | 0 | 07
ComVint | SDGSUnCZ03 | Ex | SDG | SDG | SUn | Multiple | CZ03 | Any | SDGSUnCZ032011 | SDGSUnCZ03 | 2011 | 0 | 11
ComVint | SDGSUnCZ03 | Ex | SDG | SDG | SUn | Multiple | CZ03 | Any | SDGSUnCZ032014 | SDGSUnCZ03 | 2014 | 0 | 14
ComVint | SDGSUnCZ04 | Ex | SDG | SDG | SUn | Multiple | CZ04 | Any | SDGSUnCZ041975 | SDGSUnCZ04 | 1975 | 0 | 75
ComVint | SDGSUnCZ04 | Ex | SDG | SDG | SUn | Multiple | CZ04 | Any | SDGSUnCZ041985 | SDGSUnCZ04 | 1985 | 0 | 85
ComVint | SDGSUnCZ04 | Ex | SDG | SDG | SUn | Multiple | CZ04 | Any | SDGSUnCZ041996 | SDGSUnCZ04 | 1996 | 0 | 96
ComVint | SDGSUnCZ04 | Ex | SDG | SDG | SUn | Multiple | CZ04 | Any | SDGSUnCZ042003 | SDGSUnCZ04 | 2003 | 0 | 03
ComVint | SDGSUnCZ04 | Ex | SDG | SDG | SUn | Multiple | CZ04 | Any | SDGSUnCZ042007 | SDGSUnCZ04 | 2007 | 0 | 07
ComVint | SDGSUnCZ04 | Ex | SDG | SDG | SUn | Multiple | CZ04 | Any | SDGSUnCZ042011 | SDGSUnCZ04 | 2011 | 0 | 11
ComVint | SDGSUnCZ04 | Ex | SDG | SDG | SUn | Multiple | CZ04 | Any | SDGSUnCZ042014 | SDGSUnCZ04 | 2014 | 0 | 14
ComVint | SDGSUnCZ05 | Ex | SDG | SDG | SUn | Multiple | CZ05 | Any | SDGSUnCZ051975 | SDGSUnCZ05 | 1975 | 0 | 75
ComVint | SDGSUnCZ05 | Ex | SDG | SDG | SUn | Multiple | CZ05 | Any | SDGSUnCZ051985 | SDGSUnCZ05 | 1985 | 0 | 85
ComVint | SDGSUnCZ05 | Ex | SDG | SDG | SUn | Multiple | CZ05 | Any | SDGSUnCZ051996 | SDGSUnCZ05 | 1996 | 0 | 96
ComVint | SDGSUnCZ05 | Ex | SDG | SDG | SUn | Multiple | CZ05 | Any | SDGSUnCZ052003 | SDGSUnCZ05 | 2003 | 0 | 03
ComVint | SDGSUnCZ05 | Ex | SDG | SDG | SUn | Multiple | CZ05 | Any | SDGSUnCZ052007 | SDGSUnCZ05 | 2007 | 0 | 07
ComVint | SDGSUnCZ05 | Ex | SDG | SDG | SUn | Multiple | CZ05 | Any | SDGSUnCZ052011 | SDGSUnCZ05 | 2011 | 0 | 11
ComVint | SDGSUnCZ05 | Ex | SDG | SDG | SUn | Multiple | CZ05 | Any | SDGSUnCZ052014 | SDGSUnCZ05 | 2014 | 0 | 14
ComVint | SDGSUnCZ06 | Ex | SDG | SDG | SUn | Multiple | CZ06 | Any | SDGSUnCZ061975 | SDGSUnCZ06 | 1975 | 0.16385 | 75
ComVint | SDGSUnCZ06 | Ex | SDG | SDG | SUn | Multiple | CZ06 | Any | SDGSUnCZ061985 | SDGSUnCZ06 | 1985 | 0.3815 | 85
ComVint | SDGSUnCZ06 | Ex | SDG | SDG | SUn | Multiple | CZ06 | Any | SDGSUnCZ061996 | SDGSUnCZ06 | 1996 | 0.1658 | 96
ComVint | SDGSUnCZ06 | Ex | SDG | SDG | SUn | Multiple | CZ06 | Any | SDGSUnCZ062003 | SDGSUnCZ06 | 2003 | 0.09135 | 03
ComVint | SDGSUnCZ06 | Ex | SDG | SDG | SUn | Multiple | CZ06 | Any | SDGSUnCZ062007 | SDGSUnCZ06 | 2007 | 0.03995 | 07
ComVint | SDGSUnCZ06 | Ex | SDG | SDG | SUn | Multiple | CZ06 | Any | SDGSUnCZ062011 | SDGSUnCZ06 | 2011 | 0.03995 | 11
ComVint | SDGSUnCZ06 | Ex | SDG | SDG | SUn | Multiple | CZ06 | Any | SDGSUnCZ062014 | SDGSUnCZ06 | 2014 | 0.019975 | 14
ComVint | SDGSUnCZ07 | Ex | SDG | SDG | SUn | Multiple | CZ07 | Any | SDGSUnCZ071975 | SDGSUnCZ07 | 1975 | 4.2637 | 75
ComVint | SDGSUnCZ07 | Ex | SDG | SDG | SUn | Multiple | CZ07 | Any | SDGSUnCZ071985 | SDGSUnCZ07 | 1985 | 9.9268 | 85
ComVint | SDGSUnCZ07 | Ex | SDG | SDG | SUn | Multiple | CZ07 | Any | SDGSUnCZ071996 | SDGSUnCZ07 | 1996 | 4.3141 | 96
ComVint | SDGSUnCZ07 | Ex | SDG | SDG | SUn | Multiple | CZ07 | Any | SDGSUnCZ072003 | SDGSUnCZ07 | 2003 | 2.3765 | 03
ComVint | SDGSUnCZ07 | Ex | SDG | SDG | SUn | Multiple | CZ07 | Any | SDGSUnCZ072007 | SDGSUnCZ07 | 2007 | 1.0393 | 07
ComVint | SDGSUnCZ07 | Ex | SDG | SDG | SUn | Multiple | CZ07 | Any | SDGSUnCZ072011 | SDGSUnCZ07 | 2011 | 1.0393 | 11
ComVint | SDGSUnCZ07 | Ex | SDG | SDG | SUn | Multiple | CZ07 | Any | SDGSUnCZ072014 | SDGSUnCZ07 | 2014 | 0.51963 | 14
ComVint | SDGSUnCZ08 | Ex | SDG | SDG | SUn | Multiple | CZ08 | Any | SDGSUnCZ081975 | SDGSUnCZ08 | 1975 | 0.0995 | 75
ComVint | SDGSUnCZ08 | Ex | SDG | SDG | SUn | Multiple | CZ08 | Any | SDGSUnCZ081985 | SDGSUnCZ08 | 1985 | 0.23165 | 85
ComVint | SDGSUnCZ08 | Ex | SDG | SDG | SUn | Multiple | CZ08 | Any | SDGSUnCZ081996 | SDGSUnCZ08 | 1996 | 0.10065 | 96
ComVint | SDGSUnCZ08 | Ex | SDG | SDG | SUn | Multiple | CZ08 | Any | SDGSUnCZ082003 | SDGSUnCZ08 | 2003 | 0.05545 | 03
ComVint | SDGSUnCZ08 | Ex | SDG | SDG | SUn | Multiple | CZ08 | Any | SDGSUnCZ082007 | SDGSUnCZ08 | 2007 | 0.02425 | 07
ComVint | SDGSUnCZ08 | Ex | SDG | SDG | SUn | Multiple | CZ08 | Any | SDGSUnCZ082011 | SDGSUnCZ08 | 2011 | 0.02425 | 11
ComVint | SDGSUnCZ08 | Ex | SDG | SDG | SUn | Multiple | CZ08 | Any | SDGSUnCZ082014 | SDGSUnCZ08 | 2014 | 0.012125 | 14
ComVint | SDGSUnCZ09 | Ex | SDG | SDG | SUn | Multiple | CZ09 | Any | SDGSUnCZ091975 | SDGSUnCZ09 | 1975 | 0 | 75
ComVint | SDGSUnCZ09 | Ex | SDG | SDG | SUn | Multiple | CZ09 | Any | SDGSUnCZ091985 | SDGSUnCZ09 | 1985 | 0 | 85
ComVint | SDGSUnCZ09 | Ex | SDG | SDG | SUn | Multiple | CZ09 | Any | SDGSUnCZ091996 | SDGSUnCZ09 | 1996 | 0 | 96
ComVint | SDGSUnCZ09 | Ex | SDG | SDG | SUn | Multiple | CZ09 | Any | SDGSUnCZ092003 | SDGSUnCZ09 | 2003 | 0 | 03
ComVint | SDGSUnCZ09 | Ex | SDG | SDG | SUn | Multiple | CZ09 | Any | SDGSUnCZ092007 | SDGSUnCZ09 | 2007 | 0 | 07
ComVint | SDGSUnCZ09 | Ex | SDG | SDG | SUn | Multiple | CZ09 | Any | SDGSUnCZ092011 | SDGSUnCZ09 | 2011 | 0 | 11
ComVint | SDGSUnCZ09 | Ex | SDG | SDG | SUn | Multiple | CZ09 | Any | SDGSUnCZ092014 | SDGSUnCZ09 | 2014 | 0 | 14
ComVint | SDGSUnCZ10 | Ex | SDG | SDG | SUn | Multiple | CZ10 | Any | SDGSUnCZ101975 | SDGSUnCZ10 | 1975 | 1.9468 | 75
ComVint | SDGSUnCZ10 | Ex | SDG | SDG | SUn | Multiple | CZ10 | Any | SDGSUnCZ101985 | SDGSUnCZ10 | 1985 | 4.5327 | 85
ComVint | SDGSUnCZ10 | Ex | SDG | SDG | SUn | Multiple | CZ10 | Any | SDGSUnCZ101996 | SDGSUnCZ10 | 1996 | 1.9699 | 96
ComVint | SDGSUnCZ10 | Ex | SDG | SDG | SUn | Multiple | CZ10 | Any | SDGSUnCZ102003 | SDGSUnCZ10 | 2003 | 1.0852 | 03
ComVint | SDGSUnCZ10 | Ex | SDG | SDG | SUn | Multiple | CZ10 | Any | SDGSUnCZ102007 | SDGSUnCZ10 | 2007 | 0.47455 | 07
ComVint | SDGSUnCZ10 | Ex | SDG | SDG | SUn | Multiple | CZ10 | Any | SDGSUnCZ102011 | SDGSUnCZ10 | 2011 | 0.47455 | 11
ComVint | SDGSUnCZ10 | Ex | SDG | SDG | SUn | Multiple | CZ10 | Any | SDGSUnCZ102014 | SDGSUnCZ10 | 2014 | 0.23728 | 14
ComVint | SDGSUnCZ11 | Ex | SDG | SDG | SUn | Multiple | CZ11 | Any | SDGSUnCZ111975 | SDGSUnCZ11 | 1975 | 0 | 75
ComVint | SDGSUnCZ11 | Ex | SDG | SDG | SUn | Multiple | CZ11 | Any | SDGSUnCZ111985 | SDGSUnCZ11 | 1985 | 0 | 85
ComVint | SDGSUnCZ11 | Ex | SDG | SDG | SUn | Multiple | CZ11 | Any | SDGSUnCZ111996 | SDGSUnCZ11 | 1996 | 0 | 96
ComVint | SDGSUnCZ11 | Ex | SDG | SDG | SUn | Multiple | CZ11 | Any | SDGSUnCZ112003 | SDGSUnCZ11 | 2003 | 0 | 03
ComVint | SDGSUnCZ11 | Ex | SDG | SDG | SUn | Multiple | CZ11 | Any | SDGSUnCZ112007 | SDGSUnCZ11 | 2007 | 0 | 07
ComVint | SDGSUnCZ11 | Ex | SDG | SDG | SUn | Multiple | CZ11 | Any | SDGSUnCZ112011 | SDGSUnCZ11 | 2011 | 0 | 11
ComVint | SDGSUnCZ11 | Ex | SDG | SDG | SUn | Multiple | CZ11 | Any | SDGSUnCZ112014 | SDGSUnCZ11 | 2014 | 0 | 14
ComVint | SDGSUnCZ12 | Ex | SDG | SDG | SUn | Multiple | CZ12 | Any | SDGSUnCZ121975 | SDGSUnCZ12 | 1975 | 0 | 75
ComVint | SDGSUnCZ12 | Ex | SDG | SDG | SUn | Multiple | CZ12 | Any | SDGSUnCZ121985 | SDGSUnCZ12 | 1985 | 0 | 85
ComVint | SDGSUnCZ12 | Ex | SDG | SDG | SUn | Multiple | CZ12 | Any | SDGSUnCZ121996 | SDGSUnCZ12 | 1996 | 0 | 96
ComVint | SDGSUnCZ12 | Ex | SDG | SDG | SUn | Multiple | CZ12 | Any | SDGSUnCZ122003 | SDGSUnCZ12 | 2003 | 0 | 03
ComVint | SDGSUnCZ12 | Ex | SDG | SDG | SUn | Multiple | CZ12 | Any | SDGSUnCZ122007 | SDGSUnCZ12 | 2007 | 0 | 07
ComVint | SDGSUnCZ12 | Ex | SDG | SDG | SUn | Multiple | CZ12 | Any | SDGSUnCZ122011 | SDGSUnCZ12 | 2011 | 0 | 11
ComVint | SDGSUnCZ12 | Ex | SDG | SDG | SUn | Multiple | CZ12 | Any | SDGSUnCZ122014 | SDGSUnCZ12 | 2014 | 0 | 14
ComVint | SDGSUnCZ13 | Ex | SDG | SDG | SUn | Multiple | CZ13 | Any | SDGSUnCZ131975 | SDGSUnCZ13 | 1975 | 0 | 75
ComVint | SDGSUnCZ13 | Ex | SDG | SDG | SUn | Multiple | CZ13 | Any | SDGSUnCZ131985 | SDGSUnCZ13 | 1985 | 0 | 85
ComVint | SDGSUnCZ13 | Ex | SDG | SDG | SUn | Multiple | CZ13 | Any | SDGSUnCZ131996 | SDGSUnCZ13 | 1996 | 0 | 96
ComVint | SDGSUnCZ13 | Ex | SDG | SDG | SUn | Multiple | CZ13 | Any | SDGSUnCZ132003 | SDGSUnCZ13 | 2003 | 0 | 03
ComVint | SDGSUnCZ13 | Ex | SDG | SDG | SUn | Multiple | CZ13 | Any | SDGSUnCZ132007 | SDGSUnCZ13 | 2007 | 0 | 07
ComVint | SDGSUnCZ13 | Ex | SDG | SDG | SUn | Multiple | CZ13 | Any | SDGSUnCZ132011 | SDGSUnCZ13 | 2011 | 0 | 11
ComVint | SDGSUnCZ13 | Ex | SDG | SDG | SUn | Multiple | CZ13 | Any | SDGSUnCZ132014 | SDGSUnCZ13 | 2014 | 0 | 14
ComVint | SDGSUnCZ14 | Ex | SDG | SDG | SUn | Multiple | CZ14 | Any | SDGSUnCZ141975 | SDGSUnCZ14 | 1975 | 0.01885 | 75
ComVint | SDGSUnCZ14 | Ex | SDG | SDG | SUn | Multiple | CZ14 | Any | SDGSUnCZ141985 | SDGSUnCZ14 | 1985 | 0.0439 | 85
ComVint | SDGSUnCZ14 | Ex | SDG | SDG | SUn | Multiple | CZ14 | Any | SDGSUnCZ141996 | SDGSUnCZ14 | 1996 | 0.0191 | 96
ComVint | SDGSUnCZ14 | Ex | SDG | SDG | SUn | Multiple | CZ14 | Any | SDGSUnCZ142003 | SDGSUnCZ14 | 2003 | 0.0105 | 03
ComVint | SDGSUnCZ14 | Ex | SDG | SDG | SUn | Multiple | CZ14 | Any | SDGSUnCZ142007 | SDGSUnCZ14 | 2007 | 0.0046 | 07
ComVint | SDGSUnCZ14 | Ex | SDG | SDG | SUn | Multiple | CZ14 | Any | SDGSUnCZ142011 | SDGSUnCZ14 | 2011 | 0.0046 | 11
ComVint | SDGSUnCZ14 | Ex | SDG | SDG | SUn | Multiple | CZ14 | Any | SDGSUnCZ142014 | SDGSUnCZ14 | 2014 | 0.0023 | 14
ComVint | SDGSUnCZ15 | Ex | SDG | SDG | SUn | Multiple | CZ15 | Any | SDGSUnCZ151975 | SDGSUnCZ15 | 1975 | 0.0091 | 75
ComVint | SDGSUnCZ15 | Ex | SDG | SDG | SUn | Multiple | CZ15 | Any | SDGSUnCZ151985 | SDGSUnCZ15 | 1985 | 0.0212 | 85
ComVint | SDGSUnCZ15 | Ex | SDG | SDG | SUn | Multiple | CZ15 | Any | SDGSUnCZ151996 | SDGSUnCZ15 | 1996 | 0.0092 | 96
ComVint | SDGSUnCZ15 | Ex | SDG | SDG | SUn | Multiple | CZ15 | Any | SDGSUnCZ152003 | SDGSUnCZ15 | 2003 | 0.00505 | 03
ComVint | SDGSUnCZ15 | Ex | SDG | SDG | SUn | Multiple | CZ15 | Any | SDGSUnCZ152007 | SDGSUnCZ15 | 2007 | 0.0022 | 07
ComVint | SDGSUnCZ15 | Ex | SDG | SDG | SUn | Multiple | CZ15 | Any | SDGSUnCZ152011 | SDGSUnCZ15 | 2011 | 0.0022 | 11
ComVint | SDGSUnCZ15 | Ex | SDG | SDG | SUn | Multiple | CZ15 | Any | SDGSUnCZ152014 | SDGSUnCZ15 | 2014 | 0.0011 | 14
ComVint | SDGSUnCZ16 | Ex | SDG | SDG | SUn | Multiple | CZ16 | Any | SDGSUnCZ161975 | SDGSUnCZ16 | 1975 | 0 | 75
ComVint | SDGSUnCZ16 | Ex | SDG | SDG | SUn | Multiple | CZ16 | Any | SDGSUnCZ161985 | SDGSUnCZ16 | 1985 | 0 | 85
ComVint | SDGSUnCZ16 | Ex | SDG | SDG | SUn | Multiple | CZ16 | Any | SDGSUnCZ161996 | SDGSUnCZ16 | 1996 | 0 | 96
ComVint | SDGSUnCZ16 | Ex | SDG | SDG | SUn | Multiple | CZ16 | Any | SDGSUnCZ162003 | SDGSUnCZ16 | 2003 | 0 | 03
ComVint | SDGSUnCZ16 | Ex | SDG | SDG | SUn | Multiple | CZ16 | Any | SDGSUnCZ162007 | SDGSUnCZ16 | 2007 | 0 | 07
ComVint | SDGSUnCZ16 | Ex | SDG | SDG | SUn | Multiple | CZ16 | Any | SDGSUnCZ162011 | SDGSUnCZ16 | 2011 | 0 | 11
ComVint | SDGSUnCZ16 | Ex | SDG | SDG | SUn | Multiple | CZ16 | Any | SDGSUnCZ162014 | SDGSUnCZ16 | 2014 | 0 | 14
ComVint | SDGWRfCZ01 | Ex | SDG | SDG | WRf | Multiple | CZ01 | Any | SDGWRfCZ011975 | SDGWRfCZ01 | 1975 | 0 | 75
ComVint | SDGWRfCZ01 | Ex | SDG | SDG | WRf | Multiple | CZ01 | Any | SDGWRfCZ011985 | SDGWRfCZ01 | 1985 | 0 | 85
ComVint | SDGWRfCZ01 | Ex | SDG | SDG | WRf | Multiple | CZ01 | Any | SDGWRfCZ011996 | SDGWRfCZ01 | 1996 | 0 | 96
ComVint | SDGWRfCZ01 | Ex | SDG | SDG | WRf | Multiple | CZ01 | Any | SDGWRfCZ012003 | SDGWRfCZ01 | 2003 | 0 | 03
ComVint | SDGWRfCZ01 | Ex | SDG | SDG | WRf | Multiple | CZ01 | Any | SDGWRfCZ012007 | SDGWRfCZ01 | 2007 | 0 | 07
ComVint | SDGWRfCZ01 | Ex | SDG | SDG | WRf | Multiple | CZ01 | Any | SDGWRfCZ012011 | SDGWRfCZ01 | 2011 | 0 | 11
ComVint | SDGWRfCZ01 | Ex | SDG | SDG | WRf | Multiple | CZ01 | Any | SDGWRfCZ012014 | SDGWRfCZ01 | 2014 | 0 | 14
ComVint | SDGWRfCZ02 | Ex | SDG | SDG | WRf | Multiple | CZ02 | Any | SDGWRfCZ021975 | SDGWRfCZ02 | 1975 | 0 | 75
ComVint | SDGWRfCZ02 | Ex | SDG | SDG | WRf | Multiple | CZ02 | Any | SDGWRfCZ021985 | SDGWRfCZ02 | 1985 | 0 | 85
ComVint | SDGWRfCZ02 | Ex | SDG | SDG | WRf | Multiple | CZ02 | Any | SDGWRfCZ021996 | SDGWRfCZ02 | 1996 | 0 | 96
ComVint | SDGWRfCZ02 | Ex | SDG | SDG | WRf | Multiple | CZ02 | Any | SDGWRfCZ022003 | SDGWRfCZ02 | 2003 | 0 | 03
ComVint | SDGWRfCZ02 | Ex | SDG | SDG | WRf | Multiple | CZ02 | Any | SDGWRfCZ022007 | SDGWRfCZ02 | 2007 | 0 | 07
ComVint | SDGWRfCZ02 | Ex | SDG | SDG | WRf | Multiple | CZ02 | Any | SDGWRfCZ022011 | SDGWRfCZ02 | 2011 | 0 | 11
ComVint | SDGWRfCZ02 | Ex | SDG | SDG | WRf | Multiple | CZ02 | Any | SDGWRfCZ022014 | SDGWRfCZ02 | 2014 | 0 | 14
ComVint | SDGWRfCZ03 | Ex | SDG | SDG | WRf | Multiple | CZ03 | Any | SDGWRfCZ031975 | SDGWRfCZ03 | 1975 | 0 | 75
ComVint | SDGWRfCZ03 | Ex | SDG | SDG | WRf | Multiple | CZ03 | Any | SDGWRfCZ031985 | SDGWRfCZ03 | 1985 | 0 | 85
ComVint | SDGWRfCZ03 | Ex | SDG | SDG | WRf | Multiple | CZ03 | Any | SDGWRfCZ031996 | SDGWRfCZ03 | 1996 | 0 | 96
ComVint | SDGWRfCZ03 | Ex | SDG | SDG | WRf | Multiple | CZ03 | Any | SDGWRfCZ032003 | SDGWRfCZ03 | 2003 | 0 | 03
ComVint | SDGWRfCZ03 | Ex | SDG | SDG | WRf | Multiple | CZ03 | Any | SDGWRfCZ032007 | SDGWRfCZ03 | 2007 | 0 | 07
ComVint | SDGWRfCZ03 | Ex | SDG | SDG | WRf | Multiple | CZ03 | Any | SDGWRfCZ032011 | SDGWRfCZ03 | 2011 | 0 | 11
ComVint | SDGWRfCZ03 | Ex | SDG | SDG | WRf | Multiple | CZ03 | Any | SDGWRfCZ032014 | SDGWRfCZ03 | 2014 | 0 | 14
ComVint | SDGWRfCZ04 | Ex | SDG | SDG | WRf | Multiple | CZ04 | Any | SDGWRfCZ041975 | SDGWRfCZ04 | 1975 | 0 | 75
ComVint | SDGWRfCZ04 | Ex | SDG | SDG | WRf | Multiple | CZ04 | Any | SDGWRfCZ041985 | SDGWRfCZ04 | 1985 | 0 | 85
ComVint | SDGWRfCZ04 | Ex | SDG | SDG | WRf | Multiple | CZ04 | Any | SDGWRfCZ041996 | SDGWRfCZ04 | 1996 | 0 | 96
ComVint | SDGWRfCZ04 | Ex | SDG | SDG | WRf | Multiple | CZ04 | Any | SDGWRfCZ042003 | SDGWRfCZ04 | 2003 | 0 | 03
ComVint | SDGWRfCZ04 | Ex | SDG | SDG | WRf | Multiple | CZ04 | Any | SDGWRfCZ042007 | SDGWRfCZ04 | 2007 | 0 | 07
ComVint | SDGWRfCZ04 | Ex | SDG | SDG | WRf | Multiple | CZ04 | Any | SDGWRfCZ042011 | SDGWRfCZ04 | 2011 | 0 | 11
ComVint | SDGWRfCZ04 | Ex | SDG | SDG | WRf | Multiple | CZ04 | Any | SDGWRfCZ042014 | SDGWRfCZ04 | 2014 | 0 | 14
ComVint | SDGWRfCZ05 | Ex | SDG | SDG | WRf | Multiple | CZ05 | Any | SDGWRfCZ051975 | SDGWRfCZ05 | 1975 | 0 | 75
ComVint | SDGWRfCZ05 | Ex | SDG | SDG | WRf | Multiple | CZ05 | Any | SDGWRfCZ051985 | SDGWRfCZ05 | 1985 | 0 | 85
ComVint | SDGWRfCZ05 | Ex | SDG | SDG | WRf | Multiple | CZ05 | Any | SDGWRfCZ051996 | SDGWRfCZ05 | 1996 | 0 | 96
ComVint | SDGWRfCZ05 | Ex | SDG | SDG | WRf | Multiple | CZ05 | Any | SDGWRfCZ052003 | SDGWRfCZ05 | 2003 | 0 | 03
ComVint | SDGWRfCZ05 | Ex | SDG | SDG | WRf | Multiple | CZ05 | Any | SDGWRfCZ052007 | SDGWRfCZ05 | 2007 | 0 | 07
ComVint | SDGWRfCZ05 | Ex | SDG | SDG | WRf | Multiple | CZ05 | Any | SDGWRfCZ052011 | SDGWRfCZ05 | 2011 | 0 | 11
ComVint | SDGWRfCZ05 | Ex | SDG | SDG | WRf | Multiple | CZ05 | Any | SDGWRfCZ052014 | SDGWRfCZ05 | 2014 | 0 | 14
ComVint | SDGWRfCZ06 | Ex | SDG | SDG | WRf | Multiple | CZ06 | Any | SDGWRfCZ061975 | SDGWRfCZ06 | 1975 | 0.00161 | 75
ComVint | SDGWRfCZ06 | Ex | SDG | SDG | WRf | Multiple | CZ06 | Any | SDGWRfCZ061985 | SDGWRfCZ06 | 1985 | 0.00077 | 85
ComVint | SDGWRfCZ06 | Ex | SDG | SDG | WRf | Multiple | CZ06 | Any | SDGWRfCZ061996 | SDGWRfCZ06 | 1996 | 0.00341 | 96
ComVint | SDGWRfCZ06 | Ex | SDG | SDG | WRf | Multiple | CZ06 | Any | SDGWRfCZ062003 | SDGWRfCZ06 | 2003 | 0.00036 | 03
ComVint | SDGWRfCZ06 | Ex | SDG | SDG | WRf | Multiple | CZ06 | Any | SDGWRfCZ062007 | SDGWRfCZ06 | 2007 | 0.00038 | 07
ComVint | SDGWRfCZ06 | Ex | SDG | SDG | WRf | Multiple | CZ06 | Any | SDGWRfCZ062011 | SDGWRfCZ06 | 2011 | 0.00038 | 11
ComVint | SDGWRfCZ06 | Ex | SDG | SDG | WRf | Multiple | CZ06 | Any | SDGWRfCZ062014 | SDGWRfCZ06 | 2014 | 0.00019 | 14
ComVint | SDGWRfCZ07 | Ex | SDG | SDG | WRf | Multiple | CZ07 | Any | SDGWRfCZ071975 | SDGWRfCZ07 | 1975 | 0.12546 | 75
ComVint | SDGWRfCZ07 | Ex | SDG | SDG | WRf | Multiple | CZ07 | Any | SDGWRfCZ071985 | SDGWRfCZ07 | 1985 | 0.06 | 85
ComVint | SDGWRfCZ07 | Ex | SDG | SDG | WRf | Multiple | CZ07 | Any | SDGWRfCZ071996 | SDGWRfCZ07 | 1996 | 0.26544 | 96
ComVint | SDGWRfCZ07 | Ex | SDG | SDG | WRf | Multiple | CZ07 | Any | SDGWRfCZ072003 | SDGWRfCZ07 | 2003 | 0.02805 | 03
ComVint | SDGWRfCZ07 | Ex | SDG | SDG | WRf | Multiple | CZ07 | Any | SDGWRfCZ072007 | SDGWRfCZ07 | 2007 | 0.02993 | 07
ComVint | SDGWRfCZ07 | Ex | SDG | SDG | WRf | Multiple | CZ07 | Any | SDGWRfCZ072011 | SDGWRfCZ07 | 2011 | 0.02993 | 11
ComVint | SDGWRfCZ07 | Ex | SDG | SDG | WRf | Multiple | CZ07 | Any | SDGWRfCZ072014 | SDGWRfCZ07 | 2014 | 0.014965 | 14
ComVint | SDGWRfCZ08 | Ex | SDG | SDG | WRf | Multiple | CZ08 | Any | SDGWRfCZ081975 | SDGWRfCZ08 | 1975 | 0.0001 | 75
ComVint | SDGWRfCZ08 | Ex | SDG | SDG | WRf | Multiple | CZ08 | Any | SDGWRfCZ081985 | SDGWRfCZ08 | 1985 | 0.0001 | 85
ComVint | SDGWRfCZ08 | Ex | SDG | SDG | WRf | Multiple | CZ08 | Any | SDGWRfCZ081996 | SDGWRfCZ08 | 1996 | 0.0001 | 96
ComVint | SDGWRfCZ08 | Ex | SDG | SDG | WRf | Multiple | CZ08 | Any | SDGWRfCZ082003 | SDGWRfCZ08 | 2003 | 0.0001 | 03
ComVint | SDGWRfCZ08 | Ex | SDG | SDG | WRf | Multiple | CZ08 | Any | SDGWRfCZ082007 | SDGWRfCZ08 | 2007 | 0.0001 | 07
ComVint | SDGWRfCZ08 | Ex | SDG | SDG | WRf | Multiple | CZ08 | Any | SDGWRfCZ082011 | SDGWRfCZ08 | 2011 | 0.0001 | 11
ComVint | SDGWRfCZ08 | Ex | SDG | SDG | WRf | Multiple | CZ08 | Any | SDGWRfCZ082014 | SDGWRfCZ08 | 2014 | 5e-05 | 14
ComVint | SDGWRfCZ09 | Ex | SDG | SDG | WRf | Multiple | CZ09 | Any | SDGWRfCZ091975 | SDGWRfCZ09 | 1975 | 0 | 75
ComVint | SDGWRfCZ09 | Ex | SDG | SDG | WRf | Multiple | CZ09 | Any | SDGWRfCZ091985 | SDGWRfCZ09 | 1985 | 0 | 85
ComVint | SDGWRfCZ09 | Ex | SDG | SDG | WRf | Multiple | CZ09 | Any | SDGWRfCZ091996 | SDGWRfCZ09 | 1996 | 0 | 96
ComVint | SDGWRfCZ09 | Ex | SDG | SDG | WRf | Multiple | CZ09 | Any | SDGWRfCZ092003 | SDGWRfCZ09 | 2003 | 0 | 03
ComVint | SDGWRfCZ09 | Ex | SDG | SDG | WRf | Multiple | CZ09 | Any | SDGWRfCZ092007 | SDGWRfCZ09 | 2007 | 0 | 07
ComVint | SDGWRfCZ09 | Ex | SDG | SDG | WRf | Multiple | CZ09 | Any | SDGWRfCZ092011 | SDGWRfCZ09 | 2011 | 0 | 11
ComVint | SDGWRfCZ09 | Ex | SDG | SDG | WRf | Multiple | CZ09 | Any | SDGWRfCZ092014 | SDGWRfCZ09 | 2014 | 0 | 14
ComVint | SDGWRfCZ10 | Ex | SDG | SDG | WRf | Multiple | CZ10 | Any | SDGWRfCZ101975 | SDGWRfCZ10 | 1975 | 0.03572 | 75
ComVint | SDGWRfCZ10 | Ex | SDG | SDG | WRf | Multiple | CZ10 | Any | SDGWRfCZ101985 | SDGWRfCZ10 | 1985 | 0.01708 | 85
ComVint | SDGWRfCZ10 | Ex | SDG | SDG | WRf | Multiple | CZ10 | Any | SDGWRfCZ101996 | SDGWRfCZ10 | 1996 | 0.07557 | 96
ComVint | SDGWRfCZ10 | Ex | SDG | SDG | WRf | Multiple | CZ10 | Any | SDGWRfCZ102003 | SDGWRfCZ10 | 2003 | 0.00799 | 03
ComVint | SDGWRfCZ10 | Ex | SDG | SDG | WRf | Multiple | CZ10 | Any | SDGWRfCZ102007 | SDGWRfCZ10 | 2007 | 0.00852 | 07
ComVint | SDGWRfCZ10 | Ex | SDG | SDG | WRf | Multiple | CZ10 | Any | SDGWRfCZ102011 | SDGWRfCZ10 | 2011 | 0.00852 | 11
ComVint | SDGWRfCZ10 | Ex | SDG | SDG | WRf | Multiple | CZ10 | Any | SDGWRfCZ102014 | SDGWRfCZ10 | 2014 | 0.00426 | 14
ComVint | SDGWRfCZ11 | Ex | SDG | SDG | WRf | Multiple | CZ11 | Any | SDGWRfCZ111975 | SDGWRfCZ11 | 1975 | 0 | 75
ComVint | SDGWRfCZ11 | Ex | SDG | SDG | WRf | Multiple | CZ11 | Any | SDGWRfCZ111985 | SDGWRfCZ11 | 1985 | 0 | 85
ComVint | SDGWRfCZ11 | Ex | SDG | SDG | WRf | Multiple | CZ11 | Any | SDGWRfCZ111996 | SDGWRfCZ11 | 1996 | 0 | 96
ComVint | SDGWRfCZ11 | Ex | SDG | SDG | WRf | Multiple | CZ11 | Any | SDGWRfCZ112003 | SDGWRfCZ11 | 2003 | 0 | 03
ComVint | SDGWRfCZ11 | Ex | SDG | SDG | WRf | Multiple | CZ11 | Any | SDGWRfCZ112007 | SDGWRfCZ11 | 2007 | 0 | 07
ComVint | SDGWRfCZ11 | Ex | SDG | SDG | WRf | Multiple | CZ11 | Any | SDGWRfCZ112011 | SDGWRfCZ11 | 2011 | 0 | 11
ComVint | SDGWRfCZ11 | Ex | SDG | SDG | WRf | Multiple | CZ11 | Any | SDGWRfCZ112014 | SDGWRfCZ11 | 2014 | 0 | 14
ComVint | SDGWRfCZ12 | Ex | SDG | SDG | WRf | Multiple | CZ12 | Any | SDGWRfCZ121975 | SDGWRfCZ12 | 1975 | 0 | 75
ComVint | SDGWRfCZ12 | Ex | SDG | SDG | WRf | Multiple | CZ12 | Any | SDGWRfCZ121985 | SDGWRfCZ12 | 1985 | 0 | 85
ComVint | SDGWRfCZ12 | Ex | SDG | SDG | WRf | Multiple | CZ12 | Any | SDGWRfCZ121996 | SDGWRfCZ12 | 1996 | 0 | 96
ComVint | SDGWRfCZ12 | Ex | SDG | SDG | WRf | Multiple | CZ12 | Any | SDGWRfCZ122003 | SDGWRfCZ12 | 2003 | 0 | 03
ComVint | SDGWRfCZ12 | Ex | SDG | SDG | WRf | Multiple | CZ12 | Any | SDGWRfCZ122007 | SDGWRfCZ12 | 2007 | 0 | 07
ComVint | SDGWRfCZ12 | Ex | SDG | SDG | WRf | Multiple | CZ12 | Any | SDGWRfCZ122011 | SDGWRfCZ12 | 2011 | 0 | 11
ComVint | SDGWRfCZ12 | Ex | SDG | SDG | WRf | Multiple | CZ12 | Any | SDGWRfCZ122014 | SDGWRfCZ12 | 2014 | 0 | 14
ComVint | SDGWRfCZ13 | Ex | SDG | SDG | WRf | Multiple | CZ13 | Any | SDGWRfCZ131975 | SDGWRfCZ13 | 1975 | 0 | 75
ComVint | SDGWRfCZ13 | Ex | SDG | SDG | WRf | Multiple | CZ13 | Any | SDGWRfCZ131985 | SDGWRfCZ13 | 1985 | 0 | 85
ComVint | SDGWRfCZ13 | Ex | SDG | SDG | WRf | Multiple | CZ13 | Any | SDGWRfCZ131996 | SDGWRfCZ13 | 1996 | 0 | 96
ComVint | SDGWRfCZ13 | Ex | SDG | SDG | WRf | Multiple | CZ13 | Any | SDGWRfCZ132003 | SDGWRfCZ13 | 2003 | 0 | 03
ComVint | SDGWRfCZ13 | Ex | SDG | SDG | WRf | Multiple | CZ13 | Any | SDGWRfCZ132007 | SDGWRfCZ13 | 2007 | 0 | 07
ComVint | SDGWRfCZ13 | Ex | SDG | SDG | WRf | Multiple | CZ13 | Any | SDGWRfCZ132011 | SDGWRfCZ13 | 2011 | 0 | 11
ComVint | SDGWRfCZ13 | Ex | SDG | SDG | WRf | Multiple | CZ13 | Any | SDGWRfCZ132014 | SDGWRfCZ13 | 2014 | 0 | 14
ComVint | SDGWRfCZ14 | Ex | SDG | SDG | WRf | Multiple | CZ14 | Any | SDGWRfCZ141975 | SDGWRfCZ14 | 1975 | 0.0001 | 75
ComVint | SDGWRfCZ14 | Ex | SDG | SDG | WRf | Multiple | CZ14 | Any | SDGWRfCZ141985 | SDGWRfCZ14 | 1985 | 0.0001 | 85
ComVint | SDGWRfCZ14 | Ex | SDG | SDG | WRf | Multiple | CZ14 | Any | SDGWRfCZ141996 | SDGWRfCZ14 | 1996 | 0.0001 | 96
ComVint | SDGWRfCZ14 | Ex | SDG | SDG | WRf | Multiple | CZ14 | Any | SDGWRfCZ142003 | SDGWRfCZ14 | 2003 | 0.0001 | 03
ComVint | SDGWRfCZ14 | Ex | SDG | SDG | WRf | Multiple | CZ14 | Any | SDGWRfCZ142007 | SDGWRfCZ14 | 2007 | 0.0001 | 07
ComVint | SDGWRfCZ14 | Ex | SDG | SDG | WRf | Multiple | CZ14 | Any | SDGWRfCZ142011 | SDGWRfCZ14 | 2011 | 0.0001 | 11
ComVint | SDGWRfCZ14 | Ex | SDG | SDG | WRf | Multiple | CZ14 | Any | SDGWRfCZ142014 | SDGWRfCZ14 | 2014 | 5e-05 | 14
ComVint | SDGWRfCZ15 | Ex | SDG | SDG | WRf | Multiple | CZ15 | Any | SDGWRfCZ151975 | SDGWRfCZ15 | 1975 | 0.0001 | 75
ComVint | SDGWRfCZ15 | Ex | SDG | SDG | WRf | Multiple | CZ15 | Any | SDGWRfCZ151985 | SDGWRfCZ15 | 1985 | 0.0001 | 85
ComVint | SDGWRfCZ15 | Ex | SDG | SDG | WRf | Multiple | CZ15 | Any | SDGWRfCZ151996 | SDGWRfCZ15 | 1996 | 0.0001 | 96
ComVint | SDGWRfCZ15 | Ex | SDG | SDG | WRf | Multiple | CZ15 | Any | SDGWRfCZ152003 | SDGWRfCZ15 | 2003 | 0.0001 | 03
ComVint | SDGWRfCZ15 | Ex | SDG | SDG | WRf | Multiple | CZ15 | Any | SDGWRfCZ152007 | SDGWRfCZ15 | 2007 | 0.0001 | 07
ComVint | SDGWRfCZ15 | Ex | SDG | SDG | WRf | Multiple | CZ15 | Any | SDGWRfCZ152011 | SDGWRfCZ15 | 2011 | 0.0001 | 11
ComVint | SDGWRfCZ15 | Ex | SDG | SDG | WRf | Multiple | CZ15 | Any | SDGWRfCZ152014 | SDGWRfCZ15 | 2014 | 5e-05 | 14
ComVint | SDGWRfCZ16 | Ex | SDG | SDG | WRf | Multiple | CZ16 | Any | SDGWRfCZ161975 | SDGWRfCZ16 | 1975 | 0 | 75
ComVint | SDGWRfCZ16 | Ex | SDG | SDG | WRf | Multiple | CZ16 | Any | SDGWRfCZ161985 | SDGWRfCZ16 | 1985 | 0 | 85
ComVint | SDGWRfCZ16 | Ex | SDG | SDG | WRf | Multiple | CZ16 | Any | SDGWRfCZ161996 | SDGWRfCZ16 | 1996 | 0 | 96
ComVint | SDGWRfCZ16 | Ex | SDG | SDG | WRf | Multiple | CZ16 | Any | SDGWRfCZ162003 | SDGWRfCZ16 | 2003 | 0 | 03
ComVint | SDGWRfCZ16 | Ex | SDG | SDG | WRf | Multiple | CZ16 | Any | SDGWRfCZ162007 | SDGWRfCZ16 | 2007 | 0 | 07
ComVint | SDGWRfCZ16 | Ex | SDG | SDG | WRf | Multiple | CZ16 | Any | SDGWRfCZ162011 | SDGWRfCZ16 | 2011 | 0 | 11
ComVint | SDGWRfCZ16 | Ex | SDG | SDG | WRf | Multiple | CZ16 | Any | SDGWRfCZ162014 | SDGWRfCZ16 | 2014 | 0 | 14

## Min Savings for BT
CZ | Savings CWP kWh/year/HP | BT
CZ01 | 87.4 | MBT
CZ02 | 174 | OfS
CZ03 | 214.7 | MBT
CZ04 | 217.1 | OfS
CZ05 | 223.3 | OfL
CZ06 | 238.6 | OfS
CZ07 | 318.6 | MBT
CZ08 | 256.3 | OfS
CZ09 | 250.4 | OfS
CZ10 | 250.3 | MBT
CZ11 | 213.8 | OfL
CZ12 | 190 | OfS
CZ13 | 222 | MBT
CZ14 | 216.4 | OfS
CZ15 | 274 | OfL
CZ16 | 127.7 | MBT