## Cover Sheet
Background: SCE Res Smart Thermostat Technology workpaper (SCE17HC054 REV1) uses the HVAC cooling end-use energy (electricity) corresponding to HVAC cooling and fan energy under cooling (cooling hereafter) determined from DEER2020 Res bldg. (SFm, MFm and DMo) prototypes to estimate cooling baseline energy consumption. As part of the resubmission of SCE17HC054 REV1 workpaper to address the latest CPUC disposition, IOUs are updating the measure's baseline energy consumption originally estimated using DEER tstat-3 with DEER stat-weighted . Objective: This workbook evaluates and documents the proposed DEER Tstat weighted cooling end use energy (electricity) corresponding to all 5 DEER tstat options compared to DEER tstat 3 used in the 2/28 workpaper update (REV1) submission. Methodology: In MASControl3, the measures RE-HV-ResAC-lt45kBtuh-14S (DXGF) are enabled and run for vintage 2007 for all Res Building types and all DEER thermostat schedules. MASControl3 generates the annual total and end use energy for each of the combinations. The cooling end use energy is calculated as the sum of the HVAC cooling energy and ventilation energy in cooling only mode. The HVAC heating energy and ventilation energy during heating mode are not considered for DXGF. The DEER2020 Res thermostat weights are applied to the cooling end use energy to calculate the thermostat-weighted cooling energy. This weighted cooling energy is compared with tstat-3 schedule only cooling energy. Results: As can be seen in the Summary tab, for SFm, the tstat 3 schedule model tends to underestimate the cooling energy when compared to the thermostat-weighted average, especially for mild climates. The reason is that for colder and milder temperature CZs, higher weights are associated with tstat 1 and 2, which have relatively lower cooling setpoint. In general, from the tstat weights, it is difficult to establish with high certainty a correlation in the tstat weights with CZs and building types. It appears in determining tstat weights the demographics were considered since tstat 3 and above were considered for hotter CZs where more disadvantaged communities are located and for MFm and DMo building types. Hence, the IOUs have determined to be appropriate to consider thermostat weighted energy usage for population level analysis. Additionally, each location, vintage and residential building prototype has its own set of five heating/cooling schedules. The use of multiple schedules (as reported by the DEER team) was based on the behavior-based thermostat analysis done for the DEER2008 update. Multiple thermostats better modeled the behavior of users and lead to more robust energy savings, especially demand savings - Further, a single set of five weights for each combination of location/vintage/building type are derived such when the annual heating and cooling simulation results for each of the five sets of schedules are multiplied by the weights, the target annual heating and cooling values are met.
Appendix – A Communication with vendor and quality assurance. From: Andres Fergadiotti <Andres.Fergadiotti@sce.com> Sent: Friday, April 12, 2019 5:39 PM To: Vendor Subject: RE: (External):RE: (External):RE: RE: SCE17HC054_Res Smart Thermostat Technology - Brief Overview of Workpaper Update Process and Methods to Manufacturers Vendor x, thanks again for all your support on this. A couple of questions/comments below. • Does this revision of the analysis includes additional layer of quality assurance review? Yes, I had a fresh pair of eyes look at it. • Is the baseline energy consumption indicated corresponding to the HVAC energy (HVAC cooling and corresponding fan energy) excluding all other end-use energy? Yes, this includes only HVAC cooling and corresponding fan energy. No heating and fan energy corresponding to heating are not included. This can be verified from the tabs “SFm_raw” and “MFm_DMO_raw” • What version of DEER t-stat weight is being used? Is this latest MC3 correct? Yes, t-stat weights in DEER2020 support tables • Under Results – the reference graph under the summary tab is missing. Do you want me to refer the box & whisker plot in the summary tab in the Results section in Cover Sheet? This is only for better visualization. • Is there a file indicating general location of DAC? Which climates have higher concentration of DAC? I have this attached file. I have not done the CZs vs DAC analysis. I made a general assumption that more hotter CZs have more DACs. • “tstat_wtg_graph” two set of data under SFM. Is this correct? Not sure what is the difference between the two data sets. All these tabs after tstat wts processed are not directly used in the analysis. They are just to provide some insights on the weights and tstat setpoints. The 2nd set of data is for MFm. It have a typo in there. You can delete or hide these tabs when passing on. Thanks Andres Fergadiotti, P.E.

## Summary of Savings
CZ | Bulding Type | HVAC Type | Cooling mode only energy usage (kWh/year/ AC Unit) [1] | Adjustment Factor for svaings impacts* | Cooling mode only energy savings (kWh/year/ AC Unit) | Therms (HVAC Heating) [2, 3, 4] | 2/28 Submission Savings | Difference in Savings
CZ01 | SFm | DXGF | 0 | 1 | 0 | 47 | 0 | 0 |  | PGE Savings |  | 11%
CZ02 | SFm | DXGF | 482.1219 | 1 | 53.0334 | 30 | 27.22 | 25.8134
CZ03 | SFm | DXGF | 131.1335 | 1 | 14.4247 | 28 | 7.42 | 7.0047 |  | MFM/DMO Scaling
CZ04 | SFm | DXGF | 659.2865 | 1 | 72.5215 | 20 | 41.72 | 30.8015 | CZ | SFm | MFm | Dmo
CZ05 | SFm | DXGF | 71.0567 | 1 | 7.8162 | 19 | 5.34 | 2.4762 | CZ01 | 1 | 0.9612 | 0.46492
CZ06 | SFm | DXGF | 574.4642 | 1 | 63.1911 | 10 | 33.11 | 30.0811 | CZ02 | 1 | 0.79072 | 0.85804
CZ07 | SFm | DXGF | 662.8881 | 1 | 72.9177 | 9 | 34.4 | 38.5177 | CZ03 | 1 | 0.72202 | 0.86773
CZ08 | SFm | DXGF | 1410.0706 | 1 | 155.1078 | 7 | 83.39 | 71.7178 | CZ04 | 1 | 0.95209 | 0.8799
CZ09 | SFm | DXGF | 1292.5091 | 1 | 142.176 | 11 | 125.56 | 16.616 | CZ05 | 1 | 0.57289 | 0.93598
CZ10 | SFm | DXGF | 1561.0541 | 1 | 171.7159 | 9 | 147.32 | 24.3959 | CZ06 | 1 | 0.85195 | 1.4
CZ11 | SFm | DXGF | 1723.3814 | 1 | 189.572 | 22 | 198.36 | -8.788 | CZ07 | 1 | 1.0227 | 0.74456
CZ12 | SFm | DXGF | 1000.7901 | 1 | 110.0869 | 21 | 108 | 2.0869 | CZ08 | 1 | 0.83604 | 0.96719
CZ13 | SFm | DXGF | 1959.8491 | 1 | 215.5834 | 18 | 212.14 | 3.4434 | CZ09 | 1 | 0.98049 | 0.96856
CZ14 | SFm | DXGF | 3709.8455 | 1 | 408.083 | 24 | 379.81 | 28.273 | CZ10 | 1 | 0.72435 | 1.0552
CZ15 | SFm | DXGF | 4574.3698 | 1 | 503.1807 | 7 | 498.85 | 4.3307 | CZ11 | 1 | 1.5301 | 1.311
CZ16 | SFm | DXGF | 248.5706 | 1 | 27.3428 | 53 | 29.64 | -2.2972 | CZ12 | 1 | 1.3085 | 1.2522
CZ01 | MFm | DXGF | 0.30779 | 0.9612 | 0.032544 | 14.804 | 0.02 | 0.012544 | CZ13 | 1 | 1.2868 | 1.1342
CZ02 | MFm | DXGF | 156.4805 | 0.79072 | 13.6105 | 9.4494 | 7.3 | 6.3105 | CZ14 | 1 | 1.1765 | 0.77126
CZ03 | MFm | DXGF | 15.8332 | 0.72202 | 1.2575 | 8.8194 | 0.92 | 0.3375 | CZ15 | 1 | 1.2275 | 1.2363
CZ04 | MFm | DXGF | 233.2222 | 0.95209 | 24.4255 | 6.2996 | 11.88 | 12.5455 | CZ16 | 1 | 1.5301 | 1.8904
CZ05 | MFm | DXGF | 15.2865 | 0.57289 | 0.96333 | 5.9846 | 1.2 | -0.23667
CZ06 | MFm | DXGF | 174.843 | 0.85195 | 16.3853 | 3.1498 | 23.27 | -6.8847 |  | Refer to: Att 4 MFmDMoScaling_v05252019.xlsx
CZ07 | MFm | DXGF | 225.9244 | 1.0227 | 25.4162 | 2.8348 | 22.99 | 2.4262
CZ08 | MFm | DXGF | 386.5047 | 0.83604 | 35.5445 | 2.2049 | 26.84 | 8.7045
CZ09 | MFm | DXGF | 412.7927 | 0.98049 | 44.5212 | 3.4648 | 33.4 | 11.1212
CZ10 | MFm | DXGF | 396.1832 | 0.72435 | 31.5674 | 2.8348 | 28.03 | 3.5374
CZ11 | MFm | DXGF | 867.6121 | 1.5301 | 146.0323 | 6.9296 | 135.18 | 10.8523
CZ12 | MFm | DXGF | 480.01 | 1.3085 | 69.0892 | 6.6146 | 43.59 | 25.4992
CZ13 | MFm | DXGF | 843.9736 | 1.2868 | 119.4673 | 5.6696 | 85.94 | 33.5273
CZ14 | MFm | DXGF | 1173.1505 | 1.1765 | 151.8189 | 7.5595 | 148.58 | 3.2389
CZ15 | MFm | DXGF | 1384.6205 | 1.2275 | 186.9648 | 2.2049 | 183.84 | 3.1248
CZ16 | MFm | DXGF | 402.7958 | 1.5301 | 67.7967 | 16.6939 | 32.94 | 34.8567
CZ01 | DMo | DXGF | 0 | 0.46492 | 0 | 33.7182 | 0 | 0
CZ02 | DMo | DXGF | 894.0614 | 0.85804 | 84.3859 | 21.5223 | 25.58 | 58.8059
CZ03 | DMo | DXGF | 248.0409 | 0.86773 | 23.6756 | 20.0874 | 4.65 | 19.0256
CZ04 | DMo | DXGF | 997.2018 | 0.8799 | 96.518 | 14.3482 | 23.53 | 72.988
CZ05 | DMo | DXGF | 162.8987 | 0.93598 | 16.7717 | 13.6308 | 7.54 | 9.2317
CZ06 | DMo | DXGF | 779.8589 | 1.4 | 120.0983 | 7.1741 | 45.64 | 74.4583
CZ07 | DMo | DXGF | 1065.8227 | 0.74456 | 87.2927 | 6.4567 | 12.48 | 74.8127
CZ08 | DMo | DXGF | 1763.1571 | 0.96719 | 187.5832 | 5.0219 | 40.8 | 146.7832
CZ09 | DMo | DXGF | 1665.3998 | 0.96856 | 177.4341 | 7.8915 | 88.6 | 88.8341
CZ10 | DMo | DXGF | 2351.6578 | 1.0552 | 272.9707 | 6.4567 | 95.73 | 177.2407
CZ11 | DMo | DXGF | 2555.6414 | 1.311 | 368.5514 | 15.783 | 186.03 | 182.5214
CZ12 | DMo | DXGF | 1506.5666 | 1.2522 | 207.5217 | 15.0656 | 82.27 | 125.2517
CZ13 | DMo | DXGF | 2802.4365 | 1.1342 | 349.6519 | 12.9134 | 163.75 | 185.9019
CZ14 | DMo | DXGF | 3358.4058 | 0.77126 | 284.923 | 17.2178 | 128.28 | 156.643
CZ15 | DMo | DXGF | 4737.1422 | 1.2363 | 644.2357 | 5.0219 | 335.37 | 308.8657
CZ16 | DMo | DXGF | 427.7714 | 1.8904 | 88.9543 | 38.0227 | 32.16 | 56.7943
[1] Annual HVAC cooling compressor + fan energy using All DEER Tstats
[2] SFM gas savings are taken from SCE17HC054 Rev.0 second baseline gas savings.
[3] MFM savings are calculated by applying the adjustment factor (31.5%) to SFM savings.
[4] DMO savings are calculated by applying the adjustment factor (71.7%) to SFM savings.
[5] [4] Annual gas savings in CZ09 is equivalent to 8.91% reduction in heating energy.

## Summary Analysis
Run | Bldg Type | HVAC Type | CZ | kWh_clg_tot | kWh_htg_tot | kWh_HVAC_tot | Divisor | kWh_HVAC_tot/unit (T-stat wtg) | kWh_HVAC_tot/unit-(Tstat-3) | %higher compared to Tstat-3
SFm_SplitAC1Sp-lt45-S14_CZ01 | SFm | rDXGF | CZ01 | 0 | 409.5182 | 409.5182 | 4 | 0 | 0 | 0
SFm_SplitAC1Sp-lt45-S14_CZ02 | SFm | rDXGF | CZ02 | 1928.4875 | 510.5233 | 2439.0108 | 4 | 482.1219 | 243.9408 | 97.64%
SFm_SplitAC1Sp-lt45-S14_CZ03 | SFm | rDXGF | CZ03 | 524.5339 | 420.3964 | 944.9303 | 4 | 131.1335 | 67.1219 | 95.37%
SFm_SplitAC1Sp-lt45-S14_CZ04 | SFm | rDXGF | CZ04 | 2637.1459 | 412.0224 | 3049.1683 | 4 | 659.2865 | 372.5567 | 76.96%
SFm_SplitAC1Sp-lt45-S14_CZ05 | SFm | rDXGF | CZ05 | 284.2267 | 486.1414 | 770.368 | 4 | 71.0567 | 49.3171 | 44.08%
SFm_SplitAC1Sp-lt45-S14_CZ06 | SFm | rDXGF | CZ06 | 2297.8568 | 246.5206 | 2544.3774 | 4 | 574.4642 | 300.9156 | 90.91%
SFm_SplitAC1Sp-lt45-S14_CZ07 | SFm | rDXGF | CZ07 | 2651.5524 | 113.061 | 2764.6134 | 4 | 662.8881 | 313.1292 | 111.7%
SFm_SplitAC1Sp-lt45-S14_CZ08 | SFm | rDXGF | CZ08 | 5640.2825 | 167.217 | 5807.4995 | 4 | 1410.0706 | 753.1644 | 87.22%
SFm_SplitAC1Sp-lt45-S14_CZ09 | SFm | rDXGF | CZ09 | 5170.0364 | 271.4055 | 5441.4419 | 4 | 1292.5091 | 1131.2544 | 14.25%
SFm_SplitAC1Sp-lt45-S14_CZ10 | SFm | rDXGF | CZ10 | 6244.2162 | 349.1201 | 6593.3364 | 4 | 1561.0541 | 1323.8042 | 17.92%
SFm_SplitAC1Sp-lt45-S14_CZ11 | SFm | rDXGF | CZ11 | 6893.5256 | 363.0677 | 7256.5932 | 4 | 1723.3814 | 1775.7355 | -2.948%
SFm_SplitAC1Sp-lt45-S14_CZ12 | SFm | rDXGF | CZ12 | 4003.1605 | 394.9948 | 4398.1552 | 4 | 1000.7901 | 969.2727 | 3.252%
SFm_SplitAC1Sp-lt45-S14_CZ13 | SFm | rDXGF | CZ13 | 7839.3964 | 369.1753 | 8208.5717 | 4 | 1959.8491 | 1899.9351 | 3.153%
SFm_SplitAC1Sp-lt45-S14_CZ14 | SFm | rDXGF | CZ14 | 14839.3821 | 463.2448 | 15302.6269 | 4 | 3709.8455 | 3421.6809 | 8.422%
SFm_SplitAC1Sp-lt45-S14_CZ15 | SFm | rDXGF | CZ15 | 18297.4792 | 217.9719 | 18515.4511 | 4 | 4574.3698 | 4433.3203 | 3.182%
SFm_SplitAC1Sp-lt45-S14_CZ16 | SFm | rDXGF | CZ16 | 994.2823 | 371.8628 | 1366.1451 | 4 | 248.5706 | 267.1469 | -6.954%
MFm_SplitAC1Sp-lt45-S14_CZ01 | MFm | rDXGF | CZ01 | 8.6183 | 1145.814 | 1154.4322 | 28 | 0.30779 | 0.26052 | 18.14%
MFm_SplitAC1Sp-lt45-S14_CZ02 | MFm | rDXGF | CZ02 | 4381.4526 | 744.3232 | 5125.7758 | 28 | 156.4805 | 114.5733 | 36.58%
MFm_SplitAC1Sp-lt45-S14_CZ03 | MFm | rDXGF | CZ03 | 443.3291 | 813.8702 | 1257.1993 | 28 | 15.8332 | 11.819 | 33.96%
MFm_SplitAC1Sp-lt45-S14_CZ04 | MFm | rDXGF | CZ04 | 6530.2225 | 442.465 | 6972.6875 | 28 | 233.2222 | 151.6299 | 53.81%
MFm_SplitAC1Sp-lt45-S14_CZ05 | MFm | rDXGF | CZ05 | 428.0207 | 600.4191 | 1028.4398 | 28 | 15.2865 | 21.4192 | -28.63%
MFm_SplitAC1Sp-lt45-S14_CZ06 | MFm | rDXGF | CZ06 | 4895.6052 | 507.5302 | 5403.1354 | 28 | 174.843 | 294.7279 | -40.68%
MFm_SplitAC1Sp-lt45-S14_CZ07 | MFm | rDXGF | CZ07 | 6325.8836 | 409.3316 | 6735.2152 | 28 | 225.9244 | 230.7652 | -2.098%
MFm_SplitAC1Sp-lt45-S14_CZ08 | MFm | rDXGF | CZ08 | 10822.1327 | 410.5874 | 11232.7201 | 28 | 386.5047 | 338.2254 | 14.27%
MFm_SplitAC1Sp-lt45-S14_CZ09 | MFm | rDXGF | CZ09 | 11558.1966 | 574.9809 | 12133.1775 | 28 | 412.7927 | 368.2758 | 12.09%
MFm_SplitAC1Sp-lt45-S14_CZ10 | MFm | rDXGF | CZ10 | 11093.1291 | 335.4439 | 11428.573 | 28 | 396.1832 | 407.9329 | -2.88%
MFm_SplitAC1Sp-lt45-S14_CZ11 | MFm | rDXGF | CZ11 | 24293.1401 | 832.7758 | 25125.9159 | 28 | 867.6121 | 830.5631 | 4.461%
MFm_SplitAC1Sp-lt45-S14_CZ12 | MFm | rDXGF | CZ12 | 13440.2798 | 645.5699 | 14085.8497 | 28 | 480.01 | 378.6454 | 26.77%
MFm_SplitAC1Sp-lt45-S14_CZ13 | MFm | rDXGF | CZ13 | 23631.2598 | 686.6928 | 24317.9525 | 28 | 843.9736 | 679.2219 | 24.26%
MFm_SplitAC1Sp-lt45-S14_CZ14 | MFm | rDXGF | CZ14 | 32848.2142 | 1058.2705 | 33906.4847 | 28 | 1173.1505 | 1075.7224 | 9.057%
MFm_SplitAC1Sp-lt45-S14_CZ15 | MFm | rDXGF | CZ15 | 38769.3735 | 325.0766 | 39094.4501 | 28 | 1384.6205 | 1424.1225 | -2.774%
MFm_SplitAC1Sp-lt45-S14_CZ16 | MFm | rDXGF | CZ16 | 11278.2826 | 1514.1896 | 12792.4722 | 28 | 402.7958 | 329.1676 | 22.37%
DMo_SplitAC1Sp-lt45-S14_CZ01 | DMo | rDXGF | CZ01 | 0 | 157.0991 | 157.0991 | 1 | 0 | 0 | 0%
DMo_SplitAC1Sp-lt45-S14_CZ02 | DMo | rDXGF | CZ02 | 1788.1227 | 165.0715 | 1953.1942 | 1 | 894.0614 | 652.3602 | 37.05%
DMo_SplitAC1Sp-lt45-S14_CZ03 | DMo | rDXGF | CZ03 | 496.0818 | 123.8215 | 619.9033 | 1 | 248.0409 | 138.8262 | 78.67%
DMo_SplitAC1Sp-lt45-S14_CZ04 | DMo | rDXGF | CZ04 | 1994.4036 | 120.6949 | 2115.0984 | 1 | 997.2018 | 744.226 | 33.99%
DMo_SplitAC1Sp-lt45-S14_CZ05 | DMo | rDXGF | CZ05 | 325.7974 | 139.229 | 465.0264 | 1 | 162.8987 | 108.6312 | 49.96%
DMo_SplitAC1Sp-lt45-S14_CZ06 | DMo | rDXGF | CZ06 | 1559.7178 | 70.8436 | 1630.5614 | 1 | 779.8589 | 558.4563 | 39.65%
DMo_SplitAC1Sp-lt45-S14_CZ07 | DMo | rDXGF | CZ07 | 2131.6454 | 15.5078 | 2147.1533 | 1 | 1065.8227 | 674.4766 | 58.02%
DMo_SplitAC1Sp-lt45-S14_CZ08 | DMo | rDXGF | CZ08 | 3526.3142 | 42.9189 | 3569.2331 | 1 | 1763.1571 | 1187.1696 | 48.52%
DMo_SplitAC1Sp-lt45-S14_CZ09 | DMo | rDXGF | CZ09 | 3330.7996 | 80.6525 | 3411.4521 | 1 | 1665.3998 | 1544.9914 | 7.793%
DMo_SplitAC1Sp-lt45-S14_CZ10 | DMo | rDXGF | CZ10 | 4703.3156 | 90.0891 | 4793.4048 | 1 | 2351.6578 | 2132.6192 | 10.27%
DMo_SplitAC1Sp-lt45-S14_CZ11 | DMo | rDXGF | CZ11 | 5111.2829 | 119.1279 | 5230.4107 | 1 | 2555.6414 | 2615.6989 | -2.296%
DMo_SplitAC1Sp-lt45-S14_CZ12 | DMo | rDXGF | CZ12 | 3013.1332 | 163.2552 | 3176.3883 | 1 | 1506.5666 | 1519.9793 | -0.8824%
DMo_SplitAC1Sp-lt45-S14_CZ13 | DMo | rDXGF | CZ13 | 5604.873 | 137.117 | 5741.99 | 1 | 2802.4365 | 2765.5838 | 1.333%
DMo_SplitAC1Sp-lt45-S14_CZ14 | DMo | rDXGF | CZ14 | 6716.8117 | 148.4044 | 6865.2161 | 1 | 3358.4058 | 3145.9825 | 6.752%
DMo_SplitAC1Sp-lt45-S14_CZ15 | DMo | rDXGF | CZ15 | 9474.2843 | 56.0948 | 9530.3791 | 1 | 4737.1422 | 4613.7205 | 2.675%
DMo_SplitAC1Sp-lt45-S14_CZ16 | DMo | rDXGF | CZ16 | 855.5427 | 174.9444 | 1030.4871 | 1 | 427.7714 | 451.0135 | -5.153%
This chart isn't available in your version of Excel. Editing this shape or saving this workbook into a different file format will permanently break the chart.
Note on G1: Author: For HP, heating includes ventilation during , HP heating and supplmental htg during heating mode. For DXGF, heating inlcuding only ventilation during heating mode

## SFm_raw (hidden)
TechID | SizingID | BldgType | BldgVint | BldgLoc | BldgHVAC | tstat | normunit | numunits |  | kWh_clg_tot | kWh_htg_tot | tstat_wtg | kWh_clg_tot_wtg | kWh_htg_tot_wtg | kwh_tot1 | kwh_ltg1 | kwh_task1 | kwh_equip1 | kwh_htg1 | kwh_clg1 | kwh_twr1 | kwh_aux1 | kwh_vent1 | kwh_venthtg1a | kwh_ventclg1a | kwh_venthtg1b | kwh_ventclg1b | kwh_refg1 | kwh_hpsup1 | kwh_shw1 | kwh_ext1 | thm_tot1 | thm_equip1 | thm_htg1 | thm_shw1 | kwh_tot2 | kwh_ltg2 | kwh_task2 | kwh_equip2 | kwh_htg2 | kwh_clg2 | kwh_twr2 | kwh_aux2 | kwh_vent2 | kwh_venthtg2a | kwh_ventclg2a | kwh_venthtg2b | kwh_ventclg2b | kwh_refg2 | kwh_hpsup2 | kwh_shw2 | kwh_ext2 | thm_tot2 | thm_equip2 | thm_htg2 | thm_shw2 | lastmod
SplitHP1SpRes-S14-H8.2 | None | SFm | 2007 | CZ01 | rDXHP | 1 | None | 1 | SFm_SplitHP1SpRes-S14-H8.2_CZ01 | 0 | 4711.9523 | 0.4595 | 0 | 2165.1421 | 21271.64 | 3268.53 | 0 | 8041.251 | 1598.401 | 0 | 0 | 0 | 197.3509 | 100.6142 | 0 | 96.7367 | 0 | 0 | 549.3281 | 7616.776 | 0 | 0 | 0 | 0 | 0 | 27983.82 | 5429.075 | 0 | 12585.81 | 1580.325 | 0 | 0 | 0 | 194.504 | 93.027 | 0 | 101.4769 | 0 | 0 | 592.0434 | 7602.065 | 0 | 0 | 0 | 0 | 0 | 2019-04-07 19:27
SplitHP1SpRes-S14-H8.2 | None | SFm | 2007 | CZ01 | rDXHP | 2 | None | 1 | SFm_SplitHP1SpRes-S14-H8.2_CZ01 | 0 | 18170.1249 | 0.1097 | 0 | 1993.2627 | 27048.14 | 3268.53 | 0 | 8192.379 | 6012.884 | 0 | 0 | 0 | 706.6095 | 357.1136 | 0 | 349.4959 | 0 | 0 | 1315.672 | 7552.06 | 0 | 0 | 0 | 0 | 0 | 35827.29 | 5429.075 | 0 | 12717.72 | 7641.24 | 0 | 0 | 0 | 896.1896 | 455.5277 | 0 | 440.6617 | 0 | 0 | 1597.53 | 7545.52 | 0 | 0 | 0 | 0 | 0 | 2019-04-07 19:28
SplitHP1SpRes-S14-H8.2 | None | SFm | 2007 | CZ01 | rDXHP | 3 | None | 1 | SFm_SplitHP1SpRes-S14-H8.2_CZ01 | 0 | 723.3897 | 0.2215 | 0 | 160.2308 | 19351.99 | 3268.53 | 0 | 7992.755 | 264.8425 | 0 | 0 | 0 | 34.0566 | 17.1647 | 0 | 16.8919 | 0 | 0 | 154.5197 | 7637.288 | 0 | 0 | 0 | 0 | 0 | 25867.85 | 5429.075 | 0 | 12552.75 | 162.2173 | 0 | 0 | 0 | 20.6595 | 8.5188 | 0 | 12.1407 | 0 | 0 | 87.0941 | 7616.06 | 0 | 0 | 0 | 0 | 0 | 2019-04-07 19:29
SplitHP1SpRes-S14-H8.2 | None | SFm | 2007 | CZ01 | rDXHP | 4 | None | 1 | SFm_SplitHP1SpRes-S14-H8.2_CZ01 | 0 | 17104.7786 | 0.11 | 0 | 1881.5256 | 26729.34 | 3268.53 | 0 | 8200.941 | 5934.923 | 0 | 0 | 0 | 677.5451 | 342.6122 | 0 | 334.9328 | 0 | 0 | 1099.076 | 7548.321 | 0 | 0 | 0 | 0 | 0 | 35090.76 | 5429.075 | 0 | 12726.94 | 7577.478 | 0 | 0 | 0 | 855.4454 | 432.3996 | 0 | 423.0457 | 0 | 0 | 960.3113 | 7541.505 | 0 | 0 | 0 | 0 | 0 | 2019-04-07 19:30
SplitHP1SpRes-S14-H8.2 | None | SFm | 2007 | CZ01 | rDXHP | 5 | None | 1 | SFm_SplitHP1SpRes-S14-H8.2_CZ01 | 0 | 19085.089 | 0.0993 | 0 | 1895.1493 | 27504.73 | 3268.53 | 0 | 8210.059 | 6523.917 | 0 | 0 | 0 | 760.8032 | 385.622 | 0 | 375.1811 | 0 | 0 | 1196.98 | 7544.443 | 0 | 0 | 0 | 0 | 0 | 36302.43 | 5429.075 | 0 | 12729.54 | 8147.19 | 0 | 0 | 0 | 947.972 | 481.9893 | 0 | 465.9826 | 0 | 0 | 1508.227 | 7540.424 | 0 | 0 | 0 | 0 | 0 | 2019-04-07 19:31
SplitHP1SpRes-S14-H8.2 | None | SFm | 2007 | CZ02 | rDXHP | 1 | None | 1 | SFm_SplitHP1SpRes-S14-H8.2_CZ02 | 2906.0125 | 9973.4627 | 0.465 | 1351.2958 | 4637.6602 | 23815.26 | 3335.133 | 0 | 8361.538 | 3178.685 | 921.0807 | 0 | 0 | 502.7967 | 190.516 | 60.8051 | 184.2787 | 67.1971 | 0 | 679.1436 | 6836.876 | 0 | 0 | 0 | 0 | 0 | 33008.93 | 5562.282 | 0 | 13015.66 | 4357.438 | 1632.537 | 0 | 0 | 733.9715 | 251.9419 | 101.4848 | 257.6372 | 122.9078 | 0 | 873.8223 | 6833.23 | 0 | 0 | 0 | 0 | 0 | 2019-04-07 19:32
SplitHP1SpRes-S14-H8.2 | None | SFm | 2007 | CZ02 | rDXHP | 2 | None | 1 | SFm_SplitHP1SpRes-S14-H8.2_CZ02 | 1418.7569 | 12087.7389 | 0.2135 | 302.9046 | 2580.7323 | 24129.67 | 3335.133 | 0 | 8382.525 | 3688.507 | 467.4147 | 0 | 0 | 499.2983 | 221.279 | 28.7751 | 216.4063 | 32.8379 | 0 | 929.6219 | 6827.175 | 0 | 0 | 0 | 0 | 0 | 33344.75 | 5562.282 | 0 | 13037.31 | 5207.512 | 787.4193 | 0 | 0 | 718.5406 | 306.3036 | 44.7292 | 309.9271 | 57.5806 | 0 | 1208.182 | 6823.518 | 0 | 0 | 0 | 0 | 0 | 2019-04-07 19:34
SplitHP1SpRes-S14-H8.2 | None | SFm | 2007 | CZ02 | rDXHP | 3 | None | 1 | SFm_SplitHP1SpRes-S14-H8.2_CZ02 | 904.646 | 8695.0547 | 0.0507 | 45.8656 | 440.8393 | 22578.56 | 3335.133 | 0 | 8354.799 | 2689.012 | 298.8256 | 0 | 0 | 361.808 | 164.265 | 17.9883 | 158.9018 | 20.6527 | 0 | 700.0566 | 6838.932 | 0 | 0 | 0 | 0 | 0 | 30956.93 | 5562.282 | 0 | 13009.09 | 3593.959 | 502.6645 | 0 | 0 | 494.9106 | 211.8931 | 27.2247 | 218.5026 | 37.2902 | 0 | 958.4646 | 6835.55 | 0 | 0 | 0 | 0 | 0 | 2019-04-07 19:35
SplitHP1SpRes-S14-H8.2 | None | SFm | 2007 | CZ02 | rDXHP | 4 | None | 1 | SFm_SplitHP1SpRes-S14-H8.2_CZ02 | 360.9294 | 8695.2709 | 0.0702 | 25.3372 | 610.408 | 22382.11 | 3335.133 | 0 | 8358.352 | 2689.058 | 123.868 | 0 | 0 | 338.3497 | 164.276 | 6.8766 | 158.8964 | 8.3006 | 0 | 700.0566 | 6837.29 | 0 | 0 | 0 | 0 | 0 | 30613.77 | 5562.282 | 0 | 13012.73 | 3594.107 | 197.8858 | 0 | 0 | 454.4107 | 211.9092 | 9.532 | 218.503 | 14.4664 | 0 | 958.4647 | 6833.893 | 0 | 0 | 0 | 0 | 0 | 2019-04-07 19:36
SplitHP1SpRes-S14-H8.2 | None | SFm | 2007 | CZ02 | rDXHP | 5 | None | 1 | SFm_SplitHP1SpRes-S14-H8.2_CZ02 | 434.9433 | 9973.4637 | 0.2006 | 87.2496 | 2000.6768 | 22938.99 | 3335.133 | 0 | 8375.375 | 3178.782 | 147.3889 | 0 | 0 | 393.2098 | 190.5173 | 8.4269 | 184.2889 | 9.9767 | 0 | 679.1436 | 6829.964 | 0 | 0 | 0 | 0 | 0 | 31428.88 | 5562.282 | 0 | 13030.41 | 4357.341 | 239.3949 | 0 | 0 | 539.3243 | 251.9459 | 11.8001 | 257.6227 | 17.9557 | 0 | 873.8223 | 6826.297 | 0 | 0 | 0 | 0 | 0 | 2019-04-07 19:37
SplitHP1SpRes-S14-H8.2 | None | SFm | 2007 | CZ03 | rDXHP | 1 | None | 1 | SFm_SplitHP1SpRes-S14-H8.2_CZ03 | 764.9229 | 1255.1457 | 0.1339 | 102.4232 | 168.064 | 19183.49 | 3268.53 | 0 | 8145.905 | 499.4945 | 191.3837 | 0 | 0 | 88.2547 | 29.678 | 12.0746 | 30.2556 | 16.2465 | 0 | 90.7088 | 6899.208 | 0 | 0 | 0 | 0 | 0 | 26146.18 | 5429.075 | 0 | 12679.82 | 454.0573 | 474.376 | 0 | 0 | 125.2078 | 22.909 | 29.0895 | 31.4567 | 41.7526 | 0 | 96.5858 | 6887.048 | 0 | 0 | 0 | 0 | 0 | 2019-04-07 19:38
SplitHP1SpRes-S14-H8.2 | None | SFm | 2007 | CZ03 | rDXHP | 2 | None | 1 | SFm_SplitHP1SpRes-S14-H8.2_CZ03 | 300.0169 | 8251.1702 | 0.165 | 49.5028 | 1361.4431 | 22070.45 | 3268.53 | 0 | 8230.918 | 3079.652 | 77.1726 | 0 | 0 | 363.4543 | 178.2142 | 4.5585 | 174.2859 | 6.3957 | 0 | 188.107 | 6862.603 | 0 | 0 | 0 | 0 | 0 | 29879.97 | 5429.075 | 0 | 12752.16 | 3911.188 | 185.4155 | 0 | 0 | 473.2297 | 220.8743 | 10.5491 | 225.8807 | 15.9256 | 0 | 272.9681 | 6855.937 | 0 | 0 | 0 | 0 | 0 | 2019-04-07 19:39
SplitHP1SpRes-S14-H8.2 | None | SFm | 2007 | CZ03 | rDXHP | 3 | None | 1 | SFm_SplitHP1SpRes-S14-H8.2_CZ03 | 236.7928 | 7768.1805 | 0.0528 | 12.5027 | 410.1599 | 21842.02 | 3268.53 | 0 | 8230.871 | 2953.8 | 57.7118 | 0 | 0 | 338.8844 | 168.0816 | 3.3457 | 162.6433 | 4.8138 | 0 | 129.6451 | 6862.577 | 0 | 0 | 0 | 0 | 0 | 29562.92 | 5429.075 | 0 | 12753.69 | 3785.527 | 149.5739 | 0 | 0 | 441.1191 | 205.2423 | 8.1128 | 214.5293 | 13.2347 | 0 | 148.7119 | 6855.228 | 0 | 0 | 0 | 0 | 0 | 2019-04-07 19:40
SplitHP1SpRes-S14-H8.2 | None | SFm | 2007 | CZ03 | rDXHP | 4 | None | 1 | SFm_SplitHP1SpRes-S14-H8.2_CZ03 | 443.8783 | 8724.039 | 0.4371 | 194.0192 | 3813.2774 | 22345.53 | 3268.53 | 0 | 8237.748 | 3293.627 | 113.8681 | 0 | 0 | 391.5248 | 190.3352 | 6.9867 | 184.7745 | 9.4284 | 0 | 180.54 | 6859.693 | 0 | 0 | 0 | 0 | 0 | 30228 | 5429.075 | 0 | 12756.5 | 4141.006 | 273.8157 | 0 | 0 | 510.2112 | 232.4517 | 16.1859 | 237.9801 | 23.5934 | 0 | 263.3245 | 6854.068 | 0 | 0 | 0 | 0 | 0 | 2019-04-07 19:41
SplitHP1SpRes-S14-H8.2 | None | SFm | 2007 | CZ03 | rDXHP | 5 | None | 1 | SFm_SplitHP1SpRes-S14-H8.2_CZ03 | 516.5314 | 6361.7007 | 0.2112 | 109.0914 | 1343.5912 | 21371.95 | 3268.53 | 0 | 8212.98 | 2455.828 | 129.1661 | 0 | 0 | 298.3251 | 142.4386 | 8.0086 | 137.1033 | 10.7745 | 0 | 136.7304 | 6870.379 | 0 | 0 | 0 | 0 | 0 | 28885.4 | 5429.075 | 0 | 12734.65 | 2970.133 | 321.405 | 0 | 0 | 383.0702 | 163.2428 | 18.9566 | 172.6501 | 28.2206 | 0 | 183.5745 | 6863.492 | 0 | 0 | 0 | 0 | 0 | 2019-04-07 19:42
SplitHP1SpRes-S14-H8.2 | None | SFm | 2007 | CZ04 | rDXHP | 1 | None | 1 | SFm_SplitHP1SpRes-S14-H8.2_CZ04 | 4196.5733 | 7687.7962 | 0.4371 | 1834.3222 | 3360.3357 | 22799.85 | 3268.53 | 0 | 8233.15 | 2437.358 | 1288.627 | 0 | 0 | 469.2897 | 145.0803 | 86.4215 | 141.5626 | 96.2254 | 0 | 538.1586 | 6564.731 | 0 | 0 | 0 | 0 | 0 | 31889.73 | 5429.075 | 0 | 12748.08 | 3344.496 | 2389.005 | 0 | 0 | 726.1257 | 189.2855 | 153.9413 | 200.5458 | 182.3532 | 0 | 691.3094 | 6561.646 | 0 | 0 | 0 | 0 | 0 | 2019-04-07 19:42
SplitHP1SpRes-S14-H8.2 | None | SFm | 2007 | CZ04 | rDXHP | 2 | None | 1 | SFm_SplitHP1SpRes-S14-H8.2_CZ04 | 2125.2851 | 6808.6721 | 0.0853 | 181.2868 | 580.7797 | 21727.54 | 3268.53 | 0 | 8230.234 | 2052.642 | 669.2678 | 0 | 0 | 337.9241 | 124.9189 | 42.0777 | 122.2158 | 48.7117 | 0 | 603.3806 | 6565.561 | 0 | 0 | 0 | 0 | 0 | 30007.75 | 5429.075 | 0 | 12745.36 | 2745.933 | 1203.3 | 0 | 0 | 491.9683 | 159.6177 | 72.1882 | 170.4228 | 89.7396 | 0 | 829.5413 | 6562.573 | 0 | 0 | 0 | 0 | 0 | 2019-04-07 19:43
SplitHP1SpRes-S14-H8.2 | None | SFm | 2007 | CZ04 | rDXHP | 3 | None | 1 | SFm_SplitHP1SpRes-S14-H8.2_CZ04 | 1382.1201 | 10064.0308 | 0.2627 | 363.083 | 2643.8209 | 22734.79 | 3268.53 | 0 | 8263.402 | 2987.108 | 435.2798 | 0 | 0 | 412.2389 | 178.5422 | 26.2285 | 176.0741 | 31.3941 | 0 | 817.126 | 6551.099 | 0 | 0 | 0 | 0 | 0 | 31550.65 | 5429.075 | 0 | 12779.34 | 4280.997 | 785.6368 | 0 | 0 | 610.8264 | 249.1566 | 43.6442 | 258.0889 | 59.9367 | 0 | 1116.938 | 6547.837 | 0 | 0 | 0 | 0 | 0 | 2019-04-07 19:44
SplitHP1SpRes-S14-H8.2 | None | SFm | 2007 | CZ04 | rDXHP | 4 | None | 1 | SFm_SplitHP1SpRes-S14-H8.2_CZ04 | 593.4375 | 10426.9197 | 0.1666 | 98.8667 | 1737.1248 | 22626.58 | 3268.53 | 0 | 8274.705 | 3172.338 | 184.9834 | 0 | 0 | 397.3099 | 188.8481 | 10.2447 | 185.1382 | 13.079 | 0 | 782.5546 | 6546.167 | 0 | 0 | 0 | 0 | 0 | 31244.87 | 5429.075 | 0 | 12789 | 4491.325 | 342.1194 | 0 | 0 | 571.2358 | 259.3441 | 17.4172 | 268.8807 | 25.5938 | 0 | 1078.491 | 6543.628 | 0 | 0 | 0 | 0 | 0 | 2019-04-07 19:46
SplitHP1SpRes-S14-H8.2 | None | SFm | 2007 | CZ04 | rDXHP | 5 | None | 1 | SFm_SplitHP1SpRes-S14-H8.2_CZ04 | 698.8517 | 2290.7218 | 0.0483 | 33.7545 | 110.6419 | 19347.79 | 3268.53 | 0 | 8193.429 | 668.2715 | 216.8484 | 0 | 0 | 111.7899 | 42.2194 | 12.2848 | 41.8776 | 15.4081 | 0 | 307.823 | 6581.099 | 0 | 0 | 0 | 0 | 0 | 26403.61 | 5429.075 | 0 | 12713.74 | 764.1508 | 402.895 | 0 | 0 | 147.6586 | 43.5776 | 21.1611 | 52.6655 | 30.2544 | 0 | 370.1364 | 6575.953 | 0 | 0 | 0 | 0 | 0 | 2019-04-07 19:47
SplitHP1SpRes-S14-H8.2 | None | SFm | 2007 | CZ05 | rDXHP | 1 | None | 1 | SFm_SplitHP1SpRes-S14-H8.2_CZ05 | 256.0864 | 5505.2461 | 0.0844 | 21.6137 | 464.6428 | 21252.19 | 3268.53 | 0 | 8192.732 | 2113.785 | 59.0475 | 0 | 0 | 258.0475 | 128.5284 | 3.568 | 120.7693 | 5.1817 | 0 | 337.11 | 7022.943 | 0 | 0 | 0 | 0 | 0 | 28158.14 | 5429.075 | 0 | 12722.64 | 2133.151 | 163.8259 | 0 | 0 | 276.1391 | 123.5737 | 8.6876 | 128.1022 | 15.7756 | 0 | 420.2265 | 7013.085 | 0 | 0 | 0 | 0 | 0 | 2019-04-07 19:48
SplitHP1SpRes-S14-H8.2 | None | SFm | 2007 | CZ05 | rDXHP | 2 | None | 1 | SFm_SplitHP1SpRes-S14-H8.2_CZ05 | 220.2538 | 7888.2576 | 0.05 | 11.0127 | 394.4129 | 22249.52 | 3268.53 | 0 | 8227.024 | 3058.365 | 51.5343 | 0 | 0 | 352.7286 | 178.3617 | 3.1418 | 166.6499 | 4.5753 | 0 | 283.2818 | 7008.055 | 0 | 0 | 0 | 0 | 0 | 29545.61 | 5429.075 | 0 | 12754.77 | 3512.155 | 139.9576 | 0 | 0 | 411.7846 | 196.4049 | 7.6213 | 194.3349 | 13.4235 | 0 | 298.7044 | 6999.158 | 0 | 0 | 0 | 0 | 0 | 2019-04-07 19:49
SplitHP1SpRes-S14-H8.2 | None | SFm | 2007 | CZ05 | rDXHP | 3 | None | 1 | SFm_SplitHP1SpRes-S14-H8.2_CZ05 | 174.7876 | 9555.8593 | 0.05 | 8.7394 | 477.793 | 22947.03 | 3268.53 | 0 | 8236.792 | 3545.089 | 42.7904 | 0 | 0 | 417.9354 | 210.3816 | 2.4934 | 201.2701 | 3.7903 | 0 | 432.07 | 7003.828 | 0 | 0 | 0 | 0 | 0 | 30479.47 | 5429.075 | 0 | 12761.29 | 4101.988 | 109.5677 | 0 | 0 | 491.9434 | 240.6989 | 6.2271 | 235.0988 | 9.9186 | 0 | 589.2629 | 6996.34 | 0 | 0 | 0 | 0 | 0 | 2019-04-07 19:50
SplitHP1SpRes-S14-H8.2 | None | SFm | 2007 | CZ05 | rDXHP | 4 | None | 1 | SFm_SplitHP1SpRes-S14-H8.2_CZ05 | 260.6573 | 9839.694 | 0.7341 | 191.3485 | 7223.3194 | 23123.05 | 3268.53 | 0 | 8241.556 | 3686.387 | 62.913 | 0 | 0 | 435.5357 | 218.7997 | 3.8726 | 207.4015 | 5.462 | 0 | 426.3115 | 7001.822 | 0 | 0 | 0 | 0 | 0 | 30677.32 | 5429.075 | 0 | 12763.7 | 4228.488 | 163.9477 | 0 | 0 | 512.7631 | 247.4219 | 9.0285 | 240.8792 | 15.4335 | 0 | 584.0052 | 6995.347 | 0 | 0 | 0 | 0 | 0 | 2019-04-07 19:51
SplitHP1SpRes-S14-H8.2 | None | SFm | 2007 | CZ05 | rDXHP | 5 | None | 1 | SFm_SplitHP1SpRes-S14-H8.2_CZ05 | 256.0864 | 5505.2461 | 0.0815 | 20.871 | 448.6776 | 21252.19 | 3268.53 | 0 | 8192.732 | 2113.785 | 59.0475 | 0 | 0 | 258.0475 | 128.5284 | 3.568 | 120.7693 | 5.1817 | 0 | 337.11 | 7022.943 | 0 | 0 | 0 | 0 | 0 | 28158.14 | 5429.075 | 0 | 12722.64 | 2133.151 | 163.8259 | 0 | 0 | 276.1391 | 123.5737 | 8.6876 | 128.1022 | 15.7756 | 0 | 420.2265 | 7013.085 | 0 | 0 | 0 | 0 | 0 | 2019-04-07 19:52
SplitHP1SpRes-S14-H8.2 | None | SFm | 2007 | CZ06 | rDXHP | 1 | None | 1 | SFm_SplitHP1SpRes-S14-H8.2_CZ06 | 4513.5364 | 3415.7835 | 0.1049 | 473.47 | 358.3157 | 20849.23 | 3234.986 | 0 | 8202.657 | 1405.717 | 1280.125 | 0 | 0 | 354.7546 | 81.4392 | 91.2297 | 78.8889 | 103.1968 | 0 | 91.7544 | 6279.233 | 0 | 0 | 0 | 0 | 0 | 29085.6 | 5361.988 | 0 | 12652.19 | 1466.53 | 2638.526 | 0 | 0 | 567.744 | 80.2508 | 179.0592 | 87.0344 | 221.3997 | 0 | 124.1688 | 6274.448 | 0 | 0 | 0 | 0 | 0 | 2019-04-07 19:53
SplitHP1SpRes-S14-H8.2 | None | SFm | 2007 | CZ06 | rDXHP | 2 | None | 1 | SFm_SplitHP1SpRes-S14-H8.2_CZ06 | 2170.4637 | 5071.9057 | 0.7457 | 1618.5148 | 3782.1201 | 20754.63 | 3234.986 | 0 | 8231.646 | 1988.033 | 608.3696 | 0 | 0 | 314.961 | 113.624 | 40.9487 | 111.3603 | 49.028 | 0 | 110.1546 | 6266.475 | 0 | 0 | 0 | 0 | 0 | 28525.95 | 5361.988 | 0 | 12681.5 | 2332.089 | 1282.323 | 0 | 0 | 453.3235 | 128.5415 | 81.2019 | 134.9875 | 108.5925 | 0 | 153.1158 | 6261.604 | 0 | 0 | 0 | 0 | 0 | 2019-04-07 19:54
SplitHP1SpRes-S14-H8.2 | None | SFm | 2007 | CZ06 | rDXHP | 3 | None | 1 | SFm_SplitHP1SpRes-S14-H8.2_CZ06 | 1089.3898 | 163.9409 | 0.0501 | 54.5784 | 8.2134 | 18137.11 | 3234.986 | 0 | 8177.214 | 70.142 | 291.6503 | 0 | 0 | 50.4305 | 4.2042 | 18.3091 | 4.4378 | 23.4793 | 0 | 22.7076 | 6289.978 | 0 | 0 | 0 | 0 | 0 | 25101.31 | 5361.988 | 0 | 12642.5 | 38.0868 | 660.804 | 0 | 0 | 99.923 | 1.594 | 36.9159 | 3.1819 | 58.2312 | 0 | 19.5865 | 6278.424 | 0 | 0 | 0 | 0 | 0 | 2019-04-07 19:55
SplitHP1SpRes-S14-H8.2 | None | SFm | 2007 | CZ06 | rDXHP | 4 | None | 1 | SFm_SplitHP1SpRes-S14-H8.2_CZ06 | 407.1249 | 1867.2125 | 0.05 | 20.3562 | 93.3606 | 18796.11 | 3234.986 | 0 | 8205.151 | 807.4405 | 102.8145 | 0 | 0 | 105.7418 | 47.3549 | 5.8039 | 44.2493 | 8.3337 | 0 | 62.061 | 6277.912 | 0 | 0 | 0 | 0 | 0 | 25490.02 | 5361.988 | 0 | 12661.57 | 752.8184 | 254.7587 | 0 | 0 | 120.1751 | 39.5139 | 13.5118 | 45.2471 | 21.9024 | 0 | 68.5274 | 6270.183 | 0 | 0 | 0 | 0 | 0 | 2019-04-07 19:56
SplitHP1SpRes-S14-H8.2 | None | SFm | 2007 | CZ06 | rDXHP | 5 | None | 1 | SFm_SplitHP1SpRes-S14-H8.2_CZ06 | 457.3605 | 5208.1045 | 0.0493 | 22.5479 | 256.7596 | 20264.67 | 3234.986 | 0 | 8242.48 | 2056.848 | 113.7469 | 0 | 0 | 247.3939 | 117.4072 | 6.4737 | 114.3026 | 9.2104 | 0 | 107.5183 | 6261.687 | 0 | 0 | 0 | 0 | 0 | 27450.93 | 5361.988 | 0 | 12692.01 | 2393.481 | 287.7731 | 0 | 0 | 309.3906 | 131.3988 | 15.131 | 137.8354 | 25.0255 | 0 | 149.3132 | 6256.973 | 0 | 0 | 0 | 0 | 0 | 2019-04-07 19:58
SplitHP1SpRes-S14-H8.2 | None | SFm | 2007 | CZ07 | rDXHP | 1 | None | 1 | SFm_SplitHP1SpRes-S14-H8.2_CZ07 | 3025.6591 | 1695.0531 | 0.667 | 2018.1147 | 1130.6004 | 19510.65 | 3234.986 | 0 | 8198.641 | 753.0031 | 910.2287 | 0 | 0 | 225.3523 | 43.5448 | 66.3045 | 39.5178 | 75.9852 | 0 | 0 | 6188.443 | 0 | 0 | 0 | 0 | 0 | 27022.95 | 5361.988 | 0 | 12642.86 | 773.9172 | 1707.738 | 0 | 0 | 350.4731 | 42.1235 | 119.5501 | 42.9468 | 145.8526 | 0 | 0 | 6185.966 | 0 | 0 | 0 | 0 | 0 | 2019-04-07 19:59
SplitHP1SpRes-S14-H8.2 | None | SFm | 2007 | CZ07 | rDXHP | 2 | None | 1 | SFm_SplitHP1SpRes-S14-H8.2_CZ07 | 1136.5225 | 3118.577 | 0.1746 | 198.4368 | 544.5035 | 19460.72 | 3234.986 | 0 | 8224.038 | 1277.387 | 353.6155 | 0 | 0 | 193.3512 | 72.2358 | 24.44 | 67.2312 | 29.4441 | 0 | 0 | 6177.337 | 0 | 0 | 0 | 0 | 0 | 26635.22 | 5361.988 | 0 | 12667.08 | 1534.886 | 633.1201 | 0 | 0 | 262.7397 | 83.4694 | 40.6421 | 83.3675 | 55.2606 | 0 | 0 | 6175.398 | 0 | 0 | 0 | 0 | 0 | 2019-04-07 20:00
SplitHP1SpRes-S14-H8.2 | None | SFm | 2007 | CZ07 | rDXHP | 3 | None | 1 | SFm_SplitHP1SpRes-S14-H8.2_CZ07 | 1128.1605 | 1694.1564 | 0.0501 | 56.5208 | 84.8772 | 18866.85 | 3234.986 | 0 | 8207.296 | 752.2033 | 351.2114 | 0 | 0 | 136.5334 | 43.5028 | 24.3021 | 39.4715 | 29.2569 | 0 | 0 | 6184.618 | 0 | 0 | 0 | 0 | 0 | 25778.13 | 5361.988 | 0 | 12651.68 | 773.9094 | 628.1687 | 0 | 0 | 180.2908 | 42.1229 | 40.4534 | 42.9466 | 54.7679 | 0 | 0 | 6182.088 | 0 | 0 | 0 | 0 | 0 | 2019-04-07 20:01
SplitHP1SpRes-S14-H8.2 | None | SFm | 2007 | CZ07 | rDXHP | 4 | None | 1 | SFm_SplitHP1SpRes-S14-H8.2_CZ07 | 3023.5505 | 1569.123 | 0.0602 | 182.0177 | 94.4612 | 19387.08 | 3234.986 | 0 | 8195.967 | 646.0867 | 909.1418 | 0 | 0 | 211.3025 | 36.9458 | 66.2245 | 32.2402 | 75.8919 | 0 | 0 | 6189.592 | 0 | 0 | 0 | 0 | 0 | 27017.42 | 5361.988 | 0 | 12643.68 | 772.0669 | 1707.005 | 0 | 0 | 347.0706 | 40.7161 | 119.5013 | 41.0673 | 145.786 | 0 | 8.3852e-07 | 6185.607 | 0 | 0 | 0 | 0 | 0 | 2019-04-07 20:02
SplitHP1SpRes-S14-H8.2 | None | SFm | 2007 | CZ07 | rDXHP | 5 | None | 1 | SFm_SplitHP1SpRes-S14-H8.2_CZ07 | 1759.3315 | 1623.5028 | 0.0481 | 84.6238 | 78.0905 | 19045.42 | 3234.986 | 0 | 8203.131 | 718.7248 | 539.1521 | 0 | 0 | 162.9822 | 41.5193 | 38.2639 | 38.0472 | 45.1518 | 0 | 0 | 6186.442 | 0 | 0 | 0 | 0 | 0 | 26155.71 | 5361.988 | 0 | 12648.09 | 743.1737 | 985.212 | 0 | 0 | 233.5895 | 40.5398 | 66.8626 | 41.498 | 84.6891 | 0 | 0 | 6183.658 | 0 | 0 | 0 | 0 | 0 | 2019-04-07 20:03
SplitHP1SpRes-S14-H8.2 | None | SFm | 2007 | CZ08 | rDXHP | 1 | None | 1 | SFm_SplitHP1SpRes-S14-H8.2_CZ08 | 6914.0308 | 2559.9711 | 0.6792 | 4696.0097 | 1738.7324 | 21055.75 | 3234.986 | 0 | 8208.436 | 1002.853 | 2127.109 | 0 | 0 | 423.3196 | 57.3963 | 149.0596 | 55.9412 | 160.9225 | 0 | 16.3699 | 6042.674 | 0 | 0 | 0 | 0 | 0 | 29959.27 | 5361.988 | 0 | 12653.03 | 1261.178 | 3911.396 | 0 | 0 | 707.8083 | 68.4483 | 264.2934 | 73.8163 | 301.2503 | 0 | 23.9681 | 6039.899 | 0 | 0 | 0 | 0 | 0 | 2019-04-07 20:05
SplitHP1SpRes-S14-H8.2 | None | SFm | 2007 | CZ08 | rDXHP | 2 | None | 1 | SFm_SplitHP1SpRes-S14-H8.2_CZ08 | 4123.962 | 2267.2115 | 0.051 | 210.3221 | 115.6278 | 19926.47 | 3234.986 | 0 | 8225.09 | 867.8602 | 1277.89 | 0 | 0 | 275.024 | 48.501 | 85.8117 | 46.165 | 94.5463 | 0 | 10.4298 | 6035.195 | 0 | 0 | 0 | 0 | 0 | 28026.07 | 5361.988 | 0 | 12673.04 | 1158.224 | 2338.285 | 0 | 0 | 452.2692 | 59.9127 | 149.7695 | 64.9275 | 177.6595 | 0 | 11.1913 | 6031.063 | 0 | 0 | 0 | 0 | 0 | 2019-04-07 20:06
SplitHP1SpRes-S14-H8.2 | None | SFm | 2007 | CZ08 | rDXHP | 3 | None | 1 | SFm_SplitHP1SpRes-S14-H8.2_CZ08 | 2952.9332 | 3887.1105 | 0.0956 | 282.3004 | 371.6078 | 20208 | 3234.986 | 0 | 8252.119 | 1478.768 | 909.2386 | 0 | 0 | 290.9892 | 83.4969 | 59.2468 | 81.9641 | 66.2815 | 0 | 18.5283 | 6023.369 | 0 | 0 | 0 | 0 | 0 | 28222.54 | 5361.988 | 0 | 12697.78 | 1976.14 | 1686.52 | 0 | 0 | 452.246 | 107.3263 | 102.6657 | 113.2734 | 128.9806 | 0 | 27.6135 | 6020.257 | 0 | 0 | 0 | 0 | 0 | 2019-04-07 20:07
SplitHP1SpRes-S14-H8.2 | None | SFm | 2007 | CZ08 | rDXHP | 4 | None | 1 | SFm_SplitHP1SpRes-S14-H8.2_CZ08 | 2589.2191 | 4089.4083 | 0.0638 | 165.1922 | 260.9042 | 20186.68 | 3234.986 | 0 | 8256.933 | 1564.512 | 805.916 | 0 | 0 | 284.6286 | 88.1444 | 51.8626 | 86.0146 | 58.607 | 0 | 18.4356 | 6021.264 | 0 | 0 | 0 | 0 | 0 | 28087.42 | 5361.988 | 0 | 12701.79 | 2074.523 | 1472.493 | 0 | 0 | 430.5726 | 112.1274 | 88.8383 | 118.1047 | 111.5022 | 0 | 27.5467 | 6018.497 | 0 | 0 | 0 | 0 | 0 | 2019-04-07 20:08
SplitHP1SpRes-S14-H8.2 | None | SFm | 2007 | CZ08 | rDXHP | 5 | None | 1 | SFm_SplitHP1SpRes-S14-H8.2_CZ08 | 2952.9332 | 3912.1361 | 0.1104 | 326.0038 | 431.8998 | 20222.06 | 3234.986 | 0 | 8252.538 | 1491.321 | 909.2386 | 0 | 0 | 292.2599 | 84.1402 | 59.2468 | 82.5914 | 66.2815 | 0 | 18.5283 | 6023.188 | 0 | 0 | 0 | 0 | 0 | 28233.86 | 5361.988 | 0 | 12697.98 | 1986.352 | 1686.52 | 0 | 0 | 453.2359 | 107.8021 | 102.6657 | 113.7876 | 128.9806 | 0 | 27.6135 | 6020.169 | 0 | 0 | 0 | 0 | 0 | 2019-04-07 20:09
SplitHP1SpRes-S14-H8.2 | None | SFm | 2007 | CZ09 | rDXHP | 1 | None | 1 | SFm_SplitHP1SpRes-S14-H8.2_CZ09 | 5792.9579 | 3735.464 | 0.0514 | 297.758 | 192.0028 | 21240.78 | 3261.671 | 0 | 8286.154 | 1424.717 | 1803.9 | 0 | 0 | 409.4958 | 82.3475 | 117.6944 | 79.3581 | 130.0959 | 0 | 31.634 | 6023.206 | 0 | 0 | 0 | 0 | 0 | 30081.32 | 5415.353 | 0 | 12787.02 | 1858.438 | 3292.879 | 0 | 0 | 658.8115 | 103.0442 | 205.7438 | 107.3787 | 242.6448 | 0 | 48.5464 | 6020.263 | 0 | 0 | 0 | 0 | 0 | 2019-04-07 20:10
SplitHP1SpRes-S14-H8.2 | None | SFm | 2007 | CZ09 | rDXHP | 2 | None | 1 | SFm_SplitHP1SpRes-S14-H8.2_CZ09 | 5506.8733 | 5006.2905 | 0.7991 | 4400.5425 | 4000.5267 | 21626.95 | 3261.671 | 0 | 8301.143 | 1858.193 | 1706.841 | 0 | 0 | 444.7411 | 106.1276 | 111.7068 | 103.584 | 123.3227 | 0 | 37.6887 | 6016.674 | 0 | 0 | 0 | 0 | 0 | 30696.89 | 5415.353 | 0 | 12802.15 | 2554.745 | 3136.637 | 0 | 0 | 716.1076 | 141.5044 | 197.5549 | 146.2374 | 230.8109 | 0 | 58.2103 | 6013.684 | 0 | 0 | 0 | 0 | 0 | 2019-04-07 20:11
SplitHP1SpRes-S14-H8.2 | None | SFm | 2007 | CZ09 | rDXHP | 3 | None | 1 | SFm_SplitHP1SpRes-S14-H8.2_CZ09 | 4596.2145 | 3546.3608 | 0.0501 | 230.2703 | 177.6727 | 20719.03 | 3261.671 | 0 | 8292.961 | 1344.116 | 1421.779 | 0 | 0 | 345.0903 | 77.7449 | 90.7887 | 75.4568 | 101.1 | 0 | 33.2741 | 6020.144 | 0 | 0 | 0 | 0 | 0 | 29225.46 | 5415.353 | 0 | 12795.12 | 1763.568 | 2629.922 | 0 | 0 | 553.3336 | 98.1517 | 158.3249 | 102.5572 | 194.2999 | 0 | 51.4921 | 6016.665 | 0 | 0 | 0 | 0 | 0 | 2019-04-07 20:13
SplitHP1SpRes-S14-H8.2 | None | SFm | 2007 | CZ09 | rDXHP | 4 | None | 1 | SFm_SplitHP1SpRes-S14-H8.2_CZ09 | 3911.3331 | 3234.281 | 0.0502 | 196.3489 | 162.3609 | 20331.95 | 3261.671 | 0 | 8294.574 | 1216.698 | 1219.314 | 0 | 0 | 297.9548 | 69.2635 | 76.656 | 65.7993 | 86.2359 | 0 | 22.3426 | 6019.394 | 0 | 0 | 0 | 0 | 0 | 28618.35 | 5415.353 | 0 | 12798.55 | 1652.826 | 2233.122 | 0 | 0 | 477.4406 | 88.2134 | 132.5979 | 93.2221 | 163.4072 | 0 | 25.9162 | 6015.14 | 0 | 0 | 0 | 0 | 0 | 2019-04-07 20:14
SplitHP1SpRes-S14-H8.2 | None | SFm | 2007 | CZ09 | rDXHP | 5 | None | 1 | SFm_SplitHP1SpRes-S14-H8.2_CZ09 | 3042.2894 | 5301.4484 | 0.0492 | 149.6806 | 260.8313 | 20900.89 | 3261.671 | 0 | 8323.861 | 1985.932 | 941.2402 | 0 | 0 | 346.3342 | 113.2805 | 57.6654 | 109.73 | 65.6582 | 0 | 35.2055 | 6006.646 | 0 | 0 | 0 | 0 | 0 | 29278.94 | 5415.353 | 0 | 12824.88 | 2700.61 | 1749.654 | 0 | 0 | 530.5677 | 148.9019 | 99.6359 | 153.5941 | 128.4357 | 0 | 54.1944 | 6003.678 | 0 | 0 | 0 | 0 | 0 | 2019-04-07 20:15
SplitHP1SpRes-S14-H8.2 | None | SFm | 2007 | CZ10 | rDXHP | 1 | None | 1 | SFm_SplitHP1SpRes-S14-H8.2_CZ10 | 8312.1419 | 5587.8503 | 0.3562 | 2960.7849 | 1990.3923 | 23229.73 | 3335.133 | 0 | 8411.867 | 1882.636 | 2851.578 | 0 | 0 | 607.6118 | 108.9148 | 192.7644 | 106.8879 | 199.0446 | 0 | 145.5574 | 5995.354 | 0 | 0 | 0 | 0 | 0 | 33029.18 | 5562.282 | 0 | 13057.92 | 2805.709 | 4467.557 | 0 | 0 | 921.2817 | 159.2486 | 296.2833 | 160.8353 | 304.9146 | 0 | 218.0613 | 5996.373 | 0 | 0 | 0 | 0 | 0 | 2019-04-07 20:16
SplitHP1SpRes-S14-H8.2 | None | SFm | 2007 | CZ10 | rDXHP | 2 | None | 1 | SFm_SplitHP1SpRes-S14-H8.2_CZ10 | 5255.5498 | 7069.8898 | 0.0654 | 343.713 | 462.3708 | 22658.46 | 3335.133 | 0 | 8450.557 | 2355.022 | 1849.588 | 0 | 0 | 512.1055 | 135.3534 | 119.1157 | 133.7238 | 123.9127 | 0 | 177.7378 | 5978.321 | 0 | 0 | 0 | 0 | 0 | 32069.43 | 5562.282 | 0 | 13096.79 | 3593.305 | 2803.549 | 0 | 0 | 768.483 | 203.8237 | 176.0551 | 205.275 | 183.3293 | 0 | 265.6491 | 5979.369 | 0 | 0 | 0 | 0 | 0 | 2019-04-07 20:17
SplitHP1SpRes-S14-H8.2 | None | SFm | 2007 | CZ10 | rDXHP | 3 | None | 1 | SFm_SplitHP1SpRes-S14-H8.2_CZ10 | 5556.6782 | 7486.6443 | 0.1477 | 820.7214 | 1105.7774 | 22981.92 | 3335.133 | 0 | 8454.105 | 2530.726 | 1974.025 | 0 | 0 | 546.4785 | 144.4909 | 127.5619 | 142.332 | 132.0936 | 0 | 164.6463 | 5976.797 | 0 | 0 | 0 | 0 | 0 | 32468.04 | 5562.282 | 0 | 13100.6 | 3827.89 | 2945.095 | 0 | 0 | 809.4812 | 214.964 | 185.1177 | 216.6144 | 192.785 | 0 | 244.9807 | 5977.713 | 0 | 0 | 0 | 0 | 0 | 2019-04-07 20:19
SplitHP1SpRes-S14-H8.2 | None | SFm | 2007 | CZ10 | rDXHP | 4 | None | 1 | SFm_SplitHP1SpRes-S14-H8.2_CZ10 | 5276.1594 | 5307.5525 | 0.2493 | 1315.3465 | 1323.1728 | 21986.79 | 3335.133 | 0 | 8431.901 | 1766.175 | 1864.751 | 0 | 0 | 448.6246 | 102.6876 | 119.9714 | 101.1449 | 124.8207 | 0 | 153.791 | 5986.42 | 0 | 0 | 0 | 0 | 0 | 30977.94 | 5562.282 | 0 | 13077.59 | 2646.151 | 2806.951 | 0 | 0 | 664.1636 | 151.4822 | 176.1311 | 153.016 | 183.5342 | 0 | 233.1048 | 5987.695 | 0 | 0 | 0 | 0 | 0 | 2019-04-07 20:20
SplitHP1SpRes-S14-H8.2 | None | SFm | 2007 | CZ10 | rDXHP | 5 | None | 1 | SFm_SplitHP1SpRes-S14-H8.2_CZ10 | 6250.0116 | 9542.992 | 0.1814 | 1133.7521 | 1731.0987 | 24044.61 | 3335.133 | 0 | 8470.049 | 3232.786 | 2191.8 | 0 | 0 | 655.9656 | 182.3011 | 144.1899 | 180.0872 | 149.3873 | 0 | 189.0001 | 5969.884 | 0 | 0 | 0 | 0 | 0 | 34173.38 | 5562.282 | 0 | 13117.19 | 4934.122 | 3327.537 | 0 | 0 | 987.2302 | 274.2513 | 214.7681 | 275.8816 | 222.3293 | 0 | 274.5627 | 5970.462 | 0 | 0 | 0 | 0 | 0 | 2019-04-07 20:21
SplitHP1SpRes-S14-H8.2 | None | SFm | 2007 | CZ11 | rDXHP | 1 | None | 1 | SFm_SplitHP1SpRes-S14-H8.2_CZ11 | 7486.9343 | 6566.1054 | 0.05 | 374.3467 | 328.3053 | 23319.23 | 3335.133 | 0 | 8387.234 | 2009.008 | 2556.451 | 0 | 0 | 565.3862 | 119.3368 | 160.2442 | 118.678 | 167.1272 | 0 | 349.204 | 6116.819 | 0 | 0 | 0 | 0 | 0 | 33286.34 | 5562.282 | 0 | 13032.61 | 3117.155 | 4091.975 | 0 | 0 | 877.0441 | 181.4233 | 250.6681 | 184.4841 | 260.4688 | 0 | 486.8162 | 6118.463 | 0 | 0 | 0 | 0 | 0 | 2019-04-07 20:22
SplitHP1SpRes-S14-H8.2 | None | SFm | 2007 | CZ11 | rDXHP | 2 | None | 1 | SFm_SplitHP1SpRes-S14-H8.2_CZ11 | 6623.3934 | 3846.2704 | 0.05 | 331.1697 | 192.3135 | 21892.35 | 3335.133 | 0 | 8357.695 | 1076.008 | 2231.868 | 0 | 0 | 442.9957 | 65.9623 | 152.8615 | 66.0288 | 158.1431 | 0 | 319.3195 | 6129.333 | 0 | 0 | 0 | 0 | 0 | 31094.18 | 5562.282 | 0 | 13000.21 | 1638.179 | 3578.189 | 0 | 0 | 702.2355 | 98.3978 | 246.7195 | 101.506 | 255.6123 | 0 | 480.8691 | 6132.21 | 0 | 0 | 0 | 0 | 0 | 2019-04-07 20:23
SplitHP1SpRes-S14-H8.2 | None | SFm | 2007 | CZ11 | rDXHP | 3 | None | 1 | SFm_SplitHP1SpRes-S14-H8.2_CZ11 | 7494.3568 | 7196.8163 | 0.8 | 5995.4854 | 5757.453 | 23609.47 | 3335.133 | 0 | 8395.829 | 2241.421 | 2603.707 | 0 | 0 | 590.0648 | 131.6825 | 160.6612 | 130.8874 | 166.8338 | 0 | 330.1843 | 6113.134 | 0 | 0 | 0 | 0 | 0 | 33645.82 | 5562.282 | 0 | 13044.32 | 3517.417 | 4063.437 | 0 | 0 | 906.792 | 202.1781 | 244.889 | 204.8962 | 254.8288 | 0 | 438.1498 | 6113.437 | 0 | 0 | 0 | 0 | 0 | 2019-04-07 20:24
SplitHP1SpRes-S14-H8.2 | None | SFm | 2007 | CZ11 | rDXHP | 4 | None | 1 | SFm_SplitHP1SpRes-S14-H8.2_CZ11 | 4744.9592 | 8697.1145 | 0.05 | 237.248 | 434.8557 | 23207.73 | 3335.133 | 0 | 8436.538 | 2729.548 | 1703.823 | 0 | 0 | 520.2295 | 158.1559 | 99.8515 | 157.2359 | 104.9861 | 0 | 387.0996 | 6095.358 | 0 | 0 | 0 | 0 | 0 | 32844.45 | 5562.282 | 0 | 13085.21 | 4317.432 | 2538.406 | 0 | 0 | 791.5063 | 245.3443 | 145.2191 | 248.2696 | 152.6735 | 0 | 454.0292 | 6095.579 | 0 | 0 | 0 | 0 | 0 | 2019-04-07 20:26
SplitHP1SpRes-S14-H8.2 | None | SFm | 2007 | CZ11 | rDXHP | 5 | None | 1 | SFm_SplitHP1SpRes-S14-H8.2_CZ11 | 6611.2652 | 7144.8364 | 0.05 | 330.5633 | 357.2418 | 23271.29 | 3335.133 | 0 | 8399.297 | 2161.722 | 2313.569 | 0 | 0 | 544.4242 | 128.8946 | 140.6304 | 128.1945 | 146.7047 | 0 | 405.5789 | 6111.567 | 0 | 0 | 0 | 0 | 0 | 33051.49 | 5562.282 | 0 | 13045.59 | 3333.776 | 3575.874 | 0 | 0 | 827.983 | 195.3213 | 212.4373 | 198.1747 | 222.0498 | 0 | 593.1744 | 6112.804 | 0 | 0 | 0 | 0 | 0 | 2019-04-07 20:27
SplitHP1SpRes-S14-H8.2 | None | SFm | 2007 | CZ12 | rDXHP | 1 | None | 1 | SFm_SplitHP1SpRes-S14-H8.2_CZ12 | 7728.3886 | 9237.2719 | 0.0731 | 564.9452 | 675.2446 | 24688.08 | 3335.133 | 0 | 8396.51 | 2976.256 | 2437.578 | 0 | 0 | 676.3506 | 172.405 | 162.3185 | 169.1391 | 172.4882 | 0 | 477.3423 | 6388.916 | 0 | 0 | 0 | 0 | 0 | 35397.92 | 5562.282 | 0 | 13051.52 | 4367.095 | 4363.137 | 0 | 0 | 1089.446 | 244.8075 | 280.7029 | 251.7716 | 312.164 | 0 | 578.4554 | 6385.983 | 0 | 0 | 0 | 0 | 0 | 2019-04-07 20:28
SplitHP1SpRes-S14-H8.2 | None | SFm | 2007 | CZ12 | rDXHP | 2 | None | 1 | SFm_SplitHP1SpRes-S14-H8.2_CZ12 | 4592.3122 | 10238.7545 | 0.344 | 1579.7554 | 3522.1315 | 23996.74 | 3335.133 | 0 | 8421.456 | 3261.555 | 1470.738 | 0 | 0 | 574.5575 | 192.585 | 92.5224 | 189.3269 | 100.1233 | 0 | 555.4773 | 6377.827 | 0 | 0 | 0 | 0 | 0 | 33980.86 | 5562.282 | 0 | 13073.58 | 4665.593 | 2593.035 | 0 | 0 | 880.052 | 269.0694 | 156.4167 | 275.0891 | 179.4768 | 0 | 830.0588 | 6376.262 | 0 | 0 | 0 | 0 | 0 | 2019-04-07 20:29
SplitHP1SpRes-S14-H8.2 | None | SFm | 2007 | CZ12 | rDXHP | 3 | None | 1 | SFm_SplitHP1SpRes-S14-H8.2_CZ12 | 3869.6117 | 2729.2873 | 0.3079 | 1191.4534 | 840.3476 | 20667.3 | 3335.133 | 0 | 8342.76 | 783.3713 | 1253.072 | 0 | 0 | 258.6612 | 48.4719 | 77.4343 | 48.2193 | 84.5357 | 0 | 282.8252 | 6411.478 | 0 | 0 | 0 | 0 | 0 | 28990.96 | 5562.282 | 0 | 12999.94 | 1044.823 | 2176.056 | 0 | 0 | 407.0934 | 60.4202 | 126.1071 | 68.1595 | 152.4066 | 0 | 392.9969 | 6407.776 | 0 | 0 | 0 | 0 | 0 | 2019-04-07 20:30
SplitHP1SpRes-S14-H8.2 | None | SFm | 2007 | CZ12 | rDXHP | 4 | None | 1 | SFm_SplitHP1SpRes-S14-H8.2_CZ12 | 2131.6596 | 9640.099 | 0.0945 | 201.4418 | 910.9894 | 22845.53 | 3335.133 | 0 | 8429.954 | 3015.52 | 687.9553 | 0 | 0 | 439.5752 | 178.761 | 39.6759 | 176.5707 | 44.5675 | 0 | 563.4376 | 6373.957 | 0 | 0 | 0 | 0 | 0 | 32083.43 | 5562.282 | 0 | 13084.5 | 4357.822 | 1212.184 | 0 | 0 | 659.0136 | 253.1726 | 65.3609 | 258.5639 | 81.916 | 0 | 836.2512 | 6371.381 | 0 | 0 | 0 | 0 | 0 | 2019-04-07 20:31
SplitHP1SpRes-S14-H8.2 | None | SFm | 2007 | CZ12 | rDXHP | 5 | None | 1 | SFm_SplitHP1SpRes-S14-H8.2_CZ12 | 2551.1883 | 11870.6236 | 0.1805 | 460.4895 | 2142.6476 | 23880.38 | 3335.133 | 0 | 8448.466 | 3704.076 | 821.4709 | 0 | 0 | 535.0997 | 217.3676 | 48.7688 | 214.8759 | 54.0874 | 0 | 670.1725 | 6365.968 | 0 | 0 | 0 | 0 | 0 | 33720.2 | 5562.282 | 0 | 13103.93 | 5479.855 | 1446.915 | 0 | 0 | 817.0615 | 316.1925 | 79.9488 | 320.9227 | 99.9974 | 0 | 947.1614 | 6363 | 0 | 0 | 0 | 0 | 0 | 2019-04-07 20:32
SplitHP1SpRes-S14-H8.2 | None | SFm | 2007 | CZ13 | rDXHP | 1 | None | 1 | SFm_SplitHP1SpRes-S14-H8.2_CZ13 | 12591.5033 | 9966.1972 | 0.2428 | 3057.217 | 2419.7927 | 26463.25 | 3335.133 | 0 | 8400.399 | 2990.558 | 4269.548 | 0 | 0 | 928.5531 | 176.4837 | 284.3884 | 175.0927 | 292.5883 | 0 | 533.6111 | 6005.449 | 0 | 0 | 0 | 0 | 0 | 38451.29 | 5562.282 | 0 | 13047.1 | 4714.169 | 6840.813 | 0 | 0 | 1455.987 | 275.6753 | 445.9491 | 276.1463 | 458.2165 | 0 | 824.4611 | 6006.484 | 0 | 0 | 0 | 0 | 0 | 2019-04-07 20:33
SplitHP1SpRes-S14-H8.2 | None | SFm | 2007 | CZ13 | rDXHP | 2 | None | 1 | SFm_SplitHP1SpRes-S14-H8.2_CZ13 | 8124.0811 | 10674.4661 | 0.218 | 1771.0497 | 2327.0336 | 25076.79 | 3335.133 | 0 | 8447.063 | 3270.242 | 2774.892 | 0 | 0 | 743.5858 | 191.7047 | 177.891 | 189.7248 | 184.2652 | 0 | 520.8896 | 5984.99 | 0 | 0 | 0 | 0 | 0 | 36129.43 | 5562.282 | 0 | 13090.86 | 5114.529 | 4423.056 | 0 | 0 | 1157.124 | 296.303 | 277.6832 | 296.8434 | 286.2937 | 0 | 794.2296 | 5987.336 | 0 | 0 | 0 | 0 | 0 | 2019-04-07 20:34
SplitHP1SpRes-S14-H8.2 | None | SFm | 2007 | CZ13 | rDXHP | 3 | None | 1 | SFm_SplitHP1SpRes-S14-H8.2_CZ13 | 8074.0476 | 12061.6843 | 0.0959 | 774.3012 | 1156.7155 | 25624.56 | 3335.133 | 0 | 8457.236 | 3648.443 | 2809.769 | 0 | 0 | 786.8885 | 213.3762 | 177.6057 | 211.8188 | 184.088 | 0 | 606.5268 | 5980.57 | 0 | 0 | 0 | 0 | 0 | 36932.39 | 5562.282 | 0 | 13104.68 | 5784 | 4353.716 | 0 | 0 | 1219.722 | 335.4172 | 269.763 | 335.436 | 279.1059 | 0 | 926.6663 | 5981.332 | 0 | 0 | 0 | 0 | 0 | 2019-04-07 20:35
SplitHP1SpRes-S14-H8.2 | None | SFm | 2007 | CZ13 | rDXHP | 4 | None | 1 | SFm_SplitHP1SpRes-S14-H8.2_CZ13 | 5185.9519 | 9852.1306 | 0.05 | 259.2976 | 492.6065 | 23717.48 | 3335.133 | 0 | 8468.083 | 3044.35 | 1859.301 | 0 | 0 | 576.907 | 174.9524 | 112.0432 | 172.9444 | 116.967 | 0 | 458.058 | 5975.643 | 0 | 0 | 0 | 0 | 0 | 33753.95 | 5562.282 | 0 | 13116 | 4888.27 | 2764.709 | 0 | 0 | 886.0368 | 276.1926 | 162.6993 | 276.9125 | 170.2324 | 0 | 560.4507 | 5976.211 | 0 | 0 | 0 | 0 | 0 | 2019-04-07 20:36
SplitHP1SpRes-S14-H8.2 | None | SFm | 2007 | CZ13 | rDXHP | 5 | None | 1 | SFm_SplitHP1SpRes-S14-H8.2_CZ13 | 6175.9458 | 3235.4092 | 0.3933 | 2428.9995 | 1272.4864 | 21444.86 | 3335.133 | 0 | 8380.154 | 862.8387 | 2184.53 | 0 | 0 | 380.1345 | 53.0764 | 134.2765 | 52.8468 | 139.9349 | 0 | 288.5865 | 6013.482 | 0 | 0 | 0 | 0 | 0 | 30297.31 | 5562.282 | 0 | 13023.96 | 1363.713 | 3309.82 | 0 | 0 | 573.8599 | 82.0945 | 199.5311 | 84.3808 | 207.8533 | 0 | 447.8725 | 6015.802 | 0 | 0 | 0 | 0 | 0 | 2019-04-07 20:37
SplitHP1SpRes-S14-H8.2 | None | SFm | 2007 | CZ14 | rDXHP | 1 | None | 1 | SFm_SplitHP1SpRes-S14-H8.2_CZ14 | 16054.9372 | 9121.2384 | 0.4781 | 7675.8655 | 4360.8641 | 29527.28 | 3989.167 | 0 | 9744 | 2927.017 | 5029.827 | 0 | 0 | 1010.934 | 179.1971 | 317.2435 | 175.076 | 339.4171 | 0 | 640.9341 | 6185.401 | 0 | 0 | 0 | 0 | 0 | 44383.8 | 6870.351 | 0 | 15762.88 | 3863.255 | 9180.614 | 0 | 0 | 1654.276 | 225.1033 | 559.0873 | 241.3378 | 628.7483 | 0 | 869.3181 | 6183.101 | 0 | 0 | 0 | 0 | 0 | 2019-04-07 20:38
SplitHP1SpRes-S14-H8.2 | None | SFm | 2007 | CZ14 | rDXHP | 2 | None | 1 | SFm_SplitHP1SpRes-S14-H8.2_CZ14 | 14999.6957 | 9963.8598 | 0.0944 | 1415.9713 | 940.5884 | 29502.02 | 3989.167 | 0 | 9765.199 | 3320.59 | 4678.484 | 0 | 0 | 1007.854 | 199.5769 | 296.775 | 194.6434 | 316.8583 | 0 | 564.5745 | 6176.15 | 0 | 0 | 0 | 0 | 0 | 44220.45 | 6870.351 | 0 | 15784.21 | 4449.778 | 8589.092 | 0 | 0 | 1642.641 | 254.0279 | 525.8157 | 270.1271 | 592.6707 | 0 | 710.542 | 6173.828 | 0 | 0 | 0 | 0 | 0 | 2019-04-07 20:40
SplitHP1SpRes-S14-H8.2 | None | SFm | 2007 | CZ14 | rDXHP | 3 | None | 1 | SFm_SplitHP1SpRes-S14-H8.2_CZ14 | 14075.7283 | 11118.5584 | 0.0516 | 726.3076 | 573.7176 | 29617.98 | 3989.167 | 0 | 9769.239 | 3333.038 | 4425.925 | 0 | 0 | 974.8977 | 203.9887 | 275.436 | 200.0366 | 295.4367 | 0 | 951.3246 | 6174.383 | 0 | 0 | 0 | 0 | 0 | 44340.36 | 6870.351 | 0 | 15789.29 | 4632.862 | 8049.799 | 0 | 0 | 1590.025 | 274.4354 | 484.6142 | 286.4581 | 544.5174 | 0 | 1236.415 | 6171.607 | 0 | 0 | 0 | 0 | 0 | 2019-04-07 20:41
SplitHP1SpRes-S14-H8.2 | None | SFm | 2007 | CZ14 | rDXHP | 4 | None | 1 | SFm_SplitHP1SpRes-S14-H8.2_CZ14 | 13065.4599 | 8900.9978 | 0.0518 | 676.7908 | 461.0717 | 28352.02 | 3989.167 | 0 | 9761.697 | 2813.049 | 4083.69 | 0 | 0 | 868.5286 | 172.6876 | 253.8006 | 169.5022 | 272.5382 | 0 | 658.348 | 6177.544 | 0 | 0 | 0 | 0 | 0 | 42369.5 | 6870.351 | 0 | 15781.38 | 3745.363 | 7497.307 | 0 | 0 | 1412.672 | 219.4597 | 450.3281 | 235.0885 | 507.796 | 0 | 887.4998 | 6174.936 | 0 | 0 | 0 | 0 | 0 | 2019-04-07 20:42
SplitHP1SpRes-S14-H8.2 | None | SFm | 2007 | CZ14 | rDXHP | 5 | None | 1 | SFm_SplitHP1SpRes-S14-H8.2_CZ14 | 14940.1945 | 10868.7313 | 0.3241 | 4842.117 | 3522.5558 | 29885.19 | 3989.167 | 0 | 9778.369 | 3709.8 | 4697.821 | 0 | 0 | 1038.319 | 218.435 | 292.7532 | 213.5545 | 313.5764 | 0 | 501.2287 | 6170.479 | 0 | 0 | 0 | 0 | 0 | 44698.34 | 6870.351 | 0 | 15798.61 | 5105.667 | 8544.239 | 0 | 0 | 1678.759 | 285.5263 | 513.3144 | 301.4273 | 578.4905 | 0 | 533.0925 | 6167.612 | 0 | 0 | 0 | 0 | 0 | 2019-04-07 20:43
SplitHP1SpRes-S14-H8.2 | None | SFm | 2007 | CZ15 | rDXHP | 1 | None | 1 | SFm_SplitHP1SpRes-S14-H8.2_CZ15 | 20597.3672 | 4055.305 | 0.6428 | 13239.9876 | 2606.75 | 27778.75 | 3989.167 | 0 | 9953.826 | 1366.212 | 6944.857 | 0 | 0 | 947.4113 | 75.3616 | 395.9271 | 74.5876 | 401.5352 | 0 | 10.1077 | 4567.171 | 0 | 0 | 0 | 0 | 0 | 42787.31 | 6870.351 | 0 | 15963.71 | 2264.579 | 11552.37 | 0 | 0 | 1550.447 | 123.3402 | 647.9765 | 124.4297 | 654.7014 | 0 | 16.6871 | 4569.163 | 0 | 0 | 0 | 0 | 0 | 2019-04-07 20:44
SplitHP1SpRes-S14-H8.2 | None | SFm | 2007 | CZ15 | rDXHP | 2 | None | 1 | SFm_SplitHP1SpRes-S14-H8.2_CZ15 | 22784.4114 | 3210.7808 | 0.2054 | 4679.9181 | 659.4944 | 28277.79 | 3989.167 | 0 | 9928.273 | 1084.927 | 7665.254 | 0 | 0 | 1024.986 | 60.2347 | 449.5145 | 59.3726 | 455.864 | 0 | 6.7057 | 4578.474 | 0 | 0 | 0 | 0 | 0 | 43601.84 | 6870.351 | 0 | 15937.38 | 1792.008 | 12729.32 | 0 | 0 | 1681.102 | 97.7043 | 738.7141 | 98.939 | 745.7448 | 0 | 10.8895 | 4580.791 | 0 | 0 | 0 | 0 | 0 | 2019-04-07 20:45
SplitHP1SpRes-S14-H8.2 | None | SFm | 2007 | CZ15 | rDXHP | 3 | None | 1 | SFm_SplitHP1SpRes-S14-H8.2_CZ15 | 19660.3005 | 4266.652 | 0.0521 | 1024.3017 | 222.2926 | 27528.23 | 3989.167 | 0 | 9962.137 | 1444.067 | 6641.962 | 0 | 0 | 917.7283 | 79.1803 | 377.5601 | 78.2244 | 382.7637 | 0 | 9.6813 | 4563.483 | 0 | 0 | 0 | 0 | 0 | 42321.18 | 6870.351 | 0 | 15971.7 | 2381.352 | 11017.81 | 0 | 0 | 1498.518 | 128.5044 | 616.2117 | 129.8088 | 623.993 | 0 | 15.8338 | 4565.608 | 0 | 0 | 0 | 0 | 0 | 2019-04-07 20:46
SplitHP1SpRes-S14-H8.2 | None | SFm | 2007 | CZ15 | rDXHP | 4 | None | 1 | SFm_SplitHP1SpRes-S14-H8.2_CZ15 | 9824.2623 | 4019.1945 | 0.0505 | 496.1252 | 202.9693 | 23815.42 | 3989.167 | 0 | 10029.65 | 1351.024 | 3392.456 | 0 | 0 | 509.7981 | 74.5841 | 179.6741 | 73.8821 | 181.6579 | 0 | 10.2174 | 4533.109 | 0 | 0 | 0 | 0 | 0 | 36024.22 | 6870.351 | 0 | 16038.2 | 2246.447 | 5493.129 | 0 | 0 | 823.4995 | 122.5486 | 287.0355 | 123.6056 | 290.3098 | 0 | 16.8857 | 4535.707 | 0 | 0 | 0 | 0 | 0 | 2019-04-07 20:47
SplitHP1SpRes-S14-H8.2 | None | SFm | 2007 | CZ15 | rDXHP | 5 | None | 1 | SFm_SplitHP1SpRes-S14-H8.2_CZ15 | 16542.9264 | 3900.7667 | 0.0492 | 813.912 | 191.9177 | 26239.38 | 3989.167 | 0 | 9981.393 | 1320.725 | 5612.75 | 0 | 0 | 773.6166 | 72.4224 | 312.7987 | 71.4445 | 316.9513 | 0 | 6.8783 | 4554.852 | 0 | 0 | 0 | 0 | 0 | 40147.86 | 6870.351 | 0 | 15990.63 | 2182.035 | 9275.783 | 0 | 0 | 1260.879 | 117.4017 | 509.443 | 118.8337 | 515.2004 | 0 | 11.0262 | 4557.142 | 0 | 0 | 0 | 0 | 0 | 2019-04-07 20:48
SplitHP1SpRes-S14-H8.2 | None | SFm | 2007 | CZ16 | rDXHP | 1 | None | 1 | SFm_SplitHP1SpRes-S14-H8.2_CZ16 | 611.3845 | 19993.3003 | 0.05 | 30.5692 | 999.665 | 27624.49 | 3268.53 | 0 | 8203.261 | 5425.349 | 114.1102 | 0 | 0 | 698.7639 | 343.0445 | 6.4063 | 339.914 | 9.3991 | 0 | 2409.574 | 7504.91 | 0 | 0 | 0 | 0 | 0 | 37616.09 | 5429.075 | 0 | 12735.53 | 7254.161 | 421.9635 | 0 | 0 | 969.1033 | 447.0318 | 19.9657 | 462.566 | 39.5397 | 0 | 3311.66 | 7494.598 | 0 | 0 | 0 | 0 | 0 | 2019-04-07 20:49
SplitHP1SpRes-S14-H8.2 | None | SFm | 2007 | CZ16 | rDXHP | 2 | None | 1 | SFm_SplitHP1SpRes-S14-H8.2_CZ16 | 1030.4952 | 11182.6417 | 0.05 | 51.5248 | 559.1321 | 24023.66 | 3268.53 | 0 | 8122.305 | 2928.803 | 215.3707 | 0 | 0 | 407.8467 | 189.7754 | 12.8038 | 187.6479 | 17.6196 | 0 | 1541.432 | 7539.369 | 0 | 0 | 0 | 0 | 0 | 32737.09 | 5429.075 | 0 | 12662.7 | 3806.835 | 686.1367 | 0 | 0 | 587.9158 | 238.0945 | 35.8984 | 251.2569 | 62.666 | 0 | 2038.797 | 7525.64 | 0 | 0 | 0 | 0 | 0 | 2019-04-07 20:50
SplitHP1SpRes-S14-H8.2 | None | SFm | 2007 | CZ16 | rDXHP | 3 | None | 1 | SFm_SplitHP1SpRes-S14-H8.2_CZ16 | 970.8727 | 8548.9028 | 0.798 | 774.7564 | 6822.0244 | 22906.82 | 3268.53 | 0 | 8096.227 | 2221.614 | 193.2105 | 0 | 0 | 318.0734 | 146.1137 | 11.1452 | 144.9224 | 15.8921 | 0 | 1258.821 | 7550.345 | 0 | 0 | 0 | 0 | 0 | 31131.47 | 5429.075 | 0 | 12638.51 | 2762.87 | 656.7685 | 0 | 0 | 455.3754 | 175.7678 | 32.8891 | 185.7509 | 60.9674 | 0 | 1653.043 | 7535.823 | 0 | 0 | 0 | 0 | 0 | 2019-04-07 20:51
SplitHP1SpRes-S14-H8.2 | None | SFm | 2007 | CZ16 | rDXHP | 4 | None | 1 | SFm_SplitHP1SpRes-S14-H8.2_CZ16 | 723.2875 | 15217.9902 | 0.05 | 36.1644 | 760.8995 | 25654.89 | 3268.53 | 0 | 8157.411 | 4036.114 | 136.6915 | 0 | 0 | 537.1046 | 259.7122 | 8.355 | 257.4949 | 11.5425 | 0 | 1994.556 | 7524.475 | 0 | 0 | 0 | 0 | 0 | 34871.53 | 5429.075 | 0 | 12692.8 | 5256.176 | 493.826 | 0 | 0 | 744.6727 | 329.5377 | 25.1308 | 342.2624 | 47.7417 | 0 | 2742.137 | 7512.839 | 0 | 0 | 0 | 0 | 0 | 2019-04-07 20:52
SplitHP1SpRes-S14-H8.2 | None | SFm | 2007 | CZ16 | rDXHP | 5 | None | 1 | SFm_SplitHP1SpRes-S14-H8.2_CZ16 | 170.7218 | 13943.6327 | 0.052 | 8.8775 | 725.0689 | 24960.75 | 3268.53 | 0 | 8149.97 | 3658.669 | 22.594 | 0 | 0 | 474.3233 | 236.4752 | 1.1009 | 234.843 | 1.9042 | 0 | 1859.133 | 7527.535 | 0 | 0 | 0 | 0 | 0 | 33732.74 | 5429.075 | 0 | 12690.25 | 4843.308 | 127.7139 | 0 | 0 | 640.4354 | 306.0385 | 4.2922 | 316.988 | 13.1165 | 0 | 2488.178 | 7513.783 | 0 | 0 | 0 | 0 | 0 | 2019-04-07 20:53
SplitAC1Sp-lt45-S14 | None | SFm | 2007 | CZ01 | rDXGF | 1 | ResCoolCap | 2.33 | SFm_SplitAC1Sp-lt45-S14_CZ01 | 0 | 207.0543 | 0.4595 | 0 | 95.1415 | 9108.6 | 3268.53 | 0 | 5676.666 | 0 | 0 | 0 | 63.4857 | 99.9197 | 51.0687 | 0 | 48.8511 | 0 | 0 | 0 | 0 | 0 | 864.5541 | 201.2687 | 242.1852 | 421.1003 | 15788.11 | 5429.075 | 0 | 10217.86 | 0 | 0 | 0 | 34.0349 | 107.1346 | 49.5019 | 0 | 57.6326 | 0 | 0 | 0 | 0 | 0 | 890.9078 | 201.2687 | 270.4355 | 419.2037 | 2019-04-07 13:24
SplitAC1Sp-lt45-S14 | None | SFm | 2007 | CZ01 | rDXGF | 2 | ResCoolCap | 2.33 | SFm_SplitAC1Sp-lt45-S14_CZ01 | 0 | 936.6815 | 0.1097 | 0 | 102.754 | 9752.233 | 3268.53 | 0 | 5820.961 | 0 | 0 | 0 | 257.4858 | 405.256 | 205.1162 | 0 | 200.14 | 0 | 0 | 0 | 0 | 0 | 1524.817 | 201.2687 | 911.2747 | 412.2737 | 16474.9 | 5429.075 | 0 | 10345.58 | 0 | 0 | 0 | 168.8243 | 531.4254 | 263.6555 | 0 | 267.7698 | 0 | 0 | 0 | 0 | 0 | 1837.679 | 201.2687 | 1225.027 | 411.3841 | 2019-04-07 13:26
SplitAC1Sp-lt45-S14 | None | SFm | 2007 | CZ01 | rDXGF | 3 | ResCoolCap | 2.33 | SFm_SplitAC1Sp-lt45-S14_CZ01 | 0 | 23.7623 | 0.2215 | 0 | 5.2633 | 8925.658 | 3268.53 | 0 | 5634.67 | 0 | 0 | 0 | 8.7258 | 13.7335 | 6.9144 | 0 | 6.819 | 0 | 0 | 0 | 0 | 0 | 660.5004 | 201.2687 | 35.594 | 423.6379 | 15630.26 | 5429.075 | 0 | 10187.97 | 0 | 0 | 0 | 3.186 | 10.0288 | 3.9046 | 0 | 6.1242 | 0 | 0 | 0 | 0 | 0 | 649.4386 | 201.2687 | 27.1593 | 421.011 | 2019-04-07 13:28
SplitAC1Sp-lt45-S14 | None | SFm | 2007 | CZ01 | rDXGF | 4 | ResCoolCap | 2.33 | SFm_SplitAC1Sp-lt45-S14_CZ01 | 0 | 967.8563 | 0.11 | 0 | 106.4642 | 9778.766 | 3268.53 | 0 | 5829.589 | 0 | 0 | 0 | 264.4429 | 416.2037 | 211.4203 | 0 | 204.7834 | 0 | 0 | 0 | 0 | 0 | 1554.884 | 201.2687 | 941.8807 | 411.7355 | 16511.36 | 5429.075 | 0 | 10355.39 | 0 | 0 | 0 | 175.2511 | 551.6527 | 271.9262 | 0 | 279.7264 | 0 | 0 | 0 | 0 | 0 | 1883.243 | 201.2687 | 1271.2 | 410.7742 | 2019-04-07 13:30
SplitAC1Sp-lt45-S14 | None | SFm | 2007 | CZ01 | rDXGF | 5 | ResCoolCap | 2.33 | SFm_SplitAC1Sp-lt45-S14_CZ01 | 0 | 1005.9948 | 0.0993 | 0 | 99.8953 | 9823.755 | 3268.53 | 0 | 5837.285 | 0 | 0 | 0 | 278.9319 | 439.0093 | 223.0728 | 0 | 215.9365 | 0 | 0 | 0 | 0 | 0 | 1622.158 | 201.2687 | 1009.621 | 411.269 | 16532.74 | 5429.075 | 0 | 10356.55 | 0 | 0 | 0 | 180.1218 | 566.9854 | 281.7493 | 0 | 285.2362 | 0 | 0 | 0 | 0 | 0 | 1957.318 | 201.2687 | 1345.342 | 410.7086 | 2019-04-07 13:32
SplitAC1Sp-lt45-S14 | None | SFm | 2007 | CZ02 | rDXGF | 1 | ResCoolCap | 2.21 | SFm_SplitAC1Sp-lt45-S14_CZ02 | 3067.583 | 504.9538 | 0.465 | 1426.4261 | 234.8035 | 10709.04 | 3335.133 | 0 | 5990.078 | 0 | 939.6115 | 0 | 108.7547 | 335.456 | 99.5778 | 65.5638 | 97.3229 | 72.9915 | 0 | 0 | 0 | 0 | 1042.048 | 201.2687 | 461.0652 | 379.7143 | 18588.2 | 5562.282 | 0 | 10643.37 | 0 | 1734.647 | 0 | 85.0739 | 562.8224 | 147.5312 | 111.9803 | 160.5219 | 142.7889 | 0 | 0 | 0 | 0 | 1311.102 | 201.2687 | 730.554 | 379.2796 | 2019-04-07 13:34
SplitAC1Sp-lt45-S14 | None | SFm | 2007 | CZ02 | rDXGF | 2 | ResCoolCap | 2.21 | SFm_SplitAC1Sp-lt45-S14_CZ02 | 1530.4311 | 584.3933 | 0.2135 | 326.747 | 124.768 | 10259.51 | 3335.133 | 0 | 6011.529 | 0 | 492.981 | 0 | 124.8598 | 295.0107 | 113.407 | 32.1056 | 112.6528 | 36.8454 | 0 | 0 | 0 | 0 | 1095.422 | 201.2687 | 515.8546 | 378.299 | 17653.17 | 5562.282 | 0 | 10665.1 | 0 | 850.6133 | 0 | 98.9586 | 476.2193 | 172.6731 | 49.7099 | 185.6604 | 68.1759 | 0 | 0 | 0 | 0 | 1406.397 | 201.2687 | 827.2426 | 377.8856 | 2019-04-07 13:36
SplitAC1Sp-lt45-S14 | None | SFm | 2007 | CZ02 | rDXGF | 3 | ResCoolCap | 2.21 | SFm_SplitAC1Sp-lt45-S14_CZ02 | 975.7631 | 410.7088 | 0.0507 | 49.4712 | 20.8229 | 9934.032 | 3335.133 | 0 | 5984.82 | 0 | 318.1346 | 0 | 89.7078 | 206.2342 | 81.9789 | 20.146 | 80.4376 | 23.6717 | 0 | 0 | 0 | 0 | 966.7997 | 201.2687 | 385.6213 | 379.9098 | 17130.33 | 5562.282 | 0 | 10637.37 | 0 | 539.7181 | 0 | 68.5697 | 322.3852 | 118.4113 | 30.2316 | 129.881 | 43.8612 | 0 | 0 | 0 | 0 | 1182.168 | 201.2687 | 601.3273 | 379.5726 | 2019-04-07 13:38
SplitAC1Sp-lt45-S14 | None | SFm | 2007 | CZ02 | rDXGF | 4 | ResCoolCap | 2.21 | SFm_SplitAC1Sp-lt45-S14_CZ02 | 406.2551 | 410.6993 | 0.0702 | 28.5191 | 28.8311 | 9733.241 | 3335.133 | 0 | 5988.918 | 0 | 138.9109 | 0 | 89.7045 | 180.5727 | 81.9811 | 8.2168 | 80.4295 | 9.9452 | 0 | 0 | 0 | 0 | 966.5111 | 201.2687 | 385.6017 | 379.641 | 16769.36 | 5562.282 | 0 | 10641.03 | 0 | 220.5312 | 0 | 68.5687 | 276.9397 | 118.4103 | 10.8645 | 129.8784 | 17.7864 | 0 | 0 | 0 | 0 | 1181.914 | 201.2687 | 601.3059 | 379.3392 | 2019-04-07 13:40
SplitAC1Sp-lt45-S14 | None | SFm | 2007 | CZ02 | rDXGF | 5 | ResCoolCap | 2.21 | SFm_SplitAC1Sp-lt45-S14_CZ02 | 485.165 | 504.9742 | 0.2006 | 97.3241 | 101.2978 | 9832.245 | 3335.133 | 0 | 6005.655 | 0 | 163.9261 | 0 | 108.7565 | 218.7716 | 99.5778 | 9.9988 | 97.3261 | 11.8688 | 0 | 0 | 0 | 0 | 1040.96 | 201.2687 | 461.0789 | 378.6132 | 16913.55 | 5562.282 | 0 | 10658.75 | 0 | 264.1396 | 0 | 85.0787 | 343.3019 | 147.5451 | 13.3947 | 160.5251 | 21.8369 | 0 | 0 | 0 | 0 | 1310.107 | 201.2687 | 730.5909 | 378.2476 | 2019-04-07 13:42
SplitAC1Sp-lt45-S14 | None | SFm | 2007 | CZ03 | rDXGF | 1 | ResCoolCap | 3.23 | SFm_SplitAC1Sp-lt45-S14_CZ03 | 866.8394 | 60.6335 | 0.1339 | 116.0698 | 8.1188 | 9346.217 | 3268.53 | 0 | 5779.841 | 0 | 219.8823 | 0 | 13.4494 | 64.5189 | 14.2993 | 15.0353 | 15.0469 | 20.1374 | 0 | 0 | 0 | 0 | 664.4382 | 201.2687 | 77.678 | 385.4918 | 16389.93 | 5429.075 | 0 | 10310.61 | 0 | 526.7709 | 0 | 7.1695 | 116.3007 | 12.3025 | 33.0576 | 18.9848 | 51.9559 | 0 | 0 | 0 | 0 | 670.2689 | 201.2687 | 85.0019 | 383.9984 | 2019-04-07 13:44
SplitAC1Sp-lt45-S14 | None | SFm | 2007 | CZ03 | rDXGF | 2 | ResCoolCap | 3.23 | SFm_SplitAC1Sp-lt45-S14_CZ03 | 339.2218 | 486.2762 | 0.165 | 55.9716 | 80.2356 | 9527.588 | 3268.53 | 0 | 5860.44 | 0 | 88.4964 | 0 | 93.214 | 216.9101 | 102.0731 | 5.6399 | 101.317 | 7.8802 | 0 | 0 | 0 | 0 | 1059.141 | 201.2687 | 477.3397 | 380.5329 | 16394.59 | 5429.075 | 0 | 10380.6 | 0 | 205.617 | 0 | 64.8231 | 314.4745 | 133.7055 | 11.8594 | 149.1806 | 19.7289 | 0 | 0 | 0 | 0 | 1258.648 | 201.2687 | 677.6824 | 379.6966 | 2019-04-07 13:46
SplitAC1Sp-lt45-S14 | None | SFm | 2007 | CZ03 | rDXGF | 3 | ResCoolCap | 3.23 | SFm_SplitAC1Sp-lt45-S14_CZ03 | 268.4876 | 482.4277 | 0.0528 | 14.1761 | 25.4722 | 9498.854 | 3268.53 | 0 | 5860.482 | 0 | 67.8133 | 0 | 91.671 | 210.3622 | 100.9581 | 4.2594 | 99.0642 | 6.0804 | 0 | 0 | 0 | 0 | 1057.474 | 201.2687 | 475.6815 | 380.5232 | 16348.78 | 5429.075 | 0 | 10382.25 | 0 | 164.9641 | 0 | 64.7136 | 307.7758 | 131.82 | 9.0962 | 150.5854 | 16.2742 | 0 | 0 | 0 | 0 | 1256.537 | 201.2687 | 675.6782 | 379.5904 | 2019-04-07 13:49
SplitAC1Sp-lt45-S14 | None | SFm | 2007 | CZ03 | rDXGF | 4 | ResCoolCap | 3.23 | SFm_SplitAC1Sp-lt45-S14_CZ03 | 496.3694 | 516.9798 | 0.4371 | 216.9631 | 225.9719 | 9601.966 | 3268.53 | 0 | 5866.583 | 0 | 128.9913 | 0 | 99.887 | 237.9763 | 109.8328 | 8.4814 | 108.1174 | 11.5448 | 0 | 0 | 0 | 0 | 1104.858 | 201.2687 | 523.4311 | 380.1586 | 16528.22 | 5429.075 | 0 | 10384.24 | 0 | 300.3896 | 0 | 68.5227 | 345.9918 | 141.5686 | 17.9784 | 157.461 | 28.9839 | 0 | 0 | 0 | 0 | 1317.974 | 201.2687 | 737.2277 | 379.4778 | 2019-04-07 13:51
SplitAC1Sp-lt45-S14 | None | SFm | 2007 | CZ03 | rDXGF | 5 | ResCoolCap | 3.23 | SFm_SplitAC1Sp-lt45-S14_CZ03 | 574.5897 | 381.6191 | 0.2112 | 121.3533 | 80.5979 | 9519.355 | 3268.53 | 0 | 5842.462 | 0 | 147.0801 | 0 | 74.8619 | 186.4232 | 82.7134 | 9.8323 | 80.6324 | 13.2451 | 0 | 0 | 0 | 0 | 981.5239 | 201.2687 | 398.6079 | 381.6474 | 16464.72 | 5429.075 | 0 | 10362.93 | 0 | 349.1746 | 0 | 50.0176 | 273.5308 | 101.2793 | 21.021 | 116.994 | 34.2366 | 0 | 0 | 0 | 0 | 1124.879 | 201.2687 | 542.8186 | 380.7916 | 2019-04-07 13:53
SplitAC1Sp-lt45-S14 | None | SFm | 2007 | CZ04 | rDXGF | 1 | ResCoolCap | 3.17 | SFm_SplitAC1Sp-lt45-S14_CZ04 | 4358.8028 | 389.244 | 0.4371 | 1905.2327 | 170.1386 | 10845.91 | 3268.53 | 0 | 5861.822 | 0 | 1296.058 | 0 | 71.2685 | 348.2399 | 76.6445 | 92.0211 | 75.6848 | 103.8895 | 0 | 0 | 0 | 0 | 934.8451 | 201.2687 | 366.4272 | 367.1495 | 18963.95 | 5429.075 | 0 | 10375.71 | 0 | 2490.952 | 0 | 55.4213 | 612.797 | 110.6969 | 165.2937 | 126.2178 | 210.5885 | 0 | 0 | 0 | 0 | 1146.649 | 201.2687 | 578.5772 | 366.8033 | 2019-04-07 13:55
SplitAC1Sp-lt45-S14 | None | SFm | 2007 | CZ04 | rDXGF | 2 | ResCoolCap | 3.17 | SFm_SplitAC1Sp-lt45-S14_CZ04 | 2270.4847 | 312.4069 | 0.0853 | 193.6723 | 26.6483 | 10112.85 | 3268.53 | 0 | 5860.256 | 0 | 700.0798 | 0 | 58.221 | 225.7719 | 62.4553 | 46.6161 | 61.9866 | 54.714 | 0 | 0 | 0 | 0 | 870.6996 | 201.2687 | 302.2476 | 367.1836 | 17503.49 | 5429.075 | 0 | 10373.41 | 0 | 1284.112 | 0 | 43.9703 | 372.928 | 87.4872 | 79.1804 | 100.4779 | 105.7825 | 0 | 0 | 0 | 0 | 1033.863 | 201.2687 | 465.6864 | 366.9084 | 2019-04-07 13:57
SplitAC1Sp-lt45-S14 | None | SFm | 2007 | CZ04 | rDXGF | 3 | ResCoolCap | 3.17 | SFm_SplitAC1Sp-lt45-S14_CZ04 | 1490.2269 | 481.0874 | 0.2627 | 391.4826 | 126.3817 | 9964.193 | 3268.53 | 0 | 5893.014 | 0 | 464.6032 | 0 | 86.7459 | 251.3033 | 92.5434 | 29.9208 | 92.8681 | 35.971 | 0 | 0 | 0 | 0 | 995.9628 | 201.2687 | 429.5472 | 365.1471 | 17161.17 | 5429.075 | 0 | 10407.53 | 0 | 840.7764 | 0 | 69.1664 | 414.6313 | 139.9802 | 47.9842 | 155.6957 | 70.9713 | 0 | 0 | 0 | 0 | 1260.271 | 201.2687 | 694.2073 | 364.7948 | 2019-04-07 13:59
SplitAC1Sp-lt45-S14 | None | SFm | 2007 | CZ04 | rDXGF | 4 | ResCoolCap | 3.17 | SFm_SplitAC1Sp-lt45-S14_CZ04 | 657.1484 | 508.4235 | 0.1666 | 109.4809 | 84.7034 | 9695.652 | 3268.53 | 0 | 5904.942 | 0 | 204.4595 | 0 | 92.4669 | 225.2591 | 99.0547 | 12.1556 | 98.5846 | 15.4643 | 0 | 0 | 0 | 0 | 1033.595 | 201.2687 | 467.9272 | 364.3997 | 16654.98 | 5429.075 | 0 | 10417.36 | 0 | 374.533 | 0 | 72.7011 | 361.3204 | 147.3242 | 19.5408 | 163.4601 | 30.9952 | 0 | 0 | 0 | 0 | 1315.543 | 201.2687 | 750.0919 | 364.1825 | 2019-04-07 14:01
SplitAC1Sp-lt45-S14 | None | SFm | 2007 | CZ04 | rDXGF | 5 | ResCoolCap | 3.17 | SFm_SplitAC1Sp-lt45-S14_CZ04 | 771.7866 | 85.9327 | 0.0483 | 37.2773 | 4.1506 | 9422.993 | 3268.53 | 0 | 5827.593 | 0 | 239.9509 | 0 | 17.2171 | 69.7031 | 18.332 | 14.522 | 18.4679 | 18.3812 | 0 | 0 | 0 | 0 | 663.3244 | 201.2687 | 92.9062 | 369.1495 | 16332.85 | 5429.075 | 0 | 10344.21 | 0 | 438.7579 | 0 | 11.4936 | 109.3075 | 21.1784 | 23.6495 | 27.9544 | 36.5251 | 0 | 0 | 0 | 0 | 696.3018 | 201.2687 | 126.3612 | 368.6722 | 2019-04-07 14:03
SplitAC1Sp-lt45-S14 | None | SFm | 2007 | CZ05 | rDXGF | 1 | ResCoolCap | 3.55 | SFm_SplitAC1Sp-lt45-S14_CZ05 | 292.2099 | 279.8633 | 0.0844 | 24.6625 | 23.6205 | 9365.693 | 3268.53 | 0 | 5824.796 | 0 | 70.6339 | 0 | 56.0965 | 145.6399 | 69.2184 | 4.5595 | 65.0814 | 6.7806 | 0 | 0 | 0 | 0 | 922.418 | 201.2687 | 332.1988 | 388.9507 | 16168.1 | 5429.075 | 0 | 10352.82 | 0 | 181.0019 | 0 | 30.4006 | 174.7975 | 68.8344 | 9.8197 | 76.7292 | 19.4142 | 0 | 0 | 0 | 0 | 963.0253 | 201.2687 | 374.0692 | 387.6877 | 2019-04-07 14:05
SplitAC1Sp-lt45-S14 | None | SFm | 2007 | CZ05 | rDXGF | 2 | ResCoolCap | 3.55 | SFm_SplitAC1Sp-lt45-S14_CZ05 | 250.9704 | 460.9911 | 0.05 | 12.5485 | 23.0496 | 9490.631 | 3268.53 | 0 | 5857.866 | 0 | 62.3948 | 0 | 85.9536 | 215.8895 | 106.5536 | 4.2146 | 99.2257 | 5.8957 | 0 | 0 | 0 | 0 | 1084.071 | 201.2687 | 495.9033 | 386.8996 | 16300.33 | 5429.075 | 0 | 10384.28 | 0 | 153.5286 | 0 | 53.3008 | 280.1484 | 124.1682 | 8.5912 | 131.0436 | 16.3455 | 0 | 0 | 0 | 0 | 1213.557 | 201.2687 | 626.5453 | 385.7426 | 2019-04-07 14:07
SplitAC1Sp-lt45-S14 | None | SFm | 2007 | CZ05 | rDXGF | 3 | ResCoolCap | 3.55 | SFm_SplitAC1Sp-lt45-S14_CZ05 | 197.2685 | 513.9281 | 0.05 | 9.8634 | 25.6964 | 9519.892 | 3268.53 | 0 | 5867.306 | 0 | 49.6358 | 0 | 96.2082 | 238.2153 | 117.5492 | 3.2419 | 112.7814 | 4.6428 | 0 | 0 | 0 | 0 | 1132.215 | 201.2687 | 544.6326 | 386.3138 | 16302.19 | 5429.075 | 0 | 10390.54 | 0 | 120.5509 | 0 | 59.2285 | 302.7946 | 138.9567 | 7.0159 | 144.6408 | 12.1813 | 0 | 0 | 0 | 0 | 1277.43 | 201.2687 | 690.8055 | 385.3559 | 2019-04-07 14:09
SplitAC1Sp-lt45-S14 | None | SFm | 2007 | CZ05 | rDXGF | 4 | ResCoolCap | 3.55 | SFm_SplitAC1Sp-lt45-S14_CZ05 | 290.6104 | 532.5788 | 0.7341 | 213.3371 | 390.9661 | 9566.391 | 3268.53 | 0 | 5871.46 | 0 | 74.0366 | 0 | 100.3152 | 252.0505 | 123.2635 | 4.9214 | 116.8996 | 6.966 | 0 | 0 | 0 | 0 | 1165.763 | 201.2687 | 578.4269 | 386.0674 | 16379.78 | 5429.075 | 0 | 10392.53 | 0 | 176.2853 | 0 | 61.0703 | 320.8168 | 143.6954 | 10.0991 | 148.7203 | 18.302 | 0 | 0 | 0 | 0 | 1314.954 | 201.2687 | 728.4451 | 385.2397 | 2019-04-07 14:12
SplitAC1Sp-lt45-S14 | None | SFm | 2007 | CZ05 | rDXGF | 5 | ResCoolCap | 3.55 | SFm_SplitAC1Sp-lt45-S14_CZ05 | 292.2099 | 279.8633 | 0.0815 | 23.8151 | 22.8089 | 9365.693 | 3268.53 | 0 | 5824.796 | 0 | 70.6339 | 0 | 56.0965 | 145.6399 | 69.2184 | 4.5595 | 65.0814 | 6.7806 | 0 | 0 | 0 | 0 | 922.418 | 201.2687 | 332.1988 | 388.9507 | 16168.1 | 5429.075 | 0 | 10352.82 | 0 | 181.0019 | 0 | 30.4006 | 174.7975 | 68.8344 | 9.8197 | 76.7292 | 19.4142 | 0 | 0 | 0 | 0 | 963.0253 | 201.2687 | 374.0692 | 387.6877 | 2019-04-07 14:14
SplitAC1Sp-lt45-S14 | None | SFm | 2007 | CZ06 | rDXGF | 1 | ResCoolCap | 4.01 | SFm_SplitAC1Sp-lt45-S14_CZ06 | 4593.0887 | 181.1053 | 0.1049 | 481.815 | 18.9979 | 10621.66 | 3234.986 | 0 | 5832.305 | 0 | 1239.142 | 0 | 31.7804 | 283.4445 | 40.8781 | 93.7009 | 40.4016 | 108.4637 | 0 | 0 | 0 | 0 | 760.5067 | 201.2687 | 206.5085 | 352.7296 | 18913.87 | 5361.988 | 0 | 10280.76 | 0 | 2708.121 | 0 | 19.5158 | 543.4865 | 44.8546 | 185.8043 | 54.971 | 257.8568 | 0 | 0 | 0 | 0 | 812.0623 | 201.2687 | 258.6596 | 352.1339 | 2019-04-07 14:16
SplitAC1Sp-lt45-S14 | None | SFm | 2007 | CZ06 | rDXGF | 2 | ResCoolCap | 4.01 | SFm_SplitAC1Sp-lt45-S14_CZ06 | 2290.1433 | 279.1875 | 0.7457 | 1707.7599 | 208.1901 | 9983.428 | 3234.986 | 0 | 5862.489 | 0 | 622.9479 | 0 | 46.0397 | 216.967 | 58.8178 | 44.5034 | 58.9307 | 54.7151 | 0 | 0 | 0 | 0 | 837.787 | 201.2687 | 285.6867 | 350.8319 | 17433.19 | 5361.988 | 0 | 10310.23 | 0 | 1351.952 | 0 | 31.5611 | 377.4639 | 73.9972 | 86.6156 | 87.4418 | 129.4093 | 0 | 0 | 0 | 0 | 951.0155 | 201.2687 | 399.4564 | 350.2907 | 2019-04-07 14:18
SplitAC1Sp-lt45-S14 | None | SFm | 2007 | CZ06 | rDXGF | 3 | ResCoolCap | 4.01 | SFm_SplitAC1Sp-lt45-S14_CZ06 | 1203.6625 | 5.5218 | 0.0501 | 60.3035 | 0.27664 | 9416.755 | 3234.986 | 0 | 5813.643 | 0 | 314.7798 | 0 | 1.2622 | 52.0855 | 1.5327 | 21.3957 | 1.6954 | 27.4617 | 0 | 0 | 0 | 0 | 563.9756 | 201.2687 | 8.8653 | 353.8419 | 16478.93 | 5361.988 | 0 | 10274.18 | 0 | 726.567 | 0 | 0.44842 | 115.752 | 0.68205 | 41.5487 | 1.6117 | 71.9095 | 0 | 0 | 0 | 0 | 560.0686 | 201.2687 | 6.2892 | 352.5109 | 2019-04-07 14:20
SplitAC1Sp-lt45-S14 | None | SFm | 2007 | CZ06 | rDXGF | 4 | ResCoolCap | 4.01 | SFm_SplitAC1Sp-lt45-S14_CZ06 | 457.4289 | 97.8315 | 0.05 | 22.8714 | 4.8916 | 9273.556 | 3234.986 | 0 | 5839.016 | 0 | 118.1183 | 0 | 17.9207 | 63.5147 | 23.5891 | 7.4427 | 22.2437 | 10.2392 | 0 | 0 | 0 | 0 | 674.763 | 201.2687 | 121.2202 | 352.2743 | 16037.86 | 5361.988 | 0 | 10292.08 | 0 | 279.5114 | 0 | 10.1658 | 94.116 | 22.6385 | 14.986 | 29.3602 | 27.1313 | 0 | 0 | 0 | 0 | 691.2933 | 201.2687 | 138.6209 | 351.404 | 2019-04-07 14:22
SplitAC1Sp-lt45-S14 | None | SFm | 2007 | CZ06 | rDXGF | 5 | ResCoolCap | 4.01 | SFm_SplitAC1Sp-lt45-S14_CZ06 | 509.2691 | 287.309 | 0.0493 | 25.107 | 14.1643 | 9427.399 | 3234.986 | 0 | 5874.443 | 0 | 129.0023 | 0 | 47.678 | 141.292 | 61.1723 | 8.2261 | 60.7662 | 11.1274 | 0 | 0 | 0 | 0 | 853.894 | 201.2687 | 302.5483 | 350.0772 | 16242.13 | 5361.988 | 0 | 10321.53 | 0 | 313.4631 | 0 | 32.3298 | 212.8208 | 76.0163 | 17.0451 | 89.3543 | 30.4052 | 0 | 0 | 0 | 0 | 969.3734 | 201.2687 | 418.5255 | 349.5793 | 2019-04-07 14:24
SplitAC1Sp-lt45-S14 | None | SFm | 2007 | CZ07 | rDXGF | 1 | ResCoolCap | 3.21 | SFm_SplitAC1Sp-lt45-S14_CZ07 | 3133.2548 | 97.5402 | 0.667 | 2089.881 | 65.0593 | 10189.2 | 3234.986 | 0 | 5829.168 | 0 | 907.7848 | 0 | 21.2386 | 196.0253 | 22.5221 | 70.2625 | 20.964 | 82.2767 | 0 | 0 | 0 | 0 | 663.6177 | 201.2687 | 113.4947 | 348.8547 | 17773.84 | 5361.988 | 0 | 10271.67 | 0 | 1774.71 | 0 | 13.1999 | 352.2749 | 25.3214 | 127.6679 | 28.7326 | 170.5529 | 0 | 0 | 0 | 0 | 694.6843 | 201.2687 | 144.7745 | 348.6412 | 2019-04-07 14:26
SplitAC1Sp-lt45-S14 | None | SFm | 2007 | CZ07 | rDXGF | 2 | ResCoolCap | 3.21 | SFm_SplitAC1Sp-lt45-S14_CZ07 | 1259.5467 | 188.6393 | 0.1746 | 219.9169 | 32.9364 | 9652.93 | 3234.986 | 0 | 5855.408 | 0 | 383.6913 | 0 | 37.9853 | 140.8606 | 39.745 | 28.1213 | 38.0301 | 34.9641 | 0 | 0 | 0 | 0 | 743.6613 | 201.2687 | 195.1757 | 347.2171 | 16608.89 | 5361.988 | 0 | 10296.2 | 0 | 698.2256 | 0 | 27.0728 | 225.4084 | 52.6903 | 45.8359 | 58.1739 | 68.7084 | 0 | 0 | 0 | 0 | 833.5235 | 201.2687 | 285.1425 | 347.1124 | 2019-04-07 14:28
SplitAC1Sp-lt45-S14 | None | SFm | 2007 | CZ07 | rDXGF | 3 | ResCoolCap | 3.21 | SFm_SplitAC1Sp-lt45-S14_CZ07 | 1252.5168 | 97.4972 | 0.0501 | 62.7511 | 4.8846 | 9582.099 | 3234.986 | 0 | 5839.261 | 0 | 380.579 | 0 | 21.2183 | 106.0551 | 22.5044 | 27.958 | 20.9401 | 34.6526 | 0 | 0 | 0 | 0 | 662.8619 | 201.2687 | 113.3739 | 348.2196 | 16519.84 | 5361.988 | 0 | 10281.27 | 0 | 695.2068 | 0 | 13.1996 | 168.1731 | 25.3209 | 45.6238 | 28.7318 | 68.4966 | 0 | 0 | 0 | 0 | 694.0637 | 201.2687 | 144.7564 | 348.0388 | 2019-04-07 14:30
SplitAC1Sp-lt45-S14 | None | SFm | 2007 | CZ07 | rDXGF | 4 | ResCoolCap | 3.21 | SFm_SplitAC1Sp-lt45-S14_CZ07 | 3132.334 | 94.0119 | 0.0602 | 188.5665 | 5.6595 | 10177.9 | 3234.986 | 0 | 5826.809 | 0 | 907.2053 | 0 | 18.5285 | 190.375 | 20.1732 | 70.2289 | 17.7638 | 82.2091 | 0 | 0 | 0 | 0 | 645.5703 | 201.2687 | 95.3025 | 348.9994 | 17777.01 | 5361.988 | 0 | 10272.56 | 0 | 1774.506 | 0 | 13.6935 | 354.2596 | 26.479 | 127.6634 | 29.5959 | 170.5213 | 0 | 0 | 0 | 0 | 691.7145 | 201.2687 | 141.861 | 348.585 | 2019-04-07 14:32
SplitAC1Sp-lt45-S14 | None | SFm | 2007 | CZ07 | rDXGF | 5 | ResCoolCap | 3.21 | SFm_SplitAC1Sp-lt45-S14_CZ07 | 1880.1866 | 93.9953 | 0.0481 | 90.437 | 4.5212 | 9779.788 | 3234.986 | 0 | 5834.758 | 0 | 555.4904 | 0 | 20.3951 | 134.1578 | 21.5252 | 41.8442 | 20.2339 | 50.5545 | 0 | 0 | 0 | 0 | 656.4889 | 201.2687 | 106.7184 | 348.5019 | 16936.79 | 5361.988 | 0 | 10277.51 | 0 | 1056.64 | 0 | 12.756 | 227.8938 | 24.3803 | 73.7398 | 27.8559 | 101.9177 | 0 | 0 | 0 | 0 | 686.061 | 201.2687 | 136.5188 | 348.2739 | 2019-04-07 14:34
SplitAC1Sp-lt45-S14 | None | SFm | 2007 | CZ08 | rDXGF | 1 | ResCoolCap | 3.77 | SFm_SplitAC1Sp-lt45-S14_CZ08 | 6831.2665 | 145.0586 | 0.6792 | 4639.7962 | 98.5238 | 11480.16 | 3234.986 | 0 | 5837.906 | 0 | 2012.044 | 0 | 24.3196 | 370.9031 | 29.2893 | 148.689 | 29.1983 | 163.7264 | 0 | 0 | 0 | 0 | 689.4886 | 201.2687 | 146.1261 | 342.094 | 20254.57 | 5361.988 | 0 | 10281.21 | 0 | 3901.589 | 0 | 17.9983 | 691.7891 | 39.4059 | 270.7912 | 47.1651 | 334.4269 | 0 | 0 | 0 | 0 | 762.6993 | 201.2687 | 219.6217 | 341.8092 | 2019-04-07 14:37
SplitAC1Sp-lt45-S14 | None | SFm | 2007 | CZ08 | rDXGF | 2 | ResCoolCap | 3.77 | SFm_SplitAC1Sp-lt45-S14_CZ08 | 4133.0309 | 136.7156 | 0.051 | 210.7846 | 6.9725 | 10582.85 | 3234.986 | 0 | 5856.244 | 0 | 1231.759 | 0 | 21.9195 | 237.9385 | 26.7791 | 87.2912 | 25.9361 | 97.9321 | 0 | 0 | 0 | 0 | 673.8723 | 201.2687 | 131.6832 | 340.9205 | 18481.47 | 5361.988 | 0 | 10301.97 | 0 | 2361.718 | 0 | 17.464 | 438.331 | 38.0842 | 154.3523 | 45.916 | 199.9783 | 0 | 0 | 0 | 0 | 750.5042 | 201.2687 | 208.7361 | 340.4996 | 2019-04-07 14:39
SplitAC1Sp-lt45-S14 | None | SFm | 2007 | CZ08 | rDXGF | 3 | ResCoolCap | 3.77 | SFm_SplitAC1Sp-lt45-S14_CZ08 | 3012.6575 | 225.3794 | 0.0956 | 288.0101 | 21.5463 | 10279.75 | 3234.986 | 0 | 5883.131 | 0 | 902.756 | 0 | 36.7503 | 222.1265 | 44.0997 | 62.5975 | 44.2834 | 71.146 | 0 | 0 | 0 | 0 | 754.5852 | 201.2687 | 214.0769 | 339.2398 | 17830.11 | 5361.988 | 0 | 10326.49 | 0 | 1721.411 | 0 | 28.4818 | 391.7433 | 63.2332 | 107.5377 | 73.7631 | 147.2093 | 0 | 0 | 0 | 0 | 877.3804 | 201.2687 | 337.1418 | 338.9701 | 2019-04-07 14:41
SplitAC1Sp-lt45-S14 | None | SFm | 2007 | CZ08 | rDXGF | 4 | ResCoolCap | 3.77 | SFm_SplitAC1Sp-lt45-S14_CZ08 | 2650.381 | 237.4483 | 0.0638 | 169.0943 | 15.1492 | 10175.19 | 3234.986 | 0 | 5887.949 | 0 | 801.8622 | 0 | 38.9703 | 211.4241 | 46.9368 | 54.7765 | 46.7853 | 62.9255 | 0 | 0 | 0 | 0 | 773.6658 | 201.2687 | 233.4565 | 338.9406 | 17596.76 | 5361.988 | 0 | 10330.35 | 0 | 1509.911 | 0 | 29.8811 | 364.6322 | 66.6011 | 92.7781 | 77.1252 | 128.1277 | 0 | 0 | 0 | 0 | 905.0925 | 201.2687 | 365.0948 | 338.7291 | 2019-04-07 14:43
SplitAC1Sp-lt45-S14 | None | SFm | 2007 | CZ08 | rDXGF | 5 | ResCoolCap | 3.77 | SFm_SplitAC1Sp-lt45-S14_CZ08 | 3012.6575 | 226.6777 | 0.1104 | 332.5974 | 25.0252 | 10281.07 | 3234.986 | 0 | 5883.473 | 0 | 902.756 | 0 | 37.0384 | 222.8195 | 44.4479 | 62.5975 | 44.628 | 71.146 | 0 | 0 | 0 | 0 | 757.9448 | 201.2687 | 217.4575 | 339.2188 | 17831 | 5361.988 | 0 | 10326.65 | 0 | 1721.411 | 0 | 28.6077 | 392.3487 | 63.5507 | 107.5377 | 74.0511 | 147.2093 | 0 | 0 | 0 | 0 | 881.0942 | 201.2687 | 340.8658 | 338.96 | 2019-04-07 14:45
SplitAC1Sp-lt45-S14 | None | SFm | 2007 | CZ09 | rDXGF | 1 | ResCoolCap | 3.37 | SFm_SplitAC1Sp-lt45-S14_CZ09 | 5670.2674 | 209.0772 | 0.0514 | 291.4517 | 10.7466 | 11201.75 | 3261.671 | 0 | 5915.652 | 0 | 1664.003 | 0 | 37.9681 | 322.458 | 41.2169 | 113.7082 | 40.2661 | 127.2669 | 0 | 0 | 0 | 0 | 743.953 | 201.2687 | 202.3955 | 340.2891 | 19753.01 | 5415.353 | 0 | 10415.05 | 0 | 3288.984 | 0 | 29.727 | 603.8997 | 60.116 | 210.3079 | 67.4782 | 265.9974 | 0 | 0 | 0 | 0 | 862.1786 | 201.2687 | 320.9183 | 339.9918 | 2019-04-07 14:47
SplitAC1Sp-lt45-S14 | None | SFm | 2007 | CZ09 | rDXGF | 2 | ResCoolCap | 3.37 | SFm_SplitAC1Sp-lt45-S14_CZ09 | 5391.7418 | 283.2848 | 0.7991 | 4308.5409 | 226.3729 | 11151.53 | 3261.671 | 0 | 5930.612 | 0 | 1573.978 | 0 | 50.011 | 335.2562 | 53.9154 | 107.7191 | 53.413 | 120.2086 | 0 | 0 | 0 | 0 | 794.0752 | 201.2687 | 253.4483 | 339.3584 | 19652.27 | 5415.353 | 0 | 10430.13 | 0 | 3135.349 | 0 | 40.9942 | 630.4434 | 83.1162 | 201.1229 | 92.8402 | 253.3642 | 0 | 0 | 0 | 0 | 959.6688 | 201.2687 | 419.3453 | 339.0551 | 2019-04-07 14:49
SplitAC1Sp-lt45-S14 | None | SFm | 2007 | CZ09 | rDXGF | 3 | ResCoolCap | 3.37 | SFm_SplitAC1Sp-lt45-S14_CZ09 | 4525.0177 | 197.5439 | 0.0501 | 226.7034 | 9.897 | 10808.76 | 3261.671 | 0 | 5923.248 | 0 | 1322.337 | 0 | 35.6597 | 265.8426 | 38.5461 | 88.8381 | 37.983 | 100.4754 | 0 | 0 | 0 | 0 | 726.4643 | 201.2687 | 185.3944 | 339.8015 | 19001.63 | 5415.353 | 0 | 10423.7 | 0 | 2635.534 | 0 | 28.194 | 498.8479 | 56.8086 | 163.1991 | 64.2062 | 214.6341 | 0 | 0 | 0 | 0 | 836.145 | 201.2687 | 295.4331 | 339.4433 | 2019-04-07 14:51
SplitAC1Sp-lt45-S14 | None | SFm | 2007 | CZ09 | rDXGF | 4 | ResCoolCap | 3.37 | SFm_SplitAC1Sp-lt45-S14_CZ09 | 3871.4437 | 190.5076 | 0.0502 | 194.3465 | 9.5635 | 10588.87 | 3261.671 | 0 | 5925.512 | 0 | 1136.044 | 0 | 33.4402 | 232.2044 | 36.6082 | 75.0763 | 35.1572 | 85.3627 | 0 | 0 | 0 | 0 | 716.5405 | 201.2687 | 175.6168 | 339.6551 | 18564.4 | 5415.353 | 0 | 10427.68 | 0 | 2256.18 | 0 | 27.6648 | 437.523 | 55.3224 | 136.9846 | 63.4198 | 181.7961 | 0 | 0 | 0 | 0 | 828.2932 | 201.2687 | 287.8339 | 339.1905 | 2019-04-07 14:53
SplitAC1Sp-lt45-S14 | None | SFm | 2007 | CZ09 | rDXGF | 5 | ResCoolCap | 3.37 | SFm_SplitAC1Sp-lt45-S14_CZ09 | 3028.3317 | 301.3348 | 0.0492 | 148.9939 | 14.8257 | 10396.01 | 3261.671 | 0 | 5954.216 | 0 | 887.2455 | 0 | 53.7042 | 239.176 | 58.1658 | 57.3704 | 57.0884 | 66.5513 | 0 | 0 | 0 | 0 | 819.3879 | 201.2687 | 280.2488 | 337.8704 | 18115.46 | 5415.353 | 0 | 10453.51 | 0 | 1769.583 | 0 | 43.3532 | 433.662 | 88.1813 | 104.0045 | 97.8994 | 143.5769 | 0 | 0 | 0 | 0 | 996.7739 | 201.2687 | 457.9212 | 337.5843 | 2019-04-07 14:55
SplitAC1Sp-lt45-S14 | None | SFm | 2007 | CZ10 | rDXGF | 1 | ResCoolCap | 2.53 | SFm_SplitAC1Sp-lt45-S14_CZ10 | 7870.725 | 292.9181 | 0.3562 | 2803.5522 | 104.3374 | 12564.16 | 3335.133 | 0 | 6040.076 | 0 | 2644.879 | 0 | 52.7711 | 491.3054 | 55.0438 | 187.1275 | 54.3566 | 194.7775 | 0 | 0 | 0 | 0 | 810.2861 | 201.2687 | 268.6875 | 340.3299 | 21319.06 | 5562.282 | 0 | 10685.05 | 0 | 4239.535 | 0 | 44.2615 | 787.9237 | 92.2183 | 300.5618 | 91.2994 | 303.8442 | 0 | 0 | 0 | 0 | 1005.896 | 201.2687 | 464.0672 | 340.5605 | 2019-04-07 14:57
SplitAC1Sp-lt45-S14 | None | SFm | 2007 | CZ10 | rDXGF | 2 | ResCoolCap | 2.53 | SFm_SplitAC1Sp-lt45-S14_CZ10 | 5014.6191 | 370.7269 | 0.0654 | 327.9561 | 24.2455 | 11591.38 | 3335.133 | 0 | 6080.071 | 0 | 1733.808 | 0 | 66.2129 | 376.1508 | 68.776 | 116.672 | 68.4908 | 122.212 | 0 | 0 | 0 | 0 | 859.2867 | 201.2687 | 320.1982 | 337.82 | 19618.55 | 5562.282 | 0 | 10724.56 | 0 | 2679.225 | 0 | 56.3065 | 596.1622 | 117.5941 | 179.9731 | 115.866 | 182.729 | 0 | 0 | 0 | 0 | 1093.344 | 201.2687 | 553.9869 | 338.0884 | 2019-04-07 15:00
SplitAC1Sp-lt45-S14 | None | SFm | 2007 | CZ10 | rDXGF | 3 | ResCoolCap | 2.53 | SFm_SplitAC1Sp-lt45-S14_CZ10 | 5295.2169 | 400.0798 | 0.1477 | 782.1035 | 59.0918 | 11742.01 | 3335.133 | 0 | 6083.092 | 0 | 1847.382 | 0 | 71.8308 | 404.5674 | 74.7682 | 124.8828 | 74.1448 | 130.7715 | 0 | 0 | 0 | 0 | 897.5214 | 201.2687 | 358.6192 | 337.6341 | 19794.25 | 5562.282 | 0 | 10728.04 | 0 | 2810.313 | 0 | 60.5774 | 633.0343 | 126.269 | 189.3706 | 124.8978 | 192.497 | 0 | 0 | 0 | 0 | 1160.959 | 201.2687 | 621.8163 | 337.8741 | 2019-04-07 15:02
SplitAC1Sp-lt45-S14 | None | SFm | 2007 | CZ10 | rDXGF | 4 | ResCoolCap | 2.53 | SFm_SplitAC1Sp-lt45-S14_CZ10 | 5036.288 | 273.2355 | 0.2493 | 1255.5466 | 68.1176 | 11536.78 | 3335.133 | 0 | 6061.607 | 0 | 1748.458 | 0 | 49.0601 | 342.5146 | 51.0415 | 117.6109 | 50.6656 | 123.1966 | 0 | 0 | 0 | 0 | 783.3014 | 201.2687 | 243.069 | 338.964 | 19527.72 | 5562.282 | 0 | 10705.52 | 0 | 2683.781 | 0 | 41.3697 | 534.77 | 86.2912 | 180.2357 | 85.2372 | 183.0058 | 0 | 0 | 0 | 0 | 957.9131 | 201.2687 | 417.3763 | 339.2683 | 2019-04-07 15:04
SplitAC1Sp-lt45-S14 | None | SFm | 2007 | CZ10 | rDXGF | 5 | ResCoolCap | 2.53 | SFm_SplitAC1Sp-lt45-S14_CZ10 | 5926.4486 | 514.4861 | 0.1814 | 1075.0578 | 93.3278 | 12043.02 | 3335.133 | 0 | 6098.526 | 0 | 2038.111 | 0 | 92.2911 | 478.9529 | 95.9155 | 140.6725 | 95.4142 | 146.9507 | 0 | 0 | 0 | 0 | 991.2386 | 201.2687 | 453.2924 | 336.6777 | 20308.66 | 5562.282 | 0 | 10744.56 | 0 | 3160.061 | 0 | 77.9401 | 763.8098 | 162.5418 | 218.8649 | 160.6146 | 221.7885 | 0 | 0 | 0 | 0 | 1322.695 | 201.2687 | 784.5765 | 336.8502 | 2019-04-07 15:06
SplitAC1Sp-lt45-S14 | None | SFm | 2007 | CZ11 | rDXGF | 1 | ResCoolCap | 2.66 | SFm_SplitAC1Sp-lt45-S14_CZ11 | 7135.3913 | 328.9388 | 0.05 | 356.7696 | 16.4469 | 12199.78 | 3335.133 | 0 | 6016.648 | 0 | 2362.482 | 0 | 53.7709 | 431.7494 | 58.6813 | 153.723 | 58.7281 | 160.6171 | 0 | 0 | 0 | 0 | 836.4225 | 201.2687 | 288.6186 | 346.5357 | 20941.27 | 5562.282 | 0 | 10660.45 | 0 | 3942.131 | 0 | 48.438 | 727.9675 | 105.2083 | 255.1979 | 106.3211 | 261.2403 | 0 | 0 | 0 | 0 | 1074.134 | 201.2687 | 525.9869 | 346.8788 | 2019-04-07 15:08
SplitAC1Sp-lt45-S14 | None | SFm | 2007 | CZ11 | rDXGF | 2 | ResCoolCap | 2.66 | SFm_SplitAC1Sp-lt45-S14_CZ11 | 6310.6266 | 166.7118 | 0.05 | 315.5313 | 8.3356 | 11780.33 | 3335.133 | 0 | 5989.069 | 0 | 2069.207 | 0 | 27.2777 | 359.6426 | 29.6242 | 146.5706 | 29.937 | 153.5107 | 0 | 0 | 0 | 0 | 704.5977 | 201.2687 | 155.1267 | 348.2025 | 20264.59 | 5562.282 | 0 | 10629.29 | 0 | 3434.974 | 0 | 24.5363 | 613.515 | 52.9311 | 250.2244 | 54.2194 | 256.1399 | 0 | 0 | 0 | 0 | 835.8954 | 201.2687 | 285.859 | 348.7678 | 2019-04-07 15:10
SplitAC1Sp-lt45-S14 | None | SFm | 2007 | CZ11 | rDXGF | 3 | ResCoolCap | 2.66 | SFm_SplitAC1Sp-lt45-S14_CZ11 | 7102.9421 | 372.1788 | 0.8 | 5682.3537 | 297.743 | 12249.97 | 3335.133 | 0 | 6024.522 | 0 | 2383.72 | 0 | 60.376 | 446.2231 | 65.9213 | 153.44 | 65.9105 | 160.9513 | 0 | 0 | 0 | 0 | 866.8476 | 201.2687 | 319.5261 | 346.0529 | 20934.38 | 5562.282 | 0 | 10671.88 | 0 | 3897.345 | 0 | 55.0367 | 747.8326 | 119.8577 | 249.5613 | 120.4893 | 257.9245 | 0 | 0 | 0 | 0 | 1132.775 | 201.2687 | 585.329 | 346.1774 | 2019-04-07 15:12
SplitAC1Sp-lt45-S14 | None | SFm | 2007 | CZ11 | rDXGF | 4 | ResCoolCap | 2.66 | SFm_SplitAC1Sp-lt45-S14_CZ11 | 4521.895 | 461.2963 | 0.05 | 226.0947 | 23.0648 | 11408.76 | 3335.133 | 0 | 6065.537 | 0 | 1570.346 | 0 | 75.2281 | 362.511 | 82.136 | 96.5833 | 82.1255 | 101.6663 | 0 | 0 | 0 | 0 | 935.4005 | 201.2687 | 390.6371 | 343.495 | 19393.57 | 5562.282 | 0 | 10712.94 | 0 | 2449.006 | 0 | 68.0178 | 601.3281 | 148.2017 | 149.111 | 148.8331 | 155.1824 | 0 | 0 | 0 | 0 | 1253.394 | 201.2687 | 708.5078 | 343.6177 | 2019-04-07 15:15
SplitAC1Sp-lt45-S14 | None | SFm | 2007 | CZ11 | rDXGF | 5 | ResCoolCap | 2.66 | SFm_SplitAC1Sp-lt45-S14_CZ11 | 6255.5249 | 349.5465 | 0.05 | 312.7762 | 17.4773 | 11934.66 | 3335.133 | 0 | 6028.474 | 0 | 2112.562 | 0 | 57.4973 | 400.9889 | 62.751 | 134.77 | 62.7951 | 140.6727 | 0 | 0 | 0 | 0 | 856.8821 | 201.2687 | 309.8146 | 345.7992 | 20378.44 | 5562.282 | 0 | 10673.34 | 0 | 3426.206 | 0 | 51.2936 | 665.3145 | 111.5544 | 216.881 | 112.4459 | 224.4332 | 0 | 0 | 0 | 0 | 1108.781 | 201.2687 | 561.4361 | 346.0764 | 2019-04-07 15:17
SplitAC1Sp-lt45-S14 | None | SFm | 2007 | CZ12 | rDXGF | 1 | ResCoolCap | 2.47 | SFm_SplitAC1Sp-lt45-S14_CZ12 | 7618.86 | 489.973 | 0.0731 | 556.9387 | 35.817 | 12244.36 | 3335.133 | 0 | 6024.325 | 0 | 2284.444 | 0 | 89.6099 | 510.8483 | 90.9668 | 159.0175 | 90.1932 | 170.6707 | 0 | 0 | 0 | 0 | 985.3708 | 201.2687 | 425.8251 | 358.2772 | 21631.09 | 5562.282 | 0 | 10678.89 | 0 | 4374.218 | 0 | 76.3764 | 939.3228 | 147.9654 | 289.9654 | 160.8476 | 340.5444 | 0 | 0 | 0 | 0 | 1284.169 | 201.2687 | 724.9971 | 357.904 | 2019-04-07 15:19
SplitAC1Sp-lt45-S14 | None | SFm | 2007 | CZ12 | rDXGF | 2 | ResCoolCap | 2.47 | SFm_SplitAC1Sp-lt45-S14_CZ12 | 4597.1803 | 507.3256 | 0.344 | 1581.43 | 174.52 | 11263.24 | 3335.133 | 0 | 6049.793 | 0 | 1400.699 | 0 | 94.3818 | 383.2309 | 95.6847 | 91.7764 | 95.1228 | 100.6469 | 0 | 0 | 0 | 0 | 1014.895 | 201.2687 | 456.9616 | 356.6645 | 19661.97 | 5562.282 | 0 | 10700.82 | 0 | 2642.055 | 0 | 78.2818 | 678.5212 | 152.3844 | 163.7716 | 164.1337 | 198.2314 | 0 | 0 | 0 | 0 | 1327.8 | 201.2687 | 770.0064 | 356.5244 | 2019-04-07 15:21
SplitAC1Sp-lt45-S14 | None | SFm | 2007 | CZ12 | rDXGF | 3 | ResCoolCap | 2.47 | SFm_SplitAC1Sp-lt45-S14_CZ12 | 3877.0909 | 112.107 | 0.3079 | 1193.7563 | 34.5177 | 10733.63 | 3335.133 | 0 | 5975.166 | 0 | 1196.55 | 0 | 21.0366 | 205.7378 | 21.1254 | 77.7127 | 21.4034 | 85.4963 | 0 | 0 | 0 | 0 | 672.8595 | 201.2687 | 110.3687 | 361.2223 | 18796.14 | 5562.282 | 0 | 10629.73 | 0 | 2215.657 | 0 | 17.2082 | 371.253 | 31.6226 | 133.3745 | 37.9556 | 168.3005 | 0 | 0 | 0 | 0 | 745.4089 | 201.2687 | 183.2715 | 360.8689 | 2019-04-07 15:23
SplitAC1Sp-lt45-S14 | None | SFm | 2007 | CZ12 | rDXGF | 4 | ResCoolCap | 2.47 | SFm_SplitAC1Sp-lt45-S14_CZ12 | 2165.7072 | 470.0644 | 0.0945 | 204.6593 | 44.4211 | 10419.11 | 3335.133 | 0 | 6059.802 | 0 | 674.8957 | 0 | 86.6803 | 262.5941 | 87.6008 | 41.1339 | 87.6371 | 46.2223 | 0 | 0 | 0 | 0 | 967.1643 | 201.2687 | 409.8786 | 356.0174 | 18046.2 | 5562.282 | 0 | 10712.72 | 0 | 1242.927 | 0 | 72.9166 | 455.3549 | 141.896 | 69.1925 | 152.9305 | 91.3358 | 0 | 0 | 0 | 0 | 1251.483 | 201.2687 | 694.4486 | 355.766 | 2019-04-07 15:25
SplitAC1Sp-lt45-S14 | None | SFm | 2007 | CZ12 | rDXGF | 5 | ResCoolCap | 2.47 | SFm_SplitAC1Sp-lt45-S14_CZ12 | 2583.8013 | 585.7003 | 0.1805 | 466.3761 | 105.7189 | 10643.47 | 3335.133 | 0 | 6078.019 | 0 | 800.3021 | 0 | 107.202 | 322.8146 | 108.2643 | 50.0833 | 108.4615 | 56.0054 | 0 | 0 | 0 | 0 | 1050.674 | 201.2687 | 494.5098 | 354.896 | 18431.67 | 5562.282 | 0 | 10731.74 | 0 | 1481.039 | 0 | 91.2549 | 565.3459 | 178.2638 | 84.5697 | 190.7107 | 111.8018 | 0 | 0 | 0 | 0 | 1405.909 | 201.2687 | 850.0457 | 354.5944 | 2019-04-07 15:27
SplitAC1Sp-lt45-S14 | None | SFm | 2007 | CZ13 | rDXGF | 1 | ResCoolCap | 2.55 | SFm_SplitAC1Sp-lt45-S14_CZ13 | 11920.3208 | 483.2941 | 0.2428 | 2894.2539 | 117.3438 | 14078.13 | 3335.133 | 0 | 6027.02 | 0 | 3908.446 | 0 | 82.6555 | 724.8726 | 86.5404 | 270.6833 | 86.5828 | 281.0659 | 0 | 0 | 0 | 0 | 949.9662 | 201.2687 | 407.4491 | 341.2487 | 24080.1 | 5562.282 | 0 | 10673.48 | 0 | 6547.1 | 0 | 74.0433 | 1223.196 | 155.9546 | 453.357 | 154.2162 | 459.6686 | 0 | 0 | 0 | 0 | 1279.857 | 201.2687 | 737.1696 | 341.4189 | 2019-04-07 15:29
SplitAC1Sp-lt45-S14 | None | SFm | 2007 | CZ13 | rDXGF | 2 | ResCoolCap | 2.55 | SFm_SplitAC1Sp-lt45-S14_CZ13 | 7732.9214 | 530.3491 | 0.218 | 1685.7769 | 115.6161 | 12607.08 | 3335.133 | 0 | 6075.031 | 0 | 2566.7 | 0 | 91.2398 | 538.9736 | 95.6795 | 170.3205 | 95.4236 | 177.55 | 0 | 0 | 0 | 0 | 1000.516 | 201.2687 | 461.0058 | 338.2419 | 21518.82 | 5562.282 | 0 | 10717.96 | 0 | 4250.853 | 0 | 80.9844 | 906.7439 | 170.3746 | 281.0115 | 168.8714 | 286.4864 | 0 | 0 | 0 | 0 | 1375.285 | 201.2687 | 835.377 | 338.6392 | 2019-04-07 15:31
SplitAC1Sp-lt45-S14 | None | SFm | 2007 | CZ13 | rDXGF | 3 | ResCoolCap | 2.55 | SFm_SplitAC1Sp-lt45-S14_CZ13 | 7599.7404 | 589.3219 | 0.0959 | 728.8151 | 56.516 | 12638.03 | 3335.133 | 0 | 6084.977 | 0 | 2559.927 | 0 | 100.9395 | 557.0569 | 105.6533 | 169.106 | 105.7663 | 176.5314 | 0 | 0 | 0 | 0 | 1023.147 | 201.2687 | 484.2516 | 337.627 | 21456.13 | 5562.282 | 0 | 10731.55 | 0 | 4141.539 | 0 | 90.2119 | 930.5394 | 190.2315 | 273.6147 | 187.6708 | 279.0223 | 0 | 0 | 0 | 0 | 1412.39 | 201.2687 | 873.3238 | 337.7972 | 2019-04-07 15:34
SplitAC1Sp-lt45-S14 | None | SFm | 2007 | CZ13 | rDXGF | 4 | ResCoolCap | 2.55 | SFm_SplitAC1Sp-lt45-S14_CZ13 | 4900.3372 | 520.6944 | 0.05 | 245.0169 | 26.0347 | 11630.09 | 3335.133 | 0 | 6097.037 | 0 | 1704.401 | 0 | 88.2787 | 405.2354 | 92.6525 | 107.6903 | 92.2481 | 112.6446 | 0 | 0 | 0 | 0 | 973.1179 | 201.2687 | 435.0039 | 336.8457 | 19697.25 | 5562.282 | 0 | 10743.41 | 0 | 2639.452 | 0 | 80.1605 | 671.943 | 168.6594 | 165.9342 | 167.1344 | 170.2151 | 0 | 0 | 0 | 0 | 1329.039 | 201.2687 | 790.7387 | 337.0323 | 2019-04-07 15:36
SplitAC1Sp-lt45-S14 | None | SFm | 2007 | CZ13 | rDXGF | 5 | ResCoolCap | 2.55 | SFm_SplitAC1Sp-lt45-S14_CZ13 | 5811.1714 | 136.4472 | 0.3933 | 2285.5337 | 53.6647 | 11671.63 | 3335.133 | 0 | 6011.984 | 0 | 1991.497 | 0 | 22.6363 | 310.379 | 23.625 | 128.5053 | 23.7871 | 134.4616 | 0 | 0 | 0 | 0 | 668.1995 | 201.2687 | 124.857 | 342.0739 | 19882.22 | 5562.282 | 0 | 10652.94 | 0 | 3145.814 | 0 | 21.2544 | 499.9285 | 44.0853 | 202.8734 | 44.9499 | 208.0201 | 0 | 0 | 0 | 0 | 785.0222 | 201.2687 | 241.1643 | 342.5894 | 2019-04-07 15:38
SplitAC1Sp-lt45-S14 | None | SFm | 2007 | CZ14 | rDXGF | 1 | ResCoolCap | 3.17 | SFm_SplitAC1Sp-lt45-S14_CZ14 | 15505.4676 | 402.8632 | 0.4781 | 7413.1641 | 192.6089 | 16834.92 | 3989.167 | 0 | 7371.52 | 0 | 4627.314 | 0 | 52.9735 | 793.9374 | 80.8565 | 304.5215 | 79.5283 | 329.0307 | 0 | 0 | 0 | 0 | 945.9675 | 201.2687 | 394.6049 | 350.0939 | 30787.65 | 6870.351 | 0 | 13390.17 | 0 | 9010.759 | 0 | 40.044 | 1476.321 | 113.8204 | 567.2361 | 128.658 | 666.6063 | 0 | 0 | 0 | 0 | 1157.711 | 201.2687 | 606.6473 | 349.796 | 2019-04-07 15:40
SplitAC1Sp-lt45-S14 | None | SFm | 2007 | CZ14 | rDXGF | 2 | ResCoolCap | 3.17 | SFm_SplitAC1Sp-lt45-S14_CZ14 | 14508.7812 | 477.8949 | 0.0944 | 1369.6289 | 45.1133 | 16537.07 | 3989.167 | 0 | 7392.673 | 0 | 4312.913 | 0 | 62.113 | 780.1994 | 94.9736 | 285.1504 | 93.0822 | 306.9931 | 0 | 0 | 0 | 0 | 1011.012 | 201.2687 | 460.9651 | 348.7781 | 30223.19 | 6870.351 | 0 | 13411.41 | 0 | 8442.373 | 0 | 47.8655 | 1451.191 | 136.3727 | 534.4052 | 153.4664 | 626.9465 | 0 | 0 | 0 | 0 | 1271.477 | 201.2687 | 721.7323 | 348.4759 | 2019-04-07 15:42
SplitAC1Sp-lt45-S14 | None | SFm | 2007 | CZ14 | rDXGF | 3 | ResCoolCap | 3.17 | SFm_SplitAC1Sp-lt45-S14_CZ14 | 13686.7234 | 478.7629 | 0.0516 | 706.2349 | 24.7042 | 16284.09 | 3989.167 | 0 | 7396.962 | 0 | 4099.423 | 0 | 61.5159 | 737.0231 | 93.7404 | 264.2951 | 92.5078 | 286.4801 | 0 | 0 | 0 | 0 | 989.2707 | 201.2687 | 439.4923 | 348.5099 | 29664.39 | 6870.351 | 0 | 13416.69 | 0 | 7965.994 | 0 | 48.3071 | 1363.046 | 139.4525 | 491.7864 | 153.0622 | 578.7448 | 0 | 0 | 0 | 0 | 1242.476 | 201.2687 | 693.0605 | 348.1467 | 2019-04-07 15:44
SplitAC1Sp-lt45-S14 | None | SFm | 2007 | CZ14 | rDXGF | 4 | ResCoolCap | 3.17 | SFm_SplitAC1Sp-lt45-S14_CZ14 | 12730.8041 | 387.309 | 0.0518 | 659.4557 | 20.0626 | 15877.23 | 3989.167 | 0 | 7389.911 | 0 | 3787.331 | 0 | 50.5741 | 660.244 | 76.9716 | 243.2045 | 76.1489 | 263.9191 | 0 | 0 | 0 | 0 | 917.3219 | 201.2687 | 367.1214 | 348.932 | 28988.68 | 6870.351 | 0 | 13409.11 | 0 | 7439.156 | 0 | 38.6748 | 1231.382 | 109.9799 | 456.6079 | 124.2086 | 540.5856 | 0 | 0 | 0 | 0 | 1119.144 | 201.2687 | 569.2745 | 348.601 | 2019-04-07 15:46
SplitAC1Sp-lt45-S14 | None | SFm | 2007 | CZ14 | rDXGF | 5 | ResCoolCap | 3.17 | SFm_SplitAC1Sp-lt45-S14_CZ14 | 14473.6148 | 557.7163 | 0.3241 | 4690.8986 | 180.7559 | 16600.21 | 3989.167 | 0 | 7405.579 | 0 | 4333.429 | 0 | 71.2521 | 800.7803 | 108.7122 | 281.1357 | 107.0134 | 303.9189 | 0 | 0 | 0 | 0 | 1068.604 | 201.2687 | 519.3513 | 347.9842 | 30249.61 | 6870.351 | 0 | 13425.67 | 0 | 8419.665 | 0 | 56.4781 | 1477.457 | 161.5635 | 521.0536 | 180.4272 | 614.4126 | 0 | 0 | 0 | 0 | 1377.029 | 201.2687 | 828.163 | 347.5971 | 2019-04-07 15:48
SplitAC1Sp-lt45-S14 | None | SFm | 2007 | CZ15 | rDXGF | 1 | ResCoolCap | 3.4 | SFm_SplitAC1Sp-lt45-S14_CZ15 | 18598.4239 | 227.194 | 0.6428 | 11955.0669 | 146.0403 | 18662.49 | 3989.167 | 0 | 7581.893 | 0 | 6232.994 | 0 | 25.2748 | 833.1609 | 41.0961 | 371.4767 | 41.0117 | 379.5763 | 0 | 0 | 0 | 0 | 670.6559 | 201.2687 | 199.7184 | 269.6689 | 32242.58 | 6870.351 | 0 | 13590.44 | 0 | 10379.38 | 0 | 22.3305 | 1380.083 | 72.6863 | 618.0855 | 72.3999 | 616.9114 | 0 | 0 | 0 | 0 | 830.3149 | 201.2687 | 358.9878 | 270.0583 | 2019-04-07 15:50
SplitAC1Sp-lt45-S14 | None | SFm | 2007 | CZ15 | rDXGF | 2 | ResCoolCap | 3.4 | SFm_SplitAC1Sp-lt45-S14_CZ15 | 20642.4374 | 180.6794 | 0.2054 | 4239.9566 | 37.1115 | 19373.92 | 3989.167 | 0 | 7556.031 | 0 | 6891.166 | 0 | 20.022 | 917.5291 | 32.636 | 421.7634 | 32.4073 | 430.7222 | 0 | 0 | 0 | 0 | 638.0289 | 201.2687 | 165.4579 | 271.3024 | 33466.88 | 6870.351 | 0 | 13564.3 | 0 | 11488.02 | 0 | 17.7978 | 1526.402 | 57.7623 | 705.7086 | 57.8738 | 705.0572 | 0 | 0 | 0 | 0 | 775.8259 | 201.2687 | 302.8488 | 271.7087 | 2019-04-07 15:52
SplitAC1Sp-lt45-S14 | None | SFm | 2007 | CZ15 | rDXGF | 3 | ResCoolCap | 3.4 | SFm_SplitAC1Sp-lt45-S14_CZ15 | 17733.2813 | 240.8715 | 0.0521 | 923.904 | 12.5494 | 18356.97 | 3989.167 | 0 | 7590.195 | 0 | 5947.616 | 0 | 26.8467 | 803.1531 | 43.7078 | 354.0976 | 43.5066 | 361.841 | 0 | 0 | 0 | 0 | 687.8033 | 201.2687 | 217.3912 | 269.1434 | 31716.23 | 6870.351 | 0 | 13598.84 | 0 | 9891.93 | 0 | 23.6497 | 1331.453 | 76.8331 | 589.1317 | 76.824 | 588.665 | 0 | 0 | 0 | 0 | 862.8932 | 201.2687 | 392.098 | 269.5264 | 2019-04-07 15:54
SplitAC1Sp-lt45-S14 | None | SFm | 2007 | CZ15 | rDXGF | 4 | ResCoolCap | 3.4 | SFm_SplitAC1Sp-lt45-S14_CZ15 | 8829.3804 | 224.9221 | 0.0505 | 445.8837 | 11.3586 | 15131.76 | 3989.167 | 0 | 7659.162 | 0 | 3031.37 | 0 | 24.9884 | 427.0723 | 40.6129 | 170.8515 | 40.5644 | 175.0433 | 0 | 0 | 0 | 0 | 661.3361 | 201.2687 | 195.3534 | 264.7143 | 26154.39 | 6870.351 | 0 | 13666.06 | 0 | 4897.527 | 0 | 22.124 | 698.3334 | 72.0447 | 277.5011 | 71.7001 | 277.0875 | 0 | 0 | 0 | 0 | 816.8022 | 201.2687 | 350.3252 | 265.2083 | 2019-04-07 15:57
SplitAC1Sp-lt45-S14 | None | SFm | 2007 | CZ15 | rDXGF | 5 | ResCoolCap | 3.4 | SFm_SplitAC1Sp-lt45-S14_CZ15 | 14891.6265 | 221.79 | 0.0492 | 732.668 | 10.9121 | 17318.44 | 3989.167 | 0 | 7609.955 | 0 | 5019.63 | 0 | 24.6308 | 675.0594 | 40.1336 | 294.1559 | 39.8821 | 300.888 | 0 | 0 | 0 | 0 | 670.5812 | 201.2687 | 201.4339 | 267.8789 | 29928.75 | 6870.351 | 0 | 13617.85 | 0 | 8302.499 | 0 | 21.8208 | 1116.228 | 70.8078 | 488.1592 | 70.9665 | 486.2944 | 0 | 0 | 0 | 0 | 834.1742 | 201.2687 | 364.5958 | 268.3101 | 2019-04-07 15:59
SplitAC1Sp-lt45-S14 | None | SFm | 2007 | CZ16 | rDXGF | 1 | ResCoolCap | 3.61 | SFm_SplitAC1Sp-lt45-S14_CZ16 | 685.5316 | 802.3773 | 0.05 | 34.2766 | 40.1189 | 9732.311 | 3268.53 | 0 | 5833.649 | 0 | 138.7289 | 0 | 136.8641 | 354.5414 | 167.1294 | 8.6099 | 166.551 | 12.251 | 0 | 0 | 0 | 0 | 1388.807 | 201.2687 | 777.8408 | 409.6971 | 16883.99 | 5429.075 | 0 | 10364.16 | 0 | 456.2772 | 0 | 96.1215 | 538.3616 | 222.5222 | 22.6535 | 246.1747 | 47.011 | 0 | 0 | 0 | 0 | 1726.963 | 201.2687 | 1117.339 | 408.3555 | 2019-04-07 16:01
SplitAC1Sp-lt45-S14 | None | SFm | 2007 | CZ16 | rDXGF | 2 | ResCoolCap | 3.61 | SFm_SplitAC1Sp-lt45-S14_CZ16 | 1126.5711 | 437.8156 | 0.05 | 56.3286 | 21.8908 | 9567.865 | 3268.53 | 0 | 5754.823 | 0 | 247.9243 | 0 | 75.2372 | 221.3506 | 92.0866 | 16.1272 | 91.3448 | 21.792 | 0 | 0 | 0 | 0 | 1048.7 | 201.2687 | 432.9434 | 414.4876 | 16868.84 | 5429.075 | 0 | 10292.49 | 0 | 727.7758 | 0 | 52.1696 | 367.3359 | 119.2312 | 39.4121 | 135.153 | 73.5396 | 0 | 0 | 0 | 0 | 1221.627 | 201.2687 | 607.6392 | 412.7196 | 2019-04-07 16:03
SplitAC1Sp-lt45-S14 | None | SFm | 2007 | CZ16 | rDXGF | 3 | ResCoolCap | 3.61 | SFm_SplitAC1Sp-lt45-S14_CZ16 | 1068.5876 | 316.0303 | 0.798 | 852.7329 | 252.1922 | 9448.16 | 3268.53 | 0 | 5730.001 | 0 | 225.0362 | 0 | 55.3875 | 169.2047 | 67.4939 | 14.3612 | 67.5433 | 19.8063 | 0 | 0 | 0 | 0 | 945.9341 | 201.2687 | 328.684 | 415.9815 | 16725.6 | 5429.075 | 0 | 10269.03 | 0 | 700.9175 | 0 | 37.1185 | 289.4595 | 84.7875 | 36.7291 | 96.2056 | 71.7373 | 0 | 0 | 0 | 0 | 1067.032 | 201.2687 | 451.6329 | 414.1309 | 2019-04-07 16:05
SplitAC1Sp-lt45-S14 | None | SFm | 2007 | CZ16 | rDXGF | 4 | ResCoolCap | 3.61 | SFm_SplitAC1Sp-lt45-S14_CZ16 | 800.4725 | 587.9447 | 0.05 | 40.0236 | 29.3972 | 9596.146 | 3268.53 | 0 | 5789.305 | 0 | 163.8949 | 0 | 101.3955 | 273.023 | 123.6801 | 10.9426 | 123.5266 | 14.8736 | 0 | 0 | 0 | 0 | 1197.194 | 201.2687 | 583.5278 | 412.3977 | 16772.59 | 5429.075 | 0 | 10322.14 | 0 | 526.6517 | 0 | 69.8793 | 424.8477 | 161.3538 | 28.1994 | 179.3842 | 55.9103 | 0 | 0 | 0 | 0 | 1437.389 | 201.2687 | 825.2027 | 410.9178 | 2019-04-07 16:07
SplitAC1Sp-lt45-S14 | None | SFm | 2007 | CZ16 | rDXGF | 5 | ResCoolCap | 3.61 | SFm_SplitAC1Sp-lt45-S14_CZ16 | 210.0118 | 543.5329 | 0.052 | 10.9206 | 28.2637 | 9408.915 | 3268.53 | 0 | 5783.079 | 0 | 32.5231 | 0 | 93.0973 | 231.6861 | 113.3346 | 1.7196 | 113.6408 | 2.991 | 0 | 0 | 0 | 0 | 1137.623 | 201.2687 | 523.5951 | 412.7594 | 16304.1 | 5429.075 | 0 | 10320.77 | 0 | 150.5189 | 0 | 64.92 | 338.8165 | 149.7427 | 5.6445 | 166.8148 | 16.6146 | 0 | 0 | 0 | 0 | 1355.165 | 201.2687 | 742.9177 | 410.9792 | 2019-04-07 16:09

## MFm_DMo_raw (hidden)
TechID | SizingID | BldgType | BldgVint | BldgLoc | BldgHVAC | tstat | normunit | numunits |  | measarea | kWh_clg_tot | kWh_htg_tot | tstat wtg | kWh_clg_tot_wtg | kWh_htg_tot_wtg | kwh_tot | kwh_ltg | kwh_task | kwh_equip | kwh_htg | kwh_clg | kwh_twr | kwh_aux | kwh_vent | kwh_venthtg | kwh_ventclg | kwh_refg | kwh_hpsup | kwh_shw | kwh_ext | thm_tot | thm_equip | thm_htg | thm_shw | deskw_ltg | deskw_equ | lastmod
SplitAC1Sp-lt45-S14 | None | DMo | MH06 | CZ01 | rDXGF | 1 | ResCoolCap | 3.5 | DMo_SplitAC1Sp-lt45-S14_CZ01 | 2484 | 0 | 82.2344 | 0.4595 | 0 | 37.7867 | 8351.674 | 2895.161 | 0 | 5353.807 | 0 | 0 | 0 | 20.4707 | 82.2344 | 82.2344 | 0 | 0 | 0 | 0 | 0 | 75437410 | 19201580 | 18518810 | 37717000 | 7.9321 | 12.3424 | 2019-04-07 06:35
SplitAC1Sp-lt45-S14 | None | DMo | MH06 | CZ01 | rDXGF | 2 | ResCoolCap | 3.5 | DMo_SplitAC1Sp-lt45-S14_CZ01 | 2484 | 0 | 358.8784 | 0.1097 | 0 | 39.369 | 8812.134 | 2895.161 | 0 | 5468.755 | 0 | 0 | 0 | 89.3361 | 358.8783 | 358.8784 | 0 | 0 | 0 | 0 | 0 | 130034100 | 19201580 | 73115430 | 37717000 | 7.9321 | 12.3424 | 2019-04-07 06:36
SplitAC1Sp-lt45-S14 | None | DMo | MH06 | CZ01 | rDXGF | 3 | ResCoolCap | 3.5 | DMo_SplitAC1Sp-lt45-S14_CZ01 | 2484 | 0 | 12.3419 | 0.2215 | 0 | 2.7337 | 8233.679 | 2895.161 | 0 | 5323.104 | 0 | 0 | 0 | 3.0723 | 12.3419 | 12.3419 | 0 | 0 | 0 | 0 | 0 | 59912730 | 19201580 | 2994137 | 37717000 | 7.9321 | 12.3424 | 2019-04-07 06:38
SplitAC1Sp-lt45-S14 | None | DMo | MH06 | CZ01 | rDXGF | 4 | ResCoolCap | 3.5 | DMo_SplitAC1Sp-lt45-S14_CZ01 | 2484 | 0 | 360.3203 | 0.11 | 0 | 39.6352 | 8818.707 | 2895.161 | 0 | 5473.53 | 0 | 0 | 0 | 89.6953 | 360.3203 | 360.3203 | 0 | 0 | 0 | 0 | 0 | 130639200 | 19201580 | 73720640 | 37717000 | 7.9321 | 12.3424 | 2019-04-07 06:39
SplitAC1Sp-lt45-S14 | None | DMo | MH06 | CZ01 | rDXGF | 5 | ResCoolCap | 3.5 | DMo_SplitAC1Sp-lt45-S14_CZ01 | 2484 | 0 | 378.3932 | 0.0993 | 0 | 37.5744 | 8845.098 | 2895.161 | 0 | 5477.349 | 0 | 0 | 0 | 94.194 | 378.3933 | 378.3932 | 0 | 0 | 0 | 0 | 0 | 136185500 | 19201580 | 79266880 | 37717000 | 7.9321 | 12.3424 | 2019-04-07 06:41
SplitAC1Sp-lt45-S14 | None | DMo | MH06 | CZ02 | rDXGF | 1 | ResCoolCap | 3.5 | DMo_SplitAC1Sp-lt45-S14_CZ02 | 2484 | 2468.7992 | 161.7574 | 0.465 | 1147.9916 | 75.2172 | 11061.49 | 2895.161 | 0 | 5495.506 | 0 | 2149.773 | 0 | 40.2666 | 480.7837 | 161.7574 | 319.0262 | 0 | 0 | 0 | 0 | 87276750 | 19201580 | 33863460 | 34211710 | 7.9321 | 12.3424 | 2019-04-07 06:43
SplitAC1Sp-lt45-S14 | None | DMo | MH06 | CZ02 | rDXGF | 2 | ResCoolCap | 3.5 | DMo_SplitAC1Sp-lt45-S14_CZ02 | 2484 | 1605.5418 | 194.9064 | 0.2135 | 342.7832 | 41.6125 | 10267.39 | 2895.161 | 0 | 5523.267 | 0 | 1404.323 | 0 | 48.5183 | 396.1251 | 194.9064 | 201.2188 | 0 | 0 | 0 | 0 | 93033830 | 19201580 | 39620520 | 34211710 | 7.9321 | 12.3424 | 2019-04-07 06:45
SplitAC1Sp-lt45-S14 | None | DMo | MH06 | CZ02 | rDXGF | 3 | ResCoolCap | 3.5 | DMo_SplitAC1Sp-lt45-S14_CZ02 | 2484 | 1304.7205 | 130.7481 | 0.0507 | 66.1493 | 6.6289 | 9865.503 | 2895.161 | 0 | 5502.33 | 0 | 1141.858 | 0 | 32.5474 | 293.6106 | 130.7481 | 162.8625 | 0 | 0 | 0 | 0 | 81496980 | 19201580 | 28083680 | 34211710 | 7.9321 | 12.3424 | 2019-04-07 06:46
SplitAC1Sp-lt45-S14 | None | DMo | MH06 | CZ02 | rDXGF | 4 | ResCoolCap | 3.5 | DMo_SplitAC1Sp-lt45-S14_CZ02 | 2484 | 769.1822 | 130.7394 | 0.0702 | 53.9966 | 9.1779 | 9340.611 | 2895.161 | 0 | 5512.989 | 0 | 676.6661 | 0 | 32.5452 | 223.2555 | 130.7394 | 92.5161 | 0 | 0 | 0 | 0 | 81492880 | 19201580 | 28079580 | 34211710 | 7.9321 | 12.3424 | 2019-04-07 06:48
SplitAC1Sp-lt45-S14 | None | DMo | MH06 | CZ02 | rDXGF | 5 | ResCoolCap | 3.5 | DMo_SplitAC1Sp-lt45-S14_CZ02 | 2484 | 883.3599 | 161.6897 | 0.2006 | 177.202 | 32.435 | 9505.484 | 2895.161 | 0 | 5525.025 | 0 | 775.2297 | 0 | 40.2497 | 269.8199 | 161.6897 | 108.1302 | 0 | 0 | 0 | 0 | 87263170 | 19201580 | 33849870 | 34211710 | 7.9321 | 12.3424 | 2019-04-07 06:50
SplitAC1Sp-lt45-S14 | None | DMo | MH06 | CZ03 | rDXGF | 1 | ResCoolCap | 3.5 | DMo_SplitAC1Sp-lt45-S14_CZ03 | 2484 | 749.8676 | 16.9748 | 0.1339 | 100.4073 | 2.2729 | 9109.49 | 2895.161 | 0 | 5443.264 | 0 | 644.0234 | 0 | 4.2256 | 122.819 | 16.9748 | 105.8442 | 0 | 0 | 0 | 0 | 57660030 | 19201580 | 4104441 | 34354000 | 7.9321 | 12.3424 | 2019-04-07 06:51
SplitAC1Sp-lt45-S14 | None | DMo | MH06 | CZ03 | rDXGF | 2 | ResCoolCap | 3.5 | DMo_SplitAC1Sp-lt45-S14_CZ03 | 2484 | 333.3506 | 145.6522 | 0.165 | 55.0029 | 24.0326 | 8914.933 | 2895.161 | 0 | 5504.513 | 0 | 287.8875 | 0 | 36.2574 | 191.1153 | 145.6522 | 45.4631 | 0 | 0 | 0 | 0 | 84137890 | 19201580 | 30582270 | 34354000 | 7.9321 | 12.3424 | 2019-04-07 06:53
SplitAC1Sp-lt45-S14 | None | DMo | MH06 | CZ03 | rDXGF | 3 | ResCoolCap | 3.5 | DMo_SplitAC1Sp-lt45-S14_CZ03 | 2484 | 277.6523 | 141.9794 | 0.0528 | 14.66 | 7.4965 | 8855.046 | 2895.161 | 0 | 5504.911 | 0 | 239.9379 | 0 | 35.3432 | 179.6939 | 141.9794 | 37.7144 | 0 | 0 | 0 | 0 | 83324900 | 19201580 | 29769300 | 34354000 | 7.9321 | 12.3424 | 2019-04-07 06:55
SplitAC1Sp-lt45-S14 | None | DMo | MH06 | CZ03 | rDXGF | 4 | ResCoolCap | 3.5 | DMo_SplitAC1Sp-lt45-S14_CZ03 | 2484 | 482.005 | 152.9756 | 0.4371 | 210.6844 | 66.8656 | 9074.58 | 2895.161 | 0 | 5506.359 | 0 | 415.1482 | 0 | 38.0805 | 219.8324 | 152.9756 | 66.8568 | 0 | 0 | 0 | 0 | 86639840 | 19201580 | 33084250 | 34354000 | 7.9321 | 12.3424 | 2019-04-07 06:56
SplitAC1Sp-lt45-S14 | None | DMo | MH06 | CZ03 | rDXGF | 5 | ResCoolCap | 3.5 | DMo_SplitAC1Sp-lt45-S14_CZ03 | 2484 | 546.0571 | 109.6298 | 0.2112 | 115.3273 | 23.1538 | 9065.636 | 2895.161 | 0 | 5487.5 | 0 | 469.8463 | 0 | 27.2904 | 185.8407 | 109.6298 | 76.2108 | 0 | 0 | 0 | 0 | 77412420 | 19201580 | 23856820 | 34354000 | 7.9321 | 12.3424 | 2019-04-07 06:58
SplitAC1Sp-lt45-S14 | None | DMo | MH06 | CZ04 | rDXGF | 1 | ResCoolCap | 3.5 | DMo_SplitAC1Sp-lt45-S14_CZ04 | 2484 | 2877.9697 | 110.5309 | 0.4371 | 1257.9606 | 48.3131 | 11414 | 2895.161 | 0 | 5502.823 | 0 | 2497.915 | 0 | 27.5147 | 490.5857 | 110.5309 | 380.0547 | 0 | 0 | 0 | 0 | 75584370 | 19201580 | 23493550 | 32889210 | 7.9321 | 12.3424 | 2019-04-07 07:00
SplitAC1Sp-lt45-S14 | None | DMo | MH06 | CZ04 | rDXGF | 2 | ResCoolCap | 3.5 | DMo_SplitAC1Sp-lt45-S14_CZ04 | 2484 | 1821.3986 | 87.8552 | 0.0853 | 155.3653 | 7.494 | 10336.46 | 2895.161 | 0 | 5510.183 | 0 | 1587.17 | 0 | 21.8699 | 322.0838 | 87.8552 | 234.2286 | 0 | 0 | 0 | 0 | 71015790 | 19201580 | 18924970 | 32889210 | 7.9321 | 12.3424 | 2019-04-07 07:01
SplitAC1Sp-lt45-S14 | None | DMo | MH06 | CZ04 | rDXGF | 3 | ResCoolCap | 3.5 | DMo_SplitAC1Sp-lt45-S14_CZ04 | 2484 | 1488.4521 | 146.354 | 0.2627 | 391.0164 | 38.4472 | 10107.49 | 2895.161 | 0 | 5541.096 | 0 | 1298.665 | 0 | 36.4321 | 336.1411 | 146.354 | 189.7871 | 0 | 0 | 0 | 0 | 82008600 | 19201580 | 29917780 | 32889210 | 7.9321 | 12.3424 | 2019-04-07 07:03
SplitAC1Sp-lt45-S14 | None | DMo | MH06 | CZ04 | rDXGF | 4 | ResCoolCap | 3.5 | DMo_SplitAC1Sp-lt45-S14_CZ04 | 2484 | 855.1344 | 152.1111 | 0.1666 | 142.4654 | 25.3417 | 9496.142 | 2895.161 | 0 | 5555.873 | 0 | 749.6448 | 0 | 37.8653 | 257.6007 | 152.1111 | 105.4896 | 0 | 0 | 0 | 0 | 83995050 | 19201580 | 31904240 | 32889210 | 7.9321 | 12.3424 | 2019-04-07 07:05
SplitAC1Sp-lt45-S14 | None | DMo | MH06 | CZ04 | rDXGF | 5 | ResCoolCap | 3.5 | DMo_SplitAC1Sp-lt45-S14_CZ04 | 2484 | 985.4234 | 22.7508 | 0.0483 | 47.596 | 1.0989 | 9406.714 | 2895.161 | 0 | 5497.716 | 0 | 862.3227 | 0 | 5.6634 | 145.8516 | 22.7508 | 123.1007 | 0 | 0 | 0 | 0 | 57171800 | 19201580 | 5080985 | 32889210 | 7.9321 | 12.3424 | 2019-04-07 07:06
SplitAC1Sp-lt45-S14 | None | DMo | MH06 | CZ05 | rDXGF | 1 | ResCoolCap | 3.5 | DMo_SplitAC1Sp-lt45-S14_CZ05 | 2484 | 337.4454 | 76.7359 | 0.0844 | 28.4804 | 6.4765 | 8821.365 | 2895.161 | 0 | 5492.922 | 0 | 289.3424 | 0 | 19.102 | 124.839 | 76.7359 | 48.103 | 0 | 0 | 0 | 0 | 71144780 | 19201580 | 16866220 | 35076960 | 7.9321 | 12.3424 | 2019-04-07 07:08
SplitAC1Sp-lt45-S14 | None | DMo | MH06 | CZ05 | rDXGF | 2 | ResCoolCap | 3.5 | DMo_SplitAC1Sp-lt45-S14_CZ05 | 2484 | 289.3349 | 131.3088 | 0.05 | 14.4667 | 6.5654 | 8867.483 | 2895.161 | 0 | 5518.993 | 0 | 248.0366 | 0 | 32.687 | 172.6071 | 131.3088 | 41.2983 | 0 | 0 | 0 | 0 | 81841210 | 19201580 | 27562640 | 35076960 | 7.9321 | 12.3424 | 2019-04-07 07:10
SplitAC1Sp-lt45-S14 | None | DMo | MH06 | CZ05 | rDXGF | 3 | ResCoolCap | 3.5 | DMo_SplitAC1Sp-lt45-S14_CZ05 | 2484 | 217.2623 | 149.07 | 0.05 | 10.8631 | 7.4535 | 8823.26 | 2895.161 | 0 | 5524.659 | 0 | 186.7004 | 0 | 37.1082 | 179.6319 | 149.07 | 30.5619 | 0 | 0 | 0 | 0 | 85345010 | 19201580 | 31066440 | 35076960 | 7.9321 | 12.3424 | 2019-04-07 07:11
SplitAC1Sp-lt45-S14 | None | DMo | MH06 | CZ05 | rDXGF | 4 | ResCoolCap | 3.5 | DMo_SplitAC1Sp-lt45-S14_CZ05 | 2484 | 333.0409 | 153.2211 | 0.7341 | 244.4853 | 112.4796 | 8944.912 | 2895.161 | 0 | 5525.35 | 0 | 285.6089 | 0 | 38.1416 | 200.6531 | 153.2211 | 47.432 | 0 | 0 | 0 | 0 | 86930940 | 19201580 | 32652390 | 35076960 | 7.9321 | 12.3424 | 2019-04-07 07:13
SplitAC1Sp-lt45-S14 | None | DMo | MH06 | CZ05 | rDXGF | 5 | ResCoolCap | 3.5 | DMo_SplitAC1Sp-lt45-S14_CZ05 | 2484 | 337.4454 | 76.7359 | 0.0815 | 27.5018 | 6.254 | 8821.365 | 2895.161 | 0 | 5492.922 | 0 | 289.3424 | 0 | 19.102 | 124.839 | 76.7359 | 48.103 | 0 | 0 | 0 | 0 | 71144780 | 19201580 | 16866220 | 35076960 | 7.9321 | 12.3424 | 2019-04-07 07:15
SplitAC1Sp-lt45-S14 | None | DMo | MH06 | CZ06 | rDXGF | 1 | ResCoolCap | 3.5 | DMo_SplitAC1Sp-lt45-S14_CZ06 | 2484 | 2572.9261 | 49.2833 | 0.1049 | 269.8999 | 5.1698 | 11070.04 | 2895.161 | 0 | 5540.397 | 0 | 2209.691 | 0 | 12.2682 | 412.5184 | 49.2833 | 363.2351 | 0 | 0 | 0 | 0 | 61637790 | 19201580 | 10872620 | 31563570 | 7.9321 | 12.3424 | 2019-04-07 07:16
SplitAC1Sp-lt45-S14 | None | DMo | MH06 | CZ06 | rDXGF | 2 | ResCoolCap | 3.5 | DMo_SplitAC1Sp-lt45-S14_CZ06 | 2484 | 1578.5062 | 80.7294 | 0.7457 | 1177.0921 | 60.1999 | 10147.04 | 2895.161 | 0 | 5572.544 | 0 | 1358.711 | 0 | 20.0961 | 300.5246 | 80.7294 | 219.7952 | 0 | 0 | 0 | 0 | 67929680 | 19201580 | 17164500 | 31563570 | 7.9321 | 12.3424 | 2019-04-07 07:18
SplitAC1Sp-lt45-S14 | None | DMo | MH06 | CZ06 | rDXGF | 3 | ResCoolCap | 3.5 | DMo_SplitAC1Sp-lt45-S14_CZ06 | 2484 | 1116.9126 | 1.7849 | 0.0501 | 55.9573 | 0.089425 | 9562.171 | 2895.161 | 0 | 5547.869 | 0 | 962.9736 | 0 | 0.44433 | 155.7239 | 1.7849 | 153.939 | 0 | 0 | 0 | 0 | 51182820 | 19201580 | 417643.8 | 31563570 | 7.9321 | 12.3424 | 2019-04-07 07:20
SplitAC1Sp-lt45-S14 | None | DMo | MH06 | CZ06 | rDXGF | 4 | ResCoolCap | 3.5 | DMo_SplitAC1Sp-lt45-S14_CZ06 | 2484 | 539.7708 | 26.4596 | 0.05 | 26.9885 | 1.323 | 9036.556 | 2895.161 | 0 | 5568.579 | 0 | 466.9411 | 0 | 6.5866 | 99.2893 | 26.4596 | 72.8297 | 0 | 0 | 0 | 0 | 56710900 | 19201580 | 5945729 | 31563570 | 7.9321 | 12.3424 | 2019-04-07 07:21
SplitAC1Sp-lt45-S14 | None | DMo | MH06 | CZ06 | rDXGF | 5 | ResCoolCap | 3.5 | DMo_SplitAC1Sp-lt45-S14_CZ06 | 2484 | 604.0548 | 82.3826 | 0.0493 | 29.7799 | 4.0615 | 9193.228 | 2895.161 | 0 | 5591.122 | 0 | 522.2564 | 0 | 20.5077 | 164.1811 | 82.3826 | 81.7984 | 0 | 0 | 0 | 0 | 68583860 | 19201580 | 17818690 | 31563570 | 7.9321 | 12.3424 | 2019-04-07 07:23
SplitAC1Sp-lt45-S14 | None | DMo | MH06 | CZ07 | rDXGF | 1 | ResCoolCap | 3.5 | DMo_SplitAC1Sp-lt45-S14_CZ07 | 2484 | 2400.7967 | 12.5407 | 0.667 | 1601.3314 | 8.3646 | 10861.35 | 2895.161 | 0 | 5549.727 | 0 | 2054.264 | 0 | 3.1218 | 359.0733 | 12.5407 | 346.5327 | 0 | 0 | 0 | 0 | 53355370 | 19201580 | 3049890 | 31103870 | 7.9321 | 12.3424 | 2019-04-07 07:25
SplitAC1Sp-lt45-S14 | None | DMo | MH06 | CZ07 | rDXGF | 2 | ResCoolCap | 3.5 | DMo_SplitAC1Sp-lt45-S14_CZ07 | 2484 | 1361.4343 | 30.1233 | 0.1746 | 237.7064 | 5.2595 | 9870.313 | 2895.161 | 0 | 5576.097 | 0 | 1167.006 | 0 | 7.4986 | 224.5515 | 30.1233 | 194.4283 | 0 | 0 | 0 | 0 | 57353360 | 19201580 | 7047865 | 31103870 | 7.9321 | 12.3424 | 2019-04-07 07:26
SplitAC1Sp-lt45-S14 | None | DMo | MH06 | CZ07 | rDXGF | 3 | ResCoolCap | 3.5 | DMo_SplitAC1Sp-lt45-S14_CZ07 | 2484 | 1348.9532 | 12.4558 | 0.0501 | 67.5826 | 0.62404 | 9828.19 | 2895.161 | 0 | 5568.52 | 0 | 1156.262 | 0 | 3.1006 | 205.147 | 12.4558 | 192.6912 | 0 | 0 | 0 | 0 | 53333640 | 19201580 | 3028159 | 31103870 | 7.9321 | 12.3424 | 2019-04-07 07:28
SplitAC1Sp-lt45-S14 | None | DMo | MH06 | CZ07 | rDXGF | 4 | ResCoolCap | 3.5 | DMo_SplitAC1Sp-lt45-S14_CZ07 | 2484 | 2400.6733 | 11.2911 | 0.0602 | 144.5205 | 0.67973 | 10859.21 | 2895.161 | 0 | 5549.277 | 0 | 2054.159 | 0 | 2.8107 | 357.8053 | 11.2911 | 346.5143 | 0 | 0 | 0 | 0 | 52852520 | 19201580 | 2547034 | 31103870 | 7.9321 | 12.3424 | 2019-04-07 07:30
SplitAC1Sp-lt45-S14 | None | DMo | MH06 | CZ07 | rDXGF | 5 | ResCoolCap | 3.5 | DMo_SplitAC1Sp-lt45-S14_CZ07 | 2484 | 1673.6907 | 12.0565 | 0.0481 | 80.5045 | 0.57992 | 10145.51 | 2895.161 | 0 | 5561.598 | 0 | 1433.303 | 0 | 3.0012 | 252.4442 | 12.0565 | 240.3877 | 0 | 0 | 0 | 0 | 53173450 | 19201580 | 2867974 | 31103870 | 7.9321 | 12.3424 | 2019-04-07 07:31
SplitAC1Sp-lt45-S14 | None | DMo | MH06 | CZ08 | rDXGF | 1 | ResCoolCap | 3.5 | DMo_SplitAC1Sp-lt45-S14_CZ08 | 2484 | 4061.2592 | 36.4655 | 0.6792 | 2758.4072 | 24.7674 | 12548.47 | 2895.161 | 0 | 5546.513 | 0 | 3512.641 | 0 | 9.0774 | 585.0837 | 36.4655 | 548.6182 | 0 | 0 | 0 | 0 | 57581180 | 19201580 | 7980632 | 30398940 | 7.9321 | 12.3424 | 2019-04-07 07:33
SplitAC1Sp-lt45-S14 | None | DMo | MH06 | CZ08 | rDXGF | 2 | ResCoolCap | 3.5 | DMo_SplitAC1Sp-lt45-S14_CZ08 | 2484 | 2813.1997 | 33.4986 | 0.051 | 143.4732 | 1.7084 | 11324.94 | 2895.161 | 0 | 5574.741 | 0 | 2440.647 | 0 | 8.3389 | 406.0513 | 33.4986 | 372.5527 | 0 | 0 | 0 | 0 | 56836740 | 19201580 | 7236191 | 30398940 | 7.9321 | 12.3424 | 2019-04-07 07:35
SplitAC1Sp-lt45-S14 | None | DMo | MH06 | CZ08 | rDXGF | 3 | ResCoolCap | 3.5 | DMo_SplitAC1Sp-lt45-S14_CZ08 | 2484 | 2374.3392 | 60.2999 | 0.0956 | 226.9868 | 5.7647 | 10942.52 | 2895.161 | 0 | 5597.708 | 0 | 2062.522 | 0 | 15.0106 | 372.1171 | 60.2999 | 311.8172 | 0 | 0 | 0 | 0 | 62452440 | 19201580 | 12851890 | 30398940 | 7.9321 | 12.3424 | 2019-04-07 07:36
SplitAC1Sp-lt45-S14 | None | DMo | MH06 | CZ08 | rDXGF | 4 | ResCoolCap | 3.5 | DMo_SplitAC1Sp-lt45-S14_CZ08 | 2484 | 2121.001 | 62.6736 | 0.0638 | 135.3199 | 3.9986 | 10698.33 | 2895.161 | 0 | 5603.9 | 0 | 1844.424 | 0 | 15.6014 | 339.2505 | 62.6736 | 276.577 | 0 | 0 | 0 | 0 | 63333300 | 19201580 | 13732750 | 30398940 | 7.9321 | 12.3424 | 2019-04-07 07:38
SplitAC1Sp-lt45-S14 | None | DMo | MH06 | CZ08 | rDXGF | 5 | ResCoolCap | 3.5 | DMo_SplitAC1Sp-lt45-S14_CZ08 | 2484 | 2374.3392 | 60.5061 | 0.1104 | 262.127 | 6.6799 | 10942.87 | 2895.161 | 0 | 5597.808 | 0 | 2062.522 | 0 | 15.0619 | 372.3233 | 60.5061 | 311.8172 | 0 | 0 | 0 | 0 | 62567490 | 19201580 | 12966940 | 30398940 | 7.9321 | 12.3424 | 2019-04-07 07:40
SplitAC1Sp-lt45-S14 | None | DMo | MH06 | CZ09 | rDXGF | 1 | ResCoolCap | 3.5 | DMo_SplitAC1Sp-lt45-S14_CZ09 | 2484 | 3615.3311 | 59.0568 | 0.0514 | 185.828 | 3.0355 | 12157.53 | 2895.161 | 0 | 5573.284 | 0 | 3154.763 | 0 | 14.7011 | 519.625 | 59.0568 | 460.5681 | 0 | 0 | 0 | 0 | 62517280 | 19201580 | 12967320 | 30348370 | 7.9321 | 12.3424 | 2019-04-07 07:41
SplitAC1Sp-lt45-S14 | None | DMo | MH06 | CZ09 | rDXGF | 2 | ResCoolCap | 3.5 | DMo_SplitAC1Sp-lt45-S14_CZ09 | 2484 | 3426.0054 | 84.8334 | 0.7991 | 2737.7209 | 67.7903 | 12014.59 | 2895.161 | 0 | 5587.475 | 0 | 2989.854 | 0 | 21.1177 | 520.9847 | 84.8334 | 436.1514 | 0 | 0 | 0 | 0 | 67198480 | 19201580 | 17648510 | 30348370 | 7.9321 | 12.3424 | 2019-04-07 07:43
SplitAC1Sp-lt45-S14 | None | DMo | MH06 | CZ09 | rDXGF | 3 | ResCoolCap | 3.5 | DMo_SplitAC1Sp-lt45-S14_CZ09 | 2484 | 3089.9829 | 56.5033 | 0.0501 | 154.8081 | 2.8308 | 11639.77 | 2895.161 | 0 | 5584.059 | 0 | 2699.172 | 0 | 14.0654 | 447.3143 | 56.5033 | 390.8109 | 0 | 0 | 0 | 0 | 61605240 | 19201580 | 12055270 | 30348370 | 7.9321 | 12.3424 | 2019-04-07 07:44
SplitAC1Sp-lt45-S14 | None | DMo | MH06 | CZ09 | rDXGF | 4 | ResCoolCap | 3.5 | DMo_SplitAC1Sp-lt45-S14_CZ09 | 2484 | 2699.5906 | 52.4079 | 0.0502 | 135.5194 | 2.6309 | 11250.49 | 2895.161 | 0 | 5590.282 | 0 | 2361.615 | 0 | 13.046 | 390.3836 | 52.4079 | 337.9756 | 0 | 0 | 0 | 0 | 60719330 | 19201580 | 11169370 | 30348370 | 7.9321 | 12.3424 | 2019-04-07 07:46
SplitAC1Sp-lt45-S14 | None | DMo | MH06 | CZ09 | rDXGF | 5 | ResCoolCap | 3.5 | DMo_SplitAC1Sp-lt45-S14_CZ09 | 2484 | 2376.4847 | 88.7191 | 0.0492 | 116.923 | 4.365 | 10996.88 | 2895.161 | 0 | 5614.432 | 0 | 2080.349 | 0 | 22.085 | 384.8548 | 88.7191 | 296.1357 | 0 | 0 | 0 | 0 | 68571460 | 19201580 | 19021490 | 30348370 | 7.9321 | 12.3424 | 2019-04-07 07:48
SplitAC1Sp-lt45-S14 | None | DMo | MH06 | CZ10 | rDXGF | 1 | ResCoolCap | 3.5 | DMo_SplitAC1Sp-lt45-S14_CZ10 | 2484 | 5517.4815 | 70.9002 | 0.3562 | 1965.3269 | 25.2547 | 14048.86 | 2895.161 | 0 | 5547.673 | 0 | 4822.803 | 0 | 17.6493 | 765.5787 | 70.9002 | 694.6785 | 0 | 0 | 0 | 0 | 64676580 | 19201580 | 15325410 | 30149580 | 7.9321 | 12.3424 | 2019-04-07 07:49
SplitAC1Sp-lt45-S14 | None | DMo | MH06 | CZ10 | rDXGF | 2 | ResCoolCap | 3.5 | DMo_SplitAC1Sp-lt45-S14_CZ10 | 2484 | 4044.7228 | 99.8959 | 0.0654 | 264.5249 | 6.5332 | 12658.66 | 2895.161 | 0 | 5594.008 | 0 | 3549.449 | 0 | 24.8672 | 595.1697 | 99.8959 | 495.2738 | 0 | 0 | 0 | 0 | 69935620 | 19201580 | 20584440 | 30149580 | 7.9321 | 12.3424 | 2019-04-07 07:51
SplitAC1Sp-lt45-S14 | None | DMo | MH06 | CZ10 | rDXGF | 3 | ResCoolCap | 3.5 | DMo_SplitAC1Sp-lt45-S14_CZ10 | 2484 | 4265.2384 | 104.0491 | 0.1477 | 629.9757 | 15.3681 | 12880.78 | 2895.161 | 0 | 5590.438 | 0 | 3741.483 | 0 | 25.9011 | 627.8044 | 104.0491 | 523.7554 | 0 | 0 | 0 | 0 | 71369330 | 19201580 | 22018150 | 30149580 | 7.9321 | 12.3424 | 2019-04-07 07:53
SplitAC1Sp-lt45-S14 | None | DMo | MH06 | CZ10 | rDXGF | 4 | ResCoolCap | 3.5 | DMo_SplitAC1Sp-lt45-S14_CZ10 | 2484 | 4081.7809 | 67.987 | 0.2493 | 1017.588 | 16.9492 | 12641.53 | 2895.161 | 0 | 5579.674 | 0 | 3581.976 | 0 | 16.9241 | 567.7917 | 67.987 | 499.8049 | 0 | 0 | 0 | 0 | 63701220 | 19201580 | 14350040 | 30149580 | 7.9321 | 12.3424 | 2019-04-07 07:54
SplitAC1Sp-lt45-S14 | None | DMo | MH06 | CZ10 | rDXGF | 5 | ResCoolCap | 3.5 | DMo_SplitAC1Sp-lt45-S14_CZ10 | 2484 | 4552.9226 | 143.2418 | 0.1814 | 825.9002 | 25.9841 | 13225.63 | 2895.161 | 0 | 5598.65 | 0 | 3988.315 | 0 | 35.6574 | 707.8493 | 143.2418 | 564.6076 | 0 | 0 | 0 | 0 | 79063600 | 19201580 | 29712430 | 30149580 | 7.9321 | 12.3424 | 2019-04-07 07:56
SplitAC1Sp-lt45-S14 | None | DMo | MH06 | CZ11 | rDXGF | 1 | ResCoolCap | 3.5 | DMo_SplitAC1Sp-lt45-S14_CZ11 | 2484 | 5108.4886 | 109.3793 | 0.05 | 255.4244 | 5.469 | 13671.97 | 2895.161 | 0 | 5531.714 | 0 | 4504.225 | 0 | 27.228 | 713.6429 | 109.3793 | 604.2636 | 0 | 0 | 0 | 0 | 72959290 | 19201580 | 23056530 | 30701140 | 7.9321 | 12.3424 | 2019-04-07 07:58
SplitAC1Sp-lt45-S14 | None | DMo | MH06 | CZ11 | rDXGF | 2 | ResCoolCap | 3.5 | DMo_SplitAC1Sp-lt45-S14_CZ11 | 2484 | 4700.8131 | 57.5198 | 0.05 | 235.0407 | 2.876 | 13181.62 | 2895.161 | 0 | 5513.812 | 0 | 4126.896 | 0 | 14.3185 | 631.437 | 57.5198 | 573.9171 | 0 | 0 | 0 | 0 | 62762860 | 19201580 | 12860100 | 30701140 | 7.9321 | 12.3424 | 2019-04-07 07:59
SplitAC1Sp-lt45-S14 | None | DMo | MH06 | CZ11 | rDXGF | 3 | ResCoolCap | 3.5 | DMo_SplitAC1Sp-lt45-S14_CZ11 | 2484 | 5231.3977 | 121.4573 | 0.8 | 4185.1182 | 97.1658 | 13811.78 | 2895.161 | 0 | 5533.53 | 0 | 4619.256 | 0 | 30.2346 | 733.5991 | 121.4573 | 612.1417 | 0 | 0 | 0 | 0 | 75081020 | 19201580 | 25178260 | 30701140 | 7.9321 | 12.3424 | 2019-04-07 08:01
SplitAC1Sp-lt45-S14 | None | DMo | MH06 | CZ11 | rDXGF | 4 | ResCoolCap | 3.5 | DMo_SplitAC1Sp-lt45-S14_CZ11 | 2484 | 3912.2502 | 154.4104 | 0.05 | 195.6125 | 7.7205 | 12576.76 | 2895.161 | 0 | 5576.503 | 0 | 3465.737 | 0 | 38.4377 | 600.9237 | 154.4104 | 446.5132 | 0 | 0 | 0 | 0 | 81297890 | 19201580 | 31395140 | 30701140 | 7.9321 | 12.3424 | 2019-04-07 08:03
SplitAC1Sp-lt45-S14 | None | DMo | MH06 | CZ11 | rDXGF | 5 | ResCoolCap | 3.5 | DMo_SplitAC1Sp-lt45-S14_CZ11 | 2484 | 4801.7425 | 117.9308 | 0.05 | 240.0871 | 5.8965 | 13385.2 | 2895.161 | 0 | 5541.009 | 0 | 4244.158 | 0 | 29.3567 | 675.5153 | 117.9308 | 557.5845 | 0 | 0 | 0 | 0 | 74873740 | 19201580 | 24971000 | 30701140 | 7.9321 | 12.3424 | 2019-04-07 08:04
SplitAC1Sp-lt45-S14 | None | DMo | MH06 | CZ12 | rDXGF | 1 | ResCoolCap | 3.5 | DMo_SplitAC1Sp-lt45-S14_CZ12 | 2484 | 4719.9018 | 194.397 | 0.0731 | 345.0248 | 14.2104 | 13373.54 | 2895.161 | 0 | 5515.688 | 0 | 4127.58 | 0 | 48.3916 | 786.7189 | 194.397 | 592.3218 | 0 | 0 | 0 | 0 | 90803160 | 19201580 | 39527780 | 32073760 | 7.9321 | 12.3424 | 2019-04-07 08:06
SplitAC1Sp-lt45-S14 | None | DMo | MH06 | CZ12 | rDXGF | 2 | ResCoolCap | 3.5 | DMo_SplitAC1Sp-lt45-S14_CZ12 | 2484 | 3244.7185 | 206.1992 | 0.344 | 1116.1832 | 70.9325 | 11944.66 | 2895.161 | 0 | 5547.252 | 0 | 2849.612 | 0 | 51.3295 | 601.3058 | 206.1992 | 395.1065 | 0 | 0 | 0 | 0 | 94222300 | 19201580 | 42946900 | 32073760 | 7.9321 | 12.3424 | 2019-04-07 08:08
SplitAC1Sp-lt45-S14 | None | DMo | MH06 | CZ12 | rDXGF | 3 | ResCoolCap | 3.5 | DMo_SplitAC1Sp-lt45-S14_CZ12 | 2484 | 3039.9585 | 51.2019 | 0.3079 | 936.0032 | 15.7651 | 11484.69 | 2895.161 | 0 | 5485.618 | 0 | 2670.933 | 0 | 12.7458 | 420.2274 | 51.2019 | 369.0255 | 0 | 0 | 0 | 0 | 62815650 | 19201580 | 11540290 | 32073760 | 7.9321 | 12.3424 | 2019-04-07 08:09
SplitAC1Sp-lt45-S14 | None | DMo | MH06 | CZ12 | rDXGF | 4 | ResCoolCap | 3.5 | DMo_SplitAC1Sp-lt45-S14_CZ12 | 2484 | 2044.1592 | 194.0431 | 0.0945 | 193.173 | 18.3371 | 10747.83 | 2895.161 | 0 | 5566.163 | 0 | 1804.46 | 0 | 48.3034 | 433.7424 | 194.0431 | 239.6992 | 0 | 0 | 0 | 0 | 90602830 | 19201580 | 39327440 | 32073760 | 7.9321 | 12.3424 | 2019-04-07 08:11
SplitAC1Sp-lt45-S14 | None | DMo | MH06 | CZ12 | rDXGF | 5 | ResCoolCap | 3.5 | DMo_SplitAC1Sp-lt45-S14_CZ12 | 2484 | 2342.0994 | 243.8231 | 0.1805 | 422.7489 | 44.0101 | 11121.55 | 2895.161 | 0 | 5579.77 | 0 | 2062.798 | 0 | 60.6952 | 523.1244 | 243.8231 | 279.3014 | 0 | 0 | 0 | 0 | 99625140 | 19201580 | 48349770 | 32073760 | 7.9321 | 12.3424 | 2019-04-07 08:13
SplitAC1Sp-lt45-S14 | None | DMo | MH06 | CZ13 | rDXGF | 1 | ResCoolCap | 3.5 | DMo_SplitAC1Sp-lt45-S14_CZ13 | 2484 | 7613.1424 | 182.6839 | 0.2428 | 1848.471 | 44.3557 | 16261.67 | 2895.161 | 0 | 5525.204 | 0 | 6679.988 | 0 | 45.4758 | 1115.839 | 182.6839 | 933.1544 | 0 | 0 | 0 | 0 | 86450140 | 19201580 | 37072250 | 30176310 | 7.9321 | 12.3424 | 2019-04-07 08:14
SplitAC1Sp-lt45-S14 | None | DMo | MH06 | CZ13 | rDXGF | 2 | ResCoolCap | 3.5 | DMo_SplitAC1Sp-lt45-S14_CZ13 | 2484 | 5493.5755 | 194.0505 | 0.218 | 1197.5995 | 42.303 | 14205.79 | 2895.161 | 0 | 5574.701 | 0 | 4834.423 | 0 | 48.3053 | 853.203 | 194.0505 | 659.1525 | 0 | 0 | 0 | 0 | 89721760 | 19201580 | 40343860 | 30176310 | 7.9321 | 12.3424 | 2019-04-07 08:16
SplitAC1Sp-lt45-S14 | None | DMo | MH06 | CZ13 | rDXGF | 3 | ResCoolCap | 3.5 | DMo_SplitAC1Sp-lt45-S14_CZ13 | 2484 | 5531.1675 | 228.0244 | 0.0959 | 530.439 | 21.8675 | 14296.7 | 2895.161 | 0 | 5585.581 | 0 | 4872.551 | 0 | 56.7624 | 886.6409 | 228.0244 | 658.6165 | 0 | 0 | 0 | 0 | 94543420 | 19201580 | 45165500 | 30176310 | 7.9321 | 12.3424 | 2019-04-07 08:18
SplitAC1Sp-lt45-S14 | None | DMo | MH06 | CZ13 | rDXGF | 4 | ResCoolCap | 3.5 | DMo_SplitAC1Sp-lt45-S14_CZ13 | 2484 | 4140.7949 | 182.4118 | 0.05 | 207.0397 | 9.1206 | 12863.05 | 2895.161 | 0 | 5599.277 | 0 | 3660.023 | 0 | 45.4081 | 663.1837 | 182.4118 | 480.7719 | 0 | 0 | 0 | 0 | 86504010 | 19201580 | 37126080 | 30176310 | 7.9321 | 12.3424 | 2019-04-07 08:19
SplitAC1Sp-lt45-S14 | None | DMo | MH06 | CZ13 | rDXGF | 5 | ResCoolCap | 3.5 | DMo_SplitAC1Sp-lt45-S14_CZ13 | 2484 | 4630.8768 | 49.5048 | 0.3933 | 1821.3238 | 19.4702 | 13118.08 | 2895.161 | 0 | 5530.218 | 0 | 4087.672 | 0 | 12.3233 | 592.7097 | 49.5048 | 543.2048 | 0 | 0 | 0 | 0 | 60590740 | 19201580 | 11212840 | 30176310 | 7.9321 | 12.3424 | 2019-04-07 08:21
SplitAC1Sp-lt45-S14 | None | DMo | MH06 | CZ14 | rDXGF | 1 | ResCoolCap | 3.5 | DMo_SplitAC1Sp-lt45-S14_CZ14 | 2484 | 6959.2449 | 131.5416 | 0.4781 | 3327.215 | 62.89 | 15529.47 | 2895.161 | 0 | 5510.785 | 0 | 6121.677 | 0 | 32.7449 | 969.1094 | 131.5416 | 837.5679 | 0 | 0 | 0 | 0 | 77171020 | 19201580 | 26948640 | 31020740 | 7.9321 | 12.3424 | 2019-04-07 08:23
SplitAC1Sp-lt45-S14 | None | DMo | MH06 | CZ14 | rDXGF | 2 | ResCoolCap | 3.5 | DMo_SplitAC1Sp-lt45-S14_CZ14 | 2484 | 6587.7337 | 150.7188 | 0.0944 | 621.8821 | 14.2279 | 15198.76 | 2895.161 | 0 | 5527.627 | 0 | 5794.623 | 0 | 37.5187 | 943.8296 | 150.7188 | 793.1107 | 0 | 0 | 0 | 0 | 81092180 | 19201580 | 30869830 | 31020740 | 7.9321 | 12.3424 | 2019-04-07 08:24
SplitAC1Sp-lt45-S14 | None | DMo | MH06 | CZ14 | rDXGF | 3 | ResCoolCap | 3.5 | DMo_SplitAC1Sp-lt45-S14_CZ14 | 2484 | 6291.965 | 165.702 | 0.0516 | 324.6654 | 8.5502 | 14934.29 | 2895.161 | 0 | 5540.213 | 0 | 5543.203 | 0 | 41.2485 | 914.4636 | 165.702 | 748.762 | 0 | 0 | 0 | 0 | 82680130 | 19201580 | 32457760 | 31020740 | 7.9321 | 12.3424 | 2019-04-07 08:26
SplitAC1Sp-lt45-S14 | None | DMo | MH06 | CZ14 | rDXGF | 4 | ResCoolCap | 3.5 | DMo_SplitAC1Sp-lt45-S14_CZ14 | 2484 | 5910.1335 | 127.9601 | 0.0518 | 306.1449 | 6.6283 | 14499.46 | 2895.161 | 0 | 5534.354 | 0 | 5208.406 | 0 | 31.8533 | 829.6873 | 127.9601 | 701.7275 | 0 | 0 | 0 | 0 | 76079330 | 19201580 | 25856970 | 31020740 | 7.9321 | 12.3424 | 2019-04-07 08:28
SplitAC1Sp-lt45-S14 | None | DMo | MH06 | CZ14 | rDXGF | 5 | ResCoolCap | 3.5 | DMo_SplitAC1Sp-lt45-S14_CZ14 | 2484 | 6593.3487 | 173.1194 | 0.3241 | 2136.9043 | 56.108 | 15242.97 | 2895.161 | 0 | 5538.246 | 0 | 5806.407 | 0 | 43.0949 | 960.0613 | 173.1194 | 786.9417 | 0 | 0 | 0 | 0 | 85233220 | 19201580 | 35010860 | 31020740 | 7.9321 | 12.3424 | 2019-04-07 08:30
SplitAC1Sp-lt45-S14 | None | DMo | MH06 | CZ15 | rDXGF | 1 | ResCoolCap | 3.5 | DMo_SplitAC1Sp-lt45-S14_CZ15 | 2484 | 9604.282 | 59.2277 | 0.6428 | 6173.6325 | 38.0716 | 18292.54 | 2895.161 | 0 | 5719.134 | 0 | 8558.928 | 0 | 14.7436 | 1104.582 | 59.2277 | 1045.354 | 0 | 0 | 0 | 0 | 54613850 | 19201580 | 11972990 | 23439250 | 7.9321 | 12.3424 | 2019-04-07 08:31
SplitAC1Sp-lt45-S14 | None | DMo | MH06 | CZ15 | rDXGF | 2 | ResCoolCap | 3.5 | DMo_SplitAC1Sp-lt45-S14_CZ15 | 2484 | 10442.49 | 44.8036 | 0.2054 | 2144.8874 | 9.2027 | 19086.34 | 2895.161 | 0 | 5692.734 | 0 | 9290.096 | 0 | 11.153 | 1197.198 | 44.8036 | 1152.394 | 0 | 0 | 0 | 0 | 52015070 | 19201580 | 9374214 | 23439250 | 7.9321 | 12.3424 | 2019-04-07 08:33
SplitAC1Sp-lt45-S14 | None | DMo | MH06 | CZ15 | rDXGF | 3 | ResCoolCap | 3.5 | DMo_SplitAC1Sp-lt45-S14_CZ15 | 2484 | 9227.441 | 60.9236 | 0.0521 | 480.7497 | 3.1741 | 17925.53 | 2895.161 | 0 | 5726.842 | 0 | 8226.233 | 0 | 15.1658 | 1062.132 | 60.9236 | 1001.208 | 0 | 0 | 0 | 0 | 55119020 | 19201580 | 12478160 | 23439250 | 7.9321 | 12.3424 | 2019-04-07 08:35
SplitAC1Sp-lt45-S14 | None | DMo | MH06 | CZ15 | rDXGF | 4 | ResCoolCap | 3.5 | DMo_SplitAC1Sp-lt45-S14_CZ15 | 2484 | 5523.3479 | 59.0032 | 0.0505 | 278.9291 | 2.9797 | 14301.52 | 2895.161 | 0 | 5809.327 | 0 | 4947.272 | 0 | 14.6878 | 635.0791 | 59.0032 | 576.0759 | 0 | 0 | 0 | 0 | 54486940 | 19201580 | 11846080 | 23439250 | 7.9321 | 12.3424 | 2019-04-07 08:36
SplitAC1Sp-lt45-S14 | None | DMo | MH06 | CZ15 | rDXGF | 5 | ResCoolCap | 3.5 | DMo_SplitAC1Sp-lt45-S14_CZ15 | 2484 | 8050.5218 | 54.2032 | 0.0492 | 396.0857 | 2.6668 | 16763.22 | 2895.161 | 0 | 5749.84 | 0 | 7187.353 | 0 | 13.4929 | 917.3718 | 54.2032 | 863.1688 | 0 | 0 | 0 | 0 | 53877560 | 19201580 | 11236700 | 23439250 | 7.9321 | 12.3424 | 2019-04-07 08:38
SplitAC1Sp-lt45-S14 | None | DMo | MH06 | CZ16 | rDXGF | 1 | ResCoolCap | 3.5 | DMo_SplitAC1Sp-lt45-S14_CZ16 | 2484 | 700.4331 | 361.5355 | 0.05 | 35.0217 | 18.0768 | 9531.537 | 2895.161 | 0 | 5484.411 | 0 | 605.8474 | 0 | 89.9977 | 456.1213 | 361.5355 | 94.5858 | 0 | 0 | 0 | 0 | 128525300 | 19201580 | 71830650 | 37493060 | 7.9321 | 12.3424 | 2019-04-07 08:40
SplitAC1Sp-lt45-S14 | None | DMo | MH06 | CZ16 | rDXGF | 2 | ResCoolCap | 3.5 | DMo_SplitAC1Sp-lt45-S14_CZ16 | 2484 | 897.9729 | 201.2511 | 0.05 | 44.8986 | 10.0626 | 9457.569 | 2895.161 | 0 | 5413.086 | 0 | 775.898 | 0 | 50.0978 | 323.326 | 201.2511 | 122.0749 | 0 | 0 | 0 | 0 | 97161630 | 19201580 | 40466940 | 37493060 | 7.9321 | 12.3424 | 2019-04-07 08:42
SplitAC1Sp-lt45-S14 | None | DMo | MH06 | CZ16 | rDXGF | 3 | ResCoolCap | 3.5 | DMo_SplitAC1Sp-lt45-S14_CZ16 | 2484 | 902.0269 | 150.8454 | 0.798 | 719.8175 | 120.3746 | 9376.977 | 2895.161 | 0 | 5391.393 | 0 | 779.5303 | 0 | 37.5502 | 273.342 | 150.8454 | 122.4966 | 0 | 0 | 0 | 0 | 88167340 | 19201580 | 31472660 | 37493060 | 7.9321 | 12.3424 | 2019-04-07 08:43
SplitAC1Sp-lt45-S14 | None | DMo | MH06 | CZ16 | rDXGF | 4 | ResCoolCap | 3.5 | DMo_SplitAC1Sp-lt45-S14_CZ16 | 2484 | 756.0325 | 268.3727 | 0.05 | 37.8016 | 13.4186 | 9430.115 | 2895.161 | 0 | 5443.746 | 0 | 651.9272 | 0 | 66.8065 | 372.4781 | 268.3727 | 104.1053 | 0 | 0 | 0 | 0 | 110985400 | 19201580 | 54290710 | 37493060 | 7.9321 | 12.3424 | 2019-04-07 08:45
SplitAC1Sp-lt45-S14 | None | DMo | MH06 | CZ16 | rDXGF | 5 | ResCoolCap | 3.5 | DMo_SplitAC1Sp-lt45-S14_CZ16 | 2484 | 346.2178 | 250.2263 | 0.052 | 18.0033 | 13.0118 | 9002.847 | 2895.161 | 0 | 5448.956 | 0 | 300.4648 | 0 | 62.2892 | 295.9793 | 250.2263 | 45.753 | 0 | 0 | 0 | 0 | 106022500 | 19201580 | 49327790 | 37493060 | 7.9321 | 12.3424 | 2019-04-07 08:46
SplitAC1Sp-lt45-S14 | None | MFm | 2007 | CZ01 | rDXGF | 1 | ResCoolCap | 1 | MFm_SplitAC1Sp-lt45-S14_CZ01 | 23967.64 | 10.0585 | 1432.074 | 0.5708 | 5.7414 | 817.4278 | 99695.16 | 45563.4 | 0 | 51439.11 | 0 | 8.6142 | 0 | 1250.51 | 1433.52 | 1432.074 | 1.4443 | 0 | 0 | 0 | 0 | 917258100 | 231025100 | 278651700 | 407581500 | 78.9898 | 107.276 | 2019-04-07 08:50
SplitAC1Sp-lt45-S14 | None | MFm | 2007 | CZ01 | rDXGF | 2 | ResCoolCap | 1 | MFm_SplitAC1Sp-lt45-S14_CZ01 | 23967.64 | 7.243 | 964.3552 | 0.0651 | 0.47152 | 62.7795 | 98297.74 | 45563.4 | 0 | 50920.45 | 0 | 6.2034 | 0 | 842.2857 | 965.3939 | 964.3552 | 1.0396 | 0 | 0 | 0 | 0 | 824799900 | 231025100 | 183393600 | 410381500 | 78.9898 | 107.276 | 2019-04-07 08:53
SplitAC1Sp-lt45-S14 | None | MFm | 2007 | CZ01 | rDXGF | 3 | ResCoolCap | 1 | MFm_SplitAC1Sp-lt45-S14_CZ01 | 23967.64 | 7.2947 | 1019.578 | 0.0716 | 0.5223 | 73.0018 | 98464.27 | 45563.4 | 0 | 50983.58 | 0 | 6.2477 | 0 | 890.4143 | 1020.626 | 1019.578 | 1.047 | 0 | 0 | 0 | 0 | 841536400 | 231025100 | 200469500 | 410042100 | 78.9898 | 107.276 | 2019-04-07 08:56
SplitAC1Sp-lt45-S14 | None | MFm | 2007 | CZ01 | rDXGF | 4 | ResCoolCap | 1 | MFm_SplitAC1Sp-lt45-S14_CZ01 | 23967.64 | 6.4383 | 686.4104 | 0.05 | 0.32191 | 34.3205 | 97468.8 | 45563.4 | 0 | 50611.64 | 0 | 5.5137 | 0 | 600.9265 | 687.3347 | 686.4104 | 0.92453 | 0 | 0 | 0 | 0 | 779647300 | 231025100 | 136579600 | 412042800 | 78.9898 | 107.276 | 2019-04-07 08:59
SplitAC1Sp-lt45-S14 | None | MFm | 2007 | CZ01 | rDXGF | 5 | ResCoolCap | 1 | MFm_SplitAC1Sp-lt45-S14_CZ01 | 23967.64 | 6.4377 | 652.7188 | 0.2425 | 1.5612 | 158.2843 | 97367.05 | 45563.4 | 0 | 50572.56 | 0 | 5.5133 | 0 | 571.927 | 653.6437 | 652.7188 | 0.92446 | 0 | 0 | 0 | 0 | 769350700 | 231025100 | 126073800 | 412251900 | 78.9898 | 107.276 | 2019-04-07 09:02
SplitAC1Sp-lt45-S14 | None | MFm | 2007 | CZ02 | rDXGF | 1 | ResCoolCap | 1 | MFm_SplitAC1Sp-lt45-S14_CZ02 | 25755.65 | 4152.4311 | 1266.657 | 0.05 | 207.6216 | 63.3329 | 109127.5 | 47602.44 | 0 | 55003.96 | 0 | 3631.031 | 0 | 1102.027 | 1788.057 | 1266.657 | 521.4001 | 0 | 0 | 0 | 0 | 861684400 | 231025100 | 258091300 | 372568200 | 82.7834 | 114.9583 | 2019-04-07 09:04
SplitAC1Sp-lt45-S14 | None | MFm | 2007 | CZ02 | rDXGF | 2 | ResCoolCap | 1 | MFm_SplitAC1Sp-lt45-S14_CZ02 | 25755.65 | 5629.1545 | 675.4742 | 0.5862 | 3299.8104 | 395.963 | 108755.5 | 47602.44 | 0 | 54260.5 | 0 | 4832.232 | 0 | 587.935 | 1472.398 | 675.4742 | 796.9225 | 0 | 0 | 0 | 0 | 744646900 | 231025100 | 137023400 | 376598600 | 82.7834 | 114.9583 | 2019-04-07 09:07
SplitAC1Sp-lt45-S14 | None | MFm | 2007 | CZ02 | rDXGF | 3 | ResCoolCap | 1 | MFm_SplitAC1Sp-lt45-S14_CZ02 | 25755.65 | 3208.0511 | 979.2966 | 0.05 | 160.4026 | 48.9648 | 107383.9 | 47602.44 | 0 | 54742.1 | 0 | 2789.266 | 0 | 852.0153 | 1398.082 | 979.2966 | 418.7851 | 0 | 0 | 0 | 0 | 807020200 | 231025100 | 202011800 | 373983700 | 82.7834 | 114.9583 | 2019-04-07 09:09
SplitAC1Sp-lt45-S14 | None | MFm | 2007 | CZ02 | rDXGF | 4 | ResCoolCap | 1 | MFm_SplitAC1Sp-lt45-S14_CZ02 | 25755.65 | 2378.2979 | 721.5201 | 0.2638 | 627.395 | 190.337 | 105827.1 | 47602.44 | 0 | 54496.89 | 0 | 2081.681 | 0 | 627.9003 | 1018.137 | 721.5201 | 296.6169 | 0 | 0 | 0 | 0 | 757055900 | 231025100 | 150727200 | 375303700 | 82.7834 | 114.9583 | 2019-04-07 09:12
SplitAC1Sp-lt45-S14 | None | MFm | 2007 | CZ02 | rDXGF | 5 | ResCoolCap | 1 | MFm_SplitAC1Sp-lt45-S14_CZ02 | 25755.65 | 1724.463 | 914.511 | 0.05 | 86.2232 | 45.7255 | 105784 | 47602.44 | 0 | 54746.96 | 0 | 1507.079 | 0 | 795.653 | 1131.896 | 914.511 | 217.384 | 0 | 0 | 0 | 0 | 787646000 | 231025100 | 182673500 | 373947600 | 82.7834 | 114.9583 | 2019-04-07 09:15
SplitAC1Sp-lt45-S14 | None | MFm | 2007 | CZ03 | rDXGF | 1 | ResCoolCap | 1 | MFm_SplitAC1Sp-lt45-S14_CZ03 | 23967.64 | 1331.0745 | 610.0062 | 0.1202 | 159.9952 | 73.3227 | 99565.86 | 45563.4 | 0 | 51528.7 | 0 | 1134.782 | 0 | 532.6659 | 806.2983 | 610.0062 | 196.2925 | 0 | 0 | 0 | 0 | 756340700 | 231025100 | 147812000 | 377504000 | 78.9898 | 107.276 | 2019-04-07 09:18
SplitAC1Sp-lt45-S14 | None | MFm | 2007 | CZ03 | rDXGF | 2 | ResCoolCap | 1 | MFm_SplitAC1Sp-lt45-S14_CZ03 | 23967.64 | 479.9907 | 645.8489 | 0.1816 | 87.1663 | 117.2862 | 98855.88 | 45563.4 | 0 | 51602.66 | 0 | 412.7606 | 0 | 563.9651 | 713.0789 | 645.8489 | 67.2301 | 0 | 0 | 0 | 0 | 770217600 | 231025100 | 162091700 | 377101300 | 78.9898 | 107.276 | 2019-04-07 09:21
SplitAC1Sp-lt45-S14 | None | MFm | 2007 | CZ03 | rDXGF | 3 | ResCoolCap | 1 | MFm_SplitAC1Sp-lt45-S14_CZ03 | 23967.64 | 330.9312 | 848.9604 | 0.3931 | 130.0891 | 333.7263 | 99341.54 | 45563.4 | 0 | 51856.93 | 0 | 285.7802 | 0 | 741.323 | 894.1108 | 848.9604 | 45.151 | 0 | 0 | 0 | 0 | 808544400 | 231025100 | 201799200 | 375720400 | 78.9898 | 107.276 | 2019-04-07 09:24
SplitAC1Sp-lt45-S14 | None | MFm | 2007 | CZ03 | rDXGF | 4 | ResCoolCap | 1 | MFm_SplitAC1Sp-lt45-S14_CZ03 | 23967.64 | 221.8259 | 902.645 | 0.2552 | 56.61 | 230.355 | 99405.45 | 45563.4 | 0 | 51929.35 | 0 | 191.2904 | 0 | 788.2031 | 933.1808 | 902.645 | 30.5355 | 0 | 0 | 0 | 0 | 828957400 | 231025100 | 222605500 | 375326900 | 78.9898 | 107.276 | 2019-04-07 09:28
SplitAC1Sp-lt45-S14 | None | MFm | 2007 | CZ03 | rDXGF | 5 | ResCoolCap | 1 | MFm_SplitAC1Sp-lt45-S14_CZ03 | 23967.64 | 189.7504 | 1185.971 | 0.0499 | 9.4685 | 59.18 | 100252.1 | 45563.4 | 0 | 52277.37 | 0 | 163.1246 | 0 | 1035.605 | 1212.596 | 1185.971 | 26.6258 | 0 | 0 | 0 | 0 | 892324600 | 231025100 | 287870500 | 373429400 | 78.9898 | 107.276 | 2019-04-07 09:31
SplitAC1Sp-lt45-S14 | None | MFm | 2007 | CZ04 | rDXGF | 1 | ResCoolCap | 1 | MFm_SplitAC1Sp-lt45-S14_CZ04 | 23967.64 | 8475.912 | 481.249 | 0.3912 | 3315.7768 | 188.2646 | 106487.3 | 45563.4 | 0 | 51546.49 | 0 | 7363.859 | 0 | 420.2937 | 1593.303 | 481.249 | 1112.053 | 0 | 0 | 0 | 0 | 710854800 | 231025100 | 115371000 | 364458800 | 78.9898 | 107.276 | 2019-04-07 09:34
SplitAC1Sp-lt45-S14 | None | MFm | 2007 | CZ04 | rDXGF | 2 | ResCoolCap | 1 | MFm_SplitAC1Sp-lt45-S14_CZ04 | 23967.64 | 7141.3825 | 317.6498 | 0.0677 | 483.4716 | 21.5049 | 104742 | 45563.4 | 0 | 51441.03 | 0 | 6212.046 | 0 | 278.5145 | 1246.986 | 317.6498 | 929.3365 | 0 | 0 | 0 | 0 | 670892800 | 231025100 | 74853080 | 365014800 | 78.9898 | 107.276 | 2019-04-07 09:37
SplitAC1Sp-lt45-S14 | None | MFm | 2007 | CZ04 | rDXGF | 3 | ResCoolCap | 1 | MFm_SplitAC1Sp-lt45-S14_CZ04 | 23967.64 | 4245.6382 | 303.4095 | 0.0505 | 214.4047 | 15.3222 | 101936.5 | 45563.4 | 0 | 51558.47 | 0 | 3707.833 | 0 | 265.5473 | 841.2146 | 303.4095 | 537.8052 | 0 | 0 | 0 | 0 | 666966900 | 231025100 | 71574180 | 364367700 | 78.9898 | 107.276 | 2019-04-07 09:40
SplitAC1Sp-lt45-S14 | None | MFm | 2007 | CZ04 | rDXGF | 4 | ResCoolCap | 1 | MFm_SplitAC1Sp-lt45-S14_CZ04 | 23967.64 | 4895.2363 | 460.0301 | 0.4331 | 2120.1268 | 199.239 | 103052.9 | 45563.4 | 0 | 51732.43 | 0 | 4268.664 | 0 | 401.7945 | 1086.602 | 460.0301 | 626.5723 | 0 | 0 | 0 | 0 | 701448800 | 231025100 | 106989400 | 363434600 | 78.9898 | 107.276 | 2019-04-07 09:42
SplitAC1Sp-lt45-S14 | None | MFm | 2007 | CZ04 | rDXGF | 5 | ResCoolCap | 1 | MFm_SplitAC1Sp-lt45-S14_CZ04 | 23967.64 | 6894.6529 | 315.3793 | 0.0575 | 396.4425 | 18.1343 | 104496.6 | 45563.4 | 0 | 51447.18 | 0 | 5916.778 | 0 | 275.9305 | 1293.253 | 315.3793 | 977.8749 | 0 | 0 | 0 | 0 | 672390500 | 231025100 | 76386480 | 364979200 | 78.9898 | 107.276 | 2019-04-07 09:45
SplitAC1Sp-lt45-S14 | None | MFm | 2007 | CZ05 | rDXGF | 1 | ResCoolCap | 1.04 | MFm_SplitAC1Sp-lt45-S14_CZ05 | 23967.64 | 687.3121 | 397.8314 | 0.1588 | 109.1452 | 63.1756 | 98465.38 | 45563.4 | 0 | 51484.99 | 0 | 586.2538 | 0 | 331.8477 | 498.8897 | 397.8314 | 101.0583 | 0 | 0 | 0 | 0 | 714095200 | 231025100 | 99008890 | 384061400 | 78.9898 | 107.276 | 2019-04-07 09:47
SplitAC1Sp-lt45-S14 | None | MFm | 2007 | CZ05 | rDXGF | 2 | ResCoolCap | 1.04 | MFm_SplitAC1Sp-lt45-S14_CZ05 | 23967.64 | 446.7697 | 410.0302 | 0.1398 | 62.4584 | 57.3222 | 98274.74 | 45563.4 | 0 | 51512.52 | 0 | 382.92 | 0 | 342.0189 | 473.8799 | 410.0302 | 63.8497 | 0 | 0 | 0 | 0 | 719323500 | 231025100 | 104387200 | 383911200 | 78.9898 | 107.276 | 2019-04-07 09:49
SplitAC1Sp-lt45-S14 | None | MFm | 2007 | CZ05 | rDXGF | 3 | ResCoolCap | 1.04 | MFm_SplitAC1Sp-lt45-S14_CZ05 | 23967.64 | 599.7366 | 616.9066 | 0.3113 | 186.698 | 192.043 | 99061.27 | 45563.4 | 0 | 51766.7 | 0 | 514.9686 | 0 | 514.5424 | 701.674 | 616.9066 | 84.768 | 0 | 0 | 0 | 0 | 764709400 | 231025100 | 151148000 | 382536700 | 78.9898 | 107.276 | 2019-04-07 09:52
SplitAC1Sp-lt45-S14 | None | MFm | 2007 | CZ05 | rDXGF | 4 | ResCoolCap | 1.04 | MFm_SplitAC1Sp-lt45-S14_CZ05 | 23967.64 | 283.9824 | 926.8292 | 0.1345 | 38.1956 | 124.6585 | 99718.23 | 45563.4 | 0 | 52170.98 | 0 | 244.117 | 0 | 773.04 | 966.6956 | 926.8292 | 39.8654 | 0 | 0 | 0 | 0 | 841232200 | 231025100 | 229869500 | 380338000 | 78.9898 | 107.276 | 2019-04-07 09:54
SplitAC1Sp-lt45-S14 | None | MFm | 2007 | CZ05 | rDXGF | 5 | ResCoolCap | 1.04 | MFm_SplitAC1Sp-lt45-S14_CZ05 | 23967.64 | 123.3313 | 638.5748 | 0.2556 | 31.5235 | 163.2197 | 98672.52 | 45563.4 | 0 | 51814.6 | 0 | 105.8676 | 0 | 532.6157 | 656.0386 | 638.5748 | 17.4637 | 0 | 0 | 0 | 0 | 773818400 | 231025100 | 160519200 | 382274200 | 78.9898 | 107.276 | 2019-04-07 09:56
SplitAC1Sp-lt45-S14 | None | MFm | 2007 | CZ06 | rDXGF | 1 | ResCoolCap | 1.28 | MFm_SplitAC1Sp-lt45-S14_CZ06 | 28944.4 | 4998.6034 | 279.6382 | 0.05 | 249.9302 | 13.9819 | 116844.8 | 51182.81 | 0 | 60193.2 | 0 | 4303.422 | 0 | 190.5747 | 974.8188 | 279.6382 | 695.1814 | 0 | 0 | 0 | 0 | 651415300 | 231025100 | 72152000 | 348238400 | 89.5479 | 128.7015 | 2019-04-07 09:58
SplitAC1Sp-lt45-S14 | None | MFm | 2007 | CZ06 | rDXGF | 2 | ResCoolCap | 1.28 | MFm_SplitAC1Sp-lt45-S14_CZ06 | 28944.4 | 5600.3558 | 444.7576 | 0.4632 | 2594.0848 | 206.0117 | 117885.3 | 51182.81 | 0 | 60354.3 | 0 | 4819.633 | 0 | 303.1039 | 1225.48 | 444.7576 | 780.7228 | 0 | 0 | 0 | 0 | 688753300 | 231025100 | 110365200 | 347363200 | 89.5479 | 128.7015 | 2019-04-07 10:01
SplitAC1Sp-lt45-S14 | None | MFm | 2007 | CZ06 | rDXGF | 3 | ResCoolCap | 1.28 | MFm_SplitAC1Sp-lt45-S14_CZ06 | 28944.4 | 8252.382 | 457.2439 | 0.0504 | 415.9201 | 23.0451 | 120442.1 | 51182.81 | 0 | 60238.06 | 0 | 7041.401 | 0 | 311.6133 | 1668.224 | 457.2439 | 1210.981 | 0 | 0 | 0 | 0 | 695259300 | 231025100 | 116234900 | 347999500 | 89.5479 | 128.7015 | 2019-04-07 10:05
SplitAC1Sp-lt45-S14 | None | MFm | 2007 | CZ06 | rDXGF | 4 | ResCoolCap | 1.28 | MFm_SplitAC1Sp-lt45-S14_CZ06 | 28944.4 | 3960.7563 | 673.2092 | 0.3632 | 1438.5467 | 244.5096 | 116927.2 | 51182.81 | 0 | 60651.67 | 0 | 3401.616 | 0 | 458.7936 | 1232.349 | 673.2092 | 559.1403 | 0 | 0 | 0 | 0 | 745502700 | 231025100 | 168741100 | 345736900 | 89.5479 | 128.7015 | 2019-04-07 10:07
SplitAC1Sp-lt45-S14 | None | MFm | 2007 | CZ06 | rDXGF | 5 | ResCoolCap | 1.28 | MFm_SplitAC1Sp-lt45-S14_CZ06 | 28944.4 | 2692.9438 | 272.977 | 0.0732 | 197.1235 | 19.9819 | 114597.9 | 51182.81 | 0 | 60263.13 | 0 | 2319.614 | 0 | 186.0349 | 646.3069 | 272.977 | 373.3298 | 0 | 0 | 0 | 0 | 647886800 | 231025100 | 69010120 | 347851800 | 89.5479 | 128.7015 | 2019-04-07 10:10
SplitAC1Sp-lt45-S14 | None | MFm | 2007 | CZ07 | rDXGF | 1 | ResCoolCap | 1.11 | MFm_SplitAC1Sp-lt45-S14_CZ07 | 28944.4 | 8125.036 | 129.9736 | 0.05 | 406.2518 | 6.4987 | 119362.9 | 51182.81 | 0 | 59822.95 | 0 | 6946.836 | 0 | 102.1079 | 1308.174 | 129.9736 | 1178.2 | 0 | 0 | 0 | 0 | 611177300 | 231025100 | 33945040 | 346207600 | 89.5479 | 128.7015 | 2019-04-07 10:13
SplitAC1Sp-lt45-S14 | None | MFm | 2007 | CZ07 | rDXGF | 2 | ResCoolCap | 1.11 | MFm_SplitAC1Sp-lt45-S14_CZ07 | 28944.4 | 5987.002 | 466.5601 | 0.7765 | 4648.9071 | 362.2839 | 118289.6 | 51182.81 | 0 | 60286.66 | 0 | 5128.612 | 0 | 366.5306 | 1324.95 | 466.5601 | 858.39 | 0 | 0 | 0 | 0 | 694023300 | 231025100 | 119319900 | 343678600 | 89.5479 | 128.7015 | 2019-04-07 10:47
SplitAC1Sp-lt45-S14 | None | MFm | 2007 | CZ07 | rDXGF | 3 | ResCoolCap | 1.11 | MFm_SplitAC1Sp-lt45-S14_CZ07 | 28944.4 | 6461.4258 | 266.1636 | 0.05 | 323.0713 | 13.3082 | 118159.4 | 51182.81 | 0 | 60039.91 | 0 | 5530.231 | 0 | 209.099 | 1197.359 | 266.1636 | 931.1948 | 0 | 0 | 0 | 0 | 643499800 | 231025100 | 67449420 | 345025500 | 89.5479 | 128.7015 | 2019-04-07 10:48
SplitAC1Sp-lt45-S14 | None | MFm | 2007 | CZ07 | rDXGF | 4 | ResCoolCap | 1.11 | MFm_SplitAC1Sp-lt45-S14_CZ07 | 28944.4 | 8165.209 | 278.6713 | 0.0735 | 600.1429 | 20.4823 | 119826.5 | 51182.81 | 0 | 59980.98 | 0 | 6981.206 | 0 | 218.9252 | 1462.674 | 278.6713 | 1184.003 | 0 | 0 | 0 | 0 | 649347600 | 231025100 | 72973950 | 345348700 | 89.5479 | 128.7015 | 2019-04-07 10:52
SplitAC1Sp-lt45-S14 | None | MFm | 2007 | CZ07 | rDXGF | 5 | ResCoolCap | 1.11 | MFm_SplitAC1Sp-lt45-S14_CZ07 | 28944.4 | 6950.211 | 135.1702 | 0.05 | 347.5106 | 6.7585 | 118243.7 | 51182.81 | 0 | 59869.38 | 0 | 5937.023 | 0 | 106.1903 | 1148.357 | 135.1702 | 1013.188 | 0 | 0 | 0 | 0 | 613272800 | 231025100 | 36294570 | 345953400 | 89.5479 | 128.7015 | 2019-04-07 10:55
SplitAC1Sp-lt45-S14 | None | MFm | 2007 | CZ08 | rDXGF | 1 | ResCoolCap | 1.19 | MFm_SplitAC1Sp-lt45-S14_CZ08 | 28944.4 | 16136.762 | 225.2762 | 0.0565 | 911.7271 | 12.7281 | 127680.6 | 51182.81 | 0 | 59970.57 | 0 | 13955.87 | 0 | 165.172 | 2406.167 | 225.2762 | 2180.892 | 0 | 0 | 0 | 0 | 626889700 | 231025100 | 56666500 | 339198200 | 89.5479 | 128.7015 | 2019-04-07 10:59
SplitAC1Sp-lt45-S14 | None | MFm | 2007 | CZ08 | rDXGF | 2 | ResCoolCap | 1.19 | MFm_SplitAC1Sp-lt45-S14_CZ08 | 28944.4 | 14152.485 | 234.9813 | 0.05 | 707.6243 | 11.7491 | 125876.1 | 51182.81 | 0 | 60133.58 | 0 | 12258.01 | 0 | 172.2879 | 2129.457 | 234.9813 | 1894.475 | 0 | 0 | 0 | 0 | 630147000 | 231025100 | 60817640 | 338304500 | 89.5479 | 128.7015 | 2019-04-07 11:01
SplitAC1Sp-lt45-S14 | None | MFm | 2007 | CZ08 | rDXGF | 3 | ResCoolCap | 1.19 | MFm_SplitAC1Sp-lt45-S14_CZ08 | 28944.4 | 9470.312 | 552.4512 | 0.3246 | 3074.0633 | 179.3257 | 122326 | 51182.81 | 0 | 60715.45 | 0 | 8224.459 | 0 | 405.0557 | 1798.305 | 552.4512 | 1245.853 | 0 | 0 | 0 | 0 | 704074900 | 231025100 | 137927400 | 335122600 | 89.5479 | 128.7015 | 2019-04-07 11:05
SplitAC1Sp-lt45-S14 | None | MFm | 2007 | CZ08 | rDXGF | 4 | ResCoolCap | 1.19 | MFm_SplitAC1Sp-lt45-S14_CZ08 | 28944.4 | 10460.448 | 361.3087 | 0.498 | 5209.3031 | 179.9317 | 122740.6 | 51182.81 | 0 | 60471.13 | 0 | 9076.009 | 0 | 264.9104 | 1745.746 | 361.3087 | 1384.439 | 0 | 0 | 0 | 0 | 656473200 | 231025100 | 88990500 | 336457700 | 89.5479 | 128.7015 | 2019-04-07 11:08
SplitAC1Sp-lt45-S14 | None | MFm | 2007 | CZ08 | rDXGF | 5 | ResCoolCap | 1.19 | MFm_SplitAC1Sp-lt45-S14_CZ08 | 28944.4 | 12967.772 | 378.7424 | 0.0709 | 919.415 | 26.8528 | 125098 | 51182.81 | 0 | 60291.03 | 0 | 11101.65 | 0 | 277.693 | 2244.863 | 378.7424 | 1866.122 | 0 | 0 | 0 | 0 | 664706500 | 231025100 | 96236990 | 337444700 | 89.5479 | 128.7015 | 2019-04-07 11:11
SplitAC1Sp-lt45-S14 | None | MFm | 2007 | CZ09 | rDXGF | 1 | ResCoolCap | 1 | MFm_SplitAC1Sp-lt45-S14_CZ09 | 27038.9 | 13386.666 | 313.4827 | 0.05 | 669.3333 | 15.6741 | 120305.2 | 49041.75 | 0 | 57290.64 | 0 | 11666.94 | 0 | 272.6613 | 2033.208 | 313.4827 | 1719.726 | 0 | 0 | 0 | 0 | 641366900 | 231025100 | 73312980 | 337029100 | 85.4903 | 120.4859 | 2019-04-07 11:13
SplitAC1Sp-lt45-S14 | None | MFm | 2007 | CZ09 | rDXGF | 2 | ResCoolCap | 1 | MFm_SplitAC1Sp-lt45-S14_CZ09 | 27038.9 | 9165.861 | 331.5072 | 0.05 | 458.293 | 16.5754 | 116338.9 | 49041.75 | 0 | 57511.4 | 0 | 8005.726 | 0 | 288.3389 | 1491.644 | 331.5072 | 1160.135 | 0 | 0 | 0 | 0 | 646757200 | 231025100 | 79920200 | 335812100 | 85.4903 | 120.4859 | 2019-04-07 11:17
SplitAC1Sp-lt45-S14 | None | MFm | 2007 | CZ09 | rDXGF | 3 | ResCoolCap | 1 | MFm_SplitAC1Sp-lt45-S14_CZ09 | 27038.9 | 10311.722 | 463.5023 | 0.2682 | 2765.6038 | 124.3113 | 117845.3 | 49041.75 | 0 | 57625.14 | 0 | 8996.953 | 0 | 403.1446 | 1778.272 | 463.5023 | 1314.769 | 0 | 0 | 0 | 0 | 672613400 | 231025100 | 106390900 | 335197600 | 85.4903 | 120.4859 | 2019-04-07 11:20
SplitAC1Sp-lt45-S14 | None | MFm | 2007 | CZ09 | rDXGF | 4 | ResCoolCap | 1 | MFm_SplitAC1Sp-lt45-S14_CZ09 | 27038.9 | 12433.964 | 676.9254 | 0.5818 | 7234.0803 | 393.8352 | 120463 | 49041.75 | 0 | 57721.59 | 0 | 10703.19 | 0 | 588.7757 | 2407.695 | 676.9254 | 1730.774 | 0 | 0 | 0 | 0 | 723784100 | 231025100 | 158080900 | 334678200 | 85.4903 | 120.4859 | 2019-04-07 11:22
SplitAC1Sp-lt45-S14 | None | MFm | 2007 | CZ09 | rDXGF | 5 | ResCoolCap | 1 | MFm_SplitAC1Sp-lt45-S14_CZ09 | 27038.9 | 8617.723 | 491.6988 | 0.05 | 430.8862 | 24.5849 | 116330.7 | 49041.75 | 0 | 57751.75 | 0 | 7483.414 | 0 | 427.6703 | 1626.009 | 491.6988 | 1134.309 | 0 | 0 | 0 | 0 | 682111400 | 231025100 | 116587400 | 334499200 | 85.4903 | 120.4859 | 2019-04-07 11:25
SplitAC1Sp-lt45-S14 | None | MFm | 2007 | CZ10 | rDXGF | 1 | ResCoolCap | 1 | MFm_SplitAC1Sp-lt45-S14_CZ10 | 25755.65 | 13662.167 | 116.1173 | 0.05 | 683.1083 | 5.8059 | 116278.8 | 47602.44 | 0 | 54796.53 | 0 | 11979.59 | 0 | 101.5563 | 1798.694 | 116.1173 | 1682.577 | 0 | 0 | 0 | 0 | 598141400 | 231025100 | 29252610 | 337863800 | 82.7834 | 114.9583 | 2019-04-07 11:29
SplitAC1Sp-lt45-S14 | None | MFm | 2007 | CZ10 | rDXGF | 2 | ResCoolCap | 1 | MFm_SplitAC1Sp-lt45-S14_CZ10 | 25755.65 | 14935.265 | 256.5375 | 0.1721 | 2570.3591 | 44.1501 | 117793.9 | 47602.44 | 0 | 54776.42 | 0 | 12862.04 | 0 | 223.2066 | 2329.75 | 256.5375 | 2073.225 | 0 | 0 | 0 | 0 | 630245900 | 231025100 | 61229840 | 337991000 | 82.7834 | 114.9583 | 2019-04-07 11:32
SplitAC1Sp-lt45-S14 | None | MFm | 2007 | CZ10 | rDXGF | 3 | ResCoolCap | 1 | MFm_SplitAC1Sp-lt45-S14_CZ10 | 25755.65 | 11422.122 | 398.0268 | 0.4169 | 4761.8827 | 165.9374 | 115037.4 | 47602.44 | 0 | 55268.5 | 0 | 9952.657 | 0 | 346.294 | 1867.49 | 398.0268 | 1469.465 | 0 | 0 | 0 | 0 | 659477400 | 231025100 | 93149870 | 335303000 | 82.7834 | 114.9583 | 2019-04-07 11:36
SplitAC1Sp-lt45-S14 | None | MFm | 2007 | CZ10 | rDXGF | 4 | ResCoolCap | 1 | MFm_SplitAC1Sp-lt45-S14_CZ10 | 25755.65 | 9549.53 | 398.0125 | 0.1905 | 1819.1855 | 75.8214 | 113308.4 | 47602.44 | 0 | 55412.15 | 0 | 8377.138 | 0 | 346.2816 | 1570.405 | 398.0125 | 1172.392 | 0 | 0 | 0 | 0 | 658681100 | 231025100 | 93146930 | 334509400 | 82.7834 | 114.9583 | 2019-04-07 11:39
SplitAC1Sp-lt45-S14 | None | MFm | 2007 | CZ10 | rDXGF | 5 | ResCoolCap | 1 | MFm_SplitAC1Sp-lt45-S14_CZ10 | 25755.65 | 7381.7801 | 256.4764 | 0.1705 | 1258.5935 | 43.7292 | 110834.8 | 47602.44 | 0 | 55370.92 | 0 | 6466.049 | 0 | 223.1535 | 1172.207 | 256.4764 | 915.7311 | 0 | 0 | 0 | 0 | 626951000 | 231025100 | 61213860 | 334712200 | 82.7834 | 114.9583 | 2019-04-07 11:43
SplitAC1Sp-lt45-S14 | None | MFm | 2007 | CZ11 | rDXGF | 1 | ResCoolCap | 1 | MFm_SplitAC1Sp-lt45-S14_CZ11 | 25755.65 | 30739.113 | 1077.434 | 0.2087 | 6415.2529 | 224.8605 | 134867.6 | 47602.44 | 0 | 54511.23 | 0 | 26939.05 | 0 | 937.3954 | 4877.499 | 1077.434 | 3800.063 | 0 | 0 | 0 | 0 | 835278600 | 231025100 | 259886800 | 344366800 | 82.7834 | 114.9583 | 2019-04-07 11:46
SplitAC1Sp-lt45-S14 | None | MFm | 2007 | CZ11 | rDXGF | 2 | ResCoolCap | 1 | MFm_SplitAC1Sp-lt45-S14_CZ11 | 25755.65 | 22380.957 | 855.0908 | 0.0508 | 1136.9526 | 43.4386 | 126302.2 | 47602.44 | 0 | 54719.72 | 0 | 19681.99 | 0 | 743.9535 | 3554.057 | 855.0908 | 2698.967 | 0 | 0 | 0 | 0 | 783233200 | 231025100 | 209005300 | 343202800 | 82.7834 | 114.9583 | 2019-04-07 11:49
SplitAC1Sp-lt45-S14 | None | MFm | 2007 | CZ11 | rDXGF | 3 | ResCoolCap | 1 | MFm_SplitAC1Sp-lt45-S14_CZ11 | 25755.65 | 23255.768 | 784.7879 | 0.6369 | 14811.5986 | 499.8314 | 126946.3 | 47602.44 | 0 | 54620.44 | 0 | 20478.38 | 0 | 682.8611 | 3562.177 | 784.7879 | 2777.388 | 0 | 0 | 0 | 0 | 758941500 | 231025100 | 184176800 | 343739700 | 82.7834 | 114.9583 | 2019-04-07 11:53
SplitAC1Sp-lt45-S14 | None | MFm | 2007 | CZ11 | rDXGF | 4 | ResCoolCap | 1 | MFm_SplitAC1Sp-lt45-S14_CZ11 | 25755.65 | 17563.909 | 599.8593 | 0.0536 | 941.4255 | 32.1525 | 121001.4 | 47602.44 | 0 | 54712.29 | 0 | 15514.79 | 0 | 522.8912 | 2648.977 | 599.8593 | 2049.119 | 0 | 0 | 0 | 0 | 718076500 | 231025100 | 143849000 | 343202800 | 82.7834 | 114.9583 | 2019-04-07 11:56
SplitAC1Sp-lt45-S14 | None | MFm | 2007 | CZ11 | rDXGF | 5 | ResCoolCap | 1 | MFm_SplitAC1Sp-lt45-S14_CZ11 | 25755.65 | 19758.209 | 649.857 | 0.05 | 987.9105 | 32.4928 | 123230.3 | 47602.44 | 0 | 54653.96 | 0 | 17431.49 | 0 | 565.8088 | 2976.577 | 649.857 | 2326.719 | 0 | 0 | 0 | 0 | 735857900 | 231025100 | 161297300 | 343535500 | 82.7834 | 114.9583 | 2019-04-07 11:59
SplitAC1Sp-lt45-S14 | None | MFm | 2007 | CZ12 | rDXGF | 1 | ResCoolCap | 1 | MFm_SplitAC1Sp-lt45-S14_CZ12 | 25755.65 | 15796.865 | 650.3828 | 0.112 | 1769.2489 | 72.8429 | 119190.5 | 47602.44 | 0 | 54574.96 | 0 | 13819 | 0 | 565.9141 | 2628.246 | 650.3828 | 1977.865 | 0 | 0 | 0 | 0 | 732487600 | 231025100 | 145418400 | 356044300 | 82.7834 | 114.9583 | 2019-04-07 12:02
SplitAC1Sp-lt45-S14 | None | MFm | 2007 | CZ12 | rDXGF | 2 | ResCoolCap | 1 | MFm_SplitAC1Sp-lt45-S14_CZ12 | 25755.65 | 15107.109 | 504.5833 | 0.1247 | 1883.8565 | 62.9215 | 118120 | 47602.44 | 0 | 54466.43 | 0 | 13222.53 | 0 | 439.4825 | 2389.16 | 504.5833 | 1884.579 | 0 | 0 | 0 | 0 | 706889600 | 231025100 | 119241300 | 356623400 | 82.7834 | 114.9583 | 2019-04-07 12:06
SplitAC1Sp-lt45-S14 | None | MFm | 2007 | CZ12 | rDXGF | 3 | ResCoolCap | 1 | MFm_SplitAC1Sp-lt45-S14_CZ12 | 25755.65 | 10602.072 | 655.8861 | 0.05 | 530.1036 | 32.7943 | 114337.5 | 47602.44 | 0 | 54906.41 | 0 | 9317.885 | 0 | 570.6573 | 1940.074 | 655.8861 | 1284.187 | 0 | 0 | 0 | 0 | 733734100 | 231025100 | 148484400 | 354224800 | 82.7834 | 114.9583 | 2019-04-07 12:09
SplitAC1Sp-lt45-S14 | None | MFm | 2007 | CZ12 | rDXGF | 4 | ResCoolCap | 1 | MFm_SplitAC1Sp-lt45-S14_CZ12 | 25755.65 | 12022.598 | 473.6554 | 0.348 | 4183.8641 | 164.8321 | 115119.6 | 47602.44 | 0 | 54608 | 0 | 10545.91 | 0 | 412.9108 | 1950.343 | 473.6554 | 1476.688 | 0 | 0 | 0 | 0 | 694764600 | 231025100 | 107899500 | 355840400 | 82.7834 | 114.9583 | 2019-04-07 12:12
SplitAC1Sp-lt45-S14 | None | MFm | 2007 | CZ12 | rDXGF | 5 | ResCoolCap | 1 | MFm_SplitAC1Sp-lt45-S14_CZ12 | 25755.65 | 13887.782 | 854.5828 | 0.3653 | 5073.2068 | 312.1791 | 118024.3 | 47602.44 | 0 | 54935.95 | 0 | 11987.44 | 0 | 743.5076 | 2754.911 | 854.5828 | 1900.342 | 0 | 0 | 0 | 0 | 774584300 | 231025100 | 189478000 | 354081300 | 82.7834 | 114.9583 | 2019-04-07 12:16
SplitAC1Sp-lt45-S14 | None | MFm | 2007 | CZ13 | rDXGF | 1 | ResCoolCap | 1 | MFm_SplitAC1Sp-lt45-S14_CZ13 | 25755.65 | 24432.59 | 513.3934 | 0.05 | 1221.6295 | 25.6697 | 127420.6 | 47602.44 | 0 | 54424.19 | 0 | 21452.37 | 0 | 448.0127 | 3493.604 | 513.3934 | 2980.22 | 0 | 0 | 0 | 0 | 693952100 | 231025100 | 122785500 | 340141600 | 82.7834 | 114.9583 | 2019-04-07 12:19
SplitAC1Sp-lt45-S14 | None | MFm | 2007 | CZ13 | rDXGF | 2 | ResCoolCap | 1 | MFm_SplitAC1Sp-lt45-S14_CZ13 | 25755.65 | 25183.414 | 899.55 | 0.4479 | 11279.6511 | 402.9084 | 129376.4 | 47602.44 | 0 | 54908.35 | 0 | 22123.4 | 0 | 782.6325 | 3959.565 | 899.55 | 3060.014 | 0 | 0 | 0 | 0 | 776851100 | 231025100 | 208288900 | 337537200 | 82.7834 | 114.9583 | 2019-04-07 12:22
SplitAC1Sp-lt45-S14 | None | MFm | 2007 | CZ13 | rDXGF | 3 | ResCoolCap | 1 | MFm_SplitAC1Sp-lt45-S14_CZ13 | 25755.65 | 19018.212 | 694.9893 | 0.05 | 950.9106 | 34.7495 | 122930 | 47602.44 | 0 | 55009.64 | 0 | 16764.34 | 0 | 604.7524 | 2948.862 | 694.9893 | 2253.872 | 0 | 0 | 0 | 0 | 731380200 | 231025100 | 163404800 | 336950500 | 82.7834 | 114.9583 | 2019-04-07 12:25
SplitAC1Sp-lt45-S14 | None | MFm | 2007 | CZ13 | rDXGF | 4 | ResCoolCap | 1 | MFm_SplitAC1Sp-lt45-S14_CZ13 | 25755.65 | 21374.372 | 640.2623 | 0.05 | 1068.7186 | 32.0131 | 124987.9 | 47602.44 | 0 | 54813.38 | 0 | 18812.17 | 0 | 557.3917 | 3202.464 | 640.2623 | 2562.202 | 0 | 0 | 0 | 0 | 712993300 | 231025100 | 143944800 | 338023400 | 82.7834 | 114.9583 | 2019-04-07 12:29
SplitAC1Sp-lt45-S14 | None | MFm | 2007 | CZ13 | rDXGF | 5 | ResCoolCap | 1 | MFm_SplitAC1Sp-lt45-S14_CZ13 | 25755.65 | 22656.926 | 475.8818 | 0.4021 | 9110.3499 | 191.3521 | 125556.8 | 47602.44 | 0 | 54405.3 | 0 | 19672.03 | 0 | 416.192 | 3460.775 | 475.8818 | 2984.896 | 0 | 0 | 0 | 0 | 680448600 | 231025100 | 109187800 | 340236000 | 82.7834 | 114.9583 | 2019-04-07 12:32
SplitAC1Sp-lt45-S14 | None | MFm | 2007 | CZ14 | rDXGF | 1 | ResCoolCap | 1.07 | MFm_SplitAC1Sp-lt45-S14_CZ14 | 26269.71 | 33550.827 | 1123.474 | 0.8 | 26840.6616 | 898.7792 | 139477.6 | 48178.17 | 0 | 55706.93 | 0 | 29387.5 | 0 | 918.2021 | 5286.792 | 1123.474 | 4163.327 | 0 | 0 | 0 | 0 | 845992200 | 231025100 | 269884500 | 345082800 | 83.8661 | 117.1728 | 2019-04-07 12:35
SplitAC1Sp-lt45-S14 | None | MFm | 2007 | CZ14 | rDXGF | 2 | ResCoolCap | 1.07 | MFm_SplitAC1Sp-lt45-S14_CZ14 | 26269.71 | 28333.141 | 913.913 | 0.05 | 1416.6571 | 45.6957 | 133963.1 | 48178.17 | 0 | 55790.9 | 0 | 24912.97 | 0 | 746.9306 | 4334.084 | 913.913 | 3420.171 | 0 | 0 | 0 | 0 | 797374300 | 231025100 | 221740300 | 344609100 | 83.8661 | 117.1728 | 2019-04-07 12:39
SplitAC1Sp-lt45-S14 | None | MFm | 2007 | CZ14 | rDXGF | 3 | ResCoolCap | 1.07 | MFm_SplitAC1Sp-lt45-S14_CZ14 | 26269.71 | 30120.227 | 868.8 | 0.05 | 1506.0113 | 43.44 | 135458.6 | 48178.17 | 0 | 55581.3 | 0 | 26445.28 | 0 | 710.0609 | 4543.738 | 868.8 | 3674.947 | 0 | 0 | 0 | 0 | 780677500 | 231025100 | 203896000 | 345756700 | 83.8661 | 117.1728 | 2019-04-07 12:42
SplitAC1Sp-lt45-S14 | None | MFm | 2007 | CZ14 | rDXGF | 4 | ResCoolCap | 1.07 | MFm_SplitAC1Sp-lt45-S14_CZ14 | 26269.71 | 29978.805 | 687.1638 | 0.05 | 1498.9403 | 34.3582 | 134784.1 | 48178.17 | 0 | 55378.09 | 0 | 26313.95 | 0 | 561.8271 | 4352.017 | 687.1638 | 3664.855 | 0 | 0 | 0 | 0 | 741623600 | 231025100 | 163748500 | 346850000 | 83.8661 | 117.1728 | 2019-04-07 12:45
SplitAC1Sp-lt45-S14 | None | MFm | 2007 | CZ14 | rDXGF | 5 | ResCoolCap | 1.07 | MFm_SplitAC1Sp-lt45-S14_CZ14 | 26269.71 | 31718.879 | 719.9487 | 0.05 | 1585.944 | 35.9974 | 136503.8 | 48178.17 | 0 | 55298.26 | 0 | 27812.64 | 0 | 588.5433 | 4626.185 | 719.9487 | 3906.239 | 0 | 0 | 0 | 0 | 754812700 | 231025100 | 176495100 | 347292900 | 83.8661 | 117.1728 | 2019-04-07 12:49
SplitAC1Sp-lt45-S14 | None | MFm | 2007 | CZ15 | rDXGF | 1 | ResCoolCap | 1.15 | MFm_SplitAC1Sp-lt45-S14_CZ15 | 26269.71 | 49184.674 | 185.4431 | 0.05 | 2459.2337 | 9.2722 | 154371.2 | 48178.17 | 0 | 56681.93 | 0 | 43470.84 | 0 | 141.015 | 5899.257 | 185.4431 | 5713.834 | 0 | 0 | 0 | 0 | 549906200 | 231025100 | 45950760 | 272930600 | 83.8661 | 117.1728 | 2019-04-07 12:52
SplitAC1Sp-lt45-S14 | None | MFm | 2007 | CZ15 | rDXGF | 2 | ResCoolCap | 1.15 | MFm_SplitAC1Sp-lt45-S14_CZ15 | 26269.71 | 44256.971 | 260.0154 | 0.05 | 2212.8486 | 13.0008 | 149984.3 | 48178.17 | 0 | 57091.41 | 0 | 39153.67 | 0 | 197.7143 | 5363.296 | 260.0154 | 5103.301 | 0 | 0 | 0 | 0 | 564720100 | 231025100 | 63021130 | 270673900 | 83.8661 | 117.1728 | 2019-04-07 12:55
SplitAC1Sp-lt45-S14 | None | MFm | 2007 | CZ15 | rDXGF | 3 | ResCoolCap | 1.15 | MFm_SplitAC1Sp-lt45-S14_CZ15 | 26269.71 | 39875.43 | 275.2979 | 0.05 | 1993.7715 | 13.7649 | 145995.6 | 48178.17 | 0 | 57457.38 | 0 | 35399.45 | 0 | 209.3347 | 4751.261 | 275.2979 | 4475.98 | 0 | 0 | 0 | 0 | 569289700 | 231025100 | 69619020 | 268645700 | 83.8661 | 117.1728 | 2019-04-07 12:58
SplitAC1Sp-lt45-S14 | None | MFm | 2007 | CZ15 | rDXGF | 4 | ResCoolCap | 1.15 | MFm_SplitAC1Sp-lt45-S14_CZ15 | 26269.71 | 39274.15 | 365.1927 | 0.7238 | 28426.6298 | 264.3265 | 145764 | 48178.17 | 0 | 57668.83 | 0 | 34959.87 | 0 | 277.6857 | 4679.461 | 365.1927 | 4314.28 | 0 | 0 | 0 | 0 | 589182100 | 231025100 | 90677690 | 267479500 | 83.8661 | 117.1728 | 2019-04-07 13:02
SplitAC1Sp-lt45-S14 | None | MFm | 2007 | CZ15 | rDXGF | 5 | ResCoolCap | 1.15 | MFm_SplitAC1Sp-lt45-S14_CZ15 | 26269.71 | 29135.42 | 195.8185 | 0.1262 | 3676.89 | 24.7123 | 135744.4 | 48178.17 | 0 | 58086.11 | 0 | 25919.89 | 0 | 148.9028 | 3411.331 | 195.8185 | 3215.53 | 0 | 0 | 0 | 0 | 546644900 | 231025100 | 50511590 | 265108500 | 83.8661 | 117.1728 | 2019-04-07 13:05
SplitAC1Sp-lt45-S14 | None | MFm | 2007 | CZ16 | rDXGF | 1 | ResCoolCap | 1 | MFm_SplitAC1Sp-lt45-S14_CZ16 | 23967.64 | 13127.571 | 1605.002 | 0.6469 | 8492.2257 | 1038.2758 | 113066.8 | 45563.4 | 0 | 51368.09 | 0 | 11241.7 | 0 | 1402.78 | 3490.87 | 1605.002 | 1885.871 | 0 | 0 | 0 | 0 | 1012071000 | 231025100 | 374937700 | 406108400 | 78.9898 | 107.276 | 2019-04-07 13:08
SplitAC1Sp-lt45-S14 | None | MFm | 2007 | CZ16 | rDXGF | 2 | ResCoolCap | 1 | MFm_SplitAC1Sp-lt45-S14_CZ16 | 23967.64 | 9738.457 | 1502.265 | 0.05 | 486.9229 | 75.1133 | 109628.2 | 45563.4 | 0 | 51508.86 | 0 | 8348.516 | 0 | 1315.239 | 2892.206 | 1502.265 | 1389.941 | 0 | 0 | 0 | 0 | 977074400 | 231025100 | 340732100 | 405317600 | 78.9898 | 107.276 | 2019-04-07 13:12
SplitAC1Sp-lt45-S14 | None | MFm | 2007 | CZ16 | rDXGF | 3 | ResCoolCap | 1 | MFm_SplitAC1Sp-lt45-S14_CZ16 | 23967.64 | 9216.694 | 1375.529 | 0.05 | 460.8347 | 68.7764 | 108768.6 | 45563.4 | 0 | 51406.77 | 0 | 7911.696 | 0 | 1206.264 | 2680.527 | 1375.529 | 1304.998 | 0 | 0 | 0 | 0 | 961235900 | 231025100 | 324350600 | 405860300 | 78.9898 | 107.276 | 2019-04-07 13:15
SplitAC1Sp-lt45-S14 | None | MFm | 2007 | CZ16 | rDXGF | 4 | ResCoolCap | 1 | MFm_SplitAC1Sp-lt45-S14_CZ16 | 23967.64 | 6718.3459 | 1337.095 | 0.05 | 335.9173 | 66.8548 | 106365.3 | 45563.4 | 0 | 51571.38 | 0 | 5776.477 | 0 | 1175.089 | 2278.963 | 1337.095 | 941.8689 | 0 | 0 | 0 | 0 | 943924600 | 231025100 | 307957500 | 404942300 | 78.9898 | 107.276 | 2019-04-07 13:18
SplitAC1Sp-lt45-S14 | None | MFm | 2007 | CZ16 | rDXGF | 5 | ResCoolCap | 1 | MFm_SplitAC1Sp-lt45-S14_CZ16 | 23967.64 | 7397.253 | 1305.61 | 0.2031 | 1502.3821 | 265.1694 | 106871.3 | 45563.4 | 0 | 51457.35 | 0 | 6357.889 | 0 | 1147.646 | 2344.976 | 1305.61 | 1039.364 | 0 | 0 | 0 | 0 | 938381700 | 231025100 | 301792800 | 405564000 | 78.9898 | 107.276 | 2019-04-07 13:22
SplitHP1SpRes-S14-H8.2 | None | DMo | MH06 | CZ01 | rDXHP | 1 | None | 1 | DMo_SplitHP1SpRes-S14-H8.2_CZ01 | 2484 | 0 | 1694.0455 | 0.4595 | 0 | 778.4139 | 18602.82 | 2895.161 | 0 | 7476.2 | 1133.075 | 0 | 0 | 0 | 106.3612 | 106.3612 | 0 | 0 | 454.6093 | 6537.417 | 0 | 0 | 0 | 0 | 0 | 7.9321 | 18.1941 | 2019-04-07 16:10
SplitHP1SpRes-S14-H8.2 | None | DMo | MH06 | CZ01 | rDXHP | 2 | None | 1 | DMo_SplitHP1SpRes-S14-H8.2_CZ01 | 2484 | 0 | 6150.8147 | 0.1097 | 0 | 674.7444 | 23183.35 | 2895.161 | 0 | 7599.955 | 4604.933 | 0 | 0 | 0 | 415.9438 | 415.9437 | 0 | 0 | 1129.938 | 6537.417 | 0 | 0 | 0 | 0 | 0 | 7.9321 | 18.1941 | 2019-04-07 16:11
SplitHP1SpRes-S14-H8.2 | None | DMo | MH06 | CZ01 | rDXHP | 3 | None | 1 | DMo_SplitHP1SpRes-S14-H8.2_CZ01 | 2484 | 0 | 323.5234 | 0.2215 | 0 | 71.6604 | 17196.16 | 2895.161 | 0 | 7440.054 | 197.781 | 0 | 0 | 0 | 19.1011 | 19.1011 | 0 | 0 | 106.6413 | 6537.417 | 0 | 0 | 0 | 0 | 0 | 7.9321 | 18.1941 | 2019-04-07 16:12
SplitHP1SpRes-S14-H8.2 | None | DMo | MH06 | CZ01 | rDXHP | 4 | None | 1 | DMo_SplitHP1SpRes-S14-H8.2_CZ01 | 2484 | 0 | 5627.8185 | 0.11 | 0 | 619.06 | 22665.32 | 2895.161 | 0 | 7604.925 | 4543.583 | 0 | 0 | 0 | 400.1216 | 400.1216 | 0 | 0 | 684.1139 | 6537.417 | 0 | 0 | 0 | 0 | 0 | 7.9321 | 18.1941 | 2019-04-07 16:12
SplitHP1SpRes-S14-H8.2 | None | DMo | MH06 | CZ01 | rDXHP | 5 | None | 1 | DMo_SplitHP1SpRes-S14-H8.2_CZ01 | 2484 | 0 | 6392.2558 | 0.0993 | 0 | 634.751 | 23434.05 | 2895.161 | 0 | 7609.209 | 4854.234 | 0 | 0 | 0 | 435.4429 | 435.4428 | 0 | 0 | 1102.579 | 6537.417 | 0 | 0 | 0 | 0 | 0 | 7.9321 | 18.1941 | 2019-04-07 16:13
SplitHP1SpRes-S14-H8.2 | None | DMo | MH06 | CZ02 | rDXHP | 1 | None | 1 | DMo_SplitHP1SpRes-S14-H8.2_CZ02 | 2484 | 2578.554 | 2975.2395 | 0.465 | 1199.0276 | 1383.4864 | 21960.96 | 2895.161 | 0 | 7627.039 | 2189.606 | 2263.244 | 0 | 0 | 514.6821 | 199.372 | 315.31 | 0 | 586.2615 | 5884.975 | 0 | 0 | 0 | 0 | 0 | 7.9321 | 18.1941 | 2019-04-07 16:14
SplitHP1SpRes-S14-H8.2 | None | DMo | MH06 | CZ02 | rDXHP | 2 | None | 1 | DMo_SplitHP1SpRes-S14-H8.2_CZ02 | 2484 | 1662.145 | 3674.0491 | 0.2135 | 354.868 | 784.4095 | 21771.07 | 2895.161 | 0 | 7654.752 | 2653.975 | 1464.898 | 0 | 0 | 440.2518 | 243.0048 | 197.247 | 0 | 777.0693 | 5884.975 | 0 | 0 | 0 | 0 | 0 | 7.9321 | 18.1941 | 2019-04-07 16:15
SplitHP1SpRes-S14-H8.2 | None | DMo | MH06 | CZ02 | rDXHP | 3 | None | 1 | DMo_SplitHP1SpRes-S14-H8.2_CZ02 | 2484 | 1334.1787 | 2569.835 | 0.0507 | 67.6429 | 130.2906 | 20316.27 | 2895.161 | 0 | 7632.121 | 1806.595 | 1177.125 | 0 | 0 | 323.8787 | 166.825 | 157.0537 | 0 | 596.415 | 5884.975 | 0 | 0 | 0 | 0 | 0 | 7.9321 | 18.1941 | 2019-04-07 16:16
SplitHP1SpRes-S14-H8.2 | None | DMo | MH06 | CZ02 | rDXHP | 4 | None | 1 | DMo_SplitHP1SpRes-S14-H8.2_CZ02 | 2484 | 768.1048 | 2569.8197 | 0.0702 | 53.921 | 180.4013 | 19760.21 | 2895.161 | 0 | 7642.152 | 1806.581 | 681.1002 | 0 | 0 | 253.8283 | 166.8237 | 87.0046 | 0 | 596.415 | 5884.975 | 0 | 0 | 0 | 0 | 0 | 7.9321 | 18.1941 | 2019-04-07 16:17
SplitHP1SpRes-S14-H8.2 | None | DMo | MH06 | CZ02 | rDXHP | 5 | None | 1 | DMo_SplitHP1SpRes-S14-H8.2_CZ02 | 2484 | 883.5281 | 2973.8736 | 0.2006 | 177.2357 | 596.559 | 20292.52 | 2895.161 | 0 | 7654.988 | 2188.349 | 781.8091 | 0 | 0 | 300.9821 | 199.2631 | 101.719 | 0 | 586.2615 | 5884.975 | 0 | 0 | 0 | 0 | 0 | 7.9321 | 18.1941 | 2019-04-07 16:17
SplitHP1SpRes-S14-H8.2 | None | DMo | MH06 | CZ03 | rDXHP | 1 | None | 1 | DMo_SplitHP1SpRes-S14-H8.2_CZ03 | 2484 | 760.2543 | 359.1294 | 0.1339 | 101.7981 | 48.0874 | 17493.38 | 2895.161 | 0 | 7567.738 | 266.0817 | 659.8425 | 0 | 0 | 124.7848 | 24.373 | 100.4118 | 0 | 68.6747 | 5911.094 | 0 | 0 | 0 | 0 | 0 | 7.9321 | 18.1941 | 2019-04-07 16:18
SplitHP1SpRes-S14-H8.2 | None | DMo | MH06 | CZ03 | rDXHP | 2 | None | 1 | DMo_SplitHP1SpRes-S14-H8.2_CZ03 | 2484 | 325.6381 | 2329.4989 | 0.165 | 53.7303 | 384.3673 | 19096.02 | 2895.161 | 0 | 7634.626 | 1972.841 | 284.0407 | 0 | 0 | 215.4305 | 173.8331 | 41.5974 | 0 | 182.8248 | 5911.094 | 0 | 0 | 0 | 0 | 0 | 7.9321 | 18.1941 | 2019-04-07 16:19
SplitHP1SpRes-S14-H8.2 | None | DMo | MH06 | CZ03 | rDXHP | 3 | None | 1 | DMo_SplitHP1SpRes-S14-H8.2_CZ03 | 2484 | 275.6286 | 2173.1545 | 0.0528 | 14.5532 | 114.7426 | 18890.31 | 2895.161 | 0 | 7635.27 | 1891.705 | 240.5695 | 0 | 0 | 197.9807 | 162.9215 | 35.0592 | 0 | 118.528 | 5911.094 | 0 | 0 | 0 | 0 | 0 | 7.9321 | 18.1941 | 2019-04-07 16:20
SplitHP1SpRes-S14-H8.2 | None | DMo | MH06 | CZ03 | rDXHP | 4 | None | 1 | DMo_SplitHP1SpRes-S14-H8.2_CZ03 | 2484 | 469.1676 | 2433.6955 | 0.4371 | 205.0732 | 1063.7683 | 19346.18 | 2895.161 | 0 | 7637.066 | 2070.654 | 408.2923 | 0 | 0 | 242.2553 | 181.38 | 60.8753 | 0 | 181.6615 | 5911.094 | 0 | 0 | 0 | 0 | 0 | 7.9321 | 18.1941 | 2019-04-07 16:21
SplitHP1SpRes-S14-H8.2 | None | DMo | MH06 | CZ03 | rDXHP | 5 | None | 1 | DMo_SplitHP1SpRes-S14-H8.2_CZ03 | 2484 | 538.5434 | 1759.1004 | 0.2112 | 113.7404 | 371.522 | 18721.18 | 2895.161 | 0 | 7617.287 | 1494.427 | 468.253 | 0 | 0 | 200.8833 | 130.5929 | 70.2904 | 0 | 134.0805 | 5911.094 | 0 | 0 | 0 | 0 | 0 | 7.9321 | 18.1941 | 2019-04-07 16:22
SplitHP1SpRes-S14-H8.2 | None | DMo | MH06 | CZ04 | rDXHP | 1 | None | 1 | DMo_SplitHP1SpRes-S14-H8.2_CZ04 | 2484 | 3053.9114 | 2116.5413 | 0.4371 | 1334.8647 | 925.1402 | 21338.79 | 2895.161 | 0 | 7634.498 | 1560.131 | 2672.895 | 0 | 0 | 522.8911 | 141.8747 | 381.0164 | 0 | 414.5356 | 5638.673 | 0 | 0 | 0 | 0 | 0 | 7.9321 | 18.1941 | 2019-04-07 16:23
SplitHP1SpRes-S14-H8.2 | None | DMo | MH06 | CZ04 | rDXHP | 2 | None | 1 | DMo_SplitHP1SpRes-S14-H8.2_CZ04 | 2484 | 1909.4975 | 1875.2758 | 0.0853 | 162.8801 | 159.961 | 19958.45 | 2895.161 | 0 | 7639.839 | 1288.154 | 1677.325 | 0 | 0 | 352.2189 | 120.0465 | 232.1725 | 0 | 467.0753 | 5638.673 | 0 | 0 | 0 | 0 | 0 | 7.9321 | 18.1941 | 2019-04-07 16:23
SplitHP1SpRes-S14-H8.2 | None | DMo | MH06 | CZ04 | rDXHP | 3 | None | 1 | DMo_SplitHP1SpRes-S14-H8.2_CZ04 | 2484 | 1530.4931 | 2928.642 | 0.2627 | 402.0605 | 769.3543 | 20665.15 | 2895.161 | 0 | 7672.185 | 2075.756 | 1346.788 | 0 | 0 | 374.9907 | 191.2855 | 183.7051 | 0 | 661.6005 | 5638.673 | 0 | 0 | 0 | 0 | 0 | 7.9321 | 18.1941 | 2019-04-07 16:24
SplitHP1SpRes-S14-H8.2 | None | DMo | MH06 | CZ04 | rDXHP | 4 | None | 1 | DMo_SplitHP1SpRes-S14-H8.2_CZ04 | 2484 | 862.8036 | 3001.653 | 0.1666 | 143.7431 | 500.0754 | 20084.56 | 2895.161 | 0 | 7686.274 | 2150.701 | 762.6617 | 0 | 0 | 297.0835 | 196.9416 | 100.1419 | 0 | 654.0104 | 5638.673 | 0 | 0 | 0 | 0 | 0 | 7.9321 | 18.1941 | 2019-04-07 16:25
SplitHP1SpRes-S14-H8.2 | None | DMo | MH06 | CZ04 | rDXHP | 5 | None | 1 | DMo_SplitHP1SpRes-S14-H8.2_CZ04 | 2484 | 998.0277 | 601.8858 | 0.0483 | 48.2047 | 29.0711 | 17756.89 | 2895.161 | 0 | 7623.139 | 372.4099 | 880.8933 | 0 | 0 | 153.1837 | 36.0492 | 117.1344 | 0 | 193.4267 | 5638.673 | 0 | 0 | 0 | 0 | 0 | 7.9321 | 18.1941 | 2019-04-07 16:26
SplitHP1SpRes-S14-H8.2 | None | DMo | MH06 | CZ05 | rDXHP | 1 | None | 1 | DMo_SplitHP1SpRes-S14-H8.2_CZ05 | 2484 | 320.3305 | 1501.1741 | 0.0844 | 27.0359 | 126.6991 | 18380.76 | 2895.161 | 0 | 7618.436 | 1119.574 | 277.7151 | 0 | 0 | 144.7127 | 102.0974 | 42.6154 | 0 | 279.5027 | 6045.66 | 0 | 0 | 0 | 0 | 0 | 7.9321 | 18.1941 | 2019-04-07 16:27
SplitHP1SpRes-S14-H8.2 | None | DMo | MH06 | CZ05 | rDXHP | 2 | None | 1 | DMo_SplitHP1SpRes-S14-H8.2_CZ05 | 2484 | 277.7997 | 2168 | 0.05 | 13.89 | 108.4 | 19033.65 | 2895.161 | 0 | 7647.025 | 1788.997 | 240.7293 | 0 | 0 | 192.7771 | 155.7067 | 37.0704 | 0 | 223.2963 | 6045.66 | 0 | 0 | 0 | 0 | 0 | 7.9321 | 18.1941 | 2019-04-07 16:28
SplitHP1SpRes-S14-H8.2 | None | DMo | MH06 | CZ05 | rDXHP | 3 | None | 1 | DMo_SplitHP1SpRes-S14-H8.2_CZ05 | 2484 | 200.2421 | 2668.0289 | 0.05 | 10.0121 | 133.4014 | 19461.86 | 2895.161 | 0 | 7652.774 | 2082.364 | 173.9504 | 0 | 0 | 213.7203 | 187.4286 | 26.2917 | 0 | 398.2363 | 6045.66 | 0 | 0 | 0 | 0 | 0 | 7.9321 | 18.1941 | 2019-04-07 16:28
SplitHP1SpRes-S14-H8.2 | None | DMo | MH06 | CZ05 | rDXHP | 4 | None | 1 | DMo_SplitHP1SpRes-S14-H8.2_CZ05 | 2484 | 306.5404 | 2726.853 | 0.7341 | 225.0313 | 2001.7828 | 19628.11 | 2895.161 | 0 | 7653.899 | 2139.175 | 265.8173 | 0 | 0 | 232.379 | 191.6559 | 40.7231 | 0 | 396.0221 | 6045.66 | 0 | 0 | 0 | 0 | 0 | 7.9321 | 18.1941 | 2019-04-07 16:29
SplitHP1SpRes-S14-H8.2 | None | DMo | MH06 | CZ05 | rDXHP | 5 | None | 1 | DMo_SplitHP1SpRes-S14-H8.2_CZ05 | 2484 | 320.3305 | 1501.1741 | 0.0815 | 26.1069 | 122.3457 | 18380.76 | 2895.161 | 0 | 7618.436 | 1119.574 | 277.7151 | 0 | 0 | 144.7127 | 102.0974 | 42.6154 | 0 | 279.5027 | 6045.66 | 0 | 0 | 0 | 0 | 0 | 7.9321 | 18.1941 | 2019-04-07 16:30
SplitHP1SpRes-S14-H8.2 | None | DMo | MH06 | CZ06 | rDXHP | 1 | None | 1 | DMo_SplitHP1SpRes-S14-H8.2_CZ06 | 2484 | 2743.8136 | 878.4397 | 0.1049 | 287.826 | 92.1483 | 19579.23 | 2895.161 | 0 | 7670.293 | 736.3077 | 2379.694 | 0 | 0 | 428.9168 | 64.7973 | 364.1196 | 0 | 77.3348 | 5391.522 | 0 | 0 | 0 | 0 | 0 | 7.9321 | 18.1941 | 2019-04-07 16:31
SplitHP1SpRes-S14-H8.2 | None | DMo | MH06 | CZ06 | rDXHP | 2 | None | 1 | DMo_SplitHP1SpRes-S14-H8.2_CZ06 | 2484 | 1641.8103 | 1362.1945 | 0.7457 | 1224.2979 | 1015.7884 | 18993.37 | 2895.161 | 0 | 7702.68 | 1161.847 | 1426.968 | 0 | 0 | 316.2634 | 101.4211 | 214.8423 | 0 | 98.9264 | 5391.522 | 0 | 0 | 0 | 0 | 0 | 7.9321 | 18.1941 | 2019-04-07 16:32
SplitHP1SpRes-S14-H8.2 | None | DMo | MH06 | CZ06 | rDXHP | 3 | None | 1 | DMo_SplitHP1SpRes-S14-H8.2_CZ06 | 2484 | 1127.3634 | 52.8218 | 0.0501 | 56.4809 | 2.6464 | 17138.52 | 2895.161 | 0 | 7671.641 | 33.8312 | 981.9482 | 0 | 0 | 148.6244 | 3.2092 | 145.4152 | 0 | 15.7814 | 5391.522 | 0 | 0 | 0 | 0 | 0 | 7.9321 | 18.1941 | 2019-04-07 16:32
SplitHP1SpRes-S14-H8.2 | None | DMo | MH06 | CZ06 | rDXHP | 4 | None | 1 | DMo_SplitHP1SpRes-S14-H8.2_CZ06 | 2484 | 536.0926 | 478.7304 | 0.05 | 26.8046 | 23.9365 | 16995.72 | 2895.161 | 0 | 7694.209 | 400.2973 | 468.4713 | 0 | 0 | 102.5105 | 34.8892 | 67.6213 | 0 | 43.5439 | 5391.522 | 0 | 0 | 0 | 0 | 0 | 7.9321 | 18.1941 | 2019-04-07 16:33
SplitHP1SpRes-S14-H8.2 | None | DMo | MH06 | CZ06 | rDXHP | 5 | None | 1 | DMo_SplitHP1SpRes-S14-H8.2_CZ06 | 2484 | 589.7715 | 1385.312 | 0.0493 | 29.0757 | 68.2959 | 17981.86 | 2895.161 | 0 | 7720.095 | 1184.925 | 515.238 | 0 | 0 | 177.5633 | 103.0297 | 74.5335 | 0 | 97.3573 | 5391.522 | 0 | 0 | 0 | 0 | 0 | 7.9321 | 18.1941 | 2019-04-07 16:33
SplitHP1SpRes-S14-H8.2 | None | DMo | MH06 | CZ07 | rDXHP | 1 | None | 1 | DMo_SplitHP1SpRes-S14-H8.2_CZ07 | 2484 | 2532.3435 | 224.9777 | 0.667 | 1689.0731 | 150.0601 | 18636.18 | 2895.161 | 0 | 7677.948 | 207.5207 | 2189.482 | 0 | 0 | 360.3185 | 17.457 | 342.8615 | 0 | 0 | 5305.755 | 0 | 0 | 0 | 0 | 0 | 7.9321 | 18.1941 | 2019-04-07 16:34
SplitHP1SpRes-S14-H8.2 | None | DMo | MH06 | CZ07 | rDXHP | 2 | None | 1 | DMo_SplitHP1SpRes-S14-H8.2_CZ07 | 2484 | 1406.1122 | 503.3722 | 0.1746 | 245.5072 | 87.8888 | 17814.79 | 2895.161 | 0 | 7704.402 | 464.6997 | 1217.72 | 0 | 0 | 227.0647 | 38.6725 | 188.3922 | 0 | 0 | 5305.755 | 0 | 0 | 0 | 0 | 0 | 7.9321 | 18.1941 | 2019-04-07 16:35
SplitHP1SpRes-S14-H8.2 | None | DMo | MH06 | CZ07 | rDXHP | 3 | None | 1 | DMo_SplitHP1SpRes-S14-H8.2_CZ07 | 2484 | 1398.9008 | 223.8461 | 0.0501 | 70.0849 | 11.2147 | 17518.66 | 2895.161 | 0 | 7694.999 | 206.4766 | 1211.397 | 0 | 0 | 204.8734 | 17.3695 | 187.5038 | 0 | 0 | 5305.755 | 0 | 0 | 0 | 0 | 0 | 7.9321 | 18.1941 | 2019-04-07 16:36
SplitHP1SpRes-S14-H8.2 | None | DMo | MH06 | CZ07 | rDXHP | 4 | None | 1 | DMo_SplitHP1SpRes-S14-H8.2_CZ07 | 2484 | 2532.1304 | 201.9782 | 0.0602 | 152.4343 | 12.1591 | 18612.47 | 2895.161 | 0 | 7677.449 | 186.7043 | 2189.299 | 0 | 0 | 358.1053 | 15.2739 | 342.8314 | 0 | 0 | 5305.755 | 0 | 0 | 0 | 0 | 0 | 7.9321 | 18.1941 | 2019-04-07 16:37
SplitHP1SpRes-S14-H8.2 | None | DMo | MH06 | CZ07 | rDXHP | 5 | None | 1 | DMo_SplitHP1SpRes-S14-H8.2_CZ07 | 2484 | 1761.4369 | 217.022 | 0.0481 | 84.7251 | 10.4388 | 17868.01 | 2895.161 | 0 | 7688.639 | 200.1249 | 1523.822 | 0 | 0 | 254.512 | 16.8971 | 237.6149 | 0 | 0 | 5305.755 | 0 | 0 | 0 | 0 | 0 | 7.9321 | 18.1941 | 2019-04-07 16:38
SplitHP1SpRes-S14-H8.2 | None | DMo | MH06 | CZ08 | rDXHP | 1 | None | 1 | DMo_SplitHP1SpRes-S14-H8.2_CZ08 | 2484 | 4360.6864 | 592.6516 | 0.6792 | 2961.7782 | 402.529 | 20700.15 | 2895.161 | 0 | 7677.009 | 530.9691 | 3804.228 | 0 | 0 | 602.5334 | 46.0751 | 556.4584 | 0 | 15.6074 | 5174.643 | 0 | 0 | 0 | 0 | 0 | 7.9321 | 18.1941 | 2019-04-07 16:38
SplitHP1SpRes-S14-H8.2 | None | DMo | MH06 | CZ08 | rDXHP | 2 | None | 1 | DMo_SplitHP1SpRes-S14-H8.2_CZ08 | 2484 | 2998.5497 | 520.829 | 0.051 | 152.926 | 26.5623 | 19292.73 | 2895.161 | 0 | 7703.552 | 473.6539 | 2623.121 | 0 | 0 | 415.1659 | 39.7371 | 375.4287 | 0 | 7.4379 | 5174.643 | 0 | 0 | 0 | 0 | 0 | 7.9321 | 18.1941 | 2019-04-07 16:39
SplitHP1SpRes-S14-H8.2 | None | DMo | MH06 | CZ08 | rDXHP | 3 | None | 1 | DMo_SplitHP1SpRes-S14-H8.2_CZ08 | 2484 | 2505.0567 | 939.4706 | 0.0956 | 239.4834 | 89.8134 | 19241.91 | 2895.161 | 0 | 7727.575 | 847.6448 | 2195.367 | 0 | 0 | 382.6482 | 72.9584 | 309.6897 | 0 | 18.8673 | 5174.643 | 0 | 0 | 0 | 0 | 0 | 7.9321 | 18.1941 | 2019-04-07 16:40
SplitHP1SpRes-S14-H8.2 | None | DMo | MH06 | CZ08 | rDXHP | 4 | None | 1 | DMo_SplitHP1SpRes-S14-H8.2_CZ08 | 2484 | 2237.969 | 975.3956 | 0.0638 | 142.7824 | 62.2302 | 19016.47 | 2895.161 | 0 | 7733.301 | 881.1182 | 1962.748 | 0 | 0 | 350.6495 | 75.4285 | 275.221 | 0 | 18.8489 | 5174.643 | 0 | 0 | 0 | 0 | 0 | 7.9321 | 18.1941 | 2019-04-07 16:41
SplitHP1SpRes-S14-H8.2 | None | DMo | MH06 | CZ08 | rDXHP | 5 | None | 1 | DMo_SplitHP1SpRes-S14-H8.2_CZ08 | 2484 | 2505.0567 | 942.9409 | 0.1104 | 276.5583 | 104.1007 | 19245.5 | 2895.161 | 0 | 7727.692 | 850.8894 | 2195.367 | 0 | 0 | 382.8739 | 73.1841 | 309.6897 | 0 | 18.8673 | 5174.643 | 0 | 0 | 0 | 0 | 0 | 7.9321 | 18.1941 | 2019-04-07 16:42
SplitHP1SpRes-S14-H8.2 | None | DMo | MH06 | CZ09 | rDXHP | 1 | None | 1 | DMo_SplitHP1SpRes-S14-H8.2_CZ09 | 2484 | 3854.3564 | 938.8469 | 0.0514 | 198.1139 | 48.2567 | 20557.18 | 2895.161 | 0 | 7703.442 | 832.1641 | 3388.98 | 0 | 0 | 537.9818 | 72.6053 | 465.3764 | 0 | 34.0774 | 5165.381 | 0 | 0 | 0 | 0 | 0 | 7.9321 | 18.1941 | 2019-04-07 16:43
SplitHP1SpRes-S14-H8.2 | None | DMo | MH06 | CZ09 | rDXHP | 2 | None | 1 | DMo_SplitHP1SpRes-S14-H8.2_CZ09 | 2484 | 3667.8486 | 1311.7215 | 0.7991 | 2930.9778 | 1048.1967 | 20758.24 | 2895.161 | 0 | 7718.138 | 1170.623 | 3224.257 | 0 | 0 | 545.4553 | 101.8637 | 443.5916 | 0 | 39.2348 | 5165.381 | 0 | 0 | 0 | 0 | 0 | 7.9321 | 18.1941 | 2019-04-07 16:44
SplitHP1SpRes-S14-H8.2 | None | DMo | MH06 | CZ09 | rDXHP | 3 | None | 1 | DMo_SplitHP1SpRes-S14-H8.2_CZ09 | 2484 | 3306.2266 | 901.1039 | 0.0501 | 165.642 | 45.1453 | 19981.78 | 2895.161 | 0 | 7713.911 | 796.6282 | 2911.244 | 0 | 0 | 464.8537 | 69.871 | 394.9826 | 0 | 34.6047 | 5165.381 | 0 | 0 | 0 | 0 | 0 | 7.9321 | 18.1941 | 2019-04-07 16:45
SplitHP1SpRes-S14-H8.2 | None | DMo | MH06 | CZ09 | rDXHP | 4 | None | 1 | DMo_SplitHP1SpRes-S14-H8.2_CZ09 | 2484 | 2887.0892 | 805.0732 | 0.0502 | 144.9319 | 40.4147 | 19472.27 | 2895.161 | 0 | 7719.563 | 722.0388 | 2544.753 | 0 | 0 | 404.0459 | 61.7097 | 342.3362 | 0 | 21.3248 | 5165.381 | 0 | 0 | 0 | 0 | 0 | 7.9321 | 18.1941 | 2019-04-07 16:46
SplitHP1SpRes-S14-H8.2 | None | DMo | MH06 | CZ09 | rDXHP | 5 | None | 1 | DMo_SplitHP1SpRes-S14-H8.2_CZ09 | 2484 | 2515.9352 | 1366.2892 | 0.0492 | 123.784 | 67.2214 | 19687.46 | 2895.161 | 0 | 7744.697 | 1222.063 | 2220.845 | 0 | 0 | 400.8813 | 105.791 | 295.0902 | 0 | 38.4352 | 5165.381 | 0 | 0 | 0 | 0 | 0 | 7.9321 | 18.1941 | 2019-04-07 16:46
SplitHP1SpRes-S14-H8.2 | None | DMo | MH06 | CZ10 | rDXHP | 1 | None | 1 | DMo_SplitHP1SpRes-S14-H8.2_CZ10 | 2484 | 5912.1707 | 1230.0639 | 0.3562 | 2105.9152 | 438.1488 | 22844.84 | 2895.161 | 0 | 7678.937 | 999.8398 | 5203.417 | 0 | 0 | 797.5059 | 88.7523 | 708.7537 | 0 | 141.4718 | 5128.508 | 0 | 0 | 0 | 0 | 0 | 7.9321 | 18.1941 | 2019-04-07 16:47
SplitHP1SpRes-S14-H8.2 | None | DMo | MH06 | CZ10 | rDXHP | 2 | None | 1 | DMo_SplitHP1SpRes-S14-H8.2_CZ10 | 2484 | 4329.1123 | 1678.7405 | 0.0654 | 283.1239 | 109.7896 | 21756.43 | 2895.161 | 0 | 7724.913 | 1384.252 | 3823.54 | 0 | 0 | 628.006 | 122.4337 | 505.5723 | 0 | 172.0548 | 5128.508 | 0 | 0 | 0 | 0 | 0 | 7.9321 | 18.1941 | 2019-04-07 16:48
SplitHP1SpRes-S14-H8.2 | None | DMo | MH06 | CZ10 | rDXHP | 3 | None | 1 | DMo_SplitHP1SpRes-S14-H8.2_CZ10 | 2484 | 4557.7865 | 1733.9281 | 0.1477 | 673.1851 | 256.1012 | 22037.31 | 2895.161 | 0 | 7721.918 | 1438.312 | 4025.307 | 0 | 0 | 659.0036 | 126.524 | 532.4795 | 0 | 169.0921 | 5128.508 | 0 | 0 | 0 | 0 | 0 | 7.9321 | 18.1941 | 2019-04-07 16:49
SplitHP1SpRes-S14-H8.2 | None | DMo | MH06 | CZ10 | rDXHP | 4 | None | 1 | DMo_SplitHP1SpRes-S14-H8.2_CZ10 | 2484 | 4362.9744 | 1191.0656 | 0.2493 | 1087.6895 | 296.9326 | 21287.45 | 2895.161 | 0 | 7709.743 | 961.7586 | 3853.694 | 0 | 0 | 595.1124 | 85.8321 | 509.2804 | 0 | 143.4749 | 5128.508 | 0 | 0 | 0 | 0 | 0 | 7.9321 | 18.1941 | 2019-04-07 16:50
SplitHP1SpRes-S14-H8.2 | None | DMo | MH06 | CZ10 | rDXHP | 5 | None | 1 | DMo_SplitHP1SpRes-S14-H8.2_CZ10 | 2484 | 4877.0597 | 2319.4878 | 0.1814 | 884.6986 | 420.7551 | 22951.33 | 2895.161 | 0 | 7731.113 | 1955.404 | 4302.27 | 0 | 0 | 745.3335 | 170.5438 | 574.7897 | 0 | 193.54 | 5128.508 | 0 | 0 | 0 | 0 | 0 | 7.9321 | 18.1941 | 2019-04-07 16:51
SplitHP1SpRes-S14-H8.2 | None | DMo | MH06 | CZ11 | rDXHP | 1 | None | 1 | DMo_SplitHP1SpRes-S14-H8.2_CZ11 | 2484 | 5379.8797 | 1937.0993 | 0.05 | 268.994 | 96.855 | 23105.91 | 2895.161 | 0 | 7661.817 | 1457.043 | 4768.854 | 0 | 0 | 744.9129 | 133.8874 | 611.0257 | 0 | 346.1689 | 5231.952 | 0 | 0 | 0 | 0 | 0 | 7.9321 | 18.1941 | 2019-04-07 16:52
SplitHP1SpRes-S14-H8.2 | None | DMo | MH06 | CZ11 | rDXHP | 2 | None | 1 | DMo_SplitHP1SpRes-S14-H8.2_CZ11 | 2484 | 4974.8415 | 1145.1981 | 0.05 | 248.7421 | 57.2599 | 21889.51 | 2895.161 | 0 | 7642.357 | 797.3671 | 4393.645 | 0 | 0 | 656.0285 | 74.8317 | 581.1965 | 0 | 272.9993 | 5231.952 | 0 | 0 | 0 | 0 | 0 | 7.9321 | 18.1941 | 2019-04-07 16:53
SplitHP1SpRes-S14-H8.2 | None | DMo | MH06 | CZ11 | rDXHP | 3 | None | 1 | DMo_SplitHP1SpRes-S14-H8.2_CZ11 | 2484 | 5536.9007 | 2108.4885 | 0.8 | 4429.5206 | 1686.7908 | 23437 | 2895.161 | 0 | 7664.496 | 1611.307 | 4919.062 | 0 | 0 | 765.1613 | 147.3227 | 617.8387 | 0 | 349.8588 | 5231.952 | 0 | 0 | 0 | 0 | 0 | 7.9321 | 18.1941 | 2019-04-07 16:53
SplitHP1SpRes-S14-H8.2 | None | DMo | MH06 | CZ11 | rDXHP | 4 | None | 1 | DMo_SplitHP1SpRes-S14-H8.2_CZ11 | 2484 | 4122.0694 | 2569.4441 | 0.05 | 206.1035 | 128.4722 | 22526.49 | 2895.161 | 0 | 7707.866 | 2023.223 | 3674.162 | 0 | 0 | 630.6739 | 182.7663 | 447.9074 | 0 | 363.4548 | 5231.952 | 0 | 0 | 0 | 0 | 0 | 7.9321 | 18.1941 | 2019-04-07 16:54
SplitHP1SpRes-S14-H8.2 | None | DMo | MH06 | CZ11 | rDXHP | 5 | None | 1 | DMo_SplitHP1SpRes-S14-H8.2_CZ11 | 2484 | 5091.0866 | 2120.0418 | 0.05 | 254.5543 | 106.0021 | 23009.98 | 2895.161 | 0 | 7671.736 | 1573.711 | 4527.838 | 0 | 0 | 708.1644 | 144.9158 | 563.2486 | 0 | 401.415 | 5231.952 | 0 | 0 | 0 | 0 | 0 | 7.9321 | 18.1941 | 2019-04-07 16:55
SplitHP1SpRes-S14-H8.2 | None | DMo | MH06 | CZ12 | rDXHP | 1 | None | 1 | DMo_SplitHP1SpRes-S14-H8.2_CZ12 | 2484 | 4981.4261 | 3248.1717 | 0.0731 | 364.1422 | 237.4414 | 24260.61 | 2895.161 | 0 | 7648.775 | 2529.212 | 4386.247 | 0 | 0 | 821.2727 | 226.0939 | 595.1791 | 0 | 492.8658 | 5487.085 | 0 | 0 | 0 | 0 | 0 | 7.9321 | 18.1941 | 2019-04-07 16:56
SplitHP1SpRes-S14-H8.2 | None | DMo | MH06 | CZ12 | rDXHP | 2 | None | 1 | DMo_SplitHP1SpRes-S14-H8.2_CZ12 | 2484 | 3400.9659 | 3602.8573 | 0.344 | 1169.9323 | 1239.3829 | 23065.59 | 2895.161 | 0 | 7679.526 | 2724.249 | 3006.183 | 0 | 0 | 641.0438 | 246.261 | 394.7829 | 0 | 632.3473 | 5487.085 | 0 | 0 | 0 | 0 | 0 | 7.9321 | 18.1941 | 2019-04-07 16:57
SplitHP1SpRes-S14-H8.2 | None | DMo | MH06 | CZ12 | rDXHP | 3 | None | 1 | DMo_SplitHP1SpRes-S14-H8.2_CZ12 | 2484 | 3184.2937 | 1082.2262 | 0.3079 | 980.444 | 333.2175 | 20262.57 | 2895.161 | 0 | 7613.807 | 721.1786 | 2817.674 | 0 | 0 | 434.6127 | 67.9929 | 366.6197 | 0 | 293.0547 | 5487.085 | 0 | 0 | 0 | 0 | 0 | 7.9321 | 18.1941 | 2019-04-07 16:58
SplitHP1SpRes-S14-H8.2 | None | DMo | MH06 | CZ12 | rDXHP | 4 | None | 1 | DMo_SplitHP1SpRes-S14-H8.2_CZ12 | 2484 | 2122.571 | 3416.6402 | 0.0945 | 200.583 | 322.8725 | 21619.48 | 2895.161 | 0 | 7698.03 | 2569.122 | 1886.701 | 0 | 0 | 469.3638 | 233.4938 | 235.87 | 0 | 614.0244 | 5487.085 | 0 | 0 | 0 | 0 | 0 | 7.9321 | 18.1941 | 2019-04-07 16:58
SplitHP1SpRes-S14-H8.2 | None | DMo | MH06 | CZ12 | rDXHP | 5 | None | 1 | DMo_SplitHP1SpRes-S14-H8.2_CZ12 | 2484 | 2440.1488 | 4191.3336 | 0.1805 | 440.4469 | 756.5357 | 22726.1 | 2895.161 | 0 | 7712.364 | 3215.056 | 2164.79 | 0 | 0 | 565.2266 | 289.8679 | 275.3588 | 0 | 686.4097 | 5487.085 | 0 | 0 | 0 | 0 | 0 | 7.9321 | 18.1941 | 2019-04-07 16:59
SplitHP1SpRes-S14-H8.2 | None | DMo | MH06 | CZ13 | rDXHP | 1 | None | 1 | DMo_SplitHP1SpRes-S14-H8.2_CZ13 | 2484 | 8077.2912 | 3184.9651 | 0.2428 | 1961.1663 | 773.3095 | 26950.15 | 2895.161 | 0 | 7658.578 | 2404.512 | 7130.684 | 0 | 0 | 1164.956 | 218.3486 | 946.6072 | 0 | 562.1045 | 5134.16 | 0 | 0 | 0 | 0 | 0 | 7.9321 | 18.1941 | 2019-04-07 17:00
SplitHP1SpRes-S14-H8.2 | None | DMo | MH06 | CZ13 | rDXHP | 2 | None | 1 | DMo_SplitHP1SpRes-S14-H8.2_CZ13 | 2484 | 5816.6059 | 3360.6214 | 0.218 | 1268.0201 | 732.6155 | 24913.66 | 2895.161 | 0 | 7707.101 | 2549.48 | 5146.64 | 0 | 0 | 900.3449 | 230.3789 | 669.9659 | 0 | 580.7625 | 5134.16 | 0 | 0 | 0 | 0 | 0 | 7.9321 | 18.1941 | 2019-04-07 17:01
SplitHP1SpRes-S14-H8.2 | None | DMo | MH06 | CZ13 | rDXHP | 3 | None | 1 | DMo_SplitHP1SpRes-S14-H8.2_CZ13 | 2484 | 5897.3266 | 3891.0324 | 0.0959 | 565.5536 | 373.15 | 25536.73 | 2895.161 | 0 | 7719.055 | 2992.638 | 5228.3 | 0 | 0 | 938.7163 | 269.6896 | 669.0266 | 0 | 628.7048 | 5134.16 | 0 | 0 | 0 | 0 | 0 | 7.9321 | 18.1941 | 2019-04-07 17:02
SplitHP1SpRes-S14-H8.2 | None | DMo | MH06 | CZ13 | rDXHP | 4 | None | 1 | DMo_SplitHP1SpRes-S14-H8.2_CZ13 | 2484 | 4401.6107 | 3032.1948 | 0.05 | 220.0805 | 151.6097 | 23194.57 | 2895.161 | 0 | 7731.444 | 2369.493 | 3915.049 | 0 | 0 | 698.4468 | 211.8849 | 486.5617 | 0 | 450.8169 | 5134.16 | 0 | 0 | 0 | 0 | 0 | 7.9321 | 18.1941 | 2019-04-07 17:03
SplitHP1SpRes-S14-H8.2 | None | DMo | MH06 | CZ13 | rDXHP | 5 | None | 1 | DMo_SplitHP1SpRes-S14-H8.2_CZ13 | 2484 | 4937.3367 | 1019.149 | 0.3933 | 1941.8545 | 400.8313 | 21644.92 | 2895.161 | 0 | 7659.111 | 689.8789 | 4386.758 | 0 | 0 | 615.32 | 64.7412 | 550.5787 | 0 | 264.5289 | 5134.16 | 0 | 0 | 0 | 0 | 0 | 7.9321 | 18.1941 | 2019-04-07 17:03
SplitHP1SpRes-S14-H8.2 | None | DMo | MH06 | CZ14 | rDXHP | 1 | None | 1 | DMo_SplitHP1SpRes-S14-H8.2_CZ14 | 2484 | 7375.2608 | 2638.865 | 0.4781 | 3526.1122 | 1261.6414 | 25843.39 | 2895.161 | 0 | 7642.654 | 1950.396 | 6526.218 | 0 | 0 | 1032.422 | 183.3796 | 849.0428 | 0 | 505.0894 | 5291.457 | 0 | 0 | 0 | 0 | 0 | 7.9321 | 18.1941 | 2019-04-07 17:04
SplitHP1SpRes-S14-H8.2 | None | DMo | MH06 | CZ14 | rDXHP | 2 | None | 1 | DMo_SplitHP1SpRes-S14-H8.2_CZ14 | 2484 | 6981.5158 | 2855.6348 | 0.0944 | 659.0551 | 269.5719 | 25683.66 | 2895.161 | 0 | 7659.895 | 2181.26 | 6176.474 | 0 | 0 | 1007.395 | 202.3529 | 805.0418 | 0 | 472.0219 | 5291.457 | 0 | 0 | 0 | 0 | 0 | 7.9321 | 18.1941 | 2019-04-07 17:05
SplitHP1SpRes-S14-H8.2 | None | DMo | MH06 | CZ14 | rDXHP | 3 | None | 1 | DMo_SplitHP1SpRes-S14-H8.2_CZ14 | 2484 | 6646.6432 | 3338.4694 | 0.0516 | 342.9668 | 172.265 | 25844.42 | 2895.161 | 0 | 7672.691 | 2435.131 | 5886.829 | 0 | 0 | 989.043 | 229.2287 | 759.8142 | 0 | 674.1097 | 5291.457 | 0 | 0 | 0 | 0 | 0 | 7.9321 | 18.1941 | 2019-04-07 17:06
SplitHP1SpRes-S14-H8.2 | None | DMo | MH06 | CZ14 | rDXHP | 4 | None | 1 | DMo_SplitHP1SpRes-S14-H8.2_CZ14 | 2484 | 6240.7317 | 2589.9577 | 0.0518 | 323.2699 | 134.1598 | 24682.79 | 2895.161 | 0 | 7665.481 | 1905.345 | 5527.582 | 0 | 0 | 892.8173 | 179.6674 | 713.1497 | 0 | 504.9453 | 5291.457 | 0 | 0 | 0 | 0 | 0 | 7.9321 | 18.1941 | 2019-04-07 17:07
SplitHP1SpRes-S14-H8.2 | None | DMo | MH06 | CZ14 | rDXHP | 5 | None | 1 | DMo_SplitHP1SpRes-S14-H8.2_CZ14 | 2484 | 6981.1799 | 3101.8341 | 0.3241 | 2262.6004 | 1005.3044 | 25940.81 | 2895.161 | 0 | 7671.176 | 2449.933 | 6182.884 | 0 | 0 | 1022.079 | 223.7826 | 798.2959 | 0 | 428.1185 | 5291.457 | 0 | 0 | 0 | 0 | 0 | 7.9321 | 18.1941 | 2019-04-07 17:08
SplitHP1SpRes-S14-H8.2 | None | DMo | MH06 | CZ15 | rDXHP | 1 | None | 1 | DMo_SplitHP1SpRes-S14-H8.2_CZ15 | 2484 | 10064.824 | 834.0458 | 0.6428 | 6469.6689 | 536.1247 | 25525.09 | 2895.161 | 0 | 7851.511 | 761.3973 | 9022.642 | 0 | 0 | 1107.19 | 65.0082 | 1042.182 | 0 | 7.6404 | 3879.553 | 0 | 0 | 0 | 0 | 0 | 7.9321 | 18.1941 | 2019-04-07 17:09
SplitHP1SpRes-S14-H8.2 | None | DMo | MH06 | CZ15 | rDXHP | 2 | None | 1 | DMo_SplitHP1SpRes-S14-H8.2_CZ15 | 2484 | 10946.857 | 638.2917 | 0.2054 | 2248.4844 | 131.1051 | 26184.91 | 2895.161 | 0 | 7825.043 | 581.656 | 9796.374 | 0 | 0 | 1200.357 | 49.874 | 1150.483 | 0 | 6.7617 | 3879.553 | 0 | 0 | 0 | 0 | 0 | 7.9321 | 18.1941 | 2019-04-07 17:09
SplitHP1SpRes-S14-H8.2 | None | DMo | MH06 | CZ15 | rDXHP | 3 | None | 1 | DMo_SplitHP1SpRes-S14-H8.2_CZ15 | 2484 | 9683.9498 | 856.712 | 0.0521 | 504.5338 | 44.6347 | 25174.28 | 2895.161 | 0 | 7858.896 | 782.478 | 8685.963 | 0 | 0 | 1064.614 | 66.6268 | 997.9868 | 0 | 7.6072 | 3879.553 | 0 | 0 | 0 | 0 | 0 | 7.9321 | 18.1941 | 2019-04-07 17:10
SplitHP1SpRes-S14-H8.2 | None | DMo | MH06 | CZ15 | rDXHP | 4 | None | 1 | DMo_SplitHP1SpRes-S14-H8.2_CZ15 | 2484 | 5806.8747 | 829.4157 | 0.0505 | 293.2472 | 41.8855 | 21351.16 | 2895.161 | 0 | 7940.158 | 757.0579 | 5240.282 | 0 | 0 | 631.3005 | 64.7078 | 566.5927 | 0 | 7.65 | 3879.553 | 0 | 0 | 0 | 0 | 0 | 7.9321 | 18.1941 | 2019-04-07 17:11
SplitHP1SpRes-S14-H8.2 | None | DMo | MH06 | CZ15 | rDXHP | 5 | None | 1 | DMo_SplitHP1SpRes-S14-H8.2_CZ15 | 2484 | 8455.7424 | 763.5117 | 0.0492 | 416.0225 | 37.5648 | 23875.77 | 2895.161 | 0 | 7881.801 | 696.9526 | 7597.8 | 0 | 0 | 917.3634 | 59.4214 | 857.9424 | 0 | 7.1376 | 3879.553 | 0 | 0 | 0 | 0 | 0 | 7.9321 | 18.1941 | 2019-04-07 17:12
SplitHP1SpRes-S14-H8.2 | None | DMo | MH06 | CZ16 | rDXHP | 1 | None | 1 | DMo_SplitHP1SpRes-S14-H8.2_CZ16 | 2484 | 687.3096 | 7992.9622 | 0.05 | 34.3655 | 399.6481 | 25687.41 | 2895.161 | 0 | 7615.358 | 5055.438 | 600.6771 | 0 | 0 | 578.0887 | 491.4562 | 86.6325 | 0 | 2446.068 | 6496.608 | 0 | 0 | 0 | 0 | 0 | 7.9321 | 18.1941 | 2019-04-07 17:13
SplitHP1SpRes-S14-H8.2 | None | DMo | MH06 | CZ16 | rDXHP | 2 | None | 1 | DMo_SplitHP1SpRes-S14-H8.2_CZ16 | 2484 | 900.0095 | 4602.0632 | 0.05 | 45.0005 | 230.1032 | 22435.12 | 2895.161 | 0 | 7541.281 | 2791.524 | 785.4945 | 0 | 0 | 391.8073 | 277.2922 | 114.515 | 0 | 1533.247 | 6496.608 | 0 | 0 | 0 | 0 | 0 | 7.9321 | 18.1941 | 2019-04-07 17:14
SplitHP1SpRes-S14-H8.2 | None | DMo | MH06 | CZ16 | rDXHP | 3 | None | 1 | DMo_SplitHP1SpRes-S14-H8.2_CZ16 | 2484 | 899.849 | 3610.7795 | 0.798 | 718.0795 | 2881.402 | 21420.97 | 2895.161 | 0 | 7518.574 | 2123.532 | 785.7674 | 0 | 0 | 327.6422 | 213.5605 | 114.0816 | 0 | 1273.687 | 6496.608 | 0 | 0 | 0 | 0 | 0 | 7.9321 | 18.1941 | 2019-04-07 17:14
SplitHP1SpRes-S14-H8.2 | None | DMo | MH06 | CZ16 | rDXHP | 4 | None | 1 | DMo_SplitHP1SpRes-S14-H8.2_CZ16 | 2484 | 750.6665 | 6142.4556 | 0.05 | 37.5333 | 307.1228 | 23858.12 | 2895.161 | 0 | 7573.23 | 3760.853 | 654.0102 | 0 | 0 | 467.4828 | 370.8266 | 96.6563 | 0 | 2010.776 | 6496.608 | 0 | 0 | 0 | 0 | 0 | 7.9321 | 18.1941 | 2019-04-07 17:15
SplitHP1SpRes-S14-H8.2 | None | DMo | MH06 | CZ16 | rDXHP | 5 | None | 1 | DMo_SplitHP1SpRes-S14-H8.2_CZ16 | 2484 | 326.6961 | 5702.6038 | 0.052 | 16.9882 | 296.5354 | 22998.31 | 2895.161 | 0 | 7577.238 | 3507.817 | 286.4383 | 0 | 0 | 387.7054 | 347.4478 | 40.2578 | 0 | 1847.339 | 6496.608 | 0 | 0 | 0 | 0 | 0 | 7.9321 | 18.1941 | 2019-04-07 17:16
SplitHP1SpRes-S14-H8.2 | None | MFm | 2007 | CZ01 | rDXHP | 1 | None | 1 | MFm_SplitHP1SpRes-S14-H8.2_CZ01 | 23967.64 | 4.6575 | 24838.884 | 0.5708 | 2.6585 | 14178.035 | 221843.1 | 45563.4 | 0 | 77134.18 | 19031.17 | 4.0413 | 0 | 0 | 2170.164 | 2169.547 | 0.61622 | 0 | 3638.167 | 74302.01 | 0 | 0 | 0 | 0 | 0 | 78.9898 | 177.9238 | 2019-04-07 17:18
SplitHP1SpRes-S14-H8.2 | None | MFm | 2007 | CZ01 | rDXHP | 2 | None | 1 | MFm_SplitHP1SpRes-S14-H8.2_CZ01 | 23967.64 | 2.4891 | 17955.42 | 0.0651 | 0.16204 | 1168.8978 | 214586 | 45563.4 | 0 | 76553.53 | 13050.79 | 2.1599 | 0 | 0 | 1523.403 | 1523.073 | 0.3292 | 0 | 3381.557 | 74511.16 | 0 | 0 | 0 | 0 | 0 | 78.9898 | 177.9238 | 2019-04-07 17:19
SplitHP1SpRes-S14-H8.2 | None | MFm | 2007 | CZ01 | rDXHP | 3 | None | 1 | MFm_SplitHP1SpRes-S14-H8.2_CZ01 | 23967.64 | 2.5496 | 18545.245 | 0.0716 | 0.18255 | 1327.8395 | 215227.4 | 45563.4 | 0 | 76633.84 | 13807.13 | 2.2125 | 0 | 0 | 1596.394 | 1596.057 | 0.33719 | 0 | 3142.058 | 74482.35 | 0 | 0 | 0 | 0 | 0 | 78.9898 | 177.9238 | 2019-04-07 17:21
SplitHP1SpRes-S14-H8.2 | None | MFm | 2007 | CZ01 | rDXHP | 4 | None | 1 | MFm_SplitHP1SpRes-S14-H8.2_CZ01 | 23967.64 | 1.827 | 13273.774 | 0.05 | 0.09135 | 663.6887 | 209685.4 | 45563.4 | 0 | 76212.91 | 9521.956 | 1.5853 | 0 | 0 | 1117.525 | 1117.283 | 0.24168 | 0 | 2634.535 | 74633.44 | 0 | 0 | 0 | 0 | 0 | 78.9898 | 177.9238 | 2019-04-07 17:22
SplitHP1SpRes-S14-H8.2 | None | MFm | 2007 | CZ01 | rDXHP | 5 | None | 1 | MFm_SplitHP1SpRes-S14-H8.2_CZ01 | 23967.64 | 1.8233 | 12924.018 | 0.2425 | 0.44214 | 3134.0744 | 209302.6 | 45563.4 | 0 | 76161.63 | 9048.34 | 1.5821 | 0 | 0 | 1071.282 | 1071.041 | 0.24118 | 0 | 2804.637 | 74651.75 | 0 | 0 | 0 | 0 | 0 | 78.9898 | 177.9238 | 2019-04-07 17:24
SplitHP1SpRes-S14-H8.2 | None | MFm | 2007 | CZ02 | rDXHP | 1 | None | 1 | MFm_SplitHP1SpRes-S14-H8.2_CZ02 | 25755.65 | 3628.4393 | 23118.093 | 0.05 | 181.422 | 1155.9047 | 222077.2 | 47602.44 | 0 | 80702.58 | 17752.54 | 3199.668 | 0 | 0 | 2447.195 | 2018.424 | 428.7713 | 0 | 3347.129 | 67025.66 | 0 | 0 | 0 | 0 | 0 | 82.7834 | 185.6062 | 2019-04-07 17:26
SplitHP1SpRes-S14-H8.2 | None | MFm | 2007 | CZ02 | rDXHP | 2 | None | 1 | MFm_SplitHP1SpRes-S14-H8.2_CZ02 | 25755.65 | 5082.1563 | 13540.001 | 0.5862 | 2979.16 | 7937.1486 | 213455.6 | 47602.44 | 0 | 79923.45 | 9752.276 | 4399.677 | 0 | 0 | 1827.818 | 1145.34 | 682.4793 | 0 | 2642.385 | 67307.61 | 0 | 0 | 0 | 0 | 0 | 82.7834 | 185.6062 | 2019-04-07 17:27
SplitHP1SpRes-S14-H8.2 | None | MFm | 2007 | CZ02 | rDXHP | 3 | None | 1 | MFm_SplitHP1SpRes-S14-H8.2_CZ02 | 25755.65 | 2791.3536 | 18461.923 | 0.05 | 139.5677 | 923.0962 | 216401.1 | 47602.44 | 0 | 80416.38 | 13872.79 | 2447.05 | 0 | 0 | 1941.061 | 1596.758 | 344.3036 | 0 | 2992.375 | 67129 | 0 | 0 | 0 | 0 | 0 | 82.7834 | 185.6062 | 2019-04-07 17:29
SplitHP1SpRes-S14-H8.2 | None | MFm | 2007 | CZ02 | rDXHP | 4 | None | 1 | MFm_SplitHP1SpRes-S14-H8.2_CZ02 | 25755.65 | 2023.2032 | 14197.965 | 0.2638 | 533.721 | 3745.4232 | 211195.2 | 47602.44 | 0 | 80145.07 | 10383.07 | 1785.332 | 0 | 0 | 1448.513 | 1210.642 | 237.8712 | 0 | 2604.253 | 67226.57 | 0 | 0 | 0 | 0 | 0 | 82.7834 | 185.6062 | 2019-04-07 17:31
SplitHP1SpRes-S14-H8.2 | None | MFm | 2007 | CZ02 | rDXHP | 5 | None | 1 | MFm_SplitHP1SpRes-S14-H8.2_CZ02 | 25755.65 | 1483.6083 | 17563.273 | 0.05 | 74.1804 | 878.1637 | 214182.2 | 47602.44 | 0 | 80397.68 | 13000.94 | 1306.616 | 0 | 0 | 1685.253 | 1508.261 | 176.9923 | 0 | 3054.072 | 67135.18 | 0 | 0 | 0 | 0 | 0 | 82.7834 | 185.6062 | 2019-04-07 17:32
SplitHP1SpRes-S14-H8.2 | None | MFm | 2007 | CZ03 | rDXHP | 1 | None | 1 | MFm_SplitHP1SpRes-S14-H8.2_CZ03 | 23967.64 | 1118.5405 | 11820.8589 | 0.1202 | 134.4486 | 1420.8672 | 203262.4 | 45563.4 | 0 | 77195.33 | 9989.438 | 962.6677 | 0 | 0 | 1277.639 | 1121.766 | 155.8728 | 0 | 709.6549 | 67564.25 | 0 | 0 | 0 | 0 | 0 | 78.9898 | 177.9238 | 2019-04-07 17:34
SplitHP1SpRes-S14-H8.2 | None | MFm | 2007 | CZ03 | rDXHP | 2 | None | 1 | MFm_SplitHP1SpRes-S14-H8.2_CZ03 | 23967.64 | 394.6779 | 12442.4044 | 0.1816 | 71.6735 | 2259.5406 | 203211.3 | 45563.4 | 0 | 77275.73 | 10585.3 | 342.6892 | 0 | 0 | 1232.698 | 1180.709 | 51.9887 | 0 | 676.3954 | 67535.03 | 0 | 0 | 0 | 0 | 0 | 78.9898 | 177.9238 | 2019-04-07 17:36
SplitHP1SpRes-S14-H8.2 | None | MFm | 2007 | CZ03 | rDXHP | 3 | None | 1 | MFm_SplitHP1SpRes-S14-H8.2_CZ03 | 23967.64 | 266.9313 | 15946.9334 | 0.3931 | 104.9307 | 6268.7395 | 206751.3 | 45563.4 | 0 | 77531.86 | 13630.76 | 232.7607 | 0 | 0 | 1548.469 | 1514.3 | 34.1706 | 0 | 801.8734 | 67442.2 | 0 | 0 | 0 | 0 | 0 | 78.9898 | 177.9238 | 2019-04-07 17:37
SplitHP1SpRes-S14-H8.2 | None | MFm | 2007 | CZ03 | rDXHP | 4 | None | 1 | MFm_SplitHP1SpRes-S14-H8.2_CZ03 | 23967.64 | 177.3249 | 16856.0784 | 0.2552 | 45.2533 | 4301.6712 | 207625.6 | 45563.4 | 0 | 77617.63 | 14501.86 | 154.3714 | 0 | 0 | 1622.336 | 1599.381 | 22.9535 | 0 | 754.8374 | 67411.12 | 0 | 0 | 0 | 0 | 0 | 78.9898 | 177.9238 | 2019-04-07 17:39
SplitHP1SpRes-S14-H8.2 | None | MFm | 2007 | CZ03 | rDXHP | 5 | None | 1 | MFm_SplitHP1SpRes-S14-H8.2_CZ03 | 23967.64 | 168.325 | 21711.4638 | 0.0499 | 8.3994 | 1083.402 | 212699.5 | 45563.4 | 0 | 77975.41 | 18829.35 | 146.1536 | 0 | 0 | 2076.632 | 2054.458 | 22.1714 | 0 | 827.6558 | 67280.98 | 0 | 0 | 0 | 0 | 0 | 78.9898 | 177.9238 | 2019-04-07 17:40
SplitHP1SpRes-S14-H8.2 | None | MFm | 2007 | CZ04 | rDXHP | 1 | None | 1 | MFm_SplitHP1SpRes-S14-H8.2_CZ04 | 23967.64 | 7707.5998 | 11036.8948 | 0.3912 | 3015.213 | 4317.6332 | 206161.2 | 45563.4 | 0 | 77227.98 | 7939.995 | 6754.065 | 0 | 0 | 1882.887 | 929.3518 | 953.5348 | 0 | 2167.548 | 64625.37 | 0 | 0 | 0 | 0 | 0 | 78.9898 | 177.9238 | 2019-04-07 17:42
SplitHP1SpRes-S14-H8.2 | None | MFm | 2007 | CZ04 | rDXHP | 2 | None | 1 | MFm_SplitHP1SpRes-S14-H8.2_CZ04 | 23967.64 | 6362.2869 | 6352.9192 | 0.0677 | 430.7268 | 430.0926 | 200046.2 | 45563.4 | 0 | 77095.48 | 5144.626 | 5584.505 | 0 | 0 | 1360.184 | 582.4023 | 777.7819 | 0 | 625.8909 | 64672.18 | 0 | 0 | 0 | 0 | 0 | 78.9898 | 177.9238 | 2019-04-07 17:44
SplitHP1SpRes-S14-H8.2 | None | MFm | 2007 | CZ04 | rDXHP | 3 | None | 1 | MFm_SplitHP1SpRes-S14-H8.2_CZ04 | 23967.64 | 3720.336 | 7642.8058 | 0.0505 | 187.877 | 385.9617 | 198753.2 | 45563.4 | 0 | 77188.9 | 5195.542 | 3277.292 | 0 | 0 | 1066.053 | 623.0088 | 443.044 | 0 | 1824.255 | 64637.73 | 0 | 0 | 0 | 0 | 0 | 78.9898 | 177.9238 | 2019-04-07 17:45
SplitHP1SpRes-S14-H8.2 | None | MFm | 2007 | CZ04 | rDXHP | 4 | None | 1 | MFm_SplitHP1SpRes-S14-H8.2_CZ04 | 23967.64 | 4287.7924 | 10744.9408 | 0.4331 | 1857.0429 | 4653.6339 | 202549.3 | 45563.4 | 0 | 77385.98 | 7595.727 | 3772.633 | 0 | 0 | 1411.518 | 896.3588 | 515.1594 | 0 | 2252.855 | 64567.11 | 0 | 0 | 0 | 0 | 0 | 78.9898 | 177.9238 | 2019-04-07 17:47
SplitHP1SpRes-S14-H8.2 | None | MFm | 2007 | CZ04 | rDXHP | 5 | None | 1 | MFm_SplitHP1SpRes-S14-H8.2_CZ04 | 23967.64 | 6342.7052 | 7810.4005 | 0.0575 | 364.7055 | 449.098 | 201482.6 | 45563.4 | 0 | 77093.16 | 5401.163 | 5490.515 | 0 | 0 | 1495.074 | 642.8835 | 852.1902 | 0 | 1766.354 | 64672.89 | 0 | 0 | 0 | 0 | 0 | 78.9898 | 177.9238 | 2019-04-07 17:49
SplitHP1SpRes-S14-H8.2 | None | MFm | 2007 | CZ05 | rDXHP | 1 | None | 1 | MFm_SplitHP1SpRes-S14-H8.2_CZ05 | 23967.64 | 525.2195 | 9082.8941 | 0.1588 | 83.4049 | 1442.3636 | 201303.4 | 45563.4 | 0 | 77089.93 | 7016.954 | 452.6585 | 0 | 0 | 884.9529 | 812.3911 | 72.561 | 0 | 1253.549 | 69041.97 | 0 | 0 | 0 | 0 | 0 | 78.9898 | 177.9238 | 2019-04-07 17:50
SplitHP1SpRes-S14-H8.2 | None | MFm | 2007 | CZ05 | rDXHP | 2 | None | 1 | MFm_SplitHP1SpRes-S14-H8.2_CZ05 | 23967.64 | 324.0658 | 9294.7347 | 0.1398 | 45.3044 | 1299.4039 | 201333.7 | 45563.4 | 0 | 77120.65 | 7236.251 | 280.7486 | 0 | 0 | 876.5937 | 833.2767 | 43.3172 | 0 | 1225.207 | 69030.79 | 0 | 0 | 0 | 0 | 0 | 78.9898 | 177.9238 | 2019-04-07 17:52
SplitHP1SpRes-S14-H8.2 | None | MFm | 2007 | CZ05 | rDXHP | 3 | None | 1 | MFm_SplitHP1SpRes-S14-H8.2_CZ05 | 23967.64 | 455.1523 | 13320.471 | 0.3113 | 141.6889 | 4146.6626 | 205670.8 | 45563.4 | 0 | 77402.88 | 10590.42 | 394.8482 | 0 | 0 | 1269.094 | 1208.789 | 60.3041 | 0 | 1521.262 | 68928.92 | 0 | 0 | 0 | 0 | 0 | 78.9898 | 177.9238 | 2019-04-07 17:53
SplitHP1SpRes-S14-H8.2 | None | MFm | 2007 | CZ05 | rDXHP | 4 | None | 1 | MFm_SplitHP1SpRes-S14-H8.2_CZ05 | 23967.64 | 220.1364 | 18979.229 | 0.1345 | 29.6084 | 2552.7063 | 211373.3 | 45563.4 | 0 | 77840.29 | 15530.11 | 191.2326 | 0 | 0 | 1766.753 | 1737.849 | 28.9038 | 0 | 1711.27 | 68770.24 | 0 | 0 | 0 | 0 | 0 | 78.9898 | 177.9238 | 2019-04-07 17:55
SplitHP1SpRes-S14-H8.2 | None | MFm | 2007 | CZ05 | rDXHP | 5 | None | 1 | MFm_SplitHP1SpRes-S14-H8.2_CZ05 | 23967.64 | 92.0722 | 13679.807 | 0.2556 | 23.5337 | 3496.5587 | 205699.6 | 45563.4 | 0 | 77454.05 | 10956.16 | 79.8839 | 0 | 0 | 1255.194 | 1243.005 | 12.1883 | 0 | 1480.642 | 68910.29 | 0 | 0 | 0 | 0 | 0 | 78.9898 | 177.9238 | 2019-04-07 17:57
SplitHP1SpRes-S14-H8.2 | None | MFm | 2007 | CZ06 | rDXHP | 1 | None | 1 | MFm_SplitHP1SpRes-S14-H8.2_CZ06 | 28944.4 | 4392.2541 | 5866.2829 | 0.05 | 219.6127 | 293.3141 | 208964 | 51182.81 | 0 | 85840.13 | 4922.139 | 3820.714 | 0 | 0 | 1122.837 | 551.2962 | 571.5401 | 0 | 392.8477 | 61682.54 | 0 | 0 | 0 | 0 | 0 | 89.5479 | 199.3493 | 2019-04-07 17:58
SplitHP1SpRes-S14-H8.2 | None | MFm | 2007 | CZ06 | rDXHP | 2 | None | 1 | MFm_SplitHP1SpRes-S14-H8.2_CZ06 | 28944.4 | 4912.9218 | 8844.4872 | 0.4632 | 2275.6654 | 4096.7665 | 212577.1 | 51182.81 | 0 | 86019.34 | 7528.072 | 4272.866 | 0 | 0 | 1475.822 | 835.7666 | 640.0558 | 0 | 480.6486 | 61617.51 | 0 | 0 | 0 | 0 | 0 | 89.5479 | 199.3493 | 2019-04-07 18:00
SplitHP1SpRes-S14-H8.2 | None | MFm | 2007 | CZ06 | rDXHP | 3 | None | 1 | MFm_SplitHP1SpRes-S14-H8.2_CZ06 | 28944.4 | 7721.629 | 9065.5943 | 0.0504 | 389.1701 | 456.906 | 215543.8 | 51182.81 | 0 | 85919.83 | 7746.658 | 6653.638 | 0 | 0 | 1923.027 | 855.0358 | 1067.991 | 0 | 463.9005 | 61653.93 | 0 | 0 | 0 | 0 | 0 | 89.5479 | 199.3493 | 2019-04-07 18:02
SplitHP1SpRes-S14-H8.2 | None | MFm | 2007 | CZ06 | rDXHP | 4 | None | 1 | MFm_SplitHP1SpRes-S14-H8.2_CZ06 | 28944.4 | 3456.534 | 12858.2612 | 0.3632 | 1255.4131 | 4670.1205 | 215328.3 | 51182.81 | 0 | 86324.44 | 11118.78 | 3000.146 | 0 | 0 | 1667.75 | 1211.361 | 456.388 | 0 | 528.1202 | 61506.22 | 0 | 0 | 0 | 0 | 0 | 89.5479 | 199.3493 | 2019-04-07 18:04
SplitHP1SpRes-S14-H8.2 | None | MFm | 2007 | CZ06 | rDXHP | 5 | None | 1 | MFm_SplitHP1SpRes-S14-H8.2_CZ06 | 28944.4 | 2336.5976 | 5749.3389 | 0.0732 | 171.0389 | 420.8516 | 206824.6 | 51182.81 | 0 | 85892.74 | 4804.436 | 2033.884 | 0 | 0 | 843.3929 | 540.6799 | 302.7136 | 0 | 404.223 | 61663.08 | 0 | 0 | 0 | 0 | 0 | 89.5479 | 199.3493 | 2019-04-07 18:05
SplitHP1SpRes-S14-H8.2 | None | MFm | 2007 | CZ07 | rDXHP | 1 | None | 1 | MFm_SplitHP1SpRes-S14-H8.2_CZ07 | 28944.4 | 7344.242 | 2625.8802 | 0.05 | 367.2121 | 131.294 | 207521.7 | 51182.81 | 0 | 85472.91 | 2368.368 | 6343.686 | 0 | 0 | 1258.068 | 257.5122 | 1000.556 | 0 | 0 | 60895.84 | 0 | 0 | 0 | 0 | 0 | 89.5479 | 199.3493 | 2019-04-07 18:07
SplitHP1SpRes-S14-H8.2 | None | MFm | 2007 | CZ07 | rDXHP | 2 | None | 1 | MFm_SplitHP1SpRes-S14-H8.2_CZ07 | 28944.4 | 5142.0598 | 8388.6565 | 0.7765 | 3992.8094 | 6513.7918 | 211394.8 | 51182.81 | 0 | 85964.24 | 7586.775 | 4453.833 | 0 | 0 | 1490.108 | 801.8815 | 688.2268 | 0 | 1.1038e-06 | 60717.05 | 0 | 0 | 0 | 0 | 0 | 89.5479 | 199.3493 | 2019-04-07 18:09
SplitHP1SpRes-S14-H8.2 | None | MFm | 2007 | CZ07 | rDXHP | 3 | None | 1 | MFm_SplitHP1SpRes-S14-H8.2_CZ07 | 28944.4 | 5687.784 | 4987.2996 | 0.05 | 284.3892 | 249.365 | 208371.4 | 51182.81 | 0 | 85700.41 | 4503.243 | 4919.442 | 0 | 0 | 1252.399 | 484.0566 | 768.342 | 0 | 5.1141e-06 | 60813.16 | 0 | 0 | 0 | 0 | 0 | 89.5479 | 199.3493 | 2019-04-07 18:10
SplitHP1SpRes-S14-H8.2 | None | MFm | 2007 | CZ07 | rDXHP | 4 | None | 1 | MFm_SplitHP1SpRes-S14-H8.2_CZ07 | 28944.4 | 7379.797 | 5253.5412 | 0.0735 | 542.4151 | 386.1353 | 210301.7 | 51182.81 | 0 | 85656.13 | 4746.502 | 6374.447 | 0 | 0 | 1512.39 | 507.0392 | 1005.35 | 0 | 3.0708e-07 | 60829.4 | 0 | 0 | 0 | 0 | 0 | 89.5479 | 199.3493 | 2019-04-07 18:12
SplitHP1SpRes-S14-H8.2 | None | MFm | 2007 | CZ07 | rDXHP | 5 | None | 1 | MFm_SplitHP1SpRes-S14-H8.2_CZ07 | 28944.4 | 6202.1902 | 2747.0685 | 0.05 | 310.1095 | 137.3534 | 206529.2 | 51182.81 | 0 | 85517.59 | 2478.979 | 5353.559 | 0 | 0 | 1116.721 | 268.0895 | 848.6312 | 0 | 0 | 60879.54 | 0 | 0 | 0 | 0 | 0 | 89.5479 | 199.3493 | 2019-04-07 18:14
SplitHP1SpRes-S14-H8.2 | None | MFm | 2007 | CZ08 | rDXHP | 1 | None | 1 | MFm_SplitHP1SpRes-S14-H8.2_CZ08 | 28944.4 | 15467.556 | 4362.7065 | 0.0565 | 873.9169 | 246.4929 | 216088.8 | 51182.81 | 0 | 85650.43 | 3858.19 | 13494.68 | 0 | 0 | 2401.143 | 428.2668 | 1972.876 | 0 | 76.2497 | 59425.28 | 0 | 0 | 0 | 0 | 0 | 89.5479 | 199.3493 | 2019-04-07 18:15
SplitHP1SpRes-S14-H8.2 | None | MFm | 2007 | CZ08 | rDXHP | 2 | None | 1 | MFm_SplitHP1SpRes-S14-H8.2_CZ08 | 28944.4 | 13413.443 | 4548.0029 | 0.05 | 670.6721 | 227.4001 | 214323.6 | 51182.81 | 0 | 85814.02 | 4028.3 | 11727.91 | 0 | 0 | 2130.091 | 444.5574 | 1685.533 | 0 | 75.1455 | 59365.41 | 0 | 0 | 0 | 0 | 0 | 89.5479 | 199.3493 | 2019-04-07 18:17
SplitHP1SpRes-S14-H8.2 | None | MFm | 2007 | CZ08 | rDXHP | 3 | None | 1 | MFm_SplitHP1SpRes-S14-H8.2_CZ08 | 28944.4 | 8777.826 | 10014.6835 | 0.3246 | 2849.2823 | 3250.7663 | 215527.8 | 51182.81 | 0 | 86401.34 | 8947.096 | 7694.231 | 0 | 0 | 2048.205 | 964.608 | 1083.595 | 0 | 102.9795 | 59151.13 | 0 | 0 | 0 | 0 | 0 | 89.5479 | 199.3493 | 2019-04-07 18:19
SplitHP1SpRes-S14-H8.2 | None | MFm | 2007 | CZ08 | rDXHP | 4 | None | 1 | MFm_SplitHP1SpRes-S14-H8.2_CZ08 | 28944.4 | 9700.196 | 6732.993 | 0.498 | 4830.6976 | 3353.0305 | 213007.5 | 51182.81 | 0 | 86148.04 | 5989.388 | 8497.419 | 0 | 0 | 1860.095 | 657.3177 | 1202.777 | 0 | 86.2873 | 59243.47 | 0 | 0 | 0 | 0 | 0 | 89.5479 | 199.3493 | 2019-04-07 18:20
SplitHP1SpRes-S14-H8.2 | None | MFm | 2007 | CZ08 | rDXHP | 5 | None | 1 | MFm_SplitHP1SpRes-S14-H8.2_CZ08 | 28944.4 | 12449.435 | 7049.0589 | 0.0709 | 882.6649 | 499.7783 | 215965.3 | 51182.81 | 0 | 85978.45 | 6279.631 | 10753.79 | 0 | 0 | 2380.379 | 684.7298 | 1695.645 | 0 | 84.6981 | 59305.57 | 0 | 0 | 0 | 0 | 0 | 89.5479 | 199.3493 | 2019-04-07 18:22
SplitHP1SpRes-S14-H8.2 | None | MFm | 2007 | CZ09 | rDXHP | 1 | None | 1 | MFm_SplitHP1SpRes-S14-H8.2_CZ09 | 27038.9 | 12792.262 | 5833.6552 | 0.05 | 639.6131 | 291.6828 | 209847 | 49041.75 | 0 | 82966.48 | 5116.542 | 11246.87 | 0 | 0 | 2117.585 | 572.1927 | 1545.392 | 0 | 144.9205 | 59212.91 | 0 | 0 | 0 | 0 | 0 | 85.4903 | 191.1336 | 2019-04-07 18:24
SplitHP1SpRes-S14-H8.2 | None | MFm | 2007 | CZ09 | rDXHP | 2 | None | 1 | MFm_SplitHP1SpRes-S14-H8.2_CZ09 | 27038.9 | 8634.314 | 6142.1263 | 0.05 | 431.7157 | 307.1063 | 206128.9 | 49041.75 | 0 | 83174.23 | 5404.065 | 7605.209 | 0 | 0 | 1629.924 | 600.8192 | 1029.105 | 0 | 137.2421 | 59136.51 | 0 | 0 | 0 | 0 | 0 | 85.4903 | 191.1336 | 2019-04-07 18:25
SplitHP1SpRes-S14-H8.2 | None | MFm | 2007 | CZ09 | rDXHP | 3 | None | 1 | MFm_SplitHP1SpRes-S14-H8.2_CZ09 | 27038.9 | 9712.756 | 8355.7593 | 0.2682 | 2604.9612 | 2241.0146 | 209501.2 | 49041.75 | 0 | 83299.78 | 7374.838 | 8549.53 | 0 | 0 | 1979.013 | 815.7855 | 1163.226 | 0 | 165.1358 | 59091.19 | 0 | 0 | 0 | 0 | 0 | 85.4903 | 191.1336 | 2019-04-07 18:27
SplitHP1SpRes-S14-H8.2 | None | MFm | 2007 | CZ09 | rDXHP | 4 | None | 1 | MFm_SplitHP1SpRes-S14-H8.2_CZ09 | 27038.9 | 12013.776 | 11915.3526 | 0.5818 | 6989.6149 | 6932.3521 | 215435.7 | 49041.75 | 0 | 83415.13 | 10569.07 | 10427.15 | 0 | 0 | 2735.468 | 1148.846 | 1586.626 | 0 | 197.4366 | 59049.66 | 0 | 0 | 0 | 0 | 0 | 85.4903 | 191.1336 | 2019-04-07 18:29
SplitHP1SpRes-S14-H8.2 | None | MFm | 2007 | CZ09 | rDXHP | 5 | None | 1 | MFm_SplitHP1SpRes-S14-H8.2_CZ09 | 27038.9 | 8092.296 | 8822.696 | 0.05 | 404.6148 | 441.1348 | 208424.6 | 49041.75 | 0 | 83421.39 | 7809.489 | 7088.485 | 0 | 0 | 1862.176 | 858.364 | 1003.811 | 0 | 154.843 | 59046.47 | 0 | 0 | 0 | 0 | 0 | 85.4903 | 191.1336 | 2019-04-07 18:30
SplitHP1SpRes-S14-H8.2 | None | MFm | 2007 | CZ10 | rDXHP | 1 | None | 1 | MFm_SplitHP1SpRes-S14-H8.2_CZ10 | 25755.65 | 13050.913 | 2703.5779 | 0.05 | 652.5457 | 135.1789 | 202793.6 | 47602.44 | 0 | 80432.2 | 2093.626 | 11537.67 | 0 | 0 | 1756.684 | 243.4409 | 1513.243 | 0 | 366.511 | 59004.48 | 0 | 0 | 0 | 0 | 0 | 82.7834 | 185.6062 | 2019-04-07 18:32
SplitHP1SpRes-S14-H8.2 | None | MFm | 2007 | CZ10 | rDXHP | 2 | None | 1 | MFm_SplitHP1SpRes-S14-H8.2_CZ10 | 25755.65 | 14471.826 | 5363.3737 | 0.1721 | 2490.6013 | 923.0366 | 206879.9 | 47602.44 | 0 | 80438.89 | 4338.08 | 12556.66 | 0 | 0 | 2412.106 | 496.9515 | 1915.166 | 0 | 528.3422 | 59003.37 | 0 | 0 | 0 | 0 | 0 | 82.7834 | 185.6062 | 2019-04-07 18:33
SplitHP1SpRes-S14-H8.2 | None | MFm | 2007 | CZ10 | rDXHP | 3 | None | 1 | MFm_SplitHP1SpRes-S14-H8.2_CZ10 | 25755.65 | 10827.232 | 7850.4789 | 0.4169 | 4513.873 | 3272.8647 | 206041 | 47602.44 | 0 | 80940.11 | 6496.857 | 9507.532 | 0 | 0 | 2054.483 | 734.7822 | 1319.7 | 0 | 618.8397 | 58820.77 | 0 | 0 | 0 | 0 | 0 | 82.7834 | 185.6062 | 2019-04-07 18:35
SplitHP1SpRes-S14-H8.2 | None | MFm | 2007 | CZ10 | rDXHP | 4 | None | 1 | MFm_SplitHP1SpRes-S14-H8.2_CZ10 | 25755.65 | 8886.13 | 7850.4167 | 0.1905 | 1692.8078 | 1495.5044 | 204186.9 | 47602.44 | 0 | 81077.98 | 6496.803 | 7858.432 | 0 | 0 | 1762.474 | 734.7756 | 1027.698 | 0 | 618.8381 | 58769.95 | 0 | 0 | 0 | 0 | 0 | 82.7834 | 185.6062 | 2019-04-07 18:37
SplitHP1SpRes-S14-H8.2 | None | MFm | 2007 | CZ10 | rDXHP | 5 | None | 1 | MFm_SplitHP1SpRes-S14-H8.2_CZ10 | 25755.65 | 6789.6974 | 5362.9685 | 0.1705 | 1157.6434 | 914.3861 | 199555.6 | 47602.44 | 0 | 81005.66 | 4337.718 | 5992.578 | 0 | 0 | 1294.028 | 496.9094 | 797.1194 | 0 | 528.3411 | 58794.82 | 0 | 0 | 0 | 0 | 0 | 82.7834 | 185.6062 | 2019-04-07 18:38
SplitHP1SpRes-S14-H8.2 | None | MFm | 2007 | CZ11 | rDXHP | 1 | None | 1 | MFm_SplitHP1SpRes-S14-H8.2_CZ11 | 25755.65 | 30297.825 | 21828.006 | 0.2087 | 6323.1561 | 4555.5049 | 240170.5 | 47602.44 | 0 | 80257.95 | 17251.8 | 26732.54 | 0 | 0 | 5527.796 | 1962.517 | 3565.285 | 0 | 2613.689 | 60184.34 | 0 | 0 | 0 | 0 | 0 | 82.7834 | 185.6062 | 2019-04-07 18:40
SplitHP1SpRes-S14-H8.2 | None | MFm | 2007 | CZ11 | rDXHP | 2 | None | 1 | MFm_SplitHP1SpRes-S14-H8.2_CZ11 | 25755.65 | 21835.04 | 17738.025 | 0.0508 | 1109.22 | 901.0917 | 227730.4 | 47602.44 | 0 | 80438.06 | 13780.8 | 19318.2 | 0 | 0 | 4102.958 | 1586.126 | 2516.84 | 0 | 2371.099 | 60116.83 | 0 | 0 | 0 | 0 | 0 | 82.7834 | 185.6062 | 2019-04-07 18:42
SplitHP1SpRes-S14-H8.2 | None | MFm | 2007 | CZ11 | rDXHP | 3 | None | 1 | MFm_SplitHP1SpRes-S14-H8.2_CZ11 | 25755.65 | 22830.678 | 16691.663 | 0.6369 | 14540.8588 | 10630.9202 | 227613.3 | 47602.44 | 0 | 80334.42 | 12682.67 | 20243.76 | 0 | 0 | 4061.419 | 1474.5 | 2586.918 | 0 | 2534.493 | 60154.13 | 0 | 0 | 0 | 0 | 0 | 82.7834 | 185.6062 | 2019-04-07 18:44
SplitHP1SpRes-S14-H8.2 | None | MFm | 2007 | CZ11 | rDXHP | 4 | None | 1 | MFm_SplitHP1SpRes-S14-H8.2_CZ11 | 25755.65 | 17129.019 | 13197.707 | 0.0536 | 918.1154 | 707.3971 | 218458.9 | 47602.44 | 0 | 80403.03 | 9823.978 | 15232.08 | 0 | 0 | 3051.52 | 1154.58 | 1896.939 | 0 | 2219.149 | 60126.74 | 0 | 0 | 0 | 0 | 0 | 82.7834 | 185.6062 | 2019-04-07 18:45
SplitHP1SpRes-S14-H8.2 | None | MFm | 2007 | CZ11 | rDXHP | 5 | None | 1 | MFm_SplitHP1SpRes-S14-H8.2_CZ11 | 25755.65 | 19427.404 | 13954.558 | 0.05 | 971.3702 | 697.7279 | 221487.8 | 47602.44 | 0 | 80360.01 | 10607.47 | 17259.23 | 0 | 0 | 3403.772 | 1235.595 | 2168.174 | 0 | 2111.493 | 60143.42 | 0 | 0 | 0 | 0 | 0 | 82.7834 | 185.6062 | 2019-04-07 18:47
SplitHP1SpRes-S14-H8.2 | None | MFm | 2007 | CZ12 | rDXHP | 1 | None | 1 | MFm_SplitHP1SpRes-S14-H8.2_CZ12 | 25755.65 | 15088.248 | 13453.687 | 0.112 | 1689.8838 | 1506.8129 | 219326.6 | 47602.44 | 0 | 80270.93 | 10129.28 | 13292.69 | 0 | 0 | 2971.11 | 1175.555 | 1795.558 | 0 | 2148.852 | 62911.24 | 0 | 0 | 0 | 0 | 0 | 82.7834 | 185.6062 | 2019-04-07 18:49
SplitHP1SpRes-S14-H8.2 | None | MFm | 2007 | CZ12 | rDXHP | 2 | None | 1 | MFm_SplitHP1SpRes-S14-H8.2_CZ12 | 25755.65 | 14413.959 | 10785.1139 | 0.1247 | 1797.4207 | 1344.9037 | 215910.7 | 47602.44 | 0 | 80157.52 | 7992.972 | 12712.99 | 0 | 0 | 2633.215 | 932.2449 | 1700.969 | 0 | 1859.897 | 62951.61 | 0 | 0 | 0 | 0 | 0 | 82.7834 | 185.6062 | 2019-04-07 18:51
SplitHP1SpRes-S14-H8.2 | None | MFm | 2007 | CZ12 | rDXHP | 3 | None | 1 | MFm_SplitHP1SpRes-S14-H8.2_CZ12 | 25755.65 | 9987.057 | 13560.174 | 0.05 | 499.3529 | 678.0087 | 214534.8 | 47602.44 | 0 | 80591.06 | 10238.31 | 8841.981 | 0 | 0 | 2331.235 | 1186.159 | 1145.076 | 0 | 2135.705 | 62793.98 | 0 | 0 | 0 | 0 | 0 | 82.7834 | 185.6062 | 2019-04-07 18:53
SplitHP1SpRes-S14-H8.2 | None | MFm | 2007 | CZ12 | rDXHP | 4 | None | 1 | MFm_SplitHP1SpRes-S14-H8.2_CZ12 | 25755.65 | 11361.452 | 10265.5545 | 0.348 | 3953.7853 | 3572.413 | 212415.3 | 47602.44 | 0 | 80279.34 | 7506.064 | 10042.86 | 0 | 0 | 2200.717 | 882.1265 | 1318.592 | 0 | 1877.364 | 62906.52 | 0 | 0 | 0 | 0 | 0 | 82.7834 | 185.6062 | 2019-04-07 18:55
SplitHP1SpRes-S14-H8.2 | None | MFm | 2007 | CZ12 | rDXHP | 5 | None | 1 | MFm_SplitHP1SpRes-S14-H8.2_CZ12 | 25755.65 | 13306.984 | 17073.905 | 0.3653 | 4861.0413 | 6237.0975 | 221397.8 | 47602.44 | 0 | 80635.39 | 13173.6 | 11571.67 | 0 | 0 | 3244.827 | 1509.529 | 1735.314 | 0 | 2390.776 | 62779.09 | 0 | 0 | 0 | 0 | 0 | 82.7834 | 185.6062 | 2019-04-07 18:56
SplitHP1SpRes-S14-H8.2 | None | MFm | 2007 | CZ13 | rDXHP | 1 | None | 1 | MFm_SplitHP1SpRes-S14-H8.2_CZ13 | 25755.65 | 23910.864 | 10761.1821 | 0.05 | 1195.5432 | 538.0591 | 221574.2 | 47602.44 | 0 | 80120.17 | 8001.393 | 21121.02 | 0 | 0 | 3725.366 | 935.5281 | 2789.844 | 0 | 1824.261 | 59179.54 | 0 | 0 | 0 | 0 | 0 | 82.7834 | 185.6062 | 2019-04-07 18:57
SplitHP1SpRes-S14-H8.2 | None | MFm | 2007 | CZ13 | rDXHP | 2 | None | 1 | MFm_SplitHP1SpRes-S14-H8.2_CZ13 | 25755.65 | 24815.919 | 17454.517 | 0.4479 | 11115.0501 | 7817.8782 | 229506.7 | 47602.44 | 0 | 80641.58 | 13669.51 | 21954.82 | 0 | 0 | 4419.694 | 1558.594 | 2861.099 | 0 | 2226.413 | 58992.24 | 0 | 0 | 0 | 0 | 0 | 82.7834 | 185.6062 | 2019-04-07 18:58
SplitHP1SpRes-S14-H8.2 | None | MFm | 2007 | CZ13 | rDXHP | 3 | None | 1 | MFm_SplitHP1SpRes-S14-H8.2_CZ13 | 25755.65 | 18588.182 | 13914.119 | 0.05 | 929.4091 | 695.706 | 219784.3 | 47602.44 | 0 | 80717.13 | 10661.23 | 16495.99 | 0 | 0 | 3322.554 | 1230.366 | 2092.192 | 0 | 2022.523 | 58962.43 | 0 | 0 | 0 | 0 | 0 | 82.7834 | 185.6062 | 2019-04-07 18:59
SplitHP1SpRes-S14-H8.2 | None | MFm | 2007 | CZ13 | rDXHP | 4 | None | 1 | MFm_SplitHP1SpRes-S14-H8.2_CZ13 | 25755.65 | 21009.7 | 13056.87 | 0.05 | 1050.485 | 652.8435 | 221219.4 | 47602.44 | 0 | 80513.88 | 9838.482 | 18623.64 | 0 | 0 | 3532.54 | 1146.474 | 2386.06 | 0 | 2071.914 | 59036.5 | 0 | 0 | 0 | 0 | 0 | 82.7834 | 185.6062 | 2019-04-07 19:01
SplitHP1SpRes-S14-H8.2 | None | MFm | 2007 | CZ13 | rDXHP | 5 | None | 1 | MFm_SplitHP1SpRes-S14-H8.2_CZ13 | 25755.65 | 22325.289 | 10154.2983 | 0.4021 | 8976.9987 | 4083.0433 | 219362.6 | 47602.44 | 0 | 80091.09 | 7426.018 | 19507.97 | 0 | 0 | 3693.242 | 875.9543 | 2817.319 | 0 | 1852.326 | 59189.53 | 0 | 0 | 0 | 0 | 0 | 82.7834 | 185.6062 | 2019-04-07 19:02
SplitHP1SpRes-S14-H8.2 | None | MFm | 2007 | CZ14 | rDXHP | 1 | None | 1 | MFm_SplitHP1SpRes-S14-H8.2_CZ14 | 26269.71 | 33244.453 | 24472.936 | 0.8 | 26595.5624 | 19578.3488 | 248030.6 | 48178.17 | 0 | 81452.01 | 19129.93 | 29316.95 | 0 | 0 | 6112.792 | 2185.302 | 3927.503 | 0 | 3157.704 | 60683.02 | 0 | 0 | 0 | 0 | 0 | 83.8661 | 187.8206 | 2019-04-07 19:04
SplitHP1SpRes-S14-H8.2 | None | MFm | 2007 | CZ14 | rDXHP | 2 | None | 1 | MFm_SplitHP1SpRes-S14-H8.2_CZ14 | 26269.71 | 27856.486 | 20272.73 | 0.05 | 1392.8243 | 1013.6365 | 238485 | 48178.17 | 0 | 81520.79 | 15666.5 | 24654.85 | 0 | 0 | 5011.543 | 1809.911 | 3201.636 | 0 | 2796.319 | 60656.84 | 0 | 0 | 0 | 0 | 0 | 83.8661 | 187.8206 | 2019-04-07 19:06
SplitHP1SpRes-S14-H8.2 | None | MFm | 2007 | CZ14 | rDXHP | 3 | None | 1 | MFm_SplitHP1SpRes-S14-H8.2_CZ14 | 26269.71 | 29605.744 | 19707.054 | 0.05 | 1480.2872 | 985.3527 | 239529.2 | 48178.17 | 0 | 81301.13 | 14991.84 | 26148.86 | 0 | 0 | 5203.746 | 1746.889 | 3456.884 | 0 | 2968.325 | 60737.15 | 0 | 0 | 0 | 0 | 0 | 83.8661 | 187.8206 | 2019-04-07 19:08
SplitHP1SpRes-S14-H8.2 | None | MFm | 2007 | CZ14 | rDXHP | 4 | None | 1 | MFm_SplitHP1SpRes-S14-H8.2_CZ14 | 26269.71 | 29622.947 | 15927.868 | 0.05 | 1481.1474 | 796.3934 | 235633.8 | 48178.17 | 0 | 81093.16 | 11988.31 | 26179.64 | 0 | 0 | 4854.547 | 1411.24 | 3443.307 | 0 | 2528.318 | 60811.76 | 0 | 0 | 0 | 0 | 0 | 83.8661 | 187.8206 | 2019-04-07 19:09
SplitHP1SpRes-S14-H8.2 | None | MFm | 2007 | CZ14 | rDXHP | 5 | None | 1 | MFm_SplitHP1SpRes-S14-H8.2_CZ14 | 26269.71 | 31367.744 | 16347.136 | 0.05 | 1568.3872 | 817.3568 | 237753.3 | 48178.17 | 0 | 81022.09 | 12473.93 | 27692.21 | 0 | 0 | 5133.061 | 1457.533 | 3675.534 | 0 | 2415.673 | 60838.16 | 0 | 0 | 0 | 0 | 0 | 83.8661 | 187.8206 | 2019-04-07 19:11
SplitHP1SpRes-S14-H8.2 | None | MFm | 2007 | CZ15 | rDXHP | 1 | None | 1 | MFm_SplitHP1SpRes-S14-H8.2_CZ15 | 26269.71 | 49008.874 | 3410.1211 | 0.05 | 2450.4437 | 170.5061 | 228178.4 | 48178.17 | 0 | 82390.43 | 3050.495 | 43565.2 | 0 | 0 | 5779.082 | 335.4374 | 5443.674 | 0 | 24.1887 | 45190.84 | 0 | 0 | 0 | 0 | 0 | 83.8661 | 187.8206 | 2019-04-07 19:13
SplitHP1SpRes-S14-H8.2 | None | MFm | 2007 | CZ15 | rDXHP | 2 | None | 1 | MFm_SplitHP1SpRes-S14-H8.2_CZ15 | 26269.71 | 44167.46 | 4684.4452 | 0.05 | 2208.373 | 234.2223 | 224868.8 | 48178.17 | 0 | 82797.65 | 4192.641 | 39300.37 | 0 | 0 | 5323.381 | 456.3163 | 4867.09 | 0 | 35.4879 | 45041.11 | 0 | 0 | 0 | 0 | 0 | 83.8661 | 187.8206 | 2019-04-07 19:14
SplitHP1SpRes-S14-H8.2 | None | MFm | 2007 | CZ15 | rDXHP | 3 | None | 1 | MFm_SplitHP1SpRes-S14-H8.2_CZ15 | 26269.71 | 39879.738 | 4957.7638 | 0.05 | 1993.9869 | 247.8882 | 221084.9 | 48178.17 | 0 | 83163.44 | 4444.631 | 35619 | 0 | 0 | 4739.955 | 479.2296 | 4260.738 | 0 | 33.9032 | 44905.86 | 0 | 0 | 0 | 0 | 0 | 83.8661 | 187.8206 | 2019-04-07 19:16
SplitHP1SpRes-S14-H8.2 | None | MFm | 2007 | CZ15 | rDXHP | 4 | None | 1 | MFm_SplitHP1SpRes-S14-H8.2_CZ15 | 26269.71 | 39365.927 | 6516.5484 | 0.7238 | 28493.058 | 4716.6777 | 222266.7 | 48178.17 | 0 | 83379.9 | 5809.871 | 35263.67 | 0 | 0 | 4721.742 | 619.4919 | 4102.257 | 0 | 87.1855 | 44826.15 | 0 | 0 | 0 | 0 | 0 | 83.8661 | 187.8206 | 2019-04-07 19:17
SplitHP1SpRes-S14-H8.2 | None | MFm | 2007 | CZ15 | rDXHP | 5 | None | 1 | MFm_SplitHP1SpRes-S14-H8.2_CZ15 | 26269.71 | 28919.867 | 3601.0258 | 0.1262 | 3649.6872 | 454.4494 | 209145.9 | 48178.17 | 0 | 83768.23 | 3226.212 | 25893.51 | 0 | 0 | 3378.11 | 351.7721 | 3026.357 | 0 | 23.0417 | 44678.62 | 0 | 0 | 0 | 0 | 0 | 83.8661 | 187.8206 | 2019-04-07 19:19
SplitHP1SpRes-S14-H8.2 | None | MFm | 2007 | CZ16 | rDXHP | 1 | None | 1 | MFm_SplitHP1SpRes-S14-H8.2_CZ16 | 23967.64 | 12653.228 | 41068.311 | 0.6469 | 8185.3732 | 26567.0904 | 250268.3 | 45563.4 | 0 | 77095.55 | 27069.76 | 10946.33 | 0 | 0 | 4982.886 | 3275.981 | 1706.898 | 0 | 10722.57 | 73887.79 | 0 | 0 | 0 | 0 | 0 | 78.9898 | 177.9238 | 2019-04-07 19:20
SplitHP1SpRes-S14-H8.2 | None | MFm | 2007 | CZ16 | rDXHP | 2 | None | 1 | MFm_SplitHP1SpRes-S14-H8.2_CZ16 | 23967.64 | 9223.757 | 38897.988 | 0.05 | 461.1879 | 1944.8994 | 244737.2 | 45563.4 | 0 | 77206.37 | 24933.53 | 7982.97 | 0 | 0 | 4284.294 | 3043.498 | 1240.787 | 0 | 10920.96 | 73845.72 | 0 | 0 | 0 | 0 | 0 | 78.9898 | 177.9238 | 2019-04-07 19:22
SplitHP1SpRes-S14-H8.2 | None | MFm | 2007 | CZ16 | rDXHP | 3 | None | 1 | MFm_SplitHP1SpRes-S14-H8.2_CZ16 | 23967.64 | 8639.544 | 35698.257 | 0.05 | 431.9772 | 1784.9128 | 240892.1 | 45563.4 | 0 | 77111.68 | 23170.13 | 7492.946 | 0 | 0 | 3978.828 | 2832.229 | 1146.598 | 0 | 9695.898 | 73879.2 | 0 | 0 | 0 | 0 | 0 | 78.9898 | 177.9238 | 2019-04-07 19:24
SplitHP1SpRes-S14-H8.2 | None | MFm | 2007 | CZ16 | rDXHP | 4 | None | 1 | MFm_SplitHP1SpRes-S14-H8.2_CZ16 | 23967.64 | 6189.8659 | 33728.184 | 0.05 | 309.4933 | 1686.4092 | 236566.3 | 45563.4 | 0 | 77261.5 | 21774.41 | 5374.397 | 0 | 0 | 3461.869 | 2646.397 | 815.4689 | 0 | 9307.377 | 73823.32 | 0 | 0 | 0 | 0 | 0 | 78.9898 | 177.9238 | 2019-04-07 19:25
SplitHP1SpRes-S14-H8.2 | None | MFm | 2007 | CZ16 | rDXHP | 5 | None | 1 | MFm_SplitHP1SpRes-S14-H8.2_CZ16 | 23967.64 | 6820.2165 | 34120.799 | 0.2031 | 1385.186 | 6929.9343 | 237514.3 | 45563.4 | 0 | 77143.84 | 21923.71 | 5921.831 | 0 | 0 | 3596.196 | 2697.811 | 898.3855 | 0 | 9499.278 | 73866.05 | 0 | 0 | 0 | 0 | 0 | 78.9898 | 177.9238 | 2019-04-07 19:26

## tstat wts dump (hidden)
/*
Navicat PGSQL Data Transfer
Source Server : DEER_Local
Source Server Version : 90405
Source Host : localhost:5432
Source Database : deer2020
Source Schema : reshvac
Target Server Type : PGSQL
Target Server Version : 90405
File Encoding : 65001
Date: 2018-08-23 13:32:30
*/
-- ----------------------------
#NAME?
-- ----------------------------
DROP TABLE IF EXISTS "reshvac"."reststatwt";
CREATE TABLE "reshvac"."reststatwt" (
bldgtype varchar(255) COLLATE "default",
bldgvint varchar(255) COLLATE "default",
bldgloc varchar(255) COLLATE "default",
bldghvac varchar(255) COLLATE "default",
tstat int2,
tstatwt float4
)
WITH (OIDS=FALSE)
;
-- ----------------------------
#NAME?
-- ---------------------------- | BldgType | Vintage | CZ | PA | Tstat | Tstat Wtg
INSERT INTO "reshvac"."reststatwt" VALUES ('DMo', 'MH00', 'CZ01', 'Any', '1', '0.4351'); | DMo | MH00 | CZ01 | Any | 1 | 0.4351
INSERT INTO "reshvac"."reststatwt" VALUES ('DMo', 'MH00', 'CZ01', 'Any', '2', '0.1035'); | DMo | MH00 | CZ01 | Any | 2 | 0.1035
INSERT INTO "reshvac"."reststatwt" VALUES ('DMo', 'MH00', 'CZ01', 'Any', '3', '0.1871'); | DMo | MH00 | CZ01 | Any | 3 | 0.1871
INSERT INTO "reshvac"."reststatwt" VALUES ('DMo', 'MH00', 'CZ01', 'Any', '4', '0.1296'); | DMo | MH00 | CZ01 | Any | 4 | 0.1296
INSERT INTO "reshvac"."reststatwt" VALUES ('DMo', 'MH00', 'CZ01', 'Any', '5', '0.1447'); | DMo | MH00 | CZ01 | Any | 5 | 0.1447
INSERT INTO "reshvac"."reststatwt" VALUES ('DMo', 'MH00', 'CZ02', 'Any', '1', '0.2376'); | DMo | MH00 | CZ02 | Any | 1 | 0.2376
INSERT INTO "reshvac"."reststatwt" VALUES ('DMo', 'MH00', 'CZ02', 'Any', '2', '0.4829'); | DMo | MH00 | CZ02 | Any | 2 | 0.4829
INSERT INTO "reshvac"."reststatwt" VALUES ('DMo', 'MH00', 'CZ02', 'Any', '3', '0.101'); | DMo | MH00 | CZ02 | Any | 3 | 0.101'
INSERT INTO "reshvac"."reststatwt" VALUES ('DMo', 'MH00', 'CZ02', 'Any', '4', '0.1223'); | DMo | MH00 | CZ02 | Any | 4 | 0.1223
INSERT INTO "reshvac"."reststatwt" VALUES ('DMo', 'MH00', 'CZ02', 'Any', '5', '0.0562'); | DMo | MH00 | CZ02 | Any | 5 | 0.0562
INSERT INTO "reshvac"."reststatwt" VALUES ('DMo', 'MH00', 'CZ03', 'Any', '1', '0.5364'); | DMo | MH00 | CZ03 | Any | 1 | 0.5364
INSERT INTO "reshvac"."reststatwt" VALUES ('DMo', 'MH00', 'CZ03', 'Any', '2', '0.0526'); | DMo | MH00 | CZ03 | Any | 2 | 0.0526
INSERT INTO "reshvac"."reststatwt" VALUES ('DMo', 'MH00', 'CZ03', 'Any', '3', '0.0951'); | DMo | MH00 | CZ03 | Any | 3 | 0.0951
INSERT INTO "reshvac"."reststatwt" VALUES ('DMo', 'MH00', 'CZ03', 'Any', '4', '0.2626'); | DMo | MH00 | CZ03 | Any | 4 | 0.2626
INSERT INTO "reshvac"."reststatwt" VALUES ('DMo', 'MH00', 'CZ03', 'Any', '5', '0.0533'); | DMo | MH00 | CZ03 | Any | 5 | 0.0533
INSERT INTO "reshvac"."reststatwt" VALUES ('DMo', 'MH00', 'CZ04', 'Any', '1', '0.1682'); | DMo | MH00 | CZ04 | Any | 1 | 0.1682
INSERT INTO "reshvac"."reststatwt" VALUES ('DMo', 'MH00', 'CZ04', 'Any', '2', '0.1059'); | DMo | MH00 | CZ04 | Any | 2 | 0.1059
INSERT INTO "reshvac"."reststatwt" VALUES ('DMo', 'MH00', 'CZ04', 'Any', '3', '0.6146'); | DMo | MH00 | CZ04 | Any | 3 | 0.6146
INSERT INTO "reshvac"."reststatwt" VALUES ('DMo', 'MH00', 'CZ04', 'Any', '4', '0.05'); | DMo | MH00 | CZ04 | Any | 4 | 0.05')
INSERT INTO "reshvac"."reststatwt" VALUES ('DMo', 'MH00', 'CZ04', 'Any', '5', '0.0613'); | DMo | MH00 | CZ04 | Any | 5 | 0.0613
INSERT INTO "reshvac"."reststatwt" VALUES ('DMo', 'MH00', 'CZ05', 'Any', '1', '0.0891'); | DMo | MH00 | CZ05 | Any | 1 | 0.0891
INSERT INTO "reshvac"."reststatwt" VALUES ('DMo', 'MH00', 'CZ05', 'Any', '2', '0.2042'); | DMo | MH00 | CZ05 | Any | 2 | 0.2042
INSERT INTO "reshvac"."reststatwt" VALUES ('DMo', 'MH00', 'CZ05', 'Any', '3', '0.3168'); | DMo | MH00 | CZ05 | Any | 3 | 0.3168
INSERT INTO "reshvac"."reststatwt" VALUES ('DMo', 'MH00', 'CZ05', 'Any', '4', '0.2023'); | DMo | MH00 | CZ05 | Any | 4 | 0.2023
INSERT INTO "reshvac"."reststatwt" VALUES ('DMo', 'MH00', 'CZ05', 'Any', '5', '0.1876'); | DMo | MH00 | CZ05 | Any | 5 | 0.1876
INSERT INTO "reshvac"."reststatwt" VALUES ('DMo', 'MH00', 'CZ06', 'Any', '1', '0.0512'); | DMo | MH00 | CZ06 | Any | 1 | 0.0512
INSERT INTO "reshvac"."reststatwt" VALUES ('DMo', 'MH00', 'CZ06', 'Any', '2', '0.2957'); | DMo | MH00 | CZ06 | Any | 2 | 0.2957
INSERT INTO "reshvac"."reststatwt" VALUES ('DMo', 'MH00', 'CZ06', 'Any', '3', '0.5533'); | DMo | MH00 | CZ06 | Any | 3 | 0.5533
INSERT INTO "reshvac"."reststatwt" VALUES ('DMo', 'MH00', 'CZ06', 'Any', '4', '0.0516'); | DMo | MH00 | CZ06 | Any | 4 | 0.0516
INSERT INTO "reshvac"."reststatwt" VALUES ('DMo', 'MH00', 'CZ06', 'Any', '5', '0.0482'); | DMo | MH00 | CZ06 | Any | 5 | 0.0482
INSERT INTO "reshvac"."reststatwt" VALUES ('DMo', 'MH00', 'CZ07', 'Any', '1', '0.2539'); | DMo | MH00 | CZ07 | Any | 1 | 0.2539
INSERT INTO "reshvac"."reststatwt" VALUES ('DMo', 'MH00', 'CZ07', 'Any', '2', '0.05'); | DMo | MH00 | CZ07 | Any | 2 | 0.05')
INSERT INTO "reshvac"."reststatwt" VALUES ('DMo', 'MH00', 'CZ07', 'Any', '3', '0.1277'); | DMo | MH00 | CZ07 | Any | 3 | 0.1277
INSERT INTO "reshvac"."reststatwt" VALUES ('DMo', 'MH00', 'CZ07', 'Any', '4', '0.3114'); | DMo | MH00 | CZ07 | Any | 4 | 0.3114
INSERT INTO "reshvac"."reststatwt" VALUES ('DMo', 'MH00', 'CZ07', 'Any', '5', '0.257'); | DMo | MH00 | CZ07 | Any | 5 | 0.257'
INSERT INTO "reshvac"."reststatwt" VALUES ('DMo', 'MH00', 'CZ08', 'Any', '1', '0.6843'); | DMo | MH00 | CZ08 | Any | 1 | 0.6843
INSERT INTO "reshvac"."reststatwt" VALUES ('DMo', 'MH00', 'CZ08', 'Any', '2', '0.1656'); | DMo | MH00 | CZ08 | Any | 2 | 0.1656
INSERT INTO "reshvac"."reststatwt" VALUES ('DMo', 'MH00', 'CZ08', 'Any', '3', '0.0515'); | DMo | MH00 | CZ08 | Any | 3 | 0.0515
INSERT INTO "reshvac"."reststatwt" VALUES ('DMo', 'MH00', 'CZ08', 'Any', '4', '0.0503'); | DMo | MH00 | CZ08 | Any | 4 | 0.0503
INSERT INTO "reshvac"."reststatwt" VALUES ('DMo', 'MH00', 'CZ08', 'Any', '5', '0.0483'); | DMo | MH00 | CZ08 | Any | 5 | 0.0483
INSERT INTO "reshvac"."reststatwt" VALUES ('DMo', 'MH00', 'CZ09', 'Any', '1', '0.1256'); | DMo | MH00 | CZ09 | Any | 1 | 0.1256
INSERT INTO "reshvac"."reststatwt" VALUES ('DMo', 'MH00', 'CZ09', 'Any', '2', '0.1984'); | DMo | MH00 | CZ09 | Any | 2 | 0.1984
INSERT INTO "reshvac"."reststatwt" VALUES ('DMo', 'MH00', 'CZ09', 'Any', '3', '0.0518'); | DMo | MH00 | CZ09 | Any | 3 | 0.0518
INSERT INTO "reshvac"."reststatwt" VALUES ('DMo', 'MH00', 'CZ09', 'Any', '4', '0.576'); | DMo | MH00 | CZ09 | Any | 4 | 0.576'
INSERT INTO "reshvac"."reststatwt" VALUES ('DMo', 'MH00', 'CZ09', 'Any', '5', '0.0482'); | DMo | MH00 | CZ09 | Any | 5 | 0.0482
INSERT INTO "reshvac"."reststatwt" VALUES ('DMo', 'MH00', 'CZ10', 'Any', '1', '0.1366'); | DMo | MH00 | CZ10 | Any | 1 | 0.1366
INSERT INTO "reshvac"."reststatwt" VALUES ('DMo', 'MH00', 'CZ10', 'Any', '2', '0.1689'); | DMo | MH00 | CZ10 | Any | 2 | 0.1689
INSERT INTO "reshvac"."reststatwt" VALUES ('DMo', 'MH00', 'CZ10', 'Any', '3', '0.4299'); | DMo | MH00 | CZ10 | Any | 3 | 0.4299
INSERT INTO "reshvac"."reststatwt" VALUES ('DMo', 'MH00', 'CZ10', 'Any', '4', '0.0802'); | DMo | MH00 | CZ10 | Any | 4 | 0.0802
INSERT INTO "reshvac"."reststatwt" VALUES ('DMo', 'MH00', 'CZ10', 'Any', '5', '0.1844'); | DMo | MH00 | CZ10 | Any | 5 | 0.1844
INSERT INTO "reshvac"."reststatwt" VALUES ('DMo', 'MH00', 'CZ11', 'Any', '1', '0.052'); | DMo | MH00 | CZ11 | Any | 1 | 0.052'
INSERT INTO "reshvac"."reststatwt" VALUES ('DMo', 'MH00', 'CZ11', 'Any', '2', '0.4665'); | DMo | MH00 | CZ11 | Any | 2 | 0.4665
INSERT INTO "reshvac"."reststatwt" VALUES ('DMo', 'MH00', 'CZ11', 'Any', '3', '0.0948'); | DMo | MH00 | CZ11 | Any | 3 | 0.0948
INSERT INTO "reshvac"."reststatwt" VALUES ('DMo', 'MH00', 'CZ11', 'Any', '4', '0.2723'); | DMo | MH00 | CZ11 | Any | 4 | 0.2723
INSERT INTO "reshvac"."reststatwt" VALUES ('DMo', 'MH00', 'CZ11', 'Any', '5', '0.1144'); | DMo | MH00 | CZ11 | Any | 5 | 0.1144
INSERT INTO "reshvac"."reststatwt" VALUES ('DMo', 'MH00', 'CZ12', 'Any', '1', '0.2296'); | DMo | MH00 | CZ12 | Any | 1 | 0.2296
INSERT INTO "reshvac"."reststatwt" VALUES ('DMo', 'MH00', 'CZ12', 'Any', '2', '0.1183'); | DMo | MH00 | CZ12 | Any | 2 | 0.1183
INSERT INTO "reshvac"."reststatwt" VALUES ('DMo', 'MH00', 'CZ12', 'Any', '3', '0.1597'); | DMo | MH00 | CZ12 | Any | 3 | 0.1597
INSERT INTO "reshvac"."reststatwt" VALUES ('DMo', 'MH00', 'CZ12', 'Any', '4', '0.2751'); | DMo | MH00 | CZ12 | Any | 4 | 0.2751
INSERT INTO "reshvac"."reststatwt" VALUES ('DMo', 'MH00', 'CZ12', 'Any', '5', '0.2173'); | DMo | MH00 | CZ12 | Any | 5 | 0.2173
INSERT INTO "reshvac"."reststatwt" VALUES ('DMo', 'MH00', 'CZ13', 'Any', '1', '0.0886'); | DMo | MH00 | CZ13 | Any | 1 | 0.0886
INSERT INTO "reshvac"."reststatwt" VALUES ('DMo', 'MH00', 'CZ13', 'Any', '2', '0.192'); | DMo | MH00 | CZ13 | Any | 2 | 0.192'
INSERT INTO "reshvac"."reststatwt" VALUES ('DMo', 'MH00', 'CZ13', 'Any', '3', '0.2848'); | DMo | MH00 | CZ13 | Any | 3 | 0.2848
INSERT INTO "reshvac"."reststatwt" VALUES ('DMo', 'MH00', 'CZ13', 'Any', '4', '0.1103'); | DMo | MH00 | CZ13 | Any | 4 | 0.1103
INSERT INTO "reshvac"."reststatwt" VALUES ('DMo', 'MH00', 'CZ13', 'Any', '5', '0.3243'); | DMo | MH00 | CZ13 | Any | 5 | 0.3243
INSERT INTO "reshvac"."reststatwt" VALUES ('DMo', 'MH00', 'CZ14', 'Any', '1', '0.6201'); | DMo | MH00 | CZ14 | Any | 1 | 0.6201
INSERT INTO "reshvac"."reststatwt" VALUES ('DMo', 'MH00', 'CZ14', 'Any', '2', '0.1002'); | DMo | MH00 | CZ14 | Any | 2 | 0.1002
INSERT INTO "reshvac"."reststatwt" VALUES ('DMo', 'MH00', 'CZ14', 'Any', '3', '0.0615'); | DMo | MH00 | CZ14 | Any | 3 | 0.0615
INSERT INTO "reshvac"."reststatwt" VALUES ('DMo', 'MH00', 'CZ14', 'Any', '4', '0.0763'); | DMo | MH00 | CZ14 | Any | 4 | 0.0763
INSERT INTO "reshvac"."reststatwt" VALUES ('DMo', 'MH00', 'CZ14', 'Any', '5', '0.1419'); | DMo | MH00 | CZ14 | Any | 5 | 0.1419
INSERT INTO "reshvac"."reststatwt" VALUES ('DMo', 'MH00', 'CZ15', 'Any', '1', '0.0501'); | DMo | MH00 | CZ15 | Any | 1 | 0.0501
INSERT INTO "reshvac"."reststatwt" VALUES ('DMo', 'MH00', 'CZ15', 'Any', '2', '0.1422'); | DMo | MH00 | CZ15 | Any | 2 | 0.1422
INSERT INTO "reshvac"."reststatwt" VALUES ('DMo', 'MH00', 'CZ15', 'Any', '3', '0.05'); | DMo | MH00 | CZ15 | Any | 3 | 0.05')
INSERT INTO "reshvac"."reststatwt" VALUES ('DMo', 'MH00', 'CZ15', 'Any', '4', '0.3372'); | DMo | MH00 | CZ15 | Any | 4 | 0.3372
INSERT INTO "reshvac"."reststatwt" VALUES ('DMo', 'MH00', 'CZ15', 'Any', '5', '0.4205'); | DMo | MH00 | CZ15 | Any | 5 | 0.4205
INSERT INTO "reshvac"."reststatwt" VALUES ('DMo', 'MH00', 'CZ16', 'Any', '1', '0.05'); | DMo | MH00 | CZ16 | Any | 1 | 0.05')
INSERT INTO "reshvac"."reststatwt" VALUES ('DMo', 'MH00', 'CZ16', 'Any', '2', '0.05'); | DMo | MH00 | CZ16 | Any | 2 | 0.05')
INSERT INTO "reshvac"."reststatwt" VALUES ('DMo', 'MH00', 'CZ16', 'Any', '3', '0.8'); | DMo | MH00 | CZ16 | Any | 3 | 0.8');
INSERT INTO "reshvac"."reststatwt" VALUES ('DMo', 'MH00', 'CZ16', 'Any', '4', '0.05'); | DMo | MH00 | CZ16 | Any | 4 | 0.05')
INSERT INTO "reshvac"."reststatwt" VALUES ('DMo', 'MH00', 'CZ16', 'Any', '5', '0.05'); | DMo | MH00 | CZ16 | Any | 5 | 0.05')
INSERT INTO "reshvac"."reststatwt" VALUES ('DMo', 'MH06', 'CZ01', 'Any', '1', '0.4595'); | DMo | MH06 | CZ01 | Any | 1 | 0.4595
INSERT INTO "reshvac"."reststatwt" VALUES ('DMo', 'MH06', 'CZ01', 'Any', '2', '0.1097'); | DMo | MH06 | CZ01 | Any | 2 | 0.1097
INSERT INTO "reshvac"."reststatwt" VALUES ('DMo', 'MH06', 'CZ01', 'Any', '3', '0.2215'); | DMo | MH06 | CZ01 | Any | 3 | 0.2215
INSERT INTO "reshvac"."reststatwt" VALUES ('DMo', 'MH06', 'CZ01', 'Any', '4', '0.11'); | DMo | MH06 | CZ01 | Any | 4 | 0.11
INSERT INTO "reshvac"."reststatwt" VALUES ('DMo', 'MH06', 'CZ01', 'Any', '5', '0.0993'); | DMo | MH06 | CZ01 | Any | 5 | 0.0993
INSERT INTO "reshvac"."reststatwt" VALUES ('DMo', 'MH06', 'CZ02', 'Any', '1', '0.465'); | DMo | MH06 | CZ02 | Any | 1 | 0.465
INSERT INTO "reshvac"."reststatwt" VALUES ('DMo', 'MH06', 'CZ02', 'Any', '2', '0.2135'); | DMo | MH06 | CZ02 | Any | 2 | 0.2135
INSERT INTO "reshvac"."reststatwt" VALUES ('DMo', 'MH06', 'CZ02', 'Any', '3', '0.0507'); | DMo | MH06 | CZ02 | Any | 3 | 0.0507
INSERT INTO "reshvac"."reststatwt" VALUES ('DMo', 'MH06', 'CZ02', 'Any', '4', '0.0702'); | DMo | MH06 | CZ02 | Any | 4 | 0.0702
INSERT INTO "reshvac"."reststatwt" VALUES ('DMo', 'MH06', 'CZ02', 'Any', '5', '0.2006'); | DMo | MH06 | CZ02 | Any | 5 | 0.2006
INSERT INTO "reshvac"."reststatwt" VALUES ('DMo', 'MH06', 'CZ03', 'Any', '1', '0.1339'); | DMo | MH06 | CZ03 | Any | 1 | 0.1339
INSERT INTO "reshvac"."reststatwt" VALUES ('DMo', 'MH06', 'CZ03', 'Any', '2', '0.165'); | DMo | MH06 | CZ03 | Any | 2 | 0.165
INSERT INTO "reshvac"."reststatwt" VALUES ('DMo', 'MH06', 'CZ03', 'Any', '3', '0.0528'); | DMo | MH06 | CZ03 | Any | 3 | 0.0528
INSERT INTO "reshvac"."reststatwt" VALUES ('DMo', 'MH06', 'CZ03', 'Any', '4', '0.4371'); | DMo | MH06 | CZ03 | Any | 4 | 0.4371
INSERT INTO "reshvac"."reststatwt" VALUES ('DMo', 'MH06', 'CZ03', 'Any', '5', '0.2112'); | DMo | MH06 | CZ03 | Any | 5 | 0.2112
INSERT INTO "reshvac"."reststatwt" VALUES ('DMo', 'MH06', 'CZ04', 'Any', '1', '0.4371'); | DMo | MH06 | CZ04 | Any | 1 | 0.4371
INSERT INTO "reshvac"."reststatwt" VALUES ('DMo', 'MH06', 'CZ04', 'Any', '2', '0.0853'); | DMo | MH06 | CZ04 | Any | 2 | 0.0853
INSERT INTO "reshvac"."reststatwt" VALUES ('DMo', 'MH06', 'CZ04', 'Any', '3', '0.2627'); | DMo | MH06 | CZ04 | Any | 3 | 0.2627
INSERT INTO "reshvac"."reststatwt" VALUES ('DMo', 'MH06', 'CZ04', 'Any', '4', '0.1666'); | DMo | MH06 | CZ04 | Any | 4 | 0.1666
INSERT INTO "reshvac"."reststatwt" VALUES ('DMo', 'MH06', 'CZ04', 'Any', '5', '0.0483'); | DMo | MH06 | CZ04 | Any | 5 | 0.0483
INSERT INTO "reshvac"."reststatwt" VALUES ('DMo', 'MH06', 'CZ05', 'Any', '1', '0.0844'); | DMo | MH06 | CZ05 | Any | 1 | 0.0844
INSERT INTO "reshvac"."reststatwt" VALUES ('DMo', 'MH06', 'CZ05', 'Any', '2', '0.05'); | DMo | MH06 | CZ05 | Any | 2 | 0.05
INSERT INTO "reshvac"."reststatwt" VALUES ('DMo', 'MH06', 'CZ05', 'Any', '3', '0.05'); | DMo | MH06 | CZ05 | Any | 3 | 0.05
INSERT INTO "reshvac"."reststatwt" VALUES ('DMo', 'MH06', 'CZ05', 'Any', '4', '0.7341'); | DMo | MH06 | CZ05 | Any | 4 | 0.7341
INSERT INTO "reshvac"."reststatwt" VALUES ('DMo', 'MH06', 'CZ05', 'Any', '5', '0.0815'); | DMo | MH06 | CZ05 | Any | 5 | 0.0815
INSERT INTO "reshvac"."reststatwt" VALUES ('DMo', 'MH06', 'CZ06', 'Any', '1', '0.1049'); | DMo | MH06 | CZ06 | Any | 1 | 0.1049
INSERT INTO "reshvac"."reststatwt" VALUES ('DMo', 'MH06', 'CZ06', 'Any', '2', '0.7457'); | DMo | MH06 | CZ06 | Any | 2 | 0.7457
INSERT INTO "reshvac"."reststatwt" VALUES ('DMo', 'MH06', 'CZ06', 'Any', '3', '0.0501'); | DMo | MH06 | CZ06 | Any | 3 | 0.0501
INSERT INTO "reshvac"."reststatwt" VALUES ('DMo', 'MH06', 'CZ06', 'Any', '4', '0.05'); | DMo | MH06 | CZ06 | Any | 4 | 0.05
INSERT INTO "reshvac"."reststatwt" VALUES ('DMo', 'MH06', 'CZ06', 'Any', '5', '0.0493'); | DMo | MH06 | CZ06 | Any | 5 | 0.0493
INSERT INTO "reshvac"."reststatwt" VALUES ('DMo', 'MH06', 'CZ07', 'Any', '1', '0.667'); | DMo | MH06 | CZ07 | Any | 1 | 0.667
INSERT INTO "reshvac"."reststatwt" VALUES ('DMo', 'MH06', 'CZ07', 'Any', '2', '0.1746'); | DMo | MH06 | CZ07 | Any | 2 | 0.1746
INSERT INTO "reshvac"."reststatwt" VALUES ('DMo', 'MH06', 'CZ07', 'Any', '3', '0.0501'); | DMo | MH06 | CZ07 | Any | 3 | 0.0501
INSERT INTO "reshvac"."reststatwt" VALUES ('DMo', 'MH06', 'CZ07', 'Any', '4', '0.0602'); | DMo | MH06 | CZ07 | Any | 4 | 0.0602
INSERT INTO "reshvac"."reststatwt" VALUES ('DMo', 'MH06', 'CZ07', 'Any', '5', '0.0481'); | DMo | MH06 | CZ07 | Any | 5 | 0.0481
INSERT INTO "reshvac"."reststatwt" VALUES ('DMo', 'MH06', 'CZ08', 'Any', '1', '0.6792'); | DMo | MH06 | CZ08 | Any | 1 | 0.6792
INSERT INTO "reshvac"."reststatwt" VALUES ('DMo', 'MH06', 'CZ08', 'Any', '2', '0.051'); | DMo | MH06 | CZ08 | Any | 2 | 0.051
INSERT INTO "reshvac"."reststatwt" VALUES ('DMo', 'MH06', 'CZ08', 'Any', '3', '0.0956'); | DMo | MH06 | CZ08 | Any | 3 | 0.0956
INSERT INTO "reshvac"."reststatwt" VALUES ('DMo', 'MH06', 'CZ08', 'Any', '4', '0.0638'); | DMo | MH06 | CZ08 | Any | 4 | 0.0638
INSERT INTO "reshvac"."reststatwt" VALUES ('DMo', 'MH06', 'CZ08', 'Any', '5', '0.1104'); | DMo | MH06 | CZ08 | Any | 5 | 0.1104
INSERT INTO "reshvac"."reststatwt" VALUES ('DMo', 'MH06', 'CZ09', 'Any', '1', '0.0514'); | DMo | MH06 | CZ09 | Any | 1 | 0.0514
INSERT INTO "reshvac"."reststatwt" VALUES ('DMo', 'MH06', 'CZ09', 'Any', '2', '0.7991'); | DMo | MH06 | CZ09 | Any | 2 | 0.7991
INSERT INTO "reshvac"."reststatwt" VALUES ('DMo', 'MH06', 'CZ09', 'Any', '3', '0.0501'); | DMo | MH06 | CZ09 | Any | 3 | 0.0501
INSERT INTO "reshvac"."reststatwt" VALUES ('DMo', 'MH06', 'CZ09', 'Any', '4', '0.0502'); | DMo | MH06 | CZ09 | Any | 4 | 0.0502
INSERT INTO "reshvac"."reststatwt" VALUES ('DMo', 'MH06', 'CZ09', 'Any', '5', '0.0492'); | DMo | MH06 | CZ09 | Any | 5 | 0.0492
INSERT INTO "reshvac"."reststatwt" VALUES ('DMo', 'MH06', 'CZ10', 'Any', '1', '0.3562'); | DMo | MH06 | CZ10 | Any | 1 | 0.3562
INSERT INTO "reshvac"."reststatwt" VALUES ('DMo', 'MH06', 'CZ10', 'Any', '2', '0.0654'); | DMo | MH06 | CZ10 | Any | 2 | 0.0654
INSERT INTO "reshvac"."reststatwt" VALUES ('DMo', 'MH06', 'CZ10', 'Any', '3', '0.1477'); | DMo | MH06 | CZ10 | Any | 3 | 0.1477
INSERT INTO "reshvac"."reststatwt" VALUES ('DMo', 'MH06', 'CZ10', 'Any', '4', '0.2493'); | DMo | MH06 | CZ10 | Any | 4 | 0.2493
INSERT INTO "reshvac"."reststatwt" VALUES ('DMo', 'MH06', 'CZ10', 'Any', '5', '0.1814'); | DMo | MH06 | CZ10 | Any | 5 | 0.1814
INSERT INTO "reshvac"."reststatwt" VALUES ('DMo', 'MH06', 'CZ11', 'Any', '1', '0.05'); | DMo | MH06 | CZ11 | Any | 1 | 0.05
INSERT INTO "reshvac"."reststatwt" VALUES ('DMo', 'MH06', 'CZ11', 'Any', '2', '0.05'); | DMo | MH06 | CZ11 | Any | 2 | 0.05
INSERT INTO "reshvac"."reststatwt" VALUES ('DMo', 'MH06', 'CZ11', 'Any', '3', '0.8'); | DMo | MH06 | CZ11 | Any | 3 | 0.8
INSERT INTO "reshvac"."reststatwt" VALUES ('DMo', 'MH06', 'CZ11', 'Any', '4', '0.05'); | DMo | MH06 | CZ11 | Any | 4 | 0.05
INSERT INTO "reshvac"."reststatwt" VALUES ('DMo', 'MH06', 'CZ11', 'Any', '5', '0.05'); | DMo | MH06 | CZ11 | Any | 5 | 0.05
INSERT INTO "reshvac"."reststatwt" VALUES ('DMo', 'MH06', 'CZ12', 'Any', '1', '0.0731'); | DMo | MH06 | CZ12 | Any | 1 | 0.0731
INSERT INTO "reshvac"."reststatwt" VALUES ('DMo', 'MH06', 'CZ12', 'Any', '2', '0.344'); | DMo | MH06 | CZ12 | Any | 2 | 0.344
INSERT INTO "reshvac"."reststatwt" VALUES ('DMo', 'MH06', 'CZ12', 'Any', '3', '0.3079'); | DMo | MH06 | CZ12 | Any | 3 | 0.3079
INSERT INTO "reshvac"."reststatwt" VALUES ('DMo', 'MH06', 'CZ12', 'Any', '4', '0.0945'); | DMo | MH06 | CZ12 | Any | 4 | 0.0945
INSERT INTO "reshvac"."reststatwt" VALUES ('DMo', 'MH06', 'CZ12', 'Any', '5', '0.1805'); | DMo | MH06 | CZ12 | Any | 5 | 0.1805
INSERT INTO "reshvac"."reststatwt" VALUES ('DMo', 'MH06', 'CZ13', 'Any', '1', '0.2428'); | DMo | MH06 | CZ13 | Any | 1 | 0.2428
INSERT INTO "reshvac"."reststatwt" VALUES ('DMo', 'MH06', 'CZ13', 'Any', '2', '0.218'); | DMo | MH06 | CZ13 | Any | 2 | 0.218
INSERT INTO "reshvac"."reststatwt" VALUES ('DMo', 'MH06', 'CZ13', 'Any', '3', '0.0959'); | DMo | MH06 | CZ13 | Any | 3 | 0.0959
INSERT INTO "reshvac"."reststatwt" VALUES ('DMo', 'MH06', 'CZ13', 'Any', '4', '0.05'); | DMo | MH06 | CZ13 | Any | 4 | 0.05
INSERT INTO "reshvac"."reststatwt" VALUES ('DMo', 'MH06', 'CZ13', 'Any', '5', '0.3933'); | DMo | MH06 | CZ13 | Any | 5 | 0.3933
INSERT INTO "reshvac"."reststatwt" VALUES ('DMo', 'MH06', 'CZ14', 'Any', '1', '0.4781'); | DMo | MH06 | CZ14 | Any | 1 | 0.4781
INSERT INTO "reshvac"."reststatwt" VALUES ('DMo', 'MH06', 'CZ14', 'Any', '2', '0.0944'); | DMo | MH06 | CZ14 | Any | 2 | 0.0944
INSERT INTO "reshvac"."reststatwt" VALUES ('DMo', 'MH06', 'CZ14', 'Any', '3', '0.0516'); | DMo | MH06 | CZ14 | Any | 3 | 0.0516
INSERT INTO "reshvac"."reststatwt" VALUES ('DMo', 'MH06', 'CZ14', 'Any', '4', '0.0518'); | DMo | MH06 | CZ14 | Any | 4 | 0.0518
INSERT INTO "reshvac"."reststatwt" VALUES ('DMo', 'MH06', 'CZ14', 'Any', '5', '0.3241'); | DMo | MH06 | CZ14 | Any | 5 | 0.3241
INSERT INTO "reshvac"."reststatwt" VALUES ('DMo', 'MH06', 'CZ15', 'Any', '1', '0.6428'); | DMo | MH06 | CZ15 | Any | 1 | 0.6428
INSERT INTO "reshvac"."reststatwt" VALUES ('DMo', 'MH06', 'CZ15', 'Any', '2', '0.2054'); | DMo | MH06 | CZ15 | Any | 2 | 0.2054
INSERT INTO "reshvac"."reststatwt" VALUES ('DMo', 'MH06', 'CZ15', 'Any', '3', '0.0521'); | DMo | MH06 | CZ15 | Any | 3 | 0.0521
INSERT INTO "reshvac"."reststatwt" VALUES ('DMo', 'MH06', 'CZ15', 'Any', '4', '0.0505'); | DMo | MH06 | CZ15 | Any | 4 | 0.0505
INSERT INTO "reshvac"."reststatwt" VALUES ('DMo', 'MH06', 'CZ15', 'Any', '5', '0.0492'); | DMo | MH06 | CZ15 | Any | 5 | 0.0492
INSERT INTO "reshvac"."reststatwt" VALUES ('DMo', 'MH06', 'CZ16', 'Any', '1', '0.05'); | DMo | MH06 | CZ16 | Any | 1 | 0.05
INSERT INTO "reshvac"."reststatwt" VALUES ('DMo', 'MH06', 'CZ16', 'Any', '2', '0.05'); | DMo | MH06 | CZ16 | Any | 2 | 0.05
INSERT INTO "reshvac"."reststatwt" VALUES ('DMo', 'MH06', 'CZ16', 'Any', '3', '0.798'); | DMo | MH06 | CZ16 | Any | 3 | 0.798
INSERT INTO "reshvac"."reststatwt" VALUES ('DMo', 'MH06', 'CZ16', 'Any', '4', '0.05'); | DMo | MH06 | CZ16 | Any | 4 | 0.05
INSERT INTO "reshvac"."reststatwt" VALUES ('DMo', 'MH06', 'CZ16', 'Any', '5', '0.052'); | DMo | MH06 | CZ16 | Any | 5 | 0.052
INSERT INTO "reshvac"."reststatwt" VALUES ('DMo', 'MH15', 'CZ01', 'Any', '1', '0.4595'); | DMo | MH15 | CZ01 | Any | 1 | 0.4595
INSERT INTO "reshvac"."reststatwt" VALUES ('DMo', 'MH15', 'CZ01', 'Any', '2', '0.1097'); | DMo | MH15 | CZ01 | Any | 2 | 0.1097
INSERT INTO "reshvac"."reststatwt" VALUES ('DMo', 'MH15', 'CZ01', 'Any', '3', '0.2215'); | DMo | MH15 | CZ01 | Any | 3 | 0.2215
INSERT INTO "reshvac"."reststatwt" VALUES ('DMo', 'MH15', 'CZ01', 'Any', '4', '0.11'); | DMo | MH15 | CZ01 | Any | 4 | 0.11')
INSERT INTO "reshvac"."reststatwt" VALUES ('DMo', 'MH15', 'CZ01', 'Any', '5', '0.0993'); | DMo | MH15 | CZ01 | Any | 5 | 0.0993
INSERT INTO "reshvac"."reststatwt" VALUES ('DMo', 'MH15', 'CZ02', 'Any', '1', '0.465'); | DMo | MH15 | CZ02 | Any | 1 | 0.465'
INSERT INTO "reshvac"."reststatwt" VALUES ('DMo', 'MH15', 'CZ02', 'Any', '2', '0.2135'); | DMo | MH15 | CZ02 | Any | 2 | 0.2135
INSERT INTO "reshvac"."reststatwt" VALUES ('DMo', 'MH15', 'CZ02', 'Any', '3', '0.0507'); | DMo | MH15 | CZ02 | Any | 3 | 0.0507
INSERT INTO "reshvac"."reststatwt" VALUES ('DMo', 'MH15', 'CZ02', 'Any', '4', '0.0702'); | DMo | MH15 | CZ02 | Any | 4 | 0.0702
INSERT INTO "reshvac"."reststatwt" VALUES ('DMo', 'MH15', 'CZ02', 'Any', '5', '0.2006'); | DMo | MH15 | CZ02 | Any | 5 | 0.2006
INSERT INTO "reshvac"."reststatwt" VALUES ('DMo', 'MH15', 'CZ03', 'Any', '1', '0.1339'); | DMo | MH15 | CZ03 | Any | 1 | 0.1339
INSERT INTO "reshvac"."reststatwt" VALUES ('DMo', 'MH15', 'CZ03', 'Any', '2', '0.165'); | DMo | MH15 | CZ03 | Any | 2 | 0.165'
INSERT INTO "reshvac"."reststatwt" VALUES ('DMo', 'MH15', 'CZ03', 'Any', '3', '0.0528'); | DMo | MH15 | CZ03 | Any | 3 | 0.0528
INSERT INTO "reshvac"."reststatwt" VALUES ('DMo', 'MH15', 'CZ03', 'Any', '4', '0.4371'); | DMo | MH15 | CZ03 | Any | 4 | 0.4371
INSERT INTO "reshvac"."reststatwt" VALUES ('DMo', 'MH15', 'CZ03', 'Any', '5', '0.2112'); | DMo | MH15 | CZ03 | Any | 5 | 0.2112
INSERT INTO "reshvac"."reststatwt" VALUES ('DMo', 'MH15', 'CZ04', 'Any', '1', '0.4371'); | DMo | MH15 | CZ04 | Any | 1 | 0.4371
INSERT INTO "reshvac"."reststatwt" VALUES ('DMo', 'MH15', 'CZ04', 'Any', '2', '0.0853'); | DMo | MH15 | CZ04 | Any | 2 | 0.0853
INSERT INTO "reshvac"."reststatwt" VALUES ('DMo', 'MH15', 'CZ04', 'Any', '3', '0.2627'); | DMo | MH15 | CZ04 | Any | 3 | 0.2627
INSERT INTO "reshvac"."reststatwt" VALUES ('DMo', 'MH15', 'CZ04', 'Any', '4', '0.1666'); | DMo | MH15 | CZ04 | Any | 4 | 0.1666
INSERT INTO "reshvac"."reststatwt" VALUES ('DMo', 'MH15', 'CZ04', 'Any', '5', '0.0483'); | DMo | MH15 | CZ04 | Any | 5 | 0.0483
INSERT INTO "reshvac"."reststatwt" VALUES ('DMo', 'MH15', 'CZ05', 'Any', '1', '0.0844'); | DMo | MH15 | CZ05 | Any | 1 | 0.0844
INSERT INTO "reshvac"."reststatwt" VALUES ('DMo', 'MH15', 'CZ05', 'Any', '2', '0.05'); | DMo | MH15 | CZ05 | Any | 2 | 0.05')
INSERT INTO "reshvac"."reststatwt" VALUES ('DMo', 'MH15', 'CZ05', 'Any', '3', '0.05'); | DMo | MH15 | CZ05 | Any | 3 | 0.05')
INSERT INTO "reshvac"."reststatwt" VALUES ('DMo', 'MH15', 'CZ05', 'Any', '4', '0.7341'); | DMo | MH15 | CZ05 | Any | 4 | 0.7341
INSERT INTO "reshvac"."reststatwt" VALUES ('DMo', 'MH15', 'CZ05', 'Any', '5', '0.0815'); | DMo | MH15 | CZ05 | Any | 5 | 0.0815
INSERT INTO "reshvac"."reststatwt" VALUES ('DMo', 'MH15', 'CZ06', 'Any', '1', '0.1049'); | DMo | MH15 | CZ06 | Any | 1 | 0.1049
INSERT INTO "reshvac"."reststatwt" VALUES ('DMo', 'MH15', 'CZ06', 'Any', '2', '0.7457'); | DMo | MH15 | CZ06 | Any | 2 | 0.7457
INSERT INTO "reshvac"."reststatwt" VALUES ('DMo', 'MH15', 'CZ06', 'Any', '3', '0.0501'); | DMo | MH15 | CZ06 | Any | 3 | 0.0501
INSERT INTO "reshvac"."reststatwt" VALUES ('DMo', 'MH15', 'CZ06', 'Any', '4', '0.05'); | DMo | MH15 | CZ06 | Any | 4 | 0.05')
INSERT INTO "reshvac"."reststatwt" VALUES ('DMo', 'MH15', 'CZ06', 'Any', '5', '0.0493'); | DMo | MH15 | CZ06 | Any | 5 | 0.0493
INSERT INTO "reshvac"."reststatwt" VALUES ('DMo', 'MH15', 'CZ07', 'Any', '1', '0.667'); | DMo | MH15 | CZ07 | Any | 1 | 0.667'
INSERT INTO "reshvac"."reststatwt" VALUES ('DMo', 'MH15', 'CZ07', 'Any', '2', '0.1746'); | DMo | MH15 | CZ07 | Any | 2 | 0.1746
INSERT INTO "reshvac"."reststatwt" VALUES ('DMo', 'MH15', 'CZ07', 'Any', '3', '0.0501'); | DMo | MH15 | CZ07 | Any | 3 | 0.0501
INSERT INTO "reshvac"."reststatwt" VALUES ('DMo', 'MH15', 'CZ07', 'Any', '4', '0.0602'); | DMo | MH15 | CZ07 | Any | 4 | 0.0602
INSERT INTO "reshvac"."reststatwt" VALUES ('DMo', 'MH15', 'CZ07', 'Any', '5', '0.0481'); | DMo | MH15 | CZ07 | Any | 5 | 0.0481
INSERT INTO "reshvac"."reststatwt" VALUES ('DMo', 'MH15', 'CZ08', 'Any', '1', '0.6792'); | DMo | MH15 | CZ08 | Any | 1 | 0.6792
INSERT INTO "reshvac"."reststatwt" VALUES ('DMo', 'MH15', 'CZ08', 'Any', '2', '0.051'); | DMo | MH15 | CZ08 | Any | 2 | 0.051'
INSERT INTO "reshvac"."reststatwt" VALUES ('DMo', 'MH15', 'CZ08', 'Any', '3', '0.0956'); | DMo | MH15 | CZ08 | Any | 3 | 0.0956
INSERT INTO "reshvac"."reststatwt" VALUES ('DMo', 'MH15', 'CZ08', 'Any', '4', '0.0638'); | DMo | MH15 | CZ08 | Any | 4 | 0.0638
INSERT INTO "reshvac"."reststatwt" VALUES ('DMo', 'MH15', 'CZ08', 'Any', '5', '0.1104'); | DMo | MH15 | CZ08 | Any | 5 | 0.1104
INSERT INTO "reshvac"."reststatwt" VALUES ('DMo', 'MH15', 'CZ09', 'Any', '1', '0.0514'); | DMo | MH15 | CZ09 | Any | 1 | 0.0514
INSERT INTO "reshvac"."reststatwt" VALUES ('DMo', 'MH15', 'CZ09', 'Any', '2', '0.7991'); | DMo | MH15 | CZ09 | Any | 2 | 0.7991
INSERT INTO "reshvac"."reststatwt" VALUES ('DMo', 'MH15', 'CZ09', 'Any', '3', '0.0501'); | DMo | MH15 | CZ09 | Any | 3 | 0.0501
INSERT INTO "reshvac"."reststatwt" VALUES ('DMo', 'MH15', 'CZ09', 'Any', '4', '0.0502'); | DMo | MH15 | CZ09 | Any | 4 | 0.0502
INSERT INTO "reshvac"."reststatwt" VALUES ('DMo', 'MH15', 'CZ09', 'Any', '5', '0.0492'); | DMo | MH15 | CZ09 | Any | 5 | 0.0492
INSERT INTO "reshvac"."reststatwt" VALUES ('DMo', 'MH15', 'CZ10', 'Any', '1', '0.3562'); | DMo | MH15 | CZ10 | Any | 1 | 0.3562
INSERT INTO "reshvac"."reststatwt" VALUES ('DMo', 'MH15', 'CZ10', 'Any', '2', '0.0654'); | DMo | MH15 | CZ10 | Any | 2 | 0.0654
INSERT INTO "reshvac"."reststatwt" VALUES ('DMo', 'MH15', 'CZ10', 'Any', '3', '0.1477'); | DMo | MH15 | CZ10 | Any | 3 | 0.1477
INSERT INTO "reshvac"."reststatwt" VALUES ('DMo', 'MH15', 'CZ10', 'Any', '4', '0.2493'); | DMo | MH15 | CZ10 | Any | 4 | 0.2493
INSERT INTO "reshvac"."reststatwt" VALUES ('DMo', 'MH15', 'CZ10', 'Any', '5', '0.1814'); | DMo | MH15 | CZ10 | Any | 5 | 0.1814
INSERT INTO "reshvac"."reststatwt" VALUES ('DMo', 'MH15', 'CZ11', 'Any', '1', '0.05'); | DMo | MH15 | CZ11 | Any | 1 | 0.05')
INSERT INTO "reshvac"."reststatwt" VALUES ('DMo', 'MH15', 'CZ11', 'Any', '2', '0.05'); | DMo | MH15 | CZ11 | Any | 2 | 0.05')
INSERT INTO "reshvac"."reststatwt" VALUES ('DMo', 'MH15', 'CZ11', 'Any', '3', '0.8'); | DMo | MH15 | CZ11 | Any | 3 | 0.8');
INSERT INTO "reshvac"."reststatwt" VALUES ('DMo', 'MH15', 'CZ11', 'Any', '4', '0.05'); | DMo | MH15 | CZ11 | Any | 4 | 0.05')
INSERT INTO "reshvac"."reststatwt" VALUES ('DMo', 'MH15', 'CZ11', 'Any', '5', '0.05'); | DMo | MH15 | CZ11 | Any | 5 | 0.05')
INSERT INTO "reshvac"."reststatwt" VALUES ('DMo', 'MH15', 'CZ12', 'Any', '1', '0.0731'); | DMo | MH15 | CZ12 | Any | 1 | 0.0731
INSERT INTO "reshvac"."reststatwt" VALUES ('DMo', 'MH15', 'CZ12', 'Any', '2', '0.344'); | DMo | MH15 | CZ12 | Any | 2 | 0.344'
INSERT INTO "reshvac"."reststatwt" VALUES ('DMo', 'MH15', 'CZ12', 'Any', '3', '0.3079'); | DMo | MH15 | CZ12 | Any | 3 | 0.3079
INSERT INTO "reshvac"."reststatwt" VALUES ('DMo', 'MH15', 'CZ12', 'Any', '4', '0.0945'); | DMo | MH15 | CZ12 | Any | 4 | 0.0945
INSERT INTO "reshvac"."reststatwt" VALUES ('DMo', 'MH15', 'CZ12', 'Any', '5', '0.1805'); | DMo | MH15 | CZ12 | Any | 5 | 0.1805
INSERT INTO "reshvac"."reststatwt" VALUES ('DMo', 'MH15', 'CZ13', 'Any', '1', '0.2428'); | DMo | MH15 | CZ13 | Any | 1 | 0.2428
INSERT INTO "reshvac"."reststatwt" VALUES ('DMo', 'MH15', 'CZ13', 'Any', '2', '0.218'); | DMo | MH15 | CZ13 | Any | 2 | 0.218'
INSERT INTO "reshvac"."reststatwt" VALUES ('DMo', 'MH15', 'CZ13', 'Any', '3', '0.0959'); | DMo | MH15 | CZ13 | Any | 3 | 0.0959
INSERT INTO "reshvac"."reststatwt" VALUES ('DMo', 'MH15', 'CZ13', 'Any', '4', '0.05'); | DMo | MH15 | CZ13 | Any | 4 | 0.05')
INSERT INTO "reshvac"."reststatwt" VALUES ('DMo', 'MH15', 'CZ13', 'Any', '5', '0.3933'); | DMo | MH15 | CZ13 | Any | 5 | 0.3933
INSERT INTO "reshvac"."reststatwt" VALUES ('DMo', 'MH15', 'CZ14', 'Any', '1', '0.4781'); | DMo | MH15 | CZ14 | Any | 1 | 0.4781
INSERT INTO "reshvac"."reststatwt" VALUES ('DMo', 'MH15', 'CZ14', 'Any', '2', '0.0944'); | DMo | MH15 | CZ14 | Any | 2 | 0.0944
INSERT INTO "reshvac"."reststatwt" VALUES ('DMo', 'MH15', 'CZ14', 'Any', '3', '0.0516'); | DMo | MH15 | CZ14 | Any | 3 | 0.0516
INSERT INTO "reshvac"."reststatwt" VALUES ('DMo', 'MH15', 'CZ14', 'Any', '4', '0.0518'); | DMo | MH15 | CZ14 | Any | 4 | 0.0518
INSERT INTO "reshvac"."reststatwt" VALUES ('DMo', 'MH15', 'CZ14', 'Any', '5', '0.3241'); | DMo | MH15 | CZ14 | Any | 5 | 0.3241
INSERT INTO "reshvac"."reststatwt" VALUES ('DMo', 'MH15', 'CZ15', 'Any', '1', '0.6428'); | DMo | MH15 | CZ15 | Any | 1 | 0.6428
INSERT INTO "reshvac"."reststatwt" VALUES ('DMo', 'MH15', 'CZ15', 'Any', '2', '0.2054'); | DMo | MH15 | CZ15 | Any | 2 | 0.2054
INSERT INTO "reshvac"."reststatwt" VALUES ('DMo', 'MH15', 'CZ15', 'Any', '3', '0.0521'); | DMo | MH15 | CZ15 | Any | 3 | 0.0521
INSERT INTO "reshvac"."reststatwt" VALUES ('DMo', 'MH15', 'CZ15', 'Any', '4', '0.0505'); | DMo | MH15 | CZ15 | Any | 4 | 0.0505
INSERT INTO "reshvac"."reststatwt" VALUES ('DMo', 'MH15', 'CZ15', 'Any', '5', '0.0492'); | DMo | MH15 | CZ15 | Any | 5 | 0.0492
INSERT INTO "reshvac"."reststatwt" VALUES ('DMo', 'MH15', 'CZ16', 'Any', '1', '0.05'); | DMo | MH15 | CZ16 | Any | 1 | 0.05')
INSERT INTO "reshvac"."reststatwt" VALUES ('DMo', 'MH15', 'CZ16', 'Any', '2', '0.05'); | DMo | MH15 | CZ16 | Any | 2 | 0.05')
INSERT INTO "reshvac"."reststatwt" VALUES ('DMo', 'MH15', 'CZ16', 'Any', '3', '0.798'); | DMo | MH15 | CZ16 | Any | 3 | 0.798'
INSERT INTO "reshvac"."reststatwt" VALUES ('DMo', 'MH15', 'CZ16', 'Any', '4', '0.05'); | DMo | MH15 | CZ16 | Any | 4 | 0.05')
INSERT INTO "reshvac"."reststatwt" VALUES ('DMo', 'MH15', 'CZ16', 'Any', '5', '0.052'); | DMo | MH15 | CZ16 | Any | 5 | 0.052'
INSERT INTO "reshvac"."reststatwt" VALUES ('DMo', 'MH72', 'CZ01', 'Any', '1', '0.5014'); | DMo | MH72 | CZ01 | Any | 1 | 0.5014
INSERT INTO "reshvac"."reststatwt" VALUES ('DMo', 'MH72', 'CZ01', 'Any', '2', '0.1627'); | DMo | MH72 | CZ01 | Any | 2 | 0.1627
INSERT INTO "reshvac"."reststatwt" VALUES ('DMo', 'MH72', 'CZ01', 'Any', '3', '0.0899'); | DMo | MH72 | CZ01 | Any | 3 | 0.0899
INSERT INTO "reshvac"."reststatwt" VALUES ('DMo', 'MH72', 'CZ01', 'Any', '4', '0.0825'); | DMo | MH72 | CZ01 | Any | 4 | 0.0825
INSERT INTO "reshvac"."reststatwt" VALUES ('DMo', 'MH72', 'CZ01', 'Any', '5', '0.1635'); | DMo | MH72 | CZ01 | Any | 5 | 0.1635
INSERT INTO "reshvac"."reststatwt" VALUES ('DMo', 'MH72', 'CZ02', 'Any', '1', '0.5581'); | DMo | MH72 | CZ02 | Any | 1 | 0.5581
INSERT INTO "reshvac"."reststatwt" VALUES ('DMo', 'MH72', 'CZ02', 'Any', '2', '0.05'); | DMo | MH72 | CZ02 | Any | 2 | 0.05')
INSERT INTO "reshvac"."reststatwt" VALUES ('DMo', 'MH72', 'CZ02', 'Any', '3', '0.05'); | DMo | MH72 | CZ02 | Any | 3 | 0.05')
INSERT INTO "reshvac"."reststatwt" VALUES ('DMo', 'MH72', 'CZ02', 'Any', '4', '0.05'); | DMo | MH72 | CZ02 | Any | 4 | 0.05')
INSERT INTO "reshvac"."reststatwt" VALUES ('DMo', 'MH72', 'CZ02', 'Any', '5', '0.2919'); | DMo | MH72 | CZ02 | Any | 5 | 0.2919
INSERT INTO "reshvac"."reststatwt" VALUES ('DMo', 'MH72', 'CZ03', 'Any', '1', '0.1982'); | DMo | MH72 | CZ03 | Any | 1 | 0.1982
INSERT INTO "reshvac"."reststatwt" VALUES ('DMo', 'MH72', 'CZ03', 'Any', '2', '0.1366'); | DMo | MH72 | CZ03 | Any | 2 | 0.1366
INSERT INTO "reshvac"."reststatwt" VALUES ('DMo', 'MH72', 'CZ03', 'Any', '3', '0.2232'); | DMo | MH72 | CZ03 | Any | 3 | 0.2232
INSERT INTO "reshvac"."reststatwt" VALUES ('DMo', 'MH72', 'CZ03', 'Any', '4', '0.2254'); | DMo | MH72 | CZ03 | Any | 4 | 0.2254
INSERT INTO "reshvac"."reststatwt" VALUES ('DMo', 'MH72', 'CZ03', 'Any', '5', '0.2166'); | DMo | MH72 | CZ03 | Any | 5 | 0.2166
INSERT INTO "reshvac"."reststatwt" VALUES ('DMo', 'MH72', 'CZ04', 'Any', '1', '0.2676'); | DMo | MH72 | CZ04 | Any | 1 | 0.2676
INSERT INTO "reshvac"."reststatwt" VALUES ('DMo', 'MH72', 'CZ04', 'Any', '2', '0.0777'); | DMo | MH72 | CZ04 | Any | 2 | 0.0777
INSERT INTO "reshvac"."reststatwt" VALUES ('DMo', 'MH72', 'CZ04', 'Any', '3', '0.1087'); | DMo | MH72 | CZ04 | Any | 3 | 0.1087
INSERT INTO "reshvac"."reststatwt" VALUES ('DMo', 'MH72', 'CZ04', 'Any', '4', '0.4974'); | DMo | MH72 | CZ04 | Any | 4 | 0.4974
INSERT INTO "reshvac"."reststatwt" VALUES ('DMo', 'MH72', 'CZ04', 'Any', '5', '0.0486'); | DMo | MH72 | CZ04 | Any | 5 | 0.0486
INSERT INTO "reshvac"."reststatwt" VALUES ('DMo', 'MH72', 'CZ05', 'Any', '1', '0.1022'); | DMo | MH72 | CZ05 | Any | 1 | 0.1022
INSERT INTO "reshvac"."reststatwt" VALUES ('DMo', 'MH72', 'CZ05', 'Any', '2', '0.05'); | DMo | MH72 | CZ05 | Any | 2 | 0.05')
INSERT INTO "reshvac"."reststatwt" VALUES ('DMo', 'MH72', 'CZ05', 'Any', '3', '0.7478'); | DMo | MH72 | CZ05 | Any | 3 | 0.7478
INSERT INTO "reshvac"."reststatwt" VALUES ('DMo', 'MH72', 'CZ05', 'Any', '4', '0.05'); | DMo | MH72 | CZ05 | Any | 4 | 0.05')
INSERT INTO "reshvac"."reststatwt" VALUES ('DMo', 'MH72', 'CZ05', 'Any', '5', '0.05'); | DMo | MH72 | CZ05 | Any | 5 | 0.05')
INSERT INTO "reshvac"."reststatwt" VALUES ('DMo', 'MH72', 'CZ06', 'Any', '1', '0.2525'); | DMo | MH72 | CZ06 | Any | 1 | 0.2525
INSERT INTO "reshvac"."reststatwt" VALUES ('DMo', 'MH72', 'CZ06', 'Any', '2', '0.05'); | DMo | MH72 | CZ06 | Any | 2 | 0.05')
INSERT INTO "reshvac"."reststatwt" VALUES ('DMo', 'MH72', 'CZ06', 'Any', '3', '0.05'); | DMo | MH72 | CZ06 | Any | 3 | 0.05')
INSERT INTO "reshvac"."reststatwt" VALUES ('DMo', 'MH72', 'CZ06', 'Any', '4', '0.0503'); | DMo | MH72 | CZ06 | Any | 4 | 0.0503
INSERT INTO "reshvac"."reststatwt" VALUES ('DMo', 'MH72', 'CZ06', 'Any', '5', '0.5972'); | DMo | MH72 | CZ06 | Any | 5 | 0.5972
INSERT INTO "reshvac"."reststatwt" VALUES ('DMo', 'MH72', 'CZ07', 'Any', '1', '0.3095'); | DMo | MH72 | CZ07 | Any | 1 | 0.3095
INSERT INTO "reshvac"."reststatwt" VALUES ('DMo', 'MH72', 'CZ07', 'Any', '2', '0.05'); | DMo | MH72 | CZ07 | Any | 2 | 0.05')
INSERT INTO "reshvac"."reststatwt" VALUES ('DMo', 'MH72', 'CZ07', 'Any', '3', '0.5422'); | DMo | MH72 | CZ07 | Any | 3 | 0.5422
INSERT INTO "reshvac"."reststatwt" VALUES ('DMo', 'MH72', 'CZ07', 'Any', '4', '0.0502'); | DMo | MH72 | CZ07 | Any | 4 | 0.0502
INSERT INTO "reshvac"."reststatwt" VALUES ('DMo', 'MH72', 'CZ07', 'Any', '5', '0.0481'); | DMo | MH72 | CZ07 | Any | 5 | 0.0481
INSERT INTO "reshvac"."reststatwt" VALUES ('DMo', 'MH72', 'CZ08', 'Any', '1', '0.0503'); | DMo | MH72 | CZ08 | Any | 1 | 0.0503
INSERT INTO "reshvac"."reststatwt" VALUES ('DMo', 'MH72', 'CZ08', 'Any', '2', '0.0503'); | DMo | MH72 | CZ08 | Any | 2 | 0.0503
INSERT INTO "reshvac"."reststatwt" VALUES ('DMo', 'MH72', 'CZ08', 'Any', '3', '0.0505'); | DMo | MH72 | CZ08 | Any | 3 | 0.0505
INSERT INTO "reshvac"."reststatwt" VALUES ('DMo', 'MH72', 'CZ08', 'Any', '4', '0.7923'); | DMo | MH72 | CZ08 | Any | 4 | 0.7923
INSERT INTO "reshvac"."reststatwt" VALUES ('DMo', 'MH72', 'CZ08', 'Any', '5', '0.0566'); | DMo | MH72 | CZ08 | Any | 5 | 0.0566
INSERT INTO "reshvac"."reststatwt" VALUES ('DMo', 'MH72', 'CZ09', 'Any', '1', '0.0502'); | DMo | MH72 | CZ09 | Any | 1 | 0.0502
INSERT INTO "reshvac"."reststatwt" VALUES ('DMo', 'MH72', 'CZ09', 'Any', '2', '0.6983'); | DMo | MH72 | CZ09 | Any | 2 | 0.6983
INSERT INTO "reshvac"."reststatwt" VALUES ('DMo', 'MH72', 'CZ09', 'Any', '3', '0.0513'); | DMo | MH72 | CZ09 | Any | 3 | 0.0513
INSERT INTO "reshvac"."reststatwt" VALUES ('DMo', 'MH72', 'CZ09', 'Any', '4', '0.0511'); | DMo | MH72 | CZ09 | Any | 4 | 0.0511
INSERT INTO "reshvac"."reststatwt" VALUES ('DMo', 'MH72', 'CZ09', 'Any', '5', '0.1491'); | DMo | MH72 | CZ09 | Any | 5 | 0.1491
INSERT INTO "reshvac"."reststatwt" VALUES ('DMo', 'MH72', 'CZ10', 'Any', '1', '0.0501'); | DMo | MH72 | CZ10 | Any | 1 | 0.0501
INSERT INTO "reshvac"."reststatwt" VALUES ('DMo', 'MH72', 'CZ10', 'Any', '2', '0.7158'); | DMo | MH72 | CZ10 | Any | 2 | 0.7158
INSERT INTO "reshvac"."reststatwt" VALUES ('DMo', 'MH72', 'CZ10', 'Any', '3', '0.0509'); | DMo | MH72 | CZ10 | Any | 3 | 0.0509
INSERT INTO "reshvac"."reststatwt" VALUES ('DMo', 'MH72', 'CZ10', 'Any', '4', '0.1232'); | DMo | MH72 | CZ10 | Any | 4 | 0.1232
INSERT INTO "reshvac"."reststatwt" VALUES ('DMo', 'MH72', 'CZ10', 'Any', '5', '0.06'); | DMo | MH72 | CZ10 | Any | 5 | 0.06')
INSERT INTO "reshvac"."reststatwt" VALUES ('DMo', 'MH72', 'CZ11', 'Any', '1', '0.0883'); | DMo | MH72 | CZ11 | Any | 1 | 0.0883
INSERT INTO "reshvac"."reststatwt" VALUES ('DMo', 'MH72', 'CZ11', 'Any', '2', '0.3259'); | DMo | MH72 | CZ11 | Any | 2 | 0.3259
INSERT INTO "reshvac"."reststatwt" VALUES ('DMo', 'MH72', 'CZ11', 'Any', '3', '0.1772'); | DMo | MH72 | CZ11 | Any | 3 | 0.1772
INSERT INTO "reshvac"."reststatwt" VALUES ('DMo', 'MH72', 'CZ11', 'Any', '4', '0.286'); | DMo | MH72 | CZ11 | Any | 4 | 0.286'
INSERT INTO "reshvac"."reststatwt" VALUES ('DMo', 'MH72', 'CZ11', 'Any', '5', '0.1226'); | DMo | MH72 | CZ11 | Any | 5 | 0.1226
INSERT INTO "reshvac"."reststatwt" VALUES ('DMo', 'MH72', 'CZ12', 'Any', '1', '0.389'); | DMo | MH72 | CZ12 | Any | 1 | 0.389'
INSERT INTO "reshvac"."reststatwt" VALUES ('DMo', 'MH72', 'CZ12', 'Any', '2', '0.1766'); | DMo | MH72 | CZ12 | Any | 2 | 0.1766
INSERT INTO "reshvac"."reststatwt" VALUES ('DMo', 'MH72', 'CZ12', 'Any', '3', '0.1948'); | DMo | MH72 | CZ12 | Any | 3 | 0.1948
INSERT INTO "reshvac"."reststatwt" VALUES ('DMo', 'MH72', 'CZ12', 'Any', '4', '0.0968'); | DMo | MH72 | CZ12 | Any | 4 | 0.0968
INSERT INTO "reshvac"."reststatwt" VALUES ('DMo', 'MH72', 'CZ12', 'Any', '5', '0.1428'); | DMo | MH72 | CZ12 | Any | 5 | 0.1428
INSERT INTO "reshvac"."reststatwt" VALUES ('DMo', 'MH72', 'CZ13', 'Any', '1', '0.2483'); | DMo | MH72 | CZ13 | Any | 1 | 0.2483
INSERT INTO "reshvac"."reststatwt" VALUES ('DMo', 'MH72', 'CZ13', 'Any', '2', '0.2623'); | DMo | MH72 | CZ13 | Any | 2 | 0.2623
INSERT INTO "reshvac"."reststatwt" VALUES ('DMo', 'MH72', 'CZ13', 'Any', '3', '0.2315'); | DMo | MH72 | CZ13 | Any | 3 | 0.2315
INSERT INTO "reshvac"."reststatwt" VALUES ('DMo', 'MH72', 'CZ13', 'Any', '4', '0.165'); | DMo | MH72 | CZ13 | Any | 4 | 0.165'
INSERT INTO "reshvac"."reststatwt" VALUES ('DMo', 'MH72', 'CZ13', 'Any', '5', '0.0929'); | DMo | MH72 | CZ13 | Any | 5 | 0.0929
INSERT INTO "reshvac"."reststatwt" VALUES ('DMo', 'MH72', 'CZ14', 'Any', '1', '0.0729'); | DMo | MH72 | CZ14 | Any | 1 | 0.0729
INSERT INTO "reshvac"."reststatwt" VALUES ('DMo', 'MH72', 'CZ14', 'Any', '2', '0.4235'); | DMo | MH72 | CZ14 | Any | 2 | 0.4235
INSERT INTO "reshvac"."reststatwt" VALUES ('DMo', 'MH72', 'CZ14', 'Any', '3', '0.1626'); | DMo | MH72 | CZ14 | Any | 3 | 0.1626
INSERT INTO "reshvac"."reststatwt" VALUES ('DMo', 'MH72', 'CZ14', 'Any', '4', '0.1591'); | DMo | MH72 | CZ14 | Any | 4 | 0.1591
INSERT INTO "reshvac"."reststatwt" VALUES ('DMo', 'MH72', 'CZ14', 'Any', '5', '0.1819'); | DMo | MH72 | CZ14 | Any | 5 | 0.1819
INSERT INTO "reshvac"."reststatwt" VALUES ('DMo', 'MH72', 'CZ15', 'Any', '1', '0.05'); | DMo | MH72 | CZ15 | Any | 1 | 0.05')
INSERT INTO "reshvac"."reststatwt" VALUES ('DMo', 'MH72', 'CZ15', 'Any', '2', '0.05'); | DMo | MH72 | CZ15 | Any | 2 | 0.05')
INSERT INTO "reshvac"."reststatwt" VALUES ('DMo', 'MH72', 'CZ15', 'Any', '3', '0.05'); | DMo | MH72 | CZ15 | Any | 3 | 0.05')
INSERT INTO "reshvac"."reststatwt" VALUES ('DMo', 'MH72', 'CZ15', 'Any', '4', '0.052'); | DMo | MH72 | CZ15 | Any | 4 | 0.052'
INSERT INTO "reshvac"."reststatwt" VALUES ('DMo', 'MH72', 'CZ15', 'Any', '5', '0.798'); | DMo | MH72 | CZ15 | Any | 5 | 0.798'
INSERT INTO "reshvac"."reststatwt" VALUES ('DMo', 'MH72', 'CZ16', 'Any', '1', '0.5986'); | DMo | MH72 | CZ16 | Any | 1 | 0.5986
INSERT INTO "reshvac"."reststatwt" VALUES ('DMo', 'MH72', 'CZ16', 'Any', '2', '0.1197'); | DMo | MH72 | CZ16 | Any | 2 | 0.1197
INSERT INTO "reshvac"."reststatwt" VALUES ('DMo', 'MH72', 'CZ16', 'Any', '3', '0.0502'); | DMo | MH72 | CZ16 | Any | 3 | 0.0502
INSERT INTO "reshvac"."reststatwt" VALUES ('DMo', 'MH72', 'CZ16', 'Any', '4', '0.0527'); | DMo | MH72 | CZ16 | Any | 4 | 0.0527
INSERT INTO "reshvac"."reststatwt" VALUES ('DMo', 'MH72', 'CZ16', 'Any', '5', '0.1788'); | DMo | MH72 | CZ16 | Any | 5 | 0.1788
INSERT INTO "reshvac"."reststatwt" VALUES ('DMo', 'MH85', 'CZ01', 'Any', '1', '0.2806'); | DMo | MH85 | CZ01 | Any | 1 | 0.2806
INSERT INTO "reshvac"."reststatwt" VALUES ('DMo', 'MH85', 'CZ01', 'Any', '2', '0.1619'); | DMo | MH85 | CZ01 | Any | 2 | 0.1619
INSERT INTO "reshvac"."reststatwt" VALUES ('DMo', 'MH85', 'CZ01', 'Any', '3', '0.1637'); | DMo | MH85 | CZ01 | Any | 3 | 0.1637
INSERT INTO "reshvac"."reststatwt" VALUES ('DMo', 'MH85', 'CZ01', 'Any', '4', '0.1929'); | DMo | MH85 | CZ01 | Any | 4 | 0.1929
INSERT INTO "reshvac"."reststatwt" VALUES ('DMo', 'MH85', 'CZ01', 'Any', '5', '0.2009'); | DMo | MH85 | CZ01 | Any | 5 | 0.2009
INSERT INTO "reshvac"."reststatwt" VALUES ('DMo', 'MH85', 'CZ02', 'Any', '1', '0.0522'); | DMo | MH85 | CZ02 | Any | 1 | 0.0522
INSERT INTO "reshvac"."reststatwt" VALUES ('DMo', 'MH85', 'CZ02', 'Any', '2', '0.0505'); | DMo | MH85 | CZ02 | Any | 2 | 0.0505
INSERT INTO "reshvac"."reststatwt" VALUES ('DMo', 'MH85', 'CZ02', 'Any', '3', '0.0515'); | DMo | MH85 | CZ02 | Any | 3 | 0.0515
INSERT INTO "reshvac"."reststatwt" VALUES ('DMo', 'MH85', 'CZ02', 'Any', '4', '0.0514'); | DMo | MH85 | CZ02 | Any | 4 | 0.0514
INSERT INTO "reshvac"."reststatwt" VALUES ('DMo', 'MH85', 'CZ02', 'Any', '5', '0.7944'); | DMo | MH85 | CZ02 | Any | 5 | 0.7944
INSERT INTO "reshvac"."reststatwt" VALUES ('DMo', 'MH85', 'CZ03', 'Any', '1', '0.4648'); | DMo | MH85 | CZ03 | Any | 1 | 0.4648
INSERT INTO "reshvac"."reststatwt" VALUES ('DMo', 'MH85', 'CZ03', 'Any', '2', '0.087'); | DMo | MH85 | CZ03 | Any | 2 | 0.087'
INSERT INTO "reshvac"."reststatwt" VALUES ('DMo', 'MH85', 'CZ03', 'Any', '3', '0.2056'); | DMo | MH85 | CZ03 | Any | 3 | 0.2056
INSERT INTO "reshvac"."reststatwt" VALUES ('DMo', 'MH85', 'CZ03', 'Any', '4', '0.1874'); | DMo | MH85 | CZ03 | Any | 4 | 0.1874
INSERT INTO "reshvac"."reststatwt" VALUES ('DMo', 'MH85', 'CZ03', 'Any', '5', '0.0552'); | DMo | MH85 | CZ03 | Any | 5 | 0.0552
INSERT INTO "reshvac"."reststatwt" VALUES ('DMo', 'MH85', 'CZ04', 'Any', '1', '0.2733'); | DMo | MH85 | CZ04 | Any | 1 | 0.2733
INSERT INTO "reshvac"."reststatwt" VALUES ('DMo', 'MH85', 'CZ04', 'Any', '2', '0.05'); | DMo | MH85 | CZ04 | Any | 2 | 0.05')
INSERT INTO "reshvac"."reststatwt" VALUES ('DMo', 'MH85', 'CZ04', 'Any', '3', '0.5555'); | DMo | MH85 | CZ04 | Any | 3 | 0.5555
INSERT INTO "reshvac"."reststatwt" VALUES ('DMo', 'MH85', 'CZ04', 'Any', '4', '0.0725'); | DMo | MH85 | CZ04 | Any | 4 | 0.0725
INSERT INTO "reshvac"."reststatwt" VALUES ('DMo', 'MH85', 'CZ04', 'Any', '5', '0.0487'); | DMo | MH85 | CZ04 | Any | 5 | 0.0487
INSERT INTO "reshvac"."reststatwt" VALUES ('DMo', 'MH85', 'CZ05', 'Any', '1', '0.5941'); | DMo | MH85 | CZ05 | Any | 1 | 0.5941
INSERT INTO "reshvac"."reststatwt" VALUES ('DMo', 'MH85', 'CZ05', 'Any', '2', '0.0509'); | DMo | MH85 | CZ05 | Any | 2 | 0.0509
INSERT INTO "reshvac"."reststatwt" VALUES ('DMo', 'MH85', 'CZ05', 'Any', '3', '0.2458'); | DMo | MH85 | CZ05 | Any | 3 | 0.2458
INSERT INTO "reshvac"."reststatwt" VALUES ('DMo', 'MH85', 'CZ05', 'Any', '4', '0.0605'); | DMo | MH85 | CZ05 | Any | 4 | 0.0605
INSERT INTO "reshvac"."reststatwt" VALUES ('DMo', 'MH85', 'CZ05', 'Any', '5', '0.0487'); | DMo | MH85 | CZ05 | Any | 5 | 0.0487
INSERT INTO "reshvac"."reststatwt" VALUES ('DMo', 'MH85', 'CZ06', 'Any', '1', '0.05'); | DMo | MH85 | CZ06 | Any | 1 | 0.05')
INSERT INTO "reshvac"."reststatwt" VALUES ('DMo', 'MH85', 'CZ06', 'Any', '2', '0.1313'); | DMo | MH85 | CZ06 | Any | 2 | 0.1313
INSERT INTO "reshvac"."reststatwt" VALUES ('DMo', 'MH85', 'CZ06', 'Any', '3', '0.7205'); | DMo | MH85 | CZ06 | Any | 3 | 0.7205
INSERT INTO "reshvac"."reststatwt" VALUES ('DMo', 'MH85', 'CZ06', 'Any', '4', '0.05'); | DMo | MH85 | CZ06 | Any | 4 | 0.05')
INSERT INTO "reshvac"."reststatwt" VALUES ('DMo', 'MH85', 'CZ06', 'Any', '5', '0.0482'); | DMo | MH85 | CZ06 | Any | 5 | 0.0482
INSERT INTO "reshvac"."reststatwt" VALUES ('DMo', 'MH85', 'CZ07', 'Any', '1', '0.2918'); | DMo | MH85 | CZ07 | Any | 1 | 0.2918
INSERT INTO "reshvac"."reststatwt" VALUES ('DMo', 'MH85', 'CZ07', 'Any', '2', '0.0503'); | DMo | MH85 | CZ07 | Any | 2 | 0.0503
INSERT INTO "reshvac"."reststatwt" VALUES ('DMo', 'MH85', 'CZ07', 'Any', '3', '0.56'); | DMo | MH85 | CZ07 | Any | 3 | 0.56')
INSERT INTO "reshvac"."reststatwt" VALUES ('DMo', 'MH85', 'CZ07', 'Any', '4', '0.05'); | DMo | MH85 | CZ07 | Any | 4 | 0.05')
INSERT INTO "reshvac"."reststatwt" VALUES ('DMo', 'MH85', 'CZ07', 'Any', '5', '0.0479'); | DMo | MH85 | CZ07 | Any | 5 | 0.0479
INSERT INTO "reshvac"."reststatwt" VALUES ('DMo', 'MH85', 'CZ08', 'Any', '1', '0.2609'); | DMo | MH85 | CZ08 | Any | 1 | 0.2609
INSERT INTO "reshvac"."reststatwt" VALUES ('DMo', 'MH85', 'CZ08', 'Any', '2', '0.0511'); | DMo | MH85 | CZ08 | Any | 2 | 0.0511
INSERT INTO "reshvac"."reststatwt" VALUES ('DMo', 'MH85', 'CZ08', 'Any', '3', '0.2012'); | DMo | MH85 | CZ08 | Any | 3 | 0.2012
INSERT INTO "reshvac"."reststatwt" VALUES ('DMo', 'MH85', 'CZ08', 'Any', '4', '0.4374'); | DMo | MH85 | CZ08 | Any | 4 | 0.4374
INSERT INTO "reshvac"."reststatwt" VALUES ('DMo', 'MH85', 'CZ08', 'Any', '5', '0.0494'); | DMo | MH85 | CZ08 | Any | 5 | 0.0494
INSERT INTO "reshvac"."reststatwt" VALUES ('DMo', 'MH85', 'CZ09', 'Any', '1', '0.3314'); | DMo | MH85 | CZ09 | Any | 1 | 0.3314
INSERT INTO "reshvac"."reststatwt" VALUES ('DMo', 'MH85', 'CZ09', 'Any', '2', '0.1711'); | DMo | MH85 | CZ09 | Any | 2 | 0.1711
INSERT INTO "reshvac"."reststatwt" VALUES ('DMo', 'MH85', 'CZ09', 'Any', '3', '0.199'); | DMo | MH85 | CZ09 | Any | 3 | 0.199'
INSERT INTO "reshvac"."reststatwt" VALUES ('DMo', 'MH85', 'CZ09', 'Any', '4', '0.0574'); | DMo | MH85 | CZ09 | Any | 4 | 0.0574
INSERT INTO "reshvac"."reststatwt" VALUES ('DMo', 'MH85', 'CZ09', 'Any', '5', '0.2411'); | DMo | MH85 | CZ09 | Any | 5 | 0.2411
INSERT INTO "reshvac"."reststatwt" VALUES ('DMo', 'MH85', 'CZ10', 'Any', '1', '0.2619'); | DMo | MH85 | CZ10 | Any | 1 | 0.2619
INSERT INTO "reshvac"."reststatwt" VALUES ('DMo', 'MH85', 'CZ10', 'Any', '2', '0.1999'); | DMo | MH85 | CZ10 | Any | 2 | 0.1999
INSERT INTO "reshvac"."reststatwt" VALUES ('DMo', 'MH85', 'CZ10', 'Any', '3', '0.4242'); | DMo | MH85 | CZ10 | Any | 3 | 0.4242
INSERT INTO "reshvac"."reststatwt" VALUES ('DMo', 'MH85', 'CZ10', 'Any', '4', '0.0635'); | DMo | MH85 | CZ10 | Any | 4 | 0.0635
INSERT INTO "reshvac"."reststatwt" VALUES ('DMo', 'MH85', 'CZ10', 'Any', '5', '0.0505'); | DMo | MH85 | CZ10 | Any | 5 | 0.0505
INSERT INTO "reshvac"."reststatwt" VALUES ('DMo', 'MH85', 'CZ11', 'Any', '1', '0.1107'); | DMo | MH85 | CZ11 | Any | 1 | 0.1107
INSERT INTO "reshvac"."reststatwt" VALUES ('DMo', 'MH85', 'CZ11', 'Any', '2', '0.3181'); | DMo | MH85 | CZ11 | Any | 2 | 0.3181
INSERT INTO "reshvac"."reststatwt" VALUES ('DMo', 'MH85', 'CZ11', 'Any', '3', '0.2409'); | DMo | MH85 | CZ11 | Any | 3 | 0.2409
INSERT INTO "reshvac"."reststatwt" VALUES ('DMo', 'MH85', 'CZ11', 'Any', '4', '0.0785'); | DMo | MH85 | CZ11 | Any | 4 | 0.0785
INSERT INTO "reshvac"."reststatwt" VALUES ('DMo', 'MH85', 'CZ11', 'Any', '5', '0.2518'); | DMo | MH85 | CZ11 | Any | 5 | 0.2518
INSERT INTO "reshvac"."reststatwt" VALUES ('DMo', 'MH85', 'CZ12', 'Any', '1', '0.053'); | DMo | MH85 | CZ12 | Any | 1 | 0.053'
INSERT INTO "reshvac"."reststatwt" VALUES ('DMo', 'MH85', 'CZ12', 'Any', '2', '0.0502'); | DMo | MH85 | CZ12 | Any | 2 | 0.0502
INSERT INTO "reshvac"."reststatwt" VALUES ('DMo', 'MH85', 'CZ12', 'Any', '3', '0.0528'); | DMo | MH85 | CZ12 | Any | 3 | 0.0528
INSERT INTO "reshvac"."reststatwt" VALUES ('DMo', 'MH85', 'CZ12', 'Any', '4', '0.4397'); | DMo | MH85 | CZ12 | Any | 4 | 0.4397
INSERT INTO "reshvac"."reststatwt" VALUES ('DMo', 'MH85', 'CZ12', 'Any', '5', '0.4043'); | DMo | MH85 | CZ12 | Any | 5 | 0.4043
INSERT INTO "reshvac"."reststatwt" VALUES ('DMo', 'MH85', 'CZ13', 'Any', '1', '0.7611'); | DMo | MH85 | CZ13 | Any | 1 | 0.7611
INSERT INTO "reshvac"."reststatwt" VALUES ('DMo', 'MH85', 'CZ13', 'Any', '2', '0.0508'); | DMo | MH85 | CZ13 | Any | 2 | 0.0508
INSERT INTO "reshvac"."reststatwt" VALUES ('DMo', 'MH85', 'CZ13', 'Any', '3', '0.05'); | DMo | MH85 | CZ13 | Any | 3 | 0.05')
INSERT INTO "reshvac"."reststatwt" VALUES ('DMo', 'MH85', 'CZ13', 'Any', '4', '0.09'); | DMo | MH85 | CZ13 | Any | 4 | 0.09')
INSERT INTO "reshvac"."reststatwt" VALUES ('DMo', 'MH85', 'CZ13', 'Any', '5', '0.0481'); | DMo | MH85 | CZ13 | Any | 5 | 0.0481
INSERT INTO "reshvac"."reststatwt" VALUES ('DMo', 'MH85', 'CZ14', 'Any', '1', '0.241'); | DMo | MH85 | CZ14 | Any | 1 | 0.241'
INSERT INTO "reshvac"."reststatwt" VALUES ('DMo', 'MH85', 'CZ14', 'Any', '2', '0.2398'); | DMo | MH85 | CZ14 | Any | 2 | 0.2398
INSERT INTO "reshvac"."reststatwt" VALUES ('DMo', 'MH85', 'CZ14', 'Any', '3', '0.0712'); | DMo | MH85 | CZ14 | Any | 3 | 0.0712
INSERT INTO "reshvac"."reststatwt" VALUES ('DMo', 'MH85', 'CZ14', 'Any', '4', '0.0622'); | DMo | MH85 | CZ14 | Any | 4 | 0.0622
INSERT INTO "reshvac"."reststatwt" VALUES ('DMo', 'MH85', 'CZ14', 'Any', '5', '0.3858'); | DMo | MH85 | CZ14 | Any | 5 | 0.3858
INSERT INTO "reshvac"."reststatwt" VALUES ('DMo', 'MH85', 'CZ15', 'Any', '1', '0.05'); | DMo | MH85 | CZ15 | Any | 1 | 0.05')
INSERT INTO "reshvac"."reststatwt" VALUES ('DMo', 'MH85', 'CZ15', 'Any', '2', '0.0508'); | DMo | MH85 | CZ15 | Any | 2 | 0.0508
INSERT INTO "reshvac"."reststatwt" VALUES ('DMo', 'MH85', 'CZ15', 'Any', '3', '0.0506'); | DMo | MH85 | CZ15 | Any | 3 | 0.0506
INSERT INTO "reshvac"."reststatwt" VALUES ('DMo', 'MH85', 'CZ15', 'Any', '4', '0.8'); | DMo | MH85 | CZ15 | Any | 4 | 0.8');
INSERT INTO "reshvac"."reststatwt" VALUES ('DMo', 'MH85', 'CZ15', 'Any', '5', '0.0486'); | DMo | MH85 | CZ15 | Any | 5 | 0.0486
INSERT INTO "reshvac"."reststatwt" VALUES ('DMo', 'MH85', 'CZ16', 'Any', '1', '0.1952'); | DMo | MH85 | CZ16 | Any | 1 | 0.1952
INSERT INTO "reshvac"."reststatwt" VALUES ('DMo', 'MH85', 'CZ16', 'Any', '2', '0.2318'); | DMo | MH85 | CZ16 | Any | 2 | 0.2318
INSERT INTO "reshvac"."reststatwt" VALUES ('DMo', 'MH85', 'CZ16', 'Any', '3', '0.1915'); | DMo | MH85 | CZ16 | Any | 3 | 0.1915
INSERT INTO "reshvac"."reststatwt" VALUES ('DMo', 'MH85', 'CZ16', 'Any', '4', '0.2164'); | DMo | MH85 | CZ16 | Any | 4 | 0.2164
INSERT INTO "reshvac"."reststatwt" VALUES ('DMo', 'MH85', 'CZ16', 'Any', '5', '0.1651'); | DMo | MH85 | CZ16 | Any | 5 | 0.1651
INSERT INTO "reshvac"."reststatwt" VALUES ('MFm', '1975', 'CZ01', 'Any', '1', '0.1646'); | MFm | 1975 | CZ01 | Any | 1 | 0.1646
INSERT INTO "reshvac"."reststatwt" VALUES ('MFm', '1975', 'CZ01', 'Any', '2', '0.2086'); | MFm | 1975 | CZ01 | Any | 2 | 0.2086
INSERT INTO "reshvac"."reststatwt" VALUES ('MFm', '1975', 'CZ01', 'Any', '3', '0.1724'); | MFm | 1975 | CZ01 | Any | 3 | 0.1724
INSERT INTO "reshvac"."reststatwt" VALUES ('MFm', '1975', 'CZ01', 'Any', '4', '0.23'); | MFm | 1975 | CZ01 | Any | 4 | 0.23')
INSERT INTO "reshvac"."reststatwt" VALUES ('MFm', '1975', 'CZ01', 'Any', '5', '0.2244'); | MFm | 1975 | CZ01 | Any | 5 | 0.2244
INSERT INTO "reshvac"."reststatwt" VALUES ('MFm', '1975', 'CZ02', 'Any', '1', '0.3325'); | MFm | 1975 | CZ02 | Any | 1 | 0.3325
INSERT INTO "reshvac"."reststatwt" VALUES ('MFm', '1975', 'CZ02', 'Any', '2', '0.0811'); | MFm | 1975 | CZ02 | Any | 2 | 0.0811
INSERT INTO "reshvac"."reststatwt" VALUES ('MFm', '1975', 'CZ02', 'Any', '3', '0.0838'); | MFm | 1975 | CZ02 | Any | 3 | 0.0838
INSERT INTO "reshvac"."reststatwt" VALUES ('MFm', '1975', 'CZ02', 'Any', '4', '0.05'); | MFm | 1975 | CZ02 | Any | 4 | 0.05')
INSERT INTO "reshvac"."reststatwt" VALUES ('MFm', '1975', 'CZ02', 'Any', '5', '0.4526'); | MFm | 1975 | CZ02 | Any | 5 | 0.4526
INSERT INTO "reshvac"."reststatwt" VALUES ('MFm', '1975', 'CZ03', 'Any', '1', '0.1621'); | MFm | 1975 | CZ03 | Any | 1 | 0.1621
INSERT INTO "reshvac"."reststatwt" VALUES ('MFm', '1975', 'CZ03', 'Any', '2', '0.1478'); | MFm | 1975 | CZ03 | Any | 2 | 0.1478
INSERT INTO "reshvac"."reststatwt" VALUES ('MFm', '1975', 'CZ03', 'Any', '3', '0.05'); | MFm | 1975 | CZ03 | Any | 3 | 0.05')
INSERT INTO "reshvac"."reststatwt" VALUES ('MFm', '1975', 'CZ03', 'Any', '4', '0.5901'); | MFm | 1975 | CZ03 | Any | 4 | 0.5901
INSERT INTO "reshvac"."reststatwt" VALUES ('MFm', '1975', 'CZ03', 'Any', '5', '0.05'); | MFm | 1975 | CZ03 | Any | 5 | 0.05')
INSERT INTO "reshvac"."reststatwt" VALUES ('MFm', '1975', 'CZ04', 'Any', '1', '0.0725'); | MFm | 1975 | CZ04 | Any | 1 | 0.0725
INSERT INTO "reshvac"."reststatwt" VALUES ('MFm', '1975', 'CZ04', 'Any', '2', '0.1532'); | MFm | 1975 | CZ04 | Any | 2 | 0.1532
INSERT INTO "reshvac"."reststatwt" VALUES ('MFm', '1975', 'CZ04', 'Any', '3', '0.583'); | MFm | 1975 | CZ04 | Any | 3 | 0.583'
INSERT INTO "reshvac"."reststatwt" VALUES ('MFm', '1975', 'CZ04', 'Any', '4', '0.1413'); | MFm | 1975 | CZ04 | Any | 4 | 0.1413
INSERT INTO "reshvac"."reststatwt" VALUES ('MFm', '1975', 'CZ04', 'Any', '5', '0.05'); | MFm | 1975 | CZ04 | Any | 5 | 0.05')
INSERT INTO "reshvac"."reststatwt" VALUES ('MFm', '1975', 'CZ05', 'Any', '1', '0.072'); | MFm | 1975 | CZ05 | Any | 1 | 0.072'
INSERT INTO "reshvac"."reststatwt" VALUES ('MFm', '1975', 'CZ05', 'Any', '2', '0.3833'); | MFm | 1975 | CZ05 | Any | 2 | 0.3833
INSERT INTO "reshvac"."reststatwt" VALUES ('MFm', '1975', 'CZ05', 'Any', '3', '0.1765'); | MFm | 1975 | CZ05 | Any | 3 | 0.1765
INSERT INTO "reshvac"."reststatwt" VALUES ('MFm', '1975', 'CZ05', 'Any', '4', '0.1435'); | MFm | 1975 | CZ05 | Any | 4 | 0.1435
INSERT INTO "reshvac"."reststatwt" VALUES ('MFm', '1975', 'CZ05', 'Any', '5', '0.2247'); | MFm | 1975 | CZ05 | Any | 5 | 0.2247
INSERT INTO "reshvac"."reststatwt" VALUES ('MFm', '1975', 'CZ06', 'Any', '1', '0.2442'); | MFm | 1975 | CZ06 | Any | 1 | 0.2442
INSERT INTO "reshvac"."reststatwt" VALUES ('MFm', '1975', 'CZ06', 'Any', '2', '0.138'); | MFm | 1975 | CZ06 | Any | 2 | 0.138'
INSERT INTO "reshvac"."reststatwt" VALUES ('MFm', '1975', 'CZ06', 'Any', '3', '0.4426'); | MFm | 1975 | CZ06 | Any | 3 | 0.4426
INSERT INTO "reshvac"."reststatwt" VALUES ('MFm', '1975', 'CZ06', 'Any', '4', '0.0573'); | MFm | 1975 | CZ06 | Any | 4 | 0.0573
INSERT INTO "reshvac"."reststatwt" VALUES ('MFm', '1975', 'CZ06', 'Any', '5', '0.1179'); | MFm | 1975 | CZ06 | Any | 5 | 0.1179
INSERT INTO "reshvac"."reststatwt" VALUES ('MFm', '1975', 'CZ07', 'Any', '1', '0.05'); | MFm | 1975 | CZ07 | Any | 1 | 0.05')
INSERT INTO "reshvac"."reststatwt" VALUES ('MFm', '1975', 'CZ07', 'Any', '2', '0.05'); | MFm | 1975 | CZ07 | Any | 2 | 0.05')
INSERT INTO "reshvac"."reststatwt" VALUES ('MFm', '1975', 'CZ07', 'Any', '3', '0.05'); | MFm | 1975 | CZ07 | Any | 3 | 0.05')
INSERT INTO "reshvac"."reststatwt" VALUES ('MFm', '1975', 'CZ07', 'Any', '4', '0.05'); | MFm | 1975 | CZ07 | Any | 4 | 0.05')
INSERT INTO "reshvac"."reststatwt" VALUES ('MFm', '1975', 'CZ07', 'Any', '5', '0.8'); | MFm | 1975 | CZ07 | Any | 5 | 0.8');
INSERT INTO "reshvac"."reststatwt" VALUES ('MFm', '1975', 'CZ08', 'Any', '1', '0.05'); | MFm | 1975 | CZ08 | Any | 1 | 0.05')
INSERT INTO "reshvac"."reststatwt" VALUES ('MFm', '1975', 'CZ08', 'Any', '2', '0.05'); | MFm | 1975 | CZ08 | Any | 2 | 0.05')
INSERT INTO "reshvac"."reststatwt" VALUES ('MFm', '1975', 'CZ08', 'Any', '3', '0.3416'); | MFm | 1975 | CZ08 | Any | 3 | 0.3416
INSERT INTO "reshvac"."reststatwt" VALUES ('MFm', '1975', 'CZ08', 'Any', '4', '0.5084'); | MFm | 1975 | CZ08 | Any | 4 | 0.5084
INSERT INTO "reshvac"."reststatwt" VALUES ('MFm', '1975', 'CZ08', 'Any', '5', '0.05'); | MFm | 1975 | CZ08 | Any | 5 | 0.05')
INSERT INTO "reshvac"."reststatwt" VALUES ('MFm', '1975', 'CZ09', 'Any', '1', '0.05'); | MFm | 1975 | CZ09 | Any | 1 | 0.05')
INSERT INTO "reshvac"."reststatwt" VALUES ('MFm', '1975', 'CZ09', 'Any', '2', '0.05'); | MFm | 1975 | CZ09 | Any | 2 | 0.05')
INSERT INTO "reshvac"."reststatwt" VALUES ('MFm', '1975', 'CZ09', 'Any', '3', '0.4269'); | MFm | 1975 | CZ09 | Any | 3 | 0.4269
INSERT INTO "reshvac"."reststatwt" VALUES ('MFm', '1975', 'CZ09', 'Any', '4', '0.411'); | MFm | 1975 | CZ09 | Any | 4 | 0.411'
INSERT INTO "reshvac"."reststatwt" VALUES ('MFm', '1975', 'CZ09', 'Any', '5', '0.0621'); | MFm | 1975 | CZ09 | Any | 5 | 0.0621
INSERT INTO "reshvac"."reststatwt" VALUES ('MFm', '1975', 'CZ10', 'Any', '1', '0.1929'); | MFm | 1975 | CZ10 | Any | 1 | 0.1929
INSERT INTO "reshvac"."reststatwt" VALUES ('MFm', '1975', 'CZ10', 'Any', '2', '0.05'); | MFm | 1975 | CZ10 | Any | 2 | 0.05')
INSERT INTO "reshvac"."reststatwt" VALUES ('MFm', '1975', 'CZ10', 'Any', '3', '0.6571'); | MFm | 1975 | CZ10 | Any | 3 | 0.6571
INSERT INTO "reshvac"."reststatwt" VALUES ('MFm', '1975', 'CZ10', 'Any', '4', '0.05'); | MFm | 1975 | CZ10 | Any | 4 | 0.05')
INSERT INTO "reshvac"."reststatwt" VALUES ('MFm', '1975', 'CZ10', 'Any', '5', '0.05'); | MFm | 1975 | CZ10 | Any | 5 | 0.05')
INSERT INTO "reshvac"."reststatwt" VALUES ('MFm', '1975', 'CZ11', 'Any', '1', '0.05'); | MFm | 1975 | CZ11 | Any | 1 | 0.05')
INSERT INTO "reshvac"."reststatwt" VALUES ('MFm', '1975', 'CZ11', 'Any', '2', '0.1731'); | MFm | 1975 | CZ11 | Any | 2 | 0.1731
INSERT INTO "reshvac"."reststatwt" VALUES ('MFm', '1975', 'CZ11', 'Any', '3', '0.3211'); | MFm | 1975 | CZ11 | Any | 3 | 0.3211
INSERT INTO "reshvac"."reststatwt" VALUES ('MFm', '1975', 'CZ11', 'Any', '4', '0.2328'); | MFm | 1975 | CZ11 | Any | 4 | 0.2328
INSERT INTO "reshvac"."reststatwt" VALUES ('MFm', '1975', 'CZ11', 'Any', '5', '0.223'); | MFm | 1975 | CZ11 | Any | 5 | 0.223'
INSERT INTO "reshvac"."reststatwt" VALUES ('MFm', '1975', 'CZ12', 'Any', '1', '0.05'); | MFm | 1975 | CZ12 | Any | 1 | 0.05')
INSERT INTO "reshvac"."reststatwt" VALUES ('MFm', '1975', 'CZ12', 'Any', '2', '0.05'); | MFm | 1975 | CZ12 | Any | 2 | 0.05')
INSERT INTO "reshvac"."reststatwt" VALUES ('MFm', '1975', 'CZ12', 'Any', '3', '0.6494'); | MFm | 1975 | CZ12 | Any | 3 | 0.6494
INSERT INTO "reshvac"."reststatwt" VALUES ('MFm', '1975', 'CZ12', 'Any', '4', '0.1016'); | MFm | 1975 | CZ12 | Any | 4 | 0.1016
INSERT INTO "reshvac"."reststatwt" VALUES ('MFm', '1975', 'CZ12', 'Any', '5', '0.149'); | MFm | 1975 | CZ12 | Any | 5 | 0.149'
INSERT INTO "reshvac"."reststatwt" VALUES ('MFm', '1975', 'CZ13', 'Any', '1', '0.2429'); | MFm | 1975 | CZ13 | Any | 1 | 0.2429
INSERT INTO "reshvac"."reststatwt" VALUES ('MFm', '1975', 'CZ13', 'Any', '2', '0.231'); | MFm | 1975 | CZ13 | Any | 2 | 0.231'
INSERT INTO "reshvac"."reststatwt" VALUES ('MFm', '1975', 'CZ13', 'Any', '3', '0.05'); | MFm | 1975 | CZ13 | Any | 3 | 0.05')
INSERT INTO "reshvac"."reststatwt" VALUES ('MFm', '1975', 'CZ13', 'Any', '4', '0.3932'); | MFm | 1975 | CZ13 | Any | 4 | 0.3932
INSERT INTO "reshvac"."reststatwt" VALUES ('MFm', '1975', 'CZ13', 'Any', '5', '0.0829'); | MFm | 1975 | CZ13 | Any | 5 | 0.0829
INSERT INTO "reshvac"."reststatwt" VALUES ('MFm', '1975', 'CZ14', 'Any', '1', '0.05'); | MFm | 1975 | CZ14 | Any | 1 | 0.05')
INSERT INTO "reshvac"."reststatwt" VALUES ('MFm', '1975', 'CZ14', 'Any', '2', '0.2024'); | MFm | 1975 | CZ14 | Any | 2 | 0.2024
INSERT INTO "reshvac"."reststatwt" VALUES ('MFm', '1975', 'CZ14', 'Any', '3', '0.05'); | MFm | 1975 | CZ14 | Any | 3 | 0.05')
INSERT INTO "reshvac"."reststatwt" VALUES ('MFm', '1975', 'CZ14', 'Any', '4', '0.6476'); | MFm | 1975 | CZ14 | Any | 4 | 0.6476
INSERT INTO "reshvac"."reststatwt" VALUES ('MFm', '1975', 'CZ14', 'Any', '5', '0.05'); | MFm | 1975 | CZ14 | Any | 5 | 0.05')
INSERT INTO "reshvac"."reststatwt" VALUES ('MFm', '1975', 'CZ15', 'Any', '1', '0.05'); | MFm | 1975 | CZ15 | Any | 1 | 0.05')
INSERT INTO "reshvac"."reststatwt" VALUES ('MFm', '1975', 'CZ15', 'Any', '2', '0.05'); | MFm | 1975 | CZ15 | Any | 2 | 0.05')
INSERT INTO "reshvac"."reststatwt" VALUES ('MFm', '1975', 'CZ15', 'Any', '3', '0.05'); | MFm | 1975 | CZ15 | Any | 3 | 0.05')
INSERT INTO "reshvac"."reststatwt" VALUES ('MFm', '1975', 'CZ15', 'Any', '4', '0.7204'); | MFm | 1975 | CZ15 | Any | 4 | 0.7204
INSERT INTO "reshvac"."reststatwt" VALUES ('MFm', '1975', 'CZ15', 'Any', '5', '0.1296'); | MFm | 1975 | CZ15 | Any | 5 | 0.1296
INSERT INTO "reshvac"."reststatwt" VALUES ('MFm', '1975', 'CZ16', 'Any', '1', '0.4572'); | MFm | 1975 | CZ16 | Any | 1 | 0.4572
INSERT INTO "reshvac"."reststatwt" VALUES ('MFm', '1975', 'CZ16', 'Any', '2', '0.05'); | MFm | 1975 | CZ16 | Any | 2 | 0.05')
INSERT INTO "reshvac"."reststatwt" VALUES ('MFm', '1975', 'CZ16', 'Any', '3', '0.05'); | MFm | 1975 | CZ16 | Any | 3 | 0.05')
INSERT INTO "reshvac"."reststatwt" VALUES ('MFm', '1975', 'CZ16', 'Any', '4', '0.3928'); | MFm | 1975 | CZ16 | Any | 4 | 0.3928
INSERT INTO "reshvac"."reststatwt" VALUES ('MFm', '1975', 'CZ16', 'Any', '5', '0.05'); | MFm | 1975 | CZ16 | Any | 5 | 0.05')
INSERT INTO "reshvac"."reststatwt" VALUES ('MFm', '1985', 'CZ01', 'Any', '1', '0.1126'); | MFm | 1985 | CZ01 | Any | 1 | 0.1126
INSERT INTO "reshvac"."reststatwt" VALUES ('MFm', '1985', 'CZ01', 'Any', '2', '0.2982'); | MFm | 1985 | CZ01 | Any | 2 | 0.2982
INSERT INTO "reshvac"."reststatwt" VALUES ('MFm', '1985', 'CZ01', 'Any', '3', '0.3393'); | MFm | 1985 | CZ01 | Any | 3 | 0.3393
INSERT INTO "reshvac"."reststatwt" VALUES ('MFm', '1985', 'CZ01', 'Any', '4', '0.0657'); | MFm | 1985 | CZ01 | Any | 4 | 0.0657
INSERT INTO "reshvac"."reststatwt" VALUES ('MFm', '1985', 'CZ01', 'Any', '5', '0.1842'); | MFm | 1985 | CZ01 | Any | 5 | 0.1842
INSERT INTO "reshvac"."reststatwt" VALUES ('MFm', '1985', 'CZ02', 'Any', '1', '0.2494'); | MFm | 1985 | CZ02 | Any | 1 | 0.2494
INSERT INTO "reshvac"."reststatwt" VALUES ('MFm', '1985', 'CZ02', 'Any', '2', '0.2241'); | MFm | 1985 | CZ02 | Any | 2 | 0.2241
INSERT INTO "reshvac"."reststatwt" VALUES ('MFm', '1985', 'CZ02', 'Any', '3', '0.096'); | MFm | 1985 | CZ02 | Any | 3 | 0.096'
INSERT INTO "reshvac"."reststatwt" VALUES ('MFm', '1985', 'CZ02', 'Any', '4', '0.05'); | MFm | 1985 | CZ02 | Any | 4 | 0.05')
INSERT INTO "reshvac"."reststatwt" VALUES ('MFm', '1985', 'CZ02', 'Any', '5', '0.3805'); | MFm | 1985 | CZ02 | Any | 5 | 0.3805
INSERT INTO "reshvac"."reststatwt" VALUES ('MFm', '1985', 'CZ03', 'Any', '1', '0.3873'); | MFm | 1985 | CZ03 | Any | 1 | 0.3873
INSERT INTO "reshvac"."reststatwt" VALUES ('MFm', '1985', 'CZ03', 'Any', '2', '0.2756'); | MFm | 1985 | CZ03 | Any | 2 | 0.2756
INSERT INTO "reshvac"."reststatwt" VALUES ('MFm', '1985', 'CZ03', 'Any', '3', '0.05'); | MFm | 1985 | CZ03 | Any | 3 | 0.05')
INSERT INTO "reshvac"."reststatwt" VALUES ('MFm', '1985', 'CZ03', 'Any', '4', '0.237'); | MFm | 1985 | CZ03 | Any | 4 | 0.237'
INSERT INTO "reshvac"."reststatwt" VALUES ('MFm', '1985', 'CZ03', 'Any', '5', '0.0501'); | MFm | 1985 | CZ03 | Any | 5 | 0.0501
INSERT INTO "reshvac"."reststatwt" VALUES ('MFm', '1985', 'CZ04', 'Any', '1', '0.05'); | MFm | 1985 | CZ04 | Any | 1 | 0.05')
INSERT INTO "reshvac"."reststatwt" VALUES ('MFm', '1985', 'CZ04', 'Any', '2', '0.0726'); | MFm | 1985 | CZ04 | Any | 2 | 0.0726
INSERT INTO "reshvac"."reststatwt" VALUES ('MFm', '1985', 'CZ04', 'Any', '3', '0.4672'); | MFm | 1985 | CZ04 | Any | 3 | 0.4672
INSERT INTO "reshvac"."reststatwt" VALUES ('MFm', '1985', 'CZ04', 'Any', '4', '0.3603'); | MFm | 1985 | CZ04 | Any | 4 | 0.3603
INSERT INTO "reshvac"."reststatwt" VALUES ('MFm', '1985', 'CZ04', 'Any', '5', '0.0499'); | MFm | 1985 | CZ04 | Any | 5 | 0.0499
INSERT INTO "reshvac"."reststatwt" VALUES ('MFm', '1985', 'CZ05', 'Any', '1', '0.0819'); | MFm | 1985 | CZ05 | Any | 1 | 0.0819
INSERT INTO "reshvac"."reststatwt" VALUES ('MFm', '1985', 'CZ05', 'Any', '2', '0.6415'); | MFm | 1985 | CZ05 | Any | 2 | 0.6415
INSERT INTO "reshvac"."reststatwt" VALUES ('MFm', '1985', 'CZ05', 'Any', '3', '0.0887'); | MFm | 1985 | CZ05 | Any | 3 | 0.0887
INSERT INTO "reshvac"."reststatwt" VALUES ('MFm', '1985', 'CZ05', 'Any', '4', '0.05'); | MFm | 1985 | CZ05 | Any | 4 | 0.05')
INSERT INTO "reshvac"."reststatwt" VALUES ('MFm', '1985', 'CZ05', 'Any', '5', '0.1379'); | MFm | 1985 | CZ05 | Any | 5 | 0.1379
INSERT INTO "reshvac"."reststatwt" VALUES ('MFm', '1985', 'CZ06', 'Any', '1', '0.0504'); | MFm | 1985 | CZ06 | Any | 1 | 0.0504
INSERT INTO "reshvac"."reststatwt" VALUES ('MFm', '1985', 'CZ06', 'Any', '2', '0.064'); | MFm | 1985 | CZ06 | Any | 2 | 0.064'
INSERT INTO "reshvac"."reststatwt" VALUES ('MFm', '1985', 'CZ06', 'Any', '3', '0.7431'); | MFm | 1985 | CZ06 | Any | 3 | 0.7431
INSERT INTO "reshvac"."reststatwt" VALUES ('MFm', '1985', 'CZ06', 'Any', '4', '0.0515'); | MFm | 1985 | CZ06 | Any | 4 | 0.0515
INSERT INTO "reshvac"."reststatwt" VALUES ('MFm', '1985', 'CZ06', 'Any', '5', '0.091'); | MFm | 1985 | CZ06 | Any | 5 | 0.091'
INSERT INTO "reshvac"."reststatwt" VALUES ('MFm', '1985', 'CZ07', 'Any', '1', '0.05'); | MFm | 1985 | CZ07 | Any | 1 | 0.05')
INSERT INTO "reshvac"."reststatwt" VALUES ('MFm', '1985', 'CZ07', 'Any', '2', '0.8'); | MFm | 1985 | CZ07 | Any | 2 | 0.8');
INSERT INTO "reshvac"."reststatwt" VALUES ('MFm', '1985', 'CZ07', 'Any', '3', '0.05'); | MFm | 1985 | CZ07 | Any | 3 | 0.05')
INSERT INTO "reshvac"."reststatwt" VALUES ('MFm', '1985', 'CZ07', 'Any', '4', '0.05'); | MFm | 1985 | CZ07 | Any | 4 | 0.05')
INSERT INTO "reshvac"."reststatwt" VALUES ('MFm', '1985', 'CZ07', 'Any', '5', '0.05'); | MFm | 1985 | CZ07 | Any | 5 | 0.05')
INSERT INTO "reshvac"."reststatwt" VALUES ('MFm', '1985', 'CZ08', 'Any', '1', '0.05'); | MFm | 1985 | CZ08 | Any | 1 | 0.05')
INSERT INTO "reshvac"."reststatwt" VALUES ('MFm', '1985', 'CZ08', 'Any', '2', '0.05'); | MFm | 1985 | CZ08 | Any | 2 | 0.05')
INSERT INTO "reshvac"."reststatwt" VALUES ('MFm', '1985', 'CZ08', 'Any', '3', '0.613'); | MFm | 1985 | CZ08 | Any | 3 | 0.613'
INSERT INTO "reshvac"."reststatwt" VALUES ('MFm', '1985', 'CZ08', 'Any', '4', '0.237'); | MFm | 1985 | CZ08 | Any | 4 | 0.237'
INSERT INTO "reshvac"."reststatwt" VALUES ('MFm', '1985', 'CZ08', 'Any', '5', '0.05'); | MFm | 1985 | CZ08 | Any | 5 | 0.05')
INSERT INTO "reshvac"."reststatwt" VALUES ('MFm', '1985', 'CZ09', 'Any', '1', '0.05'); | MFm | 1985 | CZ09 | Any | 1 | 0.05')
INSERT INTO "reshvac"."reststatwt" VALUES ('MFm', '1985', 'CZ09', 'Any', '2', '0.0856'); | MFm | 1985 | CZ09 | Any | 2 | 0.0856
INSERT INTO "reshvac"."reststatwt" VALUES ('MFm', '1985', 'CZ09', 'Any', '3', '0.0983'); | MFm | 1985 | CZ09 | Any | 3 | 0.0983
INSERT INTO "reshvac"."reststatwt" VALUES ('MFm', '1985', 'CZ09', 'Any', '4', '0.1766'); | MFm | 1985 | CZ09 | Any | 4 | 0.1766
INSERT INTO "reshvac"."reststatwt" VALUES ('MFm', '1985', 'CZ09', 'Any', '5', '0.5895'); | MFm | 1985 | CZ09 | Any | 5 | 0.5895
INSERT INTO "reshvac"."reststatwt" VALUES ('MFm', '1985', 'CZ10', 'Any', '1', '0.1986'); | MFm | 1985 | CZ10 | Any | 1 | 0.1986
INSERT INTO "reshvac"."reststatwt" VALUES ('MFm', '1985', 'CZ10', 'Any', '2', '0.05'); | MFm | 1985 | CZ10 | Any | 2 | 0.05')
INSERT INTO "reshvac"."reststatwt" VALUES ('MFm', '1985', 'CZ10', 'Any', '3', '0.6514'); | MFm | 1985 | CZ10 | Any | 3 | 0.6514
INSERT INTO "reshvac"."reststatwt" VALUES ('MFm', '1985', 'CZ10', 'Any', '4', '0.05'); | MFm | 1985 | CZ10 | Any | 4 | 0.05')
INSERT INTO "reshvac"."reststatwt" VALUES ('MFm', '1985', 'CZ10', 'Any', '5', '0.05'); | MFm | 1985 | CZ10 | Any | 5 | 0.05')
INSERT INTO "reshvac"."reststatwt" VALUES ('MFm', '1985', 'CZ11', 'Any', '1', '0.05'); | MFm | 1985 | CZ11 | Any | 1 | 0.05')
INSERT INTO "reshvac"."reststatwt" VALUES ('MFm', '1985', 'CZ11', 'Any', '2', '0.1135'); | MFm | 1985 | CZ11 | Any | 2 | 0.1135
INSERT INTO "reshvac"."reststatwt" VALUES ('MFm', '1985', 'CZ11', 'Any', '3', '0.1474'); | MFm | 1985 | CZ11 | Any | 3 | 0.1474
INSERT INTO "reshvac"."reststatwt" VALUES ('MFm', '1985', 'CZ11', 'Any', '4', '0.2069'); | MFm | 1985 | CZ11 | Any | 4 | 0.2069
INSERT INTO "reshvac"."reststatwt" VALUES ('MFm', '1985', 'CZ11', 'Any', '5', '0.4822'); | MFm | 1985 | CZ11 | Any | 5 | 0.4822
INSERT INTO "reshvac"."reststatwt" VALUES ('MFm', '1985', 'CZ12', 'Any', '1', '0.05'); | MFm | 1985 | CZ12 | Any | 1 | 0.05')
INSERT INTO "reshvac"."reststatwt" VALUES ('MFm', '1985', 'CZ12', 'Any', '2', '0.05'); | MFm | 1985 | CZ12 | Any | 2 | 0.05')
INSERT INTO "reshvac"."reststatwt" VALUES ('MFm', '1985', 'CZ12', 'Any', '3', '0.0992'); | MFm | 1985 | CZ12 | Any | 3 | 0.0992
INSERT INTO "reshvac"."reststatwt" VALUES ('MFm', '1985', 'CZ12', 'Any', '4', '0.1894'); | MFm | 1985 | CZ12 | Any | 4 | 0.1894
INSERT INTO "reshvac"."reststatwt" VALUES ('MFm', '1985', 'CZ12', 'Any', '5', '0.6114'); | MFm | 1985 | CZ12 | Any | 5 | 0.6114
INSERT INTO "reshvac"."reststatwt" VALUES ('MFm', '1985', 'CZ13', 'Any', '1', '0.05'); | MFm | 1985 | CZ13 | Any | 1 | 0.05')
INSERT INTO "reshvac"."reststatwt" VALUES ('MFm', '1985', 'CZ13', 'Any', '2', '0.5445'); | MFm | 1985 | CZ13 | Any | 2 | 0.5445
INSERT INTO "reshvac"."reststatwt" VALUES ('MFm', '1985', 'CZ13', 'Any', '3', '0.05'); | MFm | 1985 | CZ13 | Any | 3 | 0.05')
INSERT INTO "reshvac"."reststatwt" VALUES ('MFm', '1985', 'CZ13', 'Any', '4', '0.05'); | MFm | 1985 | CZ13 | Any | 4 | 0.05')
INSERT INTO "reshvac"."reststatwt" VALUES ('MFm', '1985', 'CZ13', 'Any', '5', '0.3055'); | MFm | 1985 | CZ13 | Any | 5 | 0.3055
INSERT INTO "reshvac"."reststatwt" VALUES ('MFm', '1985', 'CZ14', 'Any', '1', '0.05'); | MFm | 1985 | CZ14 | Any | 1 | 0.05')
INSERT INTO "reshvac"."reststatwt" VALUES ('MFm', '1985', 'CZ14', 'Any', '2', '0.5346'); | MFm | 1985 | CZ14 | Any | 2 | 0.5346
INSERT INTO "reshvac"."reststatwt" VALUES ('MFm', '1985', 'CZ14', 'Any', '3', '0.05'); | MFm | 1985 | CZ14 | Any | 3 | 0.05')
INSERT INTO "reshvac"."reststatwt" VALUES ('MFm', '1985', 'CZ14', 'Any', '4', '0.3154'); | MFm | 1985 | CZ14 | Any | 4 | 0.3154
INSERT INTO "reshvac"."reststatwt" VALUES ('MFm', '1985', 'CZ14', 'Any', '5', '0.05'); | MFm | 1985 | CZ14 | Any | 5 | 0.05')
INSERT INTO "reshvac"."reststatwt" VALUES ('MFm', '1985', 'CZ15', 'Any', '1', '0.05'); | MFm | 1985 | CZ15 | Any | 1 | 0.05')
INSERT INTO "reshvac"."reststatwt" VALUES ('MFm', '1985', 'CZ15', 'Any', '2', '0.05'); | MFm | 1985 | CZ15 | Any | 2 | 0.05')
INSERT INTO "reshvac"."reststatwt" VALUES ('MFm', '1985', 'CZ15', 'Any', '3', '0.05'); | MFm | 1985 | CZ15 | Any | 3 | 0.05')
INSERT INTO "reshvac"."reststatwt" VALUES ('MFm', '1985', 'CZ15', 'Any', '4', '0.417'); | MFm | 1985 | CZ15 | Any | 4 | 0.417'
INSERT INTO "reshvac"."reststatwt" VALUES ('MFm', '1985', 'CZ15', 'Any', '5', '0.433'); | MFm | 1985 | CZ15 | Any | 5 | 0.433'
INSERT INTO "reshvac"."reststatwt" VALUES ('MFm', '1985', 'CZ16', 'Any', '1', '0.4544'); | MFm | 1985 | CZ16 | Any | 1 | 0.4544
INSERT INTO "reshvac"."reststatwt" VALUES ('MFm', '1985', 'CZ16', 'Any', '2', '0.05'); | MFm | 1985 | CZ16 | Any | 2 | 0.05')
INSERT INTO "reshvac"."reststatwt" VALUES ('MFm', '1985', 'CZ16', 'Any', '3', '0.05'); | MFm | 1985 | CZ16 | Any | 3 | 0.05')
INSERT INTO "reshvac"."reststatwt" VALUES ('MFm', '1985', 'CZ16', 'Any', '4', '0.3956'); | MFm | 1985 | CZ16 | Any | 4 | 0.3956
INSERT INTO "reshvac"."reststatwt" VALUES ('MFm', '1985', 'CZ16', 'Any', '5', '0.05'); | MFm | 1985 | CZ16 | Any | 5 | 0.05')
INSERT INTO "reshvac"."reststatwt" VALUES ('MFm', '1996', 'CZ01', 'Any', '1', '0.3798'); | MFm | 1996 | CZ01 | Any | 1 | 0.3798
INSERT INTO "reshvac"."reststatwt" VALUES ('MFm', '1996', 'CZ01', 'Any', '2', '0.0504'); | MFm | 1996 | CZ01 | Any | 2 | 0.0504
INSERT INTO "reshvac"."reststatwt" VALUES ('MFm', '1996', 'CZ01', 'Any', '3', '0.0504'); | MFm | 1996 | CZ01 | Any | 3 | 0.0504
INSERT INTO "reshvac"."reststatwt" VALUES ('MFm', '1996', 'CZ01', 'Any', '4', '0.1392'); | MFm | 1996 | CZ01 | Any | 4 | 0.1392
INSERT INTO "reshvac"."reststatwt" VALUES ('MFm', '1996', 'CZ01', 'Any', '5', '0.3802'); | MFm | 1996 | CZ01 | Any | 5 | 0.3802
INSERT INTO "reshvac"."reststatwt" VALUES ('MFm', '1996', 'CZ02', 'Any', '1', '0.0721'); | MFm | 1996 | CZ02 | Any | 1 | 0.0721
INSERT INTO "reshvac"."reststatwt" VALUES ('MFm', '1996', 'CZ02', 'Any', '2', '0.3594'); | MFm | 1996 | CZ02 | Any | 2 | 0.3594
INSERT INTO "reshvac"."reststatwt" VALUES ('MFm', '1996', 'CZ02', 'Any', '3', '0.0906'); | MFm | 1996 | CZ02 | Any | 3 | 0.0906
INSERT INTO "reshvac"."reststatwt" VALUES ('MFm', '1996', 'CZ02', 'Any', '4', '0.05'); | MFm | 1996 | CZ02 | Any | 4 | 0.05')
INSERT INTO "reshvac"."reststatwt" VALUES ('MFm', '1996', 'CZ02', 'Any', '5', '0.4279'); | MFm | 1996 | CZ02 | Any | 5 | 0.4279
INSERT INTO "reshvac"."reststatwt" VALUES ('MFm', '1996', 'CZ03', 'Any', '1', '0.0835'); | MFm | 1996 | CZ03 | Any | 1 | 0.0835
INSERT INTO "reshvac"."reststatwt" VALUES ('MFm', '1996', 'CZ03', 'Any', '2', '0.7665'); | MFm | 1996 | CZ03 | Any | 2 | 0.7665
INSERT INTO "reshvac"."reststatwt" VALUES ('MFm', '1996', 'CZ03', 'Any', '3', '0.05'); | MFm | 1996 | CZ03 | Any | 3 | 0.05')
INSERT INTO "reshvac"."reststatwt" VALUES ('MFm', '1996', 'CZ03', 'Any', '4', '0.05'); | MFm | 1996 | CZ03 | Any | 4 | 0.05')
INSERT INTO "reshvac"."reststatwt" VALUES ('MFm', '1996', 'CZ03', 'Any', '5', '0.05'); | MFm | 1996 | CZ03 | Any | 5 | 0.05')
INSERT INTO "reshvac"."reststatwt" VALUES ('MFm', '1996', 'CZ04', 'Any', '1', '0.05'); | MFm | 1996 | CZ04 | Any | 1 | 0.05')
INSERT INTO "reshvac"."reststatwt" VALUES ('MFm', '1996', 'CZ04', 'Any', '2', '0.0703'); | MFm | 1996 | CZ04 | Any | 2 | 0.0703
INSERT INTO "reshvac"."reststatwt" VALUES ('MFm', '1996', 'CZ04', 'Any', '3', '0.1236'); | MFm | 1996 | CZ04 | Any | 3 | 0.1236
INSERT INTO "reshvac"."reststatwt" VALUES ('MFm', '1996', 'CZ04', 'Any', '4', '0.626'); | MFm | 1996 | CZ04 | Any | 4 | 0.626'
INSERT INTO "reshvac"."reststatwt" VALUES ('MFm', '1996', 'CZ04', 'Any', '5', '0.1301'); | MFm | 1996 | CZ04 | Any | 5 | 0.1301
INSERT INTO "reshvac"."reststatwt" VALUES ('MFm', '1996', 'CZ05', 'Any', '1', '0.0503'); | MFm | 1996 | CZ05 | Any | 1 | 0.0503
INSERT INTO "reshvac"."reststatwt" VALUES ('MFm', '1996', 'CZ05', 'Any', '2', '0.0782'); | MFm | 1996 | CZ05 | Any | 2 | 0.0782
INSERT INTO "reshvac"."reststatwt" VALUES ('MFm', '1996', 'CZ05', 'Any', '3', '0.1865'); | MFm | 1996 | CZ05 | Any | 3 | 0.1865
INSERT INTO "reshvac"."reststatwt" VALUES ('MFm', '1996', 'CZ05', 'Any', '4', '0.2602'); | MFm | 1996 | CZ05 | Any | 4 | 0.2602
INSERT INTO "reshvac"."reststatwt" VALUES ('MFm', '1996', 'CZ05', 'Any', '5', '0.4248'); | MFm | 1996 | CZ05 | Any | 5 | 0.4248
INSERT INTO "reshvac"."reststatwt" VALUES ('MFm', '1996', 'CZ06', 'Any', '1', '0.05'); | MFm | 1996 | CZ06 | Any | 1 | 0.05')
INSERT INTO "reshvac"."reststatwt" VALUES ('MFm', '1996', 'CZ06', 'Any', '2', '0.05'); | MFm | 1996 | CZ06 | Any | 2 | 0.05')
INSERT INTO "reshvac"."reststatwt" VALUES ('MFm', '1996', 'CZ06', 'Any', '3', '0.05'); | MFm | 1996 | CZ06 | Any | 3 | 0.05')
INSERT INTO "reshvac"."reststatwt" VALUES ('MFm', '1996', 'CZ06', 'Any', '4', '0.05'); | MFm | 1996 | CZ06 | Any | 4 | 0.05')
INSERT INTO "reshvac"."reststatwt" VALUES ('MFm', '1996', 'CZ06', 'Any', '5', '0.8'); | MFm | 1996 | CZ06 | Any | 5 | 0.8');
INSERT INTO "reshvac"."reststatwt" VALUES ('MFm', '1996', 'CZ07', 'Any', '1', '0.05'); | MFm | 1996 | CZ07 | Any | 1 | 0.05')
INSERT INTO "reshvac"."reststatwt" VALUES ('MFm', '1996', 'CZ07', 'Any', '2', '0.2526'); | MFm | 1996 | CZ07 | Any | 2 | 0.2526
INSERT INTO "reshvac"."reststatwt" VALUES ('MFm', '1996', 'CZ07', 'Any', '3', '0.4194'); | MFm | 1996 | CZ07 | Any | 3 | 0.4194
INSERT INTO "reshvac"."reststatwt" VALUES ('MFm', '1996', 'CZ07', 'Any', '4', '0.05'); | MFm | 1996 | CZ07 | Any | 4 | 0.05')
INSERT INTO "reshvac"."reststatwt" VALUES ('MFm', '1996', 'CZ07', 'Any', '5', '0.228'); | MFm | 1996 | CZ07 | Any | 5 | 0.228'
INSERT INTO "reshvac"."reststatwt" VALUES ('MFm', '1996', 'CZ08', 'Any', '1', '0.05'); | MFm | 1996 | CZ08 | Any | 1 | 0.05')
INSERT INTO "reshvac"."reststatwt" VALUES ('MFm', '1996', 'CZ08', 'Any', '2', '0.0734'); | MFm | 1996 | CZ08 | Any | 2 | 0.0734
INSERT INTO "reshvac"."reststatwt" VALUES ('MFm', '1996', 'CZ08', 'Any', '3', '0.3334'); | MFm | 1996 | CZ08 | Any | 3 | 0.3334
INSERT INTO "reshvac"."reststatwt" VALUES ('MFm', '1996', 'CZ08', 'Any', '4', '0.05'); | MFm | 1996 | CZ08 | Any | 4 | 0.05')
INSERT INTO "reshvac"."reststatwt" VALUES ('MFm', '1996', 'CZ08', 'Any', '5', '0.4932'); | MFm | 1996 | CZ08 | Any | 5 | 0.4932
INSERT INTO "reshvac"."reststatwt" VALUES ('MFm', '1996', 'CZ09', 'Any', '1', '0.05'); | MFm | 1996 | CZ09 | Any | 1 | 0.05')
INSERT INTO "reshvac"."reststatwt" VALUES ('MFm', '1996', 'CZ09', 'Any', '2', '0.05'); | MFm | 1996 | CZ09 | Any | 2 | 0.05')
INSERT INTO "reshvac"."reststatwt" VALUES ('MFm', '1996', 'CZ09', 'Any', '3', '0.8'); | MFm | 1996 | CZ09 | Any | 3 | 0.8');
INSERT INTO "reshvac"."reststatwt" VALUES ('MFm', '1996', 'CZ09', 'Any', '4', '0.05'); | MFm | 1996 | CZ09 | Any | 4 | 0.05')
INSERT INTO "reshvac"."reststatwt" VALUES ('MFm', '1996', 'CZ09', 'Any', '5', '0.05'); | MFm | 1996 | CZ09 | Any | 5 | 0.05')
INSERT INTO "reshvac"."reststatwt" VALUES ('MFm', '1996', 'CZ10', 'Any', '1', '0.05'); | MFm | 1996 | CZ10 | Any | 1 | 0.05')
INSERT INTO "reshvac"."reststatwt" VALUES ('MFm', '1996', 'CZ10', 'Any', '2', '0.05'); | MFm | 1996 | CZ10 | Any | 2 | 0.05')
INSERT INTO "reshvac"."reststatwt" VALUES ('MFm', '1996', 'CZ10', 'Any', '3', '0.05'); | MFm | 1996 | CZ10 | Any | 3 | 0.05')
INSERT INTO "reshvac"."reststatwt" VALUES ('MFm', '1996', 'CZ10', 'Any', '4', '0.05'); | MFm | 1996 | CZ10 | Any | 4 | 0.05')
INSERT INTO "reshvac"."reststatwt" VALUES ('MFm', '1996', 'CZ10', 'Any', '5', '0.8'); | MFm | 1996 | CZ10 | Any | 5 | 0.8');
INSERT INTO "reshvac"."reststatwt" VALUES ('MFm', '1996', 'CZ11', 'Any', '1', '0.05'); | MFm | 1996 | CZ11 | Any | 1 | 0.05')
INSERT INTO "reshvac"."reststatwt" VALUES ('MFm', '1996', 'CZ11', 'Any', '2', '0.05'); | MFm | 1996 | CZ11 | Any | 2 | 0.05')
INSERT INTO "reshvac"."reststatwt" VALUES ('MFm', '1996', 'CZ11', 'Any', '3', '0.05'); | MFm | 1996 | CZ11 | Any | 3 | 0.05')
INSERT INTO "reshvac"."reststatwt" VALUES ('MFm', '1996', 'CZ11', 'Any', '4', '0.05'); | MFm | 1996 | CZ11 | Any | 4 | 0.05')
INSERT INTO "reshvac"."reststatwt" VALUES ('MFm', '1996', 'CZ11', 'Any', '5', '0.8'); | MFm | 1996 | CZ11 | Any | 5 | 0.8');
INSERT INTO "reshvac"."reststatwt" VALUES ('MFm', '1996', 'CZ12', 'Any', '1', '0.05'); | MFm | 1996 | CZ12 | Any | 1 | 0.05')
INSERT INTO "reshvac"."reststatwt" VALUES ('MFm', '1996', 'CZ12', 'Any', '2', '0.05'); | MFm | 1996 | CZ12 | Any | 2 | 0.05')
INSERT INTO "reshvac"."reststatwt" VALUES ('MFm', '1996', 'CZ12', 'Any', '3', '0.1392'); | MFm | 1996 | CZ12 | Any | 3 | 0.1392
INSERT INTO "reshvac"."reststatwt" VALUES ('MFm', '1996', 'CZ12', 'Any', '4', '0.3879'); | MFm | 1996 | CZ12 | Any | 4 | 0.3879
INSERT INTO "reshvac"."reststatwt" VALUES ('MFm', '1996', 'CZ12', 'Any', '5', '0.3729'); | MFm | 1996 | CZ12 | Any | 5 | 0.3729
INSERT INTO "reshvac"."reststatwt" VALUES ('MFm', '1996', 'CZ13', 'Any', '1', '0.05'); | MFm | 1996 | CZ13 | Any | 1 | 0.05')
INSERT INTO "reshvac"."reststatwt" VALUES ('MFm', '1996', 'CZ13', 'Any', '2', '0.4517'); | MFm | 1996 | CZ13 | Any | 2 | 0.4517
INSERT INTO "reshvac"."reststatwt" VALUES ('MFm', '1996', 'CZ13', 'Any', '3', '0.05'); | MFm | 1996 | CZ13 | Any | 3 | 0.05')
INSERT INTO "reshvac"."reststatwt" VALUES ('MFm', '1996', 'CZ13', 'Any', '4', '0.05'); | MFm | 1996 | CZ13 | Any | 4 | 0.05')
INSERT INTO "reshvac"."reststatwt" VALUES ('MFm', '1996', 'CZ13', 'Any', '5', '0.3983'); | MFm | 1996 | CZ13 | Any | 5 | 0.3983
INSERT INTO "reshvac"."reststatwt" VALUES ('MFm', '1996', 'CZ14', 'Any', '1', '0.05'); | MFm | 1996 | CZ14 | Any | 1 | 0.05')
INSERT INTO "reshvac"."reststatwt" VALUES ('MFm', '1996', 'CZ14', 'Any', '2', '0.7878'); | MFm | 1996 | CZ14 | Any | 2 | 0.7878
INSERT INTO "reshvac"."reststatwt" VALUES ('MFm', '1996', 'CZ14', 'Any', '3', '0.05'); | MFm | 1996 | CZ14 | Any | 3 | 0.05')
INSERT INTO "reshvac"."reststatwt" VALUES ('MFm', '1996', 'CZ14', 'Any', '4', '0.0622'); | MFm | 1996 | CZ14 | Any | 4 | 0.0622
INSERT INTO "reshvac"."reststatwt" VALUES ('MFm', '1996', 'CZ14', 'Any', '5', '0.05'); | MFm | 1996 | CZ14 | Any | 5 | 0.05')
INSERT INTO "reshvac"."reststatwt" VALUES ('MFm', '1996', 'CZ15', 'Any', '1', '0.05'); | MFm | 1996 | CZ15 | Any | 1 | 0.05')
INSERT INTO "reshvac"."reststatwt" VALUES ('MFm', '1996', 'CZ15', 'Any', '2', '0.05'); | MFm | 1996 | CZ15 | Any | 2 | 0.05')
INSERT INTO "reshvac"."reststatwt" VALUES ('MFm', '1996', 'CZ15', 'Any', '3', '0.05'); | MFm | 1996 | CZ15 | Any | 3 | 0.05')
INSERT INTO "reshvac"."reststatwt" VALUES ('MFm', '1996', 'CZ15', 'Any', '4', '0.05'); | MFm | 1996 | CZ15 | Any | 4 | 0.05')
INSERT INTO "reshvac"."reststatwt" VALUES ('MFm', '1996', 'CZ15', 'Any', '5', '0.8'); | MFm | 1996 | CZ15 | Any | 5 | 0.8');
INSERT INTO "reshvac"."reststatwt" VALUES ('MFm', '1996', 'CZ16', 'Any', '1', '0.05'); | MFm | 1996 | CZ16 | Any | 1 | 0.05')
INSERT INTO "reshvac"."reststatwt" VALUES ('MFm', '1996', 'CZ16', 'Any', '2', '0.1344'); | MFm | 1996 | CZ16 | Any | 2 | 0.1344
INSERT INTO "reshvac"."reststatwt" VALUES ('MFm', '1996', 'CZ16', 'Any', '3', '0.05'); | MFm | 1996 | CZ16 | Any | 3 | 0.05')
INSERT INTO "reshvac"."reststatwt" VALUES ('MFm', '1996', 'CZ16', 'Any', '4', '0.05'); | MFm | 1996 | CZ16 | Any | 4 | 0.05')
INSERT INTO "reshvac"."reststatwt" VALUES ('MFm', '1996', 'CZ16', 'Any', '5', '0.7156'); | MFm | 1996 | CZ16 | Any | 5 | 0.7156
INSERT INTO "reshvac"."reststatwt" VALUES ('MFm', '2003', 'CZ01', 'Any', '1', '0.2569'); | MFm | 2003 | CZ01 | Any | 1 | 0.2569
INSERT INTO "reshvac"."reststatwt" VALUES ('MFm', '2003', 'CZ01', 'Any', '2', '0.0596'); | MFm | 2003 | CZ01 | Any | 2 | 0.0596
INSERT INTO "reshvac"."reststatwt" VALUES ('MFm', '2003', 'CZ01', 'Any', '3', '0.0631'); | MFm | 2003 | CZ01 | Any | 3 | 0.0631
INSERT INTO "reshvac"."reststatwt" VALUES ('MFm', '2003', 'CZ01', 'Any', '4', '0.3517'); | MFm | 2003 | CZ01 | Any | 4 | 0.3517
INSERT INTO "reshvac"."reststatwt" VALUES ('MFm', '2003', 'CZ01', 'Any', '5', '0.2687'); | MFm | 2003 | CZ01 | Any | 5 | 0.2687
INSERT INTO "reshvac"."reststatwt" VALUES ('MFm', '2003', 'CZ02', 'Any', '1', '0.1368'); | MFm | 2003 | CZ02 | Any | 1 | 0.1368
INSERT INTO "reshvac"."reststatwt" VALUES ('MFm', '2003', 'CZ02', 'Any', '2', '0.5888'); | MFm | 2003 | CZ02 | Any | 2 | 0.5888
INSERT INTO "reshvac"."reststatwt" VALUES ('MFm', '2003', 'CZ02', 'Any', '3', '0.1692'); | MFm | 2003 | CZ02 | Any | 3 | 0.1692
INSERT INTO "reshvac"."reststatwt" VALUES ('MFm', '2003', 'CZ02', 'Any', '4', '0.0536'); | MFm | 2003 | CZ02 | Any | 4 | 0.0536
INSERT INTO "reshvac"."reststatwt" VALUES ('MFm', '2003', 'CZ02', 'Any', '5', '0.0516'); | MFm | 2003 | CZ02 | Any | 5 | 0.0516
INSERT INTO "reshvac"."reststatwt" VALUES ('MFm', '2003', 'CZ03', 'Any', '1', '0.0502'); | MFm | 2003 | CZ03 | Any | 1 | 0.0502
INSERT INTO "reshvac"."reststatwt" VALUES ('MFm', '2003', 'CZ03', 'Any', '2', '0.0697'); | MFm | 2003 | CZ03 | Any | 2 | 0.0697
INSERT INTO "reshvac"."reststatwt" VALUES ('MFm', '2003', 'CZ03', 'Any', '3', '0.1522'); | MFm | 2003 | CZ03 | Any | 3 | 0.1522
INSERT INTO "reshvac"."reststatwt" VALUES ('MFm', '2003', 'CZ03', 'Any', '4', '0.2506'); | MFm | 2003 | CZ03 | Any | 4 | 0.2506
INSERT INTO "reshvac"."reststatwt" VALUES ('MFm', '2003', 'CZ03', 'Any', '5', '0.4773'); | MFm | 2003 | CZ03 | Any | 5 | 0.4773
INSERT INTO "reshvac"."reststatwt" VALUES ('MFm', '2003', 'CZ04', 'Any', '1', '0.05'); | MFm | 2003 | CZ04 | Any | 1 | 0.05')
INSERT INTO "reshvac"."reststatwt" VALUES ('MFm', '2003', 'CZ04', 'Any', '2', '0.3143'); | MFm | 2003 | CZ04 | Any | 2 | 0.3143
INSERT INTO "reshvac"."reststatwt" VALUES ('MFm', '2003', 'CZ04', 'Any', '3', '0.3754'); | MFm | 2003 | CZ04 | Any | 3 | 0.3754
INSERT INTO "reshvac"."reststatwt" VALUES ('MFm', '2003', 'CZ04', 'Any', '4', '0.0839'); | MFm | 2003 | CZ04 | Any | 4 | 0.0839
INSERT INTO "reshvac"."reststatwt" VALUES ('MFm', '2003', 'CZ04', 'Any', '5', '0.1764'); | MFm | 2003 | CZ04 | Any | 5 | 0.1764
INSERT INTO "reshvac"."reststatwt" VALUES ('MFm', '2003', 'CZ05', 'Any', '1', '0.1203'); | MFm | 2003 | CZ05 | Any | 1 | 0.1203
INSERT INTO "reshvac"."reststatwt" VALUES ('MFm', '2003', 'CZ05', 'Any', '2', '0.1128'); | MFm | 2003 | CZ05 | Any | 2 | 0.1128
INSERT INTO "reshvac"."reststatwt" VALUES ('MFm', '2003', 'CZ05', 'Any', '3', '0.2478'); | MFm | 2003 | CZ05 | Any | 3 | 0.2478
INSERT INTO "reshvac"."reststatwt" VALUES ('MFm', '2003', 'CZ05', 'Any', '4', '0.2098'); | MFm | 2003 | CZ05 | Any | 4 | 0.2098
INSERT INTO "reshvac"."reststatwt" VALUES ('MFm', '2003', 'CZ05', 'Any', '5', '0.3093'); | MFm | 2003 | CZ05 | Any | 5 | 0.3093
INSERT INTO "reshvac"."reststatwt" VALUES ('MFm', '2003', 'CZ06', 'Any', '1', '0.05'); | MFm | 2003 | CZ06 | Any | 1 | 0.05')
INSERT INTO "reshvac"."reststatwt" VALUES ('MFm', '2003', 'CZ06', 'Any', '2', '0.1128'); | MFm | 2003 | CZ06 | Any | 2 | 0.1128
INSERT INTO "reshvac"."reststatwt" VALUES ('MFm', '2003', 'CZ06', 'Any', '3', '0.05'); | MFm | 2003 | CZ06 | Any | 3 | 0.05')
INSERT INTO "reshvac"."reststatwt" VALUES ('MFm', '2003', 'CZ06', 'Any', '4', '0.05'); | MFm | 2003 | CZ06 | Any | 4 | 0.05')
INSERT INTO "reshvac"."reststatwt" VALUES ('MFm', '2003', 'CZ06', 'Any', '5', '0.7372'); | MFm | 2003 | CZ06 | Any | 5 | 0.7372
INSERT INTO "reshvac"."reststatwt" VALUES ('MFm', '2003', 'CZ07', 'Any', '1', '0.05'); | MFm | 2003 | CZ07 | Any | 1 | 0.05')
INSERT INTO "reshvac"."reststatwt" VALUES ('MFm', '2003', 'CZ07', 'Any', '2', '0.05'); | MFm | 2003 | CZ07 | Any | 2 | 0.05')
INSERT INTO "reshvac"."reststatwt" VALUES ('MFm', '2003', 'CZ07', 'Any', '3', '0.05'); | MFm | 2003 | CZ07 | Any | 3 | 0.05')
INSERT INTO "reshvac"."reststatwt" VALUES ('MFm', '2003', 'CZ07', 'Any', '4', '0.8'); | MFm | 2003 | CZ07 | Any | 4 | 0.8');
INSERT INTO "reshvac"."reststatwt" VALUES ('MFm', '2003', 'CZ07', 'Any', '5', '0.05'); | MFm | 2003 | CZ07 | Any | 5 | 0.05')
INSERT INTO "reshvac"."reststatwt" VALUES ('MFm', '2003', 'CZ08', 'Any', '1', '0.05'); | MFm | 2003 | CZ08 | Any | 1 | 0.05')
INSERT INTO "reshvac"."reststatwt" VALUES ('MFm', '2003', 'CZ08', 'Any', '2', '0.05'); | MFm | 2003 | CZ08 | Any | 2 | 0.05')
INSERT INTO "reshvac"."reststatwt" VALUES ('MFm', '2003', 'CZ08', 'Any', '3', '0.3006'); | MFm | 2003 | CZ08 | Any | 3 | 0.3006
INSERT INTO "reshvac"."reststatwt" VALUES ('MFm', '2003', 'CZ08', 'Any', '4', '0.5343'); | MFm | 2003 | CZ08 | Any | 4 | 0.5343
INSERT INTO "reshvac"."reststatwt" VALUES ('MFm', '2003', 'CZ08', 'Any', '5', '0.0651'); | MFm | 2003 | CZ08 | Any | 5 | 0.0651
INSERT INTO "reshvac"."reststatwt" VALUES ('MFm', '2003', 'CZ09', 'Any', '1', '0.05'); | MFm | 2003 | CZ09 | Any | 1 | 0.05')
INSERT INTO "reshvac"."reststatwt" VALUES ('MFm', '2003', 'CZ09', 'Any', '2', '0.05'); | MFm | 2003 | CZ09 | Any | 2 | 0.05')
INSERT INTO "reshvac"."reststatwt" VALUES ('MFm', '2003', 'CZ09', 'Any', '3', '0.6449'); | MFm | 2003 | CZ09 | Any | 3 | 0.6449
INSERT INTO "reshvac"."reststatwt" VALUES ('MFm', '2003', 'CZ09', 'Any', '4', '0.1011'); | MFm | 2003 | CZ09 | Any | 4 | 0.1011
INSERT INTO "reshvac"."reststatwt" VALUES ('MFm', '2003', 'CZ09', 'Any', '5', '0.154'); | MFm | 2003 | CZ09 | Any | 5 | 0.154'
INSERT INTO "reshvac"."reststatwt" VALUES ('MFm', '2003', 'CZ10', 'Any', '1', '0.1371'); | MFm | 2003 | CZ10 | Any | 1 | 0.1371
INSERT INTO "reshvac"."reststatwt" VALUES ('MFm', '2003', 'CZ10', 'Any', '2', '0.1274'); | MFm | 2003 | CZ10 | Any | 2 | 0.1274
INSERT INTO "reshvac"."reststatwt" VALUES ('MFm', '2003', 'CZ10', 'Any', '3', '0.1528'); | MFm | 2003 | CZ10 | Any | 3 | 0.1528
INSERT INTO "reshvac"."reststatwt" VALUES ('MFm', '2003', 'CZ10', 'Any', '4', '0.113'); | MFm | 2003 | CZ10 | Any | 4 | 0.113'
INSERT INTO "reshvac"."reststatwt" VALUES ('MFm', '2003', 'CZ10', 'Any', '5', '0.4697'); | MFm | 2003 | CZ10 | Any | 5 | 0.4697
INSERT INTO "reshvac"."reststatwt" VALUES ('MFm', '2003', 'CZ11', 'Any', '1', '0.3867'); | MFm | 2003 | CZ11 | Any | 1 | 0.3867
INSERT INTO "reshvac"."reststatwt" VALUES ('MFm', '2003', 'CZ11', 'Any', '2', '0.2102'); | MFm | 2003 | CZ11 | Any | 2 | 0.2102
INSERT INTO "reshvac"."reststatwt" VALUES ('MFm', '2003', 'CZ11', 'Any', '3', '0.0729'); | MFm | 2003 | CZ11 | Any | 3 | 0.0729
INSERT INTO "reshvac"."reststatwt" VALUES ('MFm', '2003', 'CZ11', 'Any', '4', '0.2802'); | MFm | 2003 | CZ11 | Any | 4 | 0.2802
INSERT INTO "reshvac"."reststatwt" VALUES ('MFm', '2003', 'CZ11', 'Any', '5', '0.05'); | MFm | 2003 | CZ11 | Any | 5 | 0.05')
INSERT INTO "reshvac"."reststatwt" VALUES ('MFm', '2003', 'CZ12', 'Any', '1', '0.05'); | MFm | 2003 | CZ12 | Any | 1 | 0.05')
INSERT INTO "reshvac"."reststatwt" VALUES ('MFm', '2003', 'CZ12', 'Any', '2', '0.05'); | MFm | 2003 | CZ12 | Any | 2 | 0.05')
INSERT INTO "reshvac"."reststatwt" VALUES ('MFm', '2003', 'CZ12', 'Any', '3', '0.3971'); | MFm | 2003 | CZ12 | Any | 3 | 0.3971
INSERT INTO "reshvac"."reststatwt" VALUES ('MFm', '2003', 'CZ12', 'Any', '4', '0.3547'); | MFm | 2003 | CZ12 | Any | 4 | 0.3547
INSERT INTO "reshvac"."reststatwt" VALUES ('MFm', '2003', 'CZ12', 'Any', '5', '0.1482'); | MFm | 2003 | CZ12 | Any | 5 | 0.1482
INSERT INTO "reshvac"."reststatwt" VALUES ('MFm', '2003', 'CZ13', 'Any', '1', '0.05'); | MFm | 2003 | CZ13 | Any | 1 | 0.05')
INSERT INTO "reshvac"."reststatwt" VALUES ('MFm', '2003', 'CZ13', 'Any', '2', '0.3865'); | MFm | 2003 | CZ13 | Any | 2 | 0.3865
INSERT INTO "reshvac"."reststatwt" VALUES ('MFm', '2003', 'CZ13', 'Any', '3', '0.05'); | MFm | 2003 | CZ13 | Any | 3 | 0.05')
INSERT INTO "reshvac"."reststatwt" VALUES ('MFm', '2003', 'CZ13', 'Any', '4', '0.05'); | MFm | 2003 | CZ13 | Any | 4 | 0.05')
INSERT INTO "reshvac"."reststatwt" VALUES ('MFm', '2003', 'CZ13', 'Any', '5', '0.4635'); | MFm | 2003 | CZ13 | Any | 5 | 0.4635
INSERT INTO "reshvac"."reststatwt" VALUES ('MFm', '2003', 'CZ14', 'Any', '1', '0.3282'); | MFm | 2003 | CZ14 | Any | 1 | 0.3282
INSERT INTO "reshvac"."reststatwt" VALUES ('MFm', '2003', 'CZ14', 'Any', '2', '0.05'); | MFm | 2003 | CZ14 | Any | 2 | 0.05')
INSERT INTO "reshvac"."reststatwt" VALUES ('MFm', '2003', 'CZ14', 'Any', '3', '0.1769'); | MFm | 2003 | CZ14 | Any | 3 | 0.1769
INSERT INTO "reshvac"."reststatwt" VALUES ('MFm', '2003', 'CZ14', 'Any', '4', '0.2848'); | MFm | 2003 | CZ14 | Any | 4 | 0.2848
INSERT INTO "reshvac"."reststatwt" VALUES ('MFm', '2003', 'CZ14', 'Any', '5', '0.1601'); | MFm | 2003 | CZ14 | Any | 5 | 0.1601
INSERT INTO "reshvac"."reststatwt" VALUES ('MFm', '2003', 'CZ15', 'Any', '1', '0.05'); | MFm | 2003 | CZ15 | Any | 1 | 0.05')
INSERT INTO "reshvac"."reststatwt" VALUES ('MFm', '2003', 'CZ15', 'Any', '2', '0.05'); | MFm | 2003 | CZ15 | Any | 2 | 0.05')
INSERT INTO "reshvac"."reststatwt" VALUES ('MFm', '2003', 'CZ15', 'Any', '3', '0.05'); | MFm | 2003 | CZ15 | Any | 3 | 0.05')
INSERT INTO "reshvac"."reststatwt" VALUES ('MFm', '2003', 'CZ15', 'Any', '4', '0.05'); | MFm | 2003 | CZ15 | Any | 4 | 0.05')
INSERT INTO "reshvac"."reststatwt" VALUES ('MFm', '2003', 'CZ15', 'Any', '5', '0.8'); | MFm | 2003 | CZ15 | Any | 5 | 0.8');
INSERT INTO "reshvac"."reststatwt" VALUES ('MFm', '2003', 'CZ16', 'Any', '1', '0.05'); | MFm | 2003 | CZ16 | Any | 1 | 0.05')
INSERT INTO "reshvac"."reststatwt" VALUES ('MFm', '2003', 'CZ16', 'Any', '2', '0.207'); | MFm | 2003 | CZ16 | Any | 2 | 0.207'
INSERT INTO "reshvac"."reststatwt" VALUES ('MFm', '2003', 'CZ16', 'Any', '3', '0.05'); | MFm | 2003 | CZ16 | Any | 3 | 0.05')
INSERT INTO "reshvac"."reststatwt" VALUES ('MFm', '2003', 'CZ16', 'Any', '4', '0.05'); | MFm | 2003 | CZ16 | Any | 4 | 0.05')
INSERT INTO "reshvac"."reststatwt" VALUES ('MFm', '2003', 'CZ16', 'Any', '5', '0.643'); | MFm | 2003 | CZ16 | Any | 5 | 0.643'
INSERT INTO "reshvac"."reststatwt" VALUES ('MFm', '2007', 'CZ01', 'Any', '1', '0.5708'); | MFm | 2007 | CZ01 | Any | 1 | 0.5708
INSERT INTO "reshvac"."reststatwt" VALUES ('MFm', '2007', 'CZ01', 'Any', '2', '0.0651'); | MFm | 2007 | CZ01 | Any | 2 | 0.0651
INSERT INTO "reshvac"."reststatwt" VALUES ('MFm', '2007', 'CZ01', 'Any', '3', '0.0716'); | MFm | 2007 | CZ01 | Any | 3 | 0.0716
INSERT INTO "reshvac"."reststatwt" VALUES ('MFm', '2007', 'CZ01', 'Any', '4', '0.05'); | MFm | 2007 | CZ01 | Any | 4 | 0.05
INSERT INTO "reshvac"."reststatwt" VALUES ('MFm', '2007', 'CZ01', 'Any', '5', '0.2425'); | MFm | 2007 | CZ01 | Any | 5 | 0.2425
INSERT INTO "reshvac"."reststatwt" VALUES ('MFm', '2007', 'CZ02', 'Any', '1', '0.05'); | MFm | 2007 | CZ02 | Any | 1 | 0.05
INSERT INTO "reshvac"."reststatwt" VALUES ('MFm', '2007', 'CZ02', 'Any', '2', '0.5862'); | MFm | 2007 | CZ02 | Any | 2 | 0.5862
INSERT INTO "reshvac"."reststatwt" VALUES ('MFm', '2007', 'CZ02', 'Any', '3', '0.05'); | MFm | 2007 | CZ02 | Any | 3 | 0.05
INSERT INTO "reshvac"."reststatwt" VALUES ('MFm', '2007', 'CZ02', 'Any', '4', '0.2638'); | MFm | 2007 | CZ02 | Any | 4 | 0.2638
INSERT INTO "reshvac"."reststatwt" VALUES ('MFm', '2007', 'CZ02', 'Any', '5', '0.05'); | MFm | 2007 | CZ02 | Any | 5 | 0.05
INSERT INTO "reshvac"."reststatwt" VALUES ('MFm', '2007', 'CZ03', 'Any', '1', '0.1202'); | MFm | 2007 | CZ03 | Any | 1 | 0.1202
INSERT INTO "reshvac"."reststatwt" VALUES ('MFm', '2007', 'CZ03', 'Any', '2', '0.1816'); | MFm | 2007 | CZ03 | Any | 2 | 0.1816
INSERT INTO "reshvac"."reststatwt" VALUES ('MFm', '2007', 'CZ03', 'Any', '3', '0.3931'); | MFm | 2007 | CZ03 | Any | 3 | 0.3931
INSERT INTO "reshvac"."reststatwt" VALUES ('MFm', '2007', 'CZ03', 'Any', '4', '0.2552'); | MFm | 2007 | CZ03 | Any | 4 | 0.2552
INSERT INTO "reshvac"."reststatwt" VALUES ('MFm', '2007', 'CZ03', 'Any', '5', '0.0499'); | MFm | 2007 | CZ03 | Any | 5 | 0.0499
INSERT INTO "reshvac"."reststatwt" VALUES ('MFm', '2007', 'CZ04', 'Any', '1', '0.3912'); | MFm | 2007 | CZ04 | Any | 1 | 0.3912
INSERT INTO "reshvac"."reststatwt" VALUES ('MFm', '2007', 'CZ04', 'Any', '2', '0.0677'); | MFm | 2007 | CZ04 | Any | 2 | 0.0677
INSERT INTO "reshvac"."reststatwt" VALUES ('MFm', '2007', 'CZ04', 'Any', '3', '0.0505'); | MFm | 2007 | CZ04 | Any | 3 | 0.0505
INSERT INTO "reshvac"."reststatwt" VALUES ('MFm', '2007', 'CZ04', 'Any', '4', '0.4331'); | MFm | 2007 | CZ04 | Any | 4 | 0.4331
INSERT INTO "reshvac"."reststatwt" VALUES ('MFm', '2007', 'CZ04', 'Any', '5', '0.0575'); | MFm | 2007 | CZ04 | Any | 5 | 0.0575
INSERT INTO "reshvac"."reststatwt" VALUES ('MFm', '2007', 'CZ05', 'Any', '1', '0.1588'); | MFm | 2007 | CZ05 | Any | 1 | 0.1588
INSERT INTO "reshvac"."reststatwt" VALUES ('MFm', '2007', 'CZ05', 'Any', '2', '0.1398'); | MFm | 2007 | CZ05 | Any | 2 | 0.1398
INSERT INTO "reshvac"."reststatwt" VALUES ('MFm', '2007', 'CZ05', 'Any', '3', '0.3113'); | MFm | 2007 | CZ05 | Any | 3 | 0.3113
INSERT INTO "reshvac"."reststatwt" VALUES ('MFm', '2007', 'CZ05', 'Any', '4', '0.1345'); | MFm | 2007 | CZ05 | Any | 4 | 0.1345
INSERT INTO "reshvac"."reststatwt" VALUES ('MFm', '2007', 'CZ05', 'Any', '5', '0.2556'); | MFm | 2007 | CZ05 | Any | 5 | 0.2556
INSERT INTO "reshvac"."reststatwt" VALUES ('MFm', '2007', 'CZ06', 'Any', '1', '0.05'); | MFm | 2007 | CZ06 | Any | 1 | 0.05
INSERT INTO "reshvac"."reststatwt" VALUES ('MFm', '2007', 'CZ06', 'Any', '2', '0.4632'); | MFm | 2007 | CZ06 | Any | 2 | 0.4632
INSERT INTO "reshvac"."reststatwt" VALUES ('MFm', '2007', 'CZ06', 'Any', '3', '0.0504'); | MFm | 2007 | CZ06 | Any | 3 | 0.0504
INSERT INTO "reshvac"."reststatwt" VALUES ('MFm', '2007', 'CZ06', 'Any', '4', '0.3632'); | MFm | 2007 | CZ06 | Any | 4 | 0.3632
INSERT INTO "reshvac"."reststatwt" VALUES ('MFm', '2007', 'CZ06', 'Any', '5', '0.0732'); | MFm | 2007 | CZ06 | Any | 5 | 0.0732
INSERT INTO "reshvac"."reststatwt" VALUES ('MFm', '2007', 'CZ07', 'Any', '1', '0.05'); | MFm | 2007 | CZ07 | Any | 1 | 0.05
INSERT INTO "reshvac"."reststatwt" VALUES ('MFm', '2007', 'CZ07', 'Any', '2', '0.7765'); | MFm | 2007 | CZ07 | Any | 2 | 0.7765
INSERT INTO "reshvac"."reststatwt" VALUES ('MFm', '2007', 'CZ07', 'Any', '3', '0.05'); | MFm | 2007 | CZ07 | Any | 3 | 0.05
INSERT INTO "reshvac"."reststatwt" VALUES ('MFm', '2007', 'CZ07', 'Any', '4', '0.0735'); | MFm | 2007 | CZ07 | Any | 4 | 0.0735
INSERT INTO "reshvac"."reststatwt" VALUES ('MFm', '2007', 'CZ07', 'Any', '5', '0.05'); | MFm | 2007 | CZ07 | Any | 5 | 0.05
INSERT INTO "reshvac"."reststatwt" VALUES ('MFm', '2007', 'CZ08', 'Any', '1', '0.0565'); | MFm | 2007 | CZ08 | Any | 1 | 0.0565
INSERT INTO "reshvac"."reststatwt" VALUES ('MFm', '2007', 'CZ08', 'Any', '2', '0.05'); | MFm | 2007 | CZ08 | Any | 2 | 0.05
INSERT INTO "reshvac"."reststatwt" VALUES ('MFm', '2007', 'CZ08', 'Any', '3', '0.3246'); | MFm | 2007 | CZ08 | Any | 3 | 0.3246
INSERT INTO "reshvac"."reststatwt" VALUES ('MFm', '2007', 'CZ08', 'Any', '4', '0.498'); | MFm | 2007 | CZ08 | Any | 4 | 0.498
INSERT INTO "reshvac"."reststatwt" VALUES ('MFm', '2007', 'CZ08', 'Any', '5', '0.0709'); | MFm | 2007 | CZ08 | Any | 5 | 0.0709
INSERT INTO "reshvac"."reststatwt" VALUES ('MFm', '2007', 'CZ09', 'Any', '1', '0.05'); | MFm | 2007 | CZ09 | Any | 1 | 0.05
INSERT INTO "reshvac"."reststatwt" VALUES ('MFm', '2007', 'CZ09', 'Any', '2', '0.05'); | MFm | 2007 | CZ09 | Any | 2 | 0.05
INSERT INTO "reshvac"."reststatwt" VALUES ('MFm', '2007', 'CZ09', 'Any', '3', '0.2682'); | MFm | 2007 | CZ09 | Any | 3 | 0.2682
INSERT INTO "reshvac"."reststatwt" VALUES ('MFm', '2007', 'CZ09', 'Any', '4', '0.5818'); | MFm | 2007 | CZ09 | Any | 4 | 0.5818
INSERT INTO "reshvac"."reststatwt" VALUES ('MFm', '2007', 'CZ09', 'Any', '5', '0.05'); | MFm | 2007 | CZ09 | Any | 5 | 0.05
INSERT INTO "reshvac"."reststatwt" VALUES ('MFm', '2007', 'CZ10', 'Any', '1', '0.05'); | MFm | 2007 | CZ10 | Any | 1 | 0.05
INSERT INTO "reshvac"."reststatwt" VALUES ('MFm', '2007', 'CZ10', 'Any', '2', '0.1721'); | MFm | 2007 | CZ10 | Any | 2 | 0.1721
INSERT INTO "reshvac"."reststatwt" VALUES ('MFm', '2007', 'CZ10', 'Any', '3', '0.4169'); | MFm | 2007 | CZ10 | Any | 3 | 0.4169
INSERT INTO "reshvac"."reststatwt" VALUES ('MFm', '2007', 'CZ10', 'Any', '4', '0.1905'); | MFm | 2007 | CZ10 | Any | 4 | 0.1905
INSERT INTO "reshvac"."reststatwt" VALUES ('MFm', '2007', 'CZ10', 'Any', '5', '0.1705'); | MFm | 2007 | CZ10 | Any | 5 | 0.1705
INSERT INTO "reshvac"."reststatwt" VALUES ('MFm', '2007', 'CZ11', 'Any', '1', '0.2087'); | MFm | 2007 | CZ11 | Any | 1 | 0.2087
INSERT INTO "reshvac"."reststatwt" VALUES ('MFm', '2007', 'CZ11', 'Any', '2', '0.0508'); | MFm | 2007 | CZ11 | Any | 2 | 0.0508
INSERT INTO "reshvac"."reststatwt" VALUES ('MFm', '2007', 'CZ11', 'Any', '3', '0.6369'); | MFm | 2007 | CZ11 | Any | 3 | 0.6369
INSERT INTO "reshvac"."reststatwt" VALUES ('MFm', '2007', 'CZ11', 'Any', '4', '0.0536'); | MFm | 2007 | CZ11 | Any | 4 | 0.0536
INSERT INTO "reshvac"."reststatwt" VALUES ('MFm', '2007', 'CZ11', 'Any', '5', '0.05'); | MFm | 2007 | CZ11 | Any | 5 | 0.05
INSERT INTO "reshvac"."reststatwt" VALUES ('MFm', '2007', 'CZ12', 'Any', '1', '0.112'); | MFm | 2007 | CZ12 | Any | 1 | 0.112
INSERT INTO "reshvac"."reststatwt" VALUES ('MFm', '2007', 'CZ12', 'Any', '2', '0.1247'); | MFm | 2007 | CZ12 | Any | 2 | 0.1247
INSERT INTO "reshvac"."reststatwt" VALUES ('MFm', '2007', 'CZ12', 'Any', '3', '0.05'); | MFm | 2007 | CZ12 | Any | 3 | 0.05
INSERT INTO "reshvac"."reststatwt" VALUES ('MFm', '2007', 'CZ12', 'Any', '4', '0.348'); | MFm | 2007 | CZ12 | Any | 4 | 0.348
INSERT INTO "reshvac"."reststatwt" VALUES ('MFm', '2007', 'CZ12', 'Any', '5', '0.3653'); | MFm | 2007 | CZ12 | Any | 5 | 0.3653
INSERT INTO "reshvac"."reststatwt" VALUES ('MFm', '2007', 'CZ13', 'Any', '1', '0.05'); | MFm | 2007 | CZ13 | Any | 1 | 0.05
INSERT INTO "reshvac"."reststatwt" VALUES ('MFm', '2007', 'CZ13', 'Any', '2', '0.4479'); | MFm | 2007 | CZ13 | Any | 2 | 0.4479
INSERT INTO "reshvac"."reststatwt" VALUES ('MFm', '2007', 'CZ13', 'Any', '3', '0.05'); | MFm | 2007 | CZ13 | Any | 3 | 0.05
INSERT INTO "reshvac"."reststatwt" VALUES ('MFm', '2007', 'CZ13', 'Any', '4', '0.05'); | MFm | 2007 | CZ13 | Any | 4 | 0.05
INSERT INTO "reshvac"."reststatwt" VALUES ('MFm', '2007', 'CZ13', 'Any', '5', '0.4021'); | MFm | 2007 | CZ13 | Any | 5 | 0.4021
INSERT INTO "reshvac"."reststatwt" VALUES ('MFm', '2007', 'CZ14', 'Any', '1', '0.8'); | MFm | 2007 | CZ14 | Any | 1 | 0.8
INSERT INTO "reshvac"."reststatwt" VALUES ('MFm', '2007', 'CZ14', 'Any', '2', '0.05'); | MFm | 2007 | CZ14 | Any | 2 | 0.05
INSERT INTO "reshvac"."reststatwt" VALUES ('MFm', '2007', 'CZ14', 'Any', '3', '0.05'); | MFm | 2007 | CZ14 | Any | 3 | 0.05
INSERT INTO "reshvac"."reststatwt" VALUES ('MFm', '2007', 'CZ14', 'Any', '4', '0.05'); | MFm | 2007 | CZ14 | Any | 4 | 0.05
INSERT INTO "reshvac"."reststatwt" VALUES ('MFm', '2007', 'CZ14', 'Any', '5', '0.05'); | MFm | 2007 | CZ14 | Any | 5 | 0.05
INSERT INTO "reshvac"."reststatwt" VALUES ('MFm', '2007', 'CZ15', 'Any', '1', '0.05'); | MFm | 2007 | CZ15 | Any | 1 | 0.05
INSERT INTO "reshvac"."reststatwt" VALUES ('MFm', '2007', 'CZ15', 'Any', '2', '0.05'); | MFm | 2007 | CZ15 | Any | 2 | 0.05
INSERT INTO "reshvac"."reststatwt" VALUES ('MFm', '2007', 'CZ15', 'Any', '3', '0.05'); | MFm | 2007 | CZ15 | Any | 3 | 0.05
INSERT INTO "reshvac"."reststatwt" VALUES ('MFm', '2007', 'CZ15', 'Any', '4', '0.7238'); | MFm | 2007 | CZ15 | Any | 4 | 0.7238
INSERT INTO "reshvac"."reststatwt" VALUES ('MFm', '2007', 'CZ15', 'Any', '5', '0.1262'); | MFm | 2007 | CZ15 | Any | 5 | 0.1262
INSERT INTO "reshvac"."reststatwt" VALUES ('MFm', '2007', 'CZ16', 'Any', '1', '0.6469'); | MFm | 2007 | CZ16 | Any | 1 | 0.6469
INSERT INTO "reshvac"."reststatwt" VALUES ('MFm', '2007', 'CZ16', 'Any', '2', '0.05'); | MFm | 2007 | CZ16 | Any | 2 | 0.05
INSERT INTO "reshvac"."reststatwt" VALUES ('MFm', '2007', 'CZ16', 'Any', '3', '0.05'); | MFm | 2007 | CZ16 | Any | 3 | 0.05
INSERT INTO "reshvac"."reststatwt" VALUES ('MFm', '2007', 'CZ16', 'Any', '4', '0.05'); | MFm | 2007 | CZ16 | Any | 4 | 0.05
INSERT INTO "reshvac"."reststatwt" VALUES ('MFm', '2007', 'CZ16', 'Any', '5', '0.2031'); | MFm | 2007 | CZ16 | Any | 5 | 0.2031
INSERT INTO "reshvac"."reststatwt" VALUES ('MFm', '2011', 'CZ01', 'Any', '1', '0.5708'); | MFm | 2011 | CZ01 | Any | 1 | 0.5708
INSERT INTO "reshvac"."reststatwt" VALUES ('MFm', '2011', 'CZ01', 'Any', '2', '0.0651'); | MFm | 2011 | CZ01 | Any | 2 | 0.0651
INSERT INTO "reshvac"."reststatwt" VALUES ('MFm', '2011', 'CZ01', 'Any', '3', '0.0716'); | MFm | 2011 | CZ01 | Any | 3 | 0.0716
INSERT INTO "reshvac"."reststatwt" VALUES ('MFm', '2011', 'CZ01', 'Any', '4', '0.05'); | MFm | 2011 | CZ01 | Any | 4 | 0.05')
INSERT INTO "reshvac"."reststatwt" VALUES ('MFm', '2011', 'CZ01', 'Any', '5', '0.2425'); | MFm | 2011 | CZ01 | Any | 5 | 0.2425
INSERT INTO "reshvac"."reststatwt" VALUES ('MFm', '2011', 'CZ02', 'Any', '1', '0.05'); | MFm | 2011 | CZ02 | Any | 1 | 0.05')
INSERT INTO "reshvac"."reststatwt" VALUES ('MFm', '2011', 'CZ02', 'Any', '2', '0.5862'); | MFm | 2011 | CZ02 | Any | 2 | 0.5862
INSERT INTO "reshvac"."reststatwt" VALUES ('MFm', '2011', 'CZ02', 'Any', '3', '0.05'); | MFm | 2011 | CZ02 | Any | 3 | 0.05')
INSERT INTO "reshvac"."reststatwt" VALUES ('MFm', '2011', 'CZ02', 'Any', '4', '0.2638'); | MFm | 2011 | CZ02 | Any | 4 | 0.2638
INSERT INTO "reshvac"."reststatwt" VALUES ('MFm', '2011', 'CZ02', 'Any', '5', '0.05'); | MFm | 2011 | CZ02 | Any | 5 | 0.05')
INSERT INTO "reshvac"."reststatwt" VALUES ('MFm', '2011', 'CZ03', 'Any', '1', '0.1202'); | MFm | 2011 | CZ03 | Any | 1 | 0.1202
INSERT INTO "reshvac"."reststatwt" VALUES ('MFm', '2011', 'CZ03', 'Any', '2', '0.1816'); | MFm | 2011 | CZ03 | Any | 2 | 0.1816
INSERT INTO "reshvac"."reststatwt" VALUES ('MFm', '2011', 'CZ03', 'Any', '3', '0.3931'); | MFm | 2011 | CZ03 | Any | 3 | 0.3931
INSERT INTO "reshvac"."reststatwt" VALUES ('MFm', '2011', 'CZ03', 'Any', '4', '0.2552'); | MFm | 2011 | CZ03 | Any | 4 | 0.2552
INSERT INTO "reshvac"."reststatwt" VALUES ('MFm', '2011', 'CZ03', 'Any', '5', '0.0499'); | MFm | 2011 | CZ03 | Any | 5 | 0.0499
INSERT INTO "reshvac"."reststatwt" VALUES ('MFm', '2011', 'CZ04', 'Any', '1', '0.3912'); | MFm | 2011 | CZ04 | Any | 1 | 0.3912
INSERT INTO "reshvac"."reststatwt" VALUES ('MFm', '2011', 'CZ04', 'Any', '2', '0.0677'); | MFm | 2011 | CZ04 | Any | 2 | 0.0677
INSERT INTO "reshvac"."reststatwt" VALUES ('MFm', '2011', 'CZ04', 'Any', '3', '0.0505'); | MFm | 2011 | CZ04 | Any | 3 | 0.0505
INSERT INTO "reshvac"."reststatwt" VALUES ('MFm', '2011', 'CZ04', 'Any', '4', '0.4331'); | MFm | 2011 | CZ04 | Any | 4 | 0.4331
INSERT INTO "reshvac"."reststatwt" VALUES ('MFm', '2011', 'CZ04', 'Any', '5', '0.0575'); | MFm | 2011 | CZ04 | Any | 5 | 0.0575
INSERT INTO "reshvac"."reststatwt" VALUES ('MFm', '2011', 'CZ05', 'Any', '1', '0.1588'); | MFm | 2011 | CZ05 | Any | 1 | 0.1588
INSERT INTO "reshvac"."reststatwt" VALUES ('MFm', '2011', 'CZ05', 'Any', '2', '0.1398'); | MFm | 2011 | CZ05 | Any | 2 | 0.1398
INSERT INTO "reshvac"."reststatwt" VALUES ('MFm', '2011', 'CZ05', 'Any', '3', '0.3113'); | MFm | 2011 | CZ05 | Any | 3 | 0.3113
INSERT INTO "reshvac"."reststatwt" VALUES ('MFm', '2011', 'CZ05', 'Any', '4', '0.1345'); | MFm | 2011 | CZ05 | Any | 4 | 0.1345
INSERT INTO "reshvac"."reststatwt" VALUES ('MFm', '2011', 'CZ05', 'Any', '5', '0.2556'); | MFm | 2011 | CZ05 | Any | 5 | 0.2556
INSERT INTO "reshvac"."reststatwt" VALUES ('MFm', '2011', 'CZ06', 'Any', '1', '0.05'); | MFm | 2011 | CZ06 | Any | 1 | 0.05')
INSERT INTO "reshvac"."reststatwt" VALUES ('MFm', '2011', 'CZ06', 'Any', '2', '0.4632'); | MFm | 2011 | CZ06 | Any | 2 | 0.4632
INSERT INTO "reshvac"."reststatwt" VALUES ('MFm', '2011', 'CZ06', 'Any', '3', '0.0504'); | MFm | 2011 | CZ06 | Any | 3 | 0.0504
INSERT INTO "reshvac"."reststatwt" VALUES ('MFm', '2011', 'CZ06', 'Any', '4', '0.3632'); | MFm | 2011 | CZ06 | Any | 4 | 0.3632
INSERT INTO "reshvac"."reststatwt" VALUES ('MFm', '2011', 'CZ06', 'Any', '5', '0.0732'); | MFm | 2011 | CZ06 | Any | 5 | 0.0732
INSERT INTO "reshvac"."reststatwt" VALUES ('MFm', '2011', 'CZ07', 'Any', '1', '0.05'); | MFm | 2011 | CZ07 | Any | 1 | 0.05')
INSERT INTO "reshvac"."reststatwt" VALUES ('MFm', '2011', 'CZ07', 'Any', '2', '0.7765'); | MFm | 2011 | CZ07 | Any | 2 | 0.7765
INSERT INTO "reshvac"."reststatwt" VALUES ('MFm', '2011', 'CZ07', 'Any', '3', '0.05'); | MFm | 2011 | CZ07 | Any | 3 | 0.05')
INSERT INTO "reshvac"."reststatwt" VALUES ('MFm', '2011', 'CZ07', 'Any', '4', '0.0735'); | MFm | 2011 | CZ07 | Any | 4 | 0.0735
INSERT INTO "reshvac"."reststatwt" VALUES ('MFm', '2011', 'CZ07', 'Any', '5', '0.05'); | MFm | 2011 | CZ07 | Any | 5 | 0.05')
INSERT INTO "reshvac"."reststatwt" VALUES ('MFm', '2011', 'CZ08', 'Any', '1', '0.0565'); | MFm | 2011 | CZ08 | Any | 1 | 0.0565
INSERT INTO "reshvac"."reststatwt" VALUES ('MFm', '2011', 'CZ08', 'Any', '2', '0.05'); | MFm | 2011 | CZ08 | Any | 2 | 0.05')
INSERT INTO "reshvac"."reststatwt" VALUES ('MFm', '2011', 'CZ08', 'Any', '3', '0.3246'); | MFm | 2011 | CZ08 | Any | 3 | 0.3246
INSERT INTO "reshvac"."reststatwt" VALUES ('MFm', '2011', 'CZ08', 'Any', '4', '0.498'); | MFm | 2011 | CZ08 | Any | 4 | 0.498'
INSERT INTO "reshvac"."reststatwt" VALUES ('MFm', '2011', 'CZ08', 'Any', '5', '0.0709'); | MFm | 2011 | CZ08 | Any | 5 | 0.0709
INSERT INTO "reshvac"."reststatwt" VALUES ('MFm', '2011', 'CZ09', 'Any', '1', '0.05'); | MFm | 2011 | CZ09 | Any | 1 | 0.05')
INSERT INTO "reshvac"."reststatwt" VALUES ('MFm', '2011', 'CZ09', 'Any', '2', '0.05'); | MFm | 2011 | CZ09 | Any | 2 | 0.05')
INSERT INTO "reshvac"."reststatwt" VALUES ('MFm', '2011', 'CZ09', 'Any', '3', '0.2682'); | MFm | 2011 | CZ09 | Any | 3 | 0.2682
INSERT INTO "reshvac"."reststatwt" VALUES ('MFm', '2011', 'CZ09', 'Any', '4', '0.5818'); | MFm | 2011 | CZ09 | Any | 4 | 0.5818
INSERT INTO "reshvac"."reststatwt" VALUES ('MFm', '2011', 'CZ09', 'Any', '5', '0.05'); | MFm | 2011 | CZ09 | Any | 5 | 0.05')
INSERT INTO "reshvac"."reststatwt" VALUES ('MFm', '2011', 'CZ10', 'Any', '1', '0.05'); | MFm | 2011 | CZ10 | Any | 1 | 0.05')
INSERT INTO "reshvac"."reststatwt" VALUES ('MFm', '2011', 'CZ10', 'Any', '2', '0.1721'); | MFm | 2011 | CZ10 | Any | 2 | 0.1721
INSERT INTO "reshvac"."reststatwt" VALUES ('MFm', '2011', 'CZ10', 'Any', '3', '0.4169'); | MFm | 2011 | CZ10 | Any | 3 | 0.4169
INSERT INTO "reshvac"."reststatwt" VALUES ('MFm', '2011', 'CZ10', 'Any', '4', '0.1905'); | MFm | 2011 | CZ10 | Any | 4 | 0.1905
INSERT INTO "reshvac"."reststatwt" VALUES ('MFm', '2011', 'CZ10', 'Any', '5', '0.1705'); | MFm | 2011 | CZ10 | Any | 5 | 0.1705
INSERT INTO "reshvac"."reststatwt" VALUES ('MFm', '2011', 'CZ11', 'Any', '1', '0.2087'); | MFm | 2011 | CZ11 | Any | 1 | 0.2087
INSERT INTO "reshvac"."reststatwt" VALUES ('MFm', '2011', 'CZ11', 'Any', '2', '0.0508'); | MFm | 2011 | CZ11 | Any | 2 | 0.0508
INSERT INTO "reshvac"."reststatwt" VALUES ('MFm', '2011', 'CZ11', 'Any', '3', '0.6369'); | MFm | 2011 | CZ11 | Any | 3 | 0.6369
INSERT INTO "reshvac"."reststatwt" VALUES ('MFm', '2011', 'CZ11', 'Any', '4', '0.0536'); | MFm | 2011 | CZ11 | Any | 4 | 0.0536
INSERT INTO "reshvac"."reststatwt" VALUES ('MFm', '2011', 'CZ11', 'Any', '5', '0.05'); | MFm | 2011 | CZ11 | Any | 5 | 0.05')
INSERT INTO "reshvac"."reststatwt" VALUES ('MFm', '2011', 'CZ12', 'Any', '1', '0.112'); | MFm | 2011 | CZ12 | Any | 1 | 0.112'
INSERT INTO "reshvac"."reststatwt" VALUES ('MFm', '2011', 'CZ12', 'Any', '2', '0.1247'); | MFm | 2011 | CZ12 | Any | 2 | 0.1247
INSERT INTO "reshvac"."reststatwt" VALUES ('MFm', '2011', 'CZ12', 'Any', '3', '0.05'); | MFm | 2011 | CZ12 | Any | 3 | 0.05')
INSERT INTO "reshvac"."reststatwt" VALUES ('MFm', '2011', 'CZ12', 'Any', '4', '0.348'); | MFm | 2011 | CZ12 | Any | 4 | 0.348'
INSERT INTO "reshvac"."reststatwt" VALUES ('MFm', '2011', 'CZ12', 'Any', '5', '0.3653'); | MFm | 2011 | CZ12 | Any | 5 | 0.3653
INSERT INTO "reshvac"."reststatwt" VALUES ('MFm', '2011', 'CZ13', 'Any', '1', '0.05'); | MFm | 2011 | CZ13 | Any | 1 | 0.05')
INSERT INTO "reshvac"."reststatwt" VALUES ('MFm', '2011', 'CZ13', 'Any', '2', '0.4479'); | MFm | 2011 | CZ13 | Any | 2 | 0.4479
INSERT INTO "reshvac"."reststatwt" VALUES ('MFm', '2011', 'CZ13', 'Any', '3', '0.05'); | MFm | 2011 | CZ13 | Any | 3 | 0.05')
INSERT INTO "reshvac"."reststatwt" VALUES ('MFm', '2011', 'CZ13', 'Any', '4', '0.05'); | MFm | 2011 | CZ13 | Any | 4 | 0.05')
INSERT INTO "reshvac"."reststatwt" VALUES ('MFm', '2011', 'CZ13', 'Any', '5', '0.4021'); | MFm | 2011 | CZ13 | Any | 5 | 0.4021
INSERT INTO "reshvac"."reststatwt" VALUES ('MFm', '2011', 'CZ14', 'Any', '1', '0.8'); | MFm | 2011 | CZ14 | Any | 1 | 0.8');
INSERT INTO "reshvac"."reststatwt" VALUES ('MFm', '2011', 'CZ14', 'Any', '2', '0.05'); | MFm | 2011 | CZ14 | Any | 2 | 0.05')
INSERT INTO "reshvac"."reststatwt" VALUES ('MFm', '2011', 'CZ14', 'Any', '3', '0.05'); | MFm | 2011 | CZ14 | Any | 3 | 0.05')
INSERT INTO "reshvac"."reststatwt" VALUES ('MFm', '2011', 'CZ14', 'Any', '4', '0.05'); | MFm | 2011 | CZ14 | Any | 4 | 0.05')
INSERT INTO "reshvac"."reststatwt" VALUES ('MFm', '2011', 'CZ14', 'Any', '5', '0.05'); | MFm | 2011 | CZ14 | Any | 5 | 0.05')
INSERT INTO "reshvac"."reststatwt" VALUES ('MFm', '2011', 'CZ15', 'Any', '1', '0.05'); | MFm | 2011 | CZ15 | Any | 1 | 0.05')
INSERT INTO "reshvac"."reststatwt" VALUES ('MFm', '2011', 'CZ15', 'Any', '2', '0.05'); | MFm | 2011 | CZ15 | Any | 2 | 0.05')
INSERT INTO "reshvac"."reststatwt" VALUES ('MFm', '2011', 'CZ15', 'Any', '3', '0.05'); | MFm | 2011 | CZ15 | Any | 3 | 0.05')
INSERT INTO "reshvac"."reststatwt" VALUES ('MFm', '2011', 'CZ15', 'Any', '4', '0.7238'); | MFm | 2011 | CZ15 | Any | 4 | 0.7238
INSERT INTO "reshvac"."reststatwt" VALUES ('MFm', '2011', 'CZ15', 'Any', '5', '0.1262'); | MFm | 2011 | CZ15 | Any | 5 | 0.1262
INSERT INTO "reshvac"."reststatwt" VALUES ('MFm', '2011', 'CZ16', 'Any', '1', '0.6469'); | MFm | 2011 | CZ16 | Any | 1 | 0.6469
INSERT INTO "reshvac"."reststatwt" VALUES ('MFm', '2011', 'CZ16', 'Any', '2', '0.05'); | MFm | 2011 | CZ16 | Any | 2 | 0.05')
INSERT INTO "reshvac"."reststatwt" VALUES ('MFm', '2011', 'CZ16', 'Any', '3', '0.05'); | MFm | 2011 | CZ16 | Any | 3 | 0.05')
INSERT INTO "reshvac"."reststatwt" VALUES ('MFm', '2011', 'CZ16', 'Any', '4', '0.05'); | MFm | 2011 | CZ16 | Any | 4 | 0.05')
INSERT INTO "reshvac"."reststatwt" VALUES ('MFm', '2011', 'CZ16', 'Any', '5', '0.2031'); | MFm | 2011 | CZ16 | Any | 5 | 0.2031
INSERT INTO "reshvac"."reststatwt" VALUES ('MFm', '2014', 'CZ01', 'Any', '1', '0.5708'); | MFm | 2014 | CZ01 | Any | 1 | 0.5708
INSERT INTO "reshvac"."reststatwt" VALUES ('MFm', '2014', 'CZ01', 'Any', '2', '0.0651'); | MFm | 2014 | CZ01 | Any | 2 | 0.0651
INSERT INTO "reshvac"."reststatwt" VALUES ('MFm', '2014', 'CZ01', 'Any', '3', '0.0716'); | MFm | 2014 | CZ01 | Any | 3 | 0.0716
INSERT INTO "reshvac"."reststatwt" VALUES ('MFm', '2014', 'CZ01', 'Any', '4', '0.05'); | MFm | 2014 | CZ01 | Any | 4 | 0.05')
INSERT INTO "reshvac"."reststatwt" VALUES ('MFm', '2014', 'CZ01', 'Any', '5', '0.2425'); | MFm | 2014 | CZ01 | Any | 5 | 0.2425
INSERT INTO "reshvac"."reststatwt" VALUES ('MFm', '2014', 'CZ02', 'Any', '1', '0.05'); | MFm | 2014 | CZ02 | Any | 1 | 0.05')
INSERT INTO "reshvac"."reststatwt" VALUES ('MFm', '2014', 'CZ02', 'Any', '2', '0.5862'); | MFm | 2014 | CZ02 | Any | 2 | 0.5862
INSERT INTO "reshvac"."reststatwt" VALUES ('MFm', '2014', 'CZ02', 'Any', '3', '0.05'); | MFm | 2014 | CZ02 | Any | 3 | 0.05')
INSERT INTO "reshvac"."reststatwt" VALUES ('MFm', '2014', 'CZ02', 'Any', '4', '0.2638'); | MFm | 2014 | CZ02 | Any | 4 | 0.2638
INSERT INTO "reshvac"."reststatwt" VALUES ('MFm', '2014', 'CZ02', 'Any', '5', '0.05'); | MFm | 2014 | CZ02 | Any | 5 | 0.05')
INSERT INTO "reshvac"."reststatwt" VALUES ('MFm', '2014', 'CZ03', 'Any', '1', '0.1202'); | MFm | 2014 | CZ03 | Any | 1 | 0.1202
INSERT INTO "reshvac"."reststatwt" VALUES ('MFm', '2014', 'CZ03', 'Any', '2', '0.1816'); | MFm | 2014 | CZ03 | Any | 2 | 0.1816
INSERT INTO "reshvac"."reststatwt" VALUES ('MFm', '2014', 'CZ03', 'Any', '3', '0.3931'); | MFm | 2014 | CZ03 | Any | 3 | 0.3931
INSERT INTO "reshvac"."reststatwt" VALUES ('MFm', '2014', 'CZ03', 'Any', '4', '0.2552'); | MFm | 2014 | CZ03 | Any | 4 | 0.2552
INSERT INTO "reshvac"."reststatwt" VALUES ('MFm', '2014', 'CZ03', 'Any', '5', '0.0499'); | MFm | 2014 | CZ03 | Any | 5 | 0.0499
INSERT INTO "reshvac"."reststatwt" VALUES ('MFm', '2014', 'CZ04', 'Any', '1', '0.3912'); | MFm | 2014 | CZ04 | Any | 1 | 0.3912
INSERT INTO "reshvac"."reststatwt" VALUES ('MFm', '2014', 'CZ04', 'Any', '2', '0.0677'); | MFm | 2014 | CZ04 | Any | 2 | 0.0677
INSERT INTO "reshvac"."reststatwt" VALUES ('MFm', '2014', 'CZ04', 'Any', '3', '0.0505'); | MFm | 2014 | CZ04 | Any | 3 | 0.0505
INSERT INTO "reshvac"."reststatwt" VALUES ('MFm', '2014', 'CZ04', 'Any', '4', '0.4331'); | MFm | 2014 | CZ04 | Any | 4 | 0.4331
INSERT INTO "reshvac"."reststatwt" VALUES ('MFm', '2014', 'CZ04', 'Any', '5', '0.0575'); | MFm | 2014 | CZ04 | Any | 5 | 0.0575
INSERT INTO "reshvac"."reststatwt" VALUES ('MFm', '2014', 'CZ05', 'Any', '1', '0.1588'); | MFm | 2014 | CZ05 | Any | 1 | 0.1588
INSERT INTO "reshvac"."reststatwt" VALUES ('MFm', '2014', 'CZ05', 'Any', '2', '0.1398'); | MFm | 2014 | CZ05 | Any | 2 | 0.1398
INSERT INTO "reshvac"."reststatwt" VALUES ('MFm', '2014', 'CZ05', 'Any', '3', '0.3113'); | MFm | 2014 | CZ05 | Any | 3 | 0.3113
INSERT INTO "reshvac"."reststatwt" VALUES ('MFm', '2014', 'CZ05', 'Any', '4', '0.1345'); | MFm | 2014 | CZ05 | Any | 4 | 0.1345
INSERT INTO "reshvac"."reststatwt" VALUES ('MFm', '2014', 'CZ05', 'Any', '5', '0.2556'); | MFm | 2014 | CZ05 | Any | 5 | 0.2556
INSERT INTO "reshvac"."reststatwt" VALUES ('MFm', '2014', 'CZ06', 'Any', '1', '0.05'); | MFm | 2014 | CZ06 | Any | 1 | 0.05')
INSERT INTO "reshvac"."reststatwt" VALUES ('MFm', '2014', 'CZ06', 'Any', '2', '0.4632'); | MFm | 2014 | CZ06 | Any | 2 | 0.4632
INSERT INTO "reshvac"."reststatwt" VALUES ('MFm', '2014', 'CZ06', 'Any', '3', '0.0504'); | MFm | 2014 | CZ06 | Any | 3 | 0.0504
INSERT INTO "reshvac"."reststatwt" VALUES ('MFm', '2014', 'CZ06', 'Any', '4', '0.3632'); | MFm | 2014 | CZ06 | Any | 4 | 0.3632
INSERT INTO "reshvac"."reststatwt" VALUES ('MFm', '2014', 'CZ06', 'Any', '5', '0.0732'); | MFm | 2014 | CZ06 | Any | 5 | 0.0732
INSERT INTO "reshvac"."reststatwt" VALUES ('MFm', '2014', 'CZ07', 'Any', '1', '0.05'); | MFm | 2014 | CZ07 | Any | 1 | 0.05')
INSERT INTO "reshvac"."reststatwt" VALUES ('MFm', '2014', 'CZ07', 'Any', '2', '0.7765'); | MFm | 2014 | CZ07 | Any | 2 | 0.7765
INSERT INTO "reshvac"."reststatwt" VALUES ('MFm', '2014', 'CZ07', 'Any', '3', '0.05'); | MFm | 2014 | CZ07 | Any | 3 | 0.05')
INSERT INTO "reshvac"."reststatwt" VALUES ('MFm', '2014', 'CZ07', 'Any', '4', '0.0735'); | MFm | 2014 | CZ07 | Any | 4 | 0.0735
INSERT INTO "reshvac"."reststatwt" VALUES ('MFm', '2014', 'CZ07', 'Any', '5', '0.05'); | MFm | 2014 | CZ07 | Any | 5 | 0.05')
INSERT INTO "reshvac"."reststatwt" VALUES ('MFm', '2014', 'CZ08', 'Any', '1', '0.0565'); | MFm | 2014 | CZ08 | Any | 1 | 0.0565
INSERT INTO "reshvac"."reststatwt" VALUES ('MFm', '2014', 'CZ08', 'Any', '2', '0.05'); | MFm | 2014 | CZ08 | Any | 2 | 0.05')
INSERT INTO "reshvac"."reststatwt" VALUES ('MFm', '2014', 'CZ08', 'Any', '3', '0.3246'); | MFm | 2014 | CZ08 | Any | 3 | 0.3246
INSERT INTO "reshvac"."reststatwt" VALUES ('MFm', '2014', 'CZ08', 'Any', '4', '0.498'); | MFm | 2014 | CZ08 | Any | 4 | 0.498'
INSERT INTO "reshvac"."reststatwt" VALUES ('MFm', '2014', 'CZ08', 'Any', '5', '0.0709'); | MFm | 2014 | CZ08 | Any | 5 | 0.0709
INSERT INTO "reshvac"."reststatwt" VALUES ('MFm', '2014', 'CZ09', 'Any', '1', '0.05'); | MFm | 2014 | CZ09 | Any | 1 | 0.05')
INSERT INTO "reshvac"."reststatwt" VALUES ('MFm', '2014', 'CZ09', 'Any', '2', '0.05'); | MFm | 2014 | CZ09 | Any | 2 | 0.05')
INSERT INTO "reshvac"."reststatwt" VALUES ('MFm', '2014', 'CZ09', 'Any', '3', '0.2682'); | MFm | 2014 | CZ09 | Any | 3 | 0.2682
INSERT INTO "reshvac"."reststatwt" VALUES ('MFm', '2014', 'CZ09', 'Any', '4', '0.5818'); | MFm | 2014 | CZ09 | Any | 4 | 0.5818
INSERT INTO "reshvac"."reststatwt" VALUES ('MFm', '2014', 'CZ09', 'Any', '5', '0.05'); | MFm | 2014 | CZ09 | Any | 5 | 0.05')
INSERT INTO "reshvac"."reststatwt" VALUES ('MFm', '2014', 'CZ10', 'Any', '1', '0.05'); | MFm | 2014 | CZ10 | Any | 1 | 0.05')
INSERT INTO "reshvac"."reststatwt" VALUES ('MFm', '2014', 'CZ10', 'Any', '2', '0.1721'); | MFm | 2014 | CZ10 | Any | 2 | 0.1721
INSERT INTO "reshvac"."reststatwt" VALUES ('MFm', '2014', 'CZ10', 'Any', '3', '0.4169'); | MFm | 2014 | CZ10 | Any | 3 | 0.4169
INSERT INTO "reshvac"."reststatwt" VALUES ('MFm', '2014', 'CZ10', 'Any', '4', '0.1905'); | MFm | 2014 | CZ10 | Any | 4 | 0.1905
INSERT INTO "reshvac"."reststatwt" VALUES ('MFm', '2014', 'CZ10', 'Any', '5', '0.1705'); | MFm | 2014 | CZ10 | Any | 5 | 0.1705
INSERT INTO "reshvac"."reststatwt" VALUES ('MFm', '2014', 'CZ11', 'Any', '1', '0.2087'); | MFm | 2014 | CZ11 | Any | 1 | 0.2087
INSERT INTO "reshvac"."reststatwt" VALUES ('MFm', '2014', 'CZ11', 'Any', '2', '0.0508'); | MFm | 2014 | CZ11 | Any | 2 | 0.0508
INSERT INTO "reshvac"."reststatwt" VALUES ('MFm', '2014', 'CZ11', 'Any', '3', '0.6369'); | MFm | 2014 | CZ11 | Any | 3 | 0.6369
INSERT INTO "reshvac"."reststatwt" VALUES ('MFm', '2014', 'CZ11', 'Any', '4', '0.0536'); | MFm | 2014 | CZ11 | Any | 4 | 0.0536
INSERT INTO "reshvac"."reststatwt" VALUES ('MFm', '2014', 'CZ11', 'Any', '5', '0.05'); | MFm | 2014 | CZ11 | Any | 5 | 0.05')
INSERT INTO "reshvac"."reststatwt" VALUES ('MFm', '2014', 'CZ12', 'Any', '1', '0.112'); | MFm | 2014 | CZ12 | Any | 1 | 0.112'
INSERT INTO "reshvac"."reststatwt" VALUES ('MFm', '2014', 'CZ12', 'Any', '2', '0.1247'); | MFm | 2014 | CZ12 | Any | 2 | 0.1247
INSERT INTO "reshvac"."reststatwt" VALUES ('MFm', '2014', 'CZ12', 'Any', '3', '0.05'); | MFm | 2014 | CZ12 | Any | 3 | 0.05')
INSERT INTO "reshvac"."reststatwt" VALUES ('MFm', '2014', 'CZ12', 'Any', '4', '0.348'); | MFm | 2014 | CZ12 | Any | 4 | 0.348'
INSERT INTO "reshvac"."reststatwt" VALUES ('MFm', '2014', 'CZ12', 'Any', '5', '0.3653'); | MFm | 2014 | CZ12 | Any | 5 | 0.3653
INSERT INTO "reshvac"."reststatwt" VALUES ('MFm', '2014', 'CZ13', 'Any', '1', '0.05'); | MFm | 2014 | CZ13 | Any | 1 | 0.05')
INSERT INTO "reshvac"."reststatwt" VALUES ('MFm', '2014', 'CZ13', 'Any', '2', '0.4479'); | MFm | 2014 | CZ13 | Any | 2 | 0.4479
INSERT INTO "reshvac"."reststatwt" VALUES ('MFm', '2014', 'CZ13', 'Any', '3', '0.05'); | MFm | 2014 | CZ13 | Any | 3 | 0.05')
INSERT INTO "reshvac"."reststatwt" VALUES ('MFm', '2014', 'CZ13', 'Any', '4', '0.05'); | MFm | 2014 | CZ13 | Any | 4 | 0.05')
INSERT INTO "reshvac"."reststatwt" VALUES ('MFm', '2014', 'CZ13', 'Any', '5', '0.4021'); | MFm | 2014 | CZ13 | Any | 5 | 0.4021
INSERT INTO "reshvac"."reststatwt" VALUES ('MFm', '2014', 'CZ14', 'Any', '1', '0.8'); | MFm | 2014 | CZ14 | Any | 1 | 0.8');
INSERT INTO "reshvac"."reststatwt" VALUES ('MFm', '2014', 'CZ14', 'Any', '2', '0.05'); | MFm | 2014 | CZ14 | Any | 2 | 0.05')
INSERT INTO "reshvac"."reststatwt" VALUES ('MFm', '2014', 'CZ14', 'Any', '3', '0.05'); | MFm | 2014 | CZ14 | Any | 3 | 0.05')
INSERT INTO "reshvac"."reststatwt" VALUES ('MFm', '2014', 'CZ14', 'Any', '4', '0.05'); | MFm | 2014 | CZ14 | Any | 4 | 0.05')
INSERT INTO "reshvac"."reststatwt" VALUES ('MFm', '2014', 'CZ14', 'Any', '5', '0.05'); | MFm | 2014 | CZ14 | Any | 5 | 0.05')
INSERT INTO "reshvac"."reststatwt" VALUES ('MFm', '2014', 'CZ15', 'Any', '1', '0.05'); | MFm | 2014 | CZ15 | Any | 1 | 0.05')
INSERT INTO "reshvac"."reststatwt" VALUES ('MFm', '2014', 'CZ15', 'Any', '2', '0.05'); | MFm | 2014 | CZ15 | Any | 2 | 0.05')
INSERT INTO "reshvac"."reststatwt" VALUES ('MFm', '2014', 'CZ15', 'Any', '3', '0.05'); | MFm | 2014 | CZ15 | Any | 3 | 0.05')
INSERT INTO "reshvac"."reststatwt" VALUES ('MFm', '2014', 'CZ15', 'Any', '4', '0.7238'); | MFm | 2014 | CZ15 | Any | 4 | 0.7238
INSERT INTO "reshvac"."reststatwt" VALUES ('MFm', '2014', 'CZ15', 'Any', '5', '0.1262'); | MFm | 2014 | CZ15 | Any | 5 | 0.1262
INSERT INTO "reshvac"."reststatwt" VALUES ('MFm', '2014', 'CZ16', 'Any', '1', '0.6469'); | MFm | 2014 | CZ16 | Any | 1 | 0.6469
INSERT INTO "reshvac"."reststatwt" VALUES ('MFm', '2014', 'CZ16', 'Any', '2', '0.05'); | MFm | 2014 | CZ16 | Any | 2 | 0.05')
INSERT INTO "reshvac"."reststatwt" VALUES ('MFm', '2014', 'CZ16', 'Any', '3', '0.05'); | MFm | 2014 | CZ16 | Any | 3 | 0.05')
INSERT INTO "reshvac"."reststatwt" VALUES ('MFm', '2014', 'CZ16', 'Any', '4', '0.05'); | MFm | 2014 | CZ16 | Any | 4 | 0.05')
INSERT INTO "reshvac"."reststatwt" VALUES ('MFm', '2014', 'CZ16', 'Any', '5', '0.2031'); | MFm | 2014 | CZ16 | Any | 5 | 0.2031
INSERT INTO "reshvac"."reststatwt" VALUES ('MFm', '2015', 'CZ01', 'Any', '1', '0.5708'); | MFm | 2015 | CZ01 | Any | 1 | 0.5708
INSERT INTO "reshvac"."reststatwt" VALUES ('MFm', '2015', 'CZ01', 'Any', '2', '0.0651'); | MFm | 2015 | CZ01 | Any | 2 | 0.0651
INSERT INTO "reshvac"."reststatwt" VALUES ('MFm', '2015', 'CZ01', 'Any', '3', '0.0716'); | MFm | 2015 | CZ01 | Any | 3 | 0.0716
INSERT INTO "reshvac"."reststatwt" VALUES ('MFm', '2015', 'CZ01', 'Any', '4', '0.05'); | MFm | 2015 | CZ01 | Any | 4 | 0.05')
INSERT INTO "reshvac"."reststatwt" VALUES ('MFm', '2015', 'CZ01', 'Any', '5', '0.2425'); | MFm | 2015 | CZ01 | Any | 5 | 0.2425
INSERT INTO "reshvac"."reststatwt" VALUES ('MFm', '2015', 'CZ02', 'Any', '1', '0.05'); | MFm | 2015 | CZ02 | Any | 1 | 0.05')
INSERT INTO "reshvac"."reststatwt" VALUES ('MFm', '2015', 'CZ02', 'Any', '2', '0.5862'); | MFm | 2015 | CZ02 | Any | 2 | 0.5862
INSERT INTO "reshvac"."reststatwt" VALUES ('MFm', '2015', 'CZ02', 'Any', '3', '0.05'); | MFm | 2015 | CZ02 | Any | 3 | 0.05')
INSERT INTO "reshvac"."reststatwt" VALUES ('MFm', '2015', 'CZ02', 'Any', '4', '0.2638'); | MFm | 2015 | CZ02 | Any | 4 | 0.2638
INSERT INTO "reshvac"."reststatwt" VALUES ('MFm', '2015', 'CZ02', 'Any', '5', '0.05'); | MFm | 2015 | CZ02 | Any | 5 | 0.05')
INSERT INTO "reshvac"."reststatwt" VALUES ('MFm', '2015', 'CZ03', 'Any', '1', '0.1202'); | MFm | 2015 | CZ03 | Any | 1 | 0.1202
INSERT INTO "reshvac"."reststatwt" VALUES ('MFm', '2015', 'CZ03', 'Any', '2', '0.1816'); | MFm | 2015 | CZ03 | Any | 2 | 0.1816
INSERT INTO "reshvac"."reststatwt" VALUES ('MFm', '2015', 'CZ03', 'Any', '3', '0.3931'); | MFm | 2015 | CZ03 | Any | 3 | 0.3931
INSERT INTO "reshvac"."reststatwt" VALUES ('MFm', '2015', 'CZ03', 'Any', '4', '0.2552'); | MFm | 2015 | CZ03 | Any | 4 | 0.2552
INSERT INTO "reshvac"."reststatwt" VALUES ('MFm', '2015', 'CZ03', 'Any', '5', '0.0499'); | MFm | 2015 | CZ03 | Any | 5 | 0.0499
INSERT INTO "reshvac"."reststatwt" VALUES ('MFm', '2015', 'CZ04', 'Any', '1', '0.3912'); | MFm | 2015 | CZ04 | Any | 1 | 0.3912
INSERT INTO "reshvac"."reststatwt" VALUES ('MFm', '2015', 'CZ04', 'Any', '2', '0.0677'); | MFm | 2015 | CZ04 | Any | 2 | 0.0677
INSERT INTO "reshvac"."reststatwt" VALUES ('MFm', '2015', 'CZ04', 'Any', '3', '0.0505'); | MFm | 2015 | CZ04 | Any | 3 | 0.0505
INSERT INTO "reshvac"."reststatwt" VALUES ('MFm', '2015', 'CZ04', 'Any', '4', '0.4331'); | MFm | 2015 | CZ04 | Any | 4 | 0.4331
INSERT INTO "reshvac"."reststatwt" VALUES ('MFm', '2015', 'CZ04', 'Any', '5', '0.0575'); | MFm | 2015 | CZ04 | Any | 5 | 0.0575
INSERT INTO "reshvac"."reststatwt" VALUES ('MFm', '2015', 'CZ05', 'Any', '1', '0.1588'); | MFm | 2015 | CZ05 | Any | 1 | 0.1588
INSERT INTO "reshvac"."reststatwt" VALUES ('MFm', '2015', 'CZ05', 'Any', '2', '0.1398'); | MFm | 2015 | CZ05 | Any | 2 | 0.1398
INSERT INTO "reshvac"."reststatwt" VALUES ('MFm', '2015', 'CZ05', 'Any', '3', '0.3113'); | MFm | 2015 | CZ05 | Any | 3 | 0.3113
INSERT INTO "reshvac"."reststatwt" VALUES ('MFm', '2015', 'CZ05', 'Any', '4', '0.1345'); | MFm | 2015 | CZ05 | Any | 4 | 0.1345
INSERT INTO "reshvac"."reststatwt" VALUES ('MFm', '2015', 'CZ05', 'Any', '5', '0.2556'); | MFm | 2015 | CZ05 | Any | 5 | 0.2556
INSERT INTO "reshvac"."reststatwt" VALUES ('MFm', '2015', 'CZ06', 'Any', '1', '0.05'); | MFm | 2015 | CZ06 | Any | 1 | 0.05')
INSERT INTO "reshvac"."reststatwt" VALUES ('MFm', '2015', 'CZ06', 'Any', '2', '0.4632'); | MFm | 2015 | CZ06 | Any | 2 | 0.4632
INSERT INTO "reshvac"."reststatwt" VALUES ('MFm', '2015', 'CZ06', 'Any', '3', '0.0504'); | MFm | 2015 | CZ06 | Any | 3 | 0.0504
INSERT INTO "reshvac"."reststatwt" VALUES ('MFm', '2015', 'CZ06', 'Any', '4', '0.3632'); | MFm | 2015 | CZ06 | Any | 4 | 0.3632
INSERT INTO "reshvac"."reststatwt" VALUES ('MFm', '2015', 'CZ06', 'Any', '5', '0.0732'); | MFm | 2015 | CZ06 | Any | 5 | 0.0732
INSERT INTO "reshvac"."reststatwt" VALUES ('MFm', '2015', 'CZ07', 'Any', '1', '0.05'); | MFm | 2015 | CZ07 | Any | 1 | 0.05')
INSERT INTO "reshvac"."reststatwt" VALUES ('MFm', '2015', 'CZ07', 'Any', '2', '0.7765'); | MFm | 2015 | CZ07 | Any | 2 | 0.7765
INSERT INTO "reshvac"."reststatwt" VALUES ('MFm', '2015', 'CZ07', 'Any', '3', '0.05'); | MFm | 2015 | CZ07 | Any | 3 | 0.05')
INSERT INTO "reshvac"."reststatwt" VALUES ('MFm', '2015', 'CZ07', 'Any', '4', '0.0735'); | MFm | 2015 | CZ07 | Any | 4 | 0.0735
INSERT INTO "reshvac"."reststatwt" VALUES ('MFm', '2015', 'CZ07', 'Any', '5', '0.05'); | MFm | 2015 | CZ07 | Any | 5 | 0.05')
INSERT INTO "reshvac"."reststatwt" VALUES ('MFm', '2015', 'CZ08', 'Any', '1', '0.0565'); | MFm | 2015 | CZ08 | Any | 1 | 0.0565
INSERT INTO "reshvac"."reststatwt" VALUES ('MFm', '2015', 'CZ08', 'Any', '2', '0.05'); | MFm | 2015 | CZ08 | Any | 2 | 0.05')
INSERT INTO "reshvac"."reststatwt" VALUES ('MFm', '2015', 'CZ08', 'Any', '3', '0.3246'); | MFm | 2015 | CZ08 | Any | 3 | 0.3246
INSERT INTO "reshvac"."reststatwt" VALUES ('MFm', '2015', 'CZ08', 'Any', '4', '0.498'); | MFm | 2015 | CZ08 | Any | 4 | 0.498'
INSERT INTO "reshvac"."reststatwt" VALUES ('MFm', '2015', 'CZ08', 'Any', '5', '0.0709'); | MFm | 2015 | CZ08 | Any | 5 | 0.0709
INSERT INTO "reshvac"."reststatwt" VALUES ('MFm', '2015', 'CZ09', 'Any', '1', '0.05'); | MFm | 2015 | CZ09 | Any | 1 | 0.05')
INSERT INTO "reshvac"."reststatwt" VALUES ('MFm', '2015', 'CZ09', 'Any', '2', '0.05'); | MFm | 2015 | CZ09 | Any | 2 | 0.05')
INSERT INTO "reshvac"."reststatwt" VALUES ('MFm', '2015', 'CZ09', 'Any', '3', '0.2682'); | MFm | 2015 | CZ09 | Any | 3 | 0.2682
INSERT INTO "reshvac"."reststatwt" VALUES ('MFm', '2015', 'CZ09', 'Any', '4', '0.5818'); | MFm | 2015 | CZ09 | Any | 4 | 0.5818
INSERT INTO "reshvac"."reststatwt" VALUES ('MFm', '2015', 'CZ09', 'Any', '5', '0.05'); | MFm | 2015 | CZ09 | Any | 5 | 0.05')
INSERT INTO "reshvac"."reststatwt" VALUES ('MFm', '2015', 'CZ10', 'Any', '1', '0.05'); | MFm | 2015 | CZ10 | Any | 1 | 0.05')
INSERT INTO "reshvac"."reststatwt" VALUES ('MFm', '2015', 'CZ10', 'Any', '2', '0.1721'); | MFm | 2015 | CZ10 | Any | 2 | 0.1721
INSERT INTO "reshvac"."reststatwt" VALUES ('MFm', '2015', 'CZ10', 'Any', '3', '0.4169'); | MFm | 2015 | CZ10 | Any | 3 | 0.4169
INSERT INTO "reshvac"."reststatwt" VALUES ('MFm', '2015', 'CZ10', 'Any', '4', '0.1905'); | MFm | 2015 | CZ10 | Any | 4 | 0.1905
INSERT INTO "reshvac"."reststatwt" VALUES ('MFm', '2015', 'CZ10', 'Any', '5', '0.1705'); | MFm | 2015 | CZ10 | Any | 5 | 0.1705
INSERT INTO "reshvac"."reststatwt" VALUES ('MFm', '2015', 'CZ11', 'Any', '1', '0.2087'); | MFm | 2015 | CZ11 | Any | 1 | 0.2087
INSERT INTO "reshvac"."reststatwt" VALUES ('MFm', '2015', 'CZ11', 'Any', '2', '0.0508'); | MFm | 2015 | CZ11 | Any | 2 | 0.0508
INSERT INTO "reshvac"."reststatwt" VALUES ('MFm', '2015', 'CZ11', 'Any', '3', '0.6369'); | MFm | 2015 | CZ11 | Any | 3 | 0.6369
INSERT INTO "reshvac"."reststatwt" VALUES ('MFm', '2015', 'CZ11', 'Any', '4', '0.0536'); | MFm | 2015 | CZ11 | Any | 4 | 0.0536
INSERT INTO "reshvac"."reststatwt" VALUES ('MFm', '2015', 'CZ11', 'Any', '5', '0.05'); | MFm | 2015 | CZ11 | Any | 5 | 0.05')
INSERT INTO "reshvac"."reststatwt" VALUES ('MFm', '2015', 'CZ12', 'Any', '1', '0.112'); | MFm | 2015 | CZ12 | Any | 1 | 0.112'
INSERT INTO "reshvac"."reststatwt" VALUES ('MFm', '2015', 'CZ12', 'Any', '2', '0.1247'); | MFm | 2015 | CZ12 | Any | 2 | 0.1247
INSERT INTO "reshvac"."reststatwt" VALUES ('MFm', '2015', 'CZ12', 'Any', '3', '0.05'); | MFm | 2015 | CZ12 | Any | 3 | 0.05')
INSERT INTO "reshvac"."reststatwt" VALUES ('MFm', '2015', 'CZ12', 'Any', '4', '0.348'); | MFm | 2015 | CZ12 | Any | 4 | 0.348'
INSERT INTO "reshvac"."reststatwt" VALUES ('MFm', '2015', 'CZ12', 'Any', '5', '0.3653'); | MFm | 2015 | CZ12 | Any | 5 | 0.3653
INSERT INTO "reshvac"."reststatwt" VALUES ('MFm', '2015', 'CZ13', 'Any', '1', '0.05'); | MFm | 2015 | CZ13 | Any | 1 | 0.05')
INSERT INTO "reshvac"."reststatwt" VALUES ('MFm', '2015', 'CZ13', 'Any', '2', '0.4479'); | MFm | 2015 | CZ13 | Any | 2 | 0.4479
INSERT INTO "reshvac"."reststatwt" VALUES ('MFm', '2015', 'CZ13', 'Any', '3', '0.05'); | MFm | 2015 | CZ13 | Any | 3 | 0.05')
INSERT INTO "reshvac"."reststatwt" VALUES ('MFm', '2015', 'CZ13', 'Any', '4', '0.05'); | MFm | 2015 | CZ13 | Any | 4 | 0.05')
INSERT INTO "reshvac"."reststatwt" VALUES ('MFm', '2015', 'CZ13', 'Any', '5', '0.4021'); | MFm | 2015 | CZ13 | Any | 5 | 0.4021
INSERT INTO "reshvac"."reststatwt" VALUES ('MFm', '2015', 'CZ14', 'Any', '1', '0.8'); | MFm | 2015 | CZ14 | Any | 1 | 0.8');
INSERT INTO "reshvac"."reststatwt" VALUES ('MFm', '2015', 'CZ14', 'Any', '2', '0.05'); | MFm | 2015 | CZ14 | Any | 2 | 0.05')
INSERT INTO "reshvac"."reststatwt" VALUES ('MFm', '2015', 'CZ14', 'Any', '3', '0.05'); | MFm | 2015 | CZ14 | Any | 3 | 0.05')
INSERT INTO "reshvac"."reststatwt" VALUES ('MFm', '2015', 'CZ14', 'Any', '4', '0.05'); | MFm | 2015 | CZ14 | Any | 4 | 0.05')
INSERT INTO "reshvac"."reststatwt" VALUES ('MFm', '2015', 'CZ14', 'Any', '5', '0.05'); | MFm | 2015 | CZ14 | Any | 5 | 0.05')
INSERT INTO "reshvac"."reststatwt" VALUES ('MFm', '2015', 'CZ15', 'Any', '1', '0.05'); | MFm | 2015 | CZ15 | Any | 1 | 0.05')
INSERT INTO "reshvac"."reststatwt" VALUES ('MFm', '2015', 'CZ15', 'Any', '2', '0.05'); | MFm | 2015 | CZ15 | Any | 2 | 0.05')
INSERT INTO "reshvac"."reststatwt" VALUES ('MFm', '2015', 'CZ15', 'Any', '3', '0.05'); | MFm | 2015 | CZ15 | Any | 3 | 0.05')
INSERT INTO "reshvac"."reststatwt" VALUES ('MFm', '2015', 'CZ15', 'Any', '4', '0.7238'); | MFm | 2015 | CZ15 | Any | 4 | 0.7238
INSERT INTO "reshvac"."reststatwt" VALUES ('MFm', '2015', 'CZ15', 'Any', '5', '0.1262'); | MFm | 2015 | CZ15 | Any | 5 | 0.1262
INSERT INTO "reshvac"."reststatwt" VALUES ('MFm', '2015', 'CZ16', 'Any', '1', '0.6469'); | MFm | 2015 | CZ16 | Any | 1 | 0.6469
INSERT INTO "reshvac"."reststatwt" VALUES ('MFm', '2015', 'CZ16', 'Any', '2', '0.05'); | MFm | 2015 | CZ16 | Any | 2 | 0.05')
INSERT INTO "reshvac"."reststatwt" VALUES ('MFm', '2015', 'CZ16', 'Any', '3', '0.05'); | MFm | 2015 | CZ16 | Any | 3 | 0.05')
INSERT INTO "reshvac"."reststatwt" VALUES ('MFm', '2015', 'CZ16', 'Any', '4', '0.05'); | MFm | 2015 | CZ16 | Any | 4 | 0.05')
INSERT INTO "reshvac"."reststatwt" VALUES ('MFm', '2015', 'CZ16', 'Any', '5', '0.2031'); | MFm | 2015 | CZ16 | Any | 5 | 0.2031
INSERT INTO "reshvac"."reststatwt" VALUES ('MFm', '2017', 'CZ01', 'Any', '1', '0.5708'); | MFm | 2017 | CZ01 | Any | 1 | 0.5708
INSERT INTO "reshvac"."reststatwt" VALUES ('MFm', '2017', 'CZ01', 'Any', '2', '0.0651'); | MFm | 2017 | CZ01 | Any | 2 | 0.0651
INSERT INTO "reshvac"."reststatwt" VALUES ('MFm', '2017', 'CZ01', 'Any', '3', '0.0716'); | MFm | 2017 | CZ01 | Any | 3 | 0.0716
INSERT INTO "reshvac"."reststatwt" VALUES ('MFm', '2017', 'CZ01', 'Any', '4', '0.05'); | MFm | 2017 | CZ01 | Any | 4 | 0.05')
INSERT INTO "reshvac"."reststatwt" VALUES ('MFm', '2017', 'CZ01', 'Any', '5', '0.2425'); | MFm | 2017 | CZ01 | Any | 5 | 0.2425
INSERT INTO "reshvac"."reststatwt" VALUES ('MFm', '2017', 'CZ02', 'Any', '1', '0.05'); | MFm | 2017 | CZ02 | Any | 1 | 0.05')
INSERT INTO "reshvac"."reststatwt" VALUES ('MFm', '2017', 'CZ02', 'Any', '2', '0.5862'); | MFm | 2017 | CZ02 | Any | 2 | 0.5862
INSERT INTO "reshvac"."reststatwt" VALUES ('MFm', '2017', 'CZ02', 'Any', '3', '0.05'); | MFm | 2017 | CZ02 | Any | 3 | 0.05')
INSERT INTO "reshvac"."reststatwt" VALUES ('MFm', '2017', 'CZ02', 'Any', '4', '0.2638'); | MFm | 2017 | CZ02 | Any | 4 | 0.2638
INSERT INTO "reshvac"."reststatwt" VALUES ('MFm', '2017', 'CZ02', 'Any', '5', '0.05'); | MFm | 2017 | CZ02 | Any | 5 | 0.05')
INSERT INTO "reshvac"."reststatwt" VALUES ('MFm', '2017', 'CZ03', 'Any', '1', '0.1202'); | MFm | 2017 | CZ03 | Any | 1 | 0.1202
INSERT INTO "reshvac"."reststatwt" VALUES ('MFm', '2017', 'CZ03', 'Any', '2', '0.1816'); | MFm | 2017 | CZ03 | Any | 2 | 0.1816
INSERT INTO "reshvac"."reststatwt" VALUES ('MFm', '2017', 'CZ03', 'Any', '3', '0.3931'); | MFm | 2017 | CZ03 | Any | 3 | 0.3931
INSERT INTO "reshvac"."reststatwt" VALUES ('MFm', '2017', 'CZ03', 'Any', '4', '0.2552'); | MFm | 2017 | CZ03 | Any | 4 | 0.2552
INSERT INTO "reshvac"."reststatwt" VALUES ('MFm', '2017', 'CZ03', 'Any', '5', '0.0499'); | MFm | 2017 | CZ03 | Any | 5 | 0.0499
INSERT INTO "reshvac"."reststatwt" VALUES ('MFm', '2017', 'CZ04', 'Any', '1', '0.3912'); | MFm | 2017 | CZ04 | Any | 1 | 0.3912
INSERT INTO "reshvac"."reststatwt" VALUES ('MFm', '2017', 'CZ04', 'Any', '2', '0.0677'); | MFm | 2017 | CZ04 | Any | 2 | 0.0677
INSERT INTO "reshvac"."reststatwt" VALUES ('MFm', '2017', 'CZ04', 'Any', '3', '0.0505'); | MFm | 2017 | CZ04 | Any | 3 | 0.0505
INSERT INTO "reshvac"."reststatwt" VALUES ('MFm', '2017', 'CZ04', 'Any', '4', '0.4331'); | MFm | 2017 | CZ04 | Any | 4 | 0.4331
INSERT INTO "reshvac"."reststatwt" VALUES ('MFm', '2017', 'CZ04', 'Any', '5', '0.0575'); | MFm | 2017 | CZ04 | Any | 5 | 0.0575
INSERT INTO "reshvac"."reststatwt" VALUES ('MFm', '2017', 'CZ05', 'Any', '1', '0.1588'); | MFm | 2017 | CZ05 | Any | 1 | 0.1588
INSERT INTO "reshvac"."reststatwt" VALUES ('MFm', '2017', 'CZ05', 'Any', '2', '0.1398'); | MFm | 2017 | CZ05 | Any | 2 | 0.1398
INSERT INTO "reshvac"."reststatwt" VALUES ('MFm', '2017', 'CZ05', 'Any', '3', '0.3113'); | MFm | 2017 | CZ05 | Any | 3 | 0.3113
INSERT INTO "reshvac"."reststatwt" VALUES ('MFm', '2017', 'CZ05', 'Any', '4', '0.1345'); | MFm | 2017 | CZ05 | Any | 4 | 0.1345
INSERT INTO "reshvac"."reststatwt" VALUES ('MFm', '2017', 'CZ05', 'Any', '5', '0.2556'); | MFm | 2017 | CZ05 | Any | 5 | 0.2556
INSERT INTO "reshvac"."reststatwt" VALUES ('MFm', '2017', 'CZ06', 'Any', '1', '0.05'); | MFm | 2017 | CZ06 | Any | 1 | 0.05')
INSERT INTO "reshvac"."reststatwt" VALUES ('MFm', '2017', 'CZ06', 'Any', '2', '0.4632'); | MFm | 2017 | CZ06 | Any | 2 | 0.4632
INSERT INTO "reshvac"."reststatwt" VALUES ('MFm', '2017', 'CZ06', 'Any', '3', '0.0504'); | MFm | 2017 | CZ06 | Any | 3 | 0.0504
INSERT INTO "reshvac"."reststatwt" VALUES ('MFm', '2017', 'CZ06', 'Any', '4', '0.3632'); | MFm | 2017 | CZ06 | Any | 4 | 0.3632
INSERT INTO "reshvac"."reststatwt" VALUES ('MFm', '2017', 'CZ06', 'Any', '5', '0.0732'); | MFm | 2017 | CZ06 | Any | 5 | 0.0732
INSERT INTO "reshvac"."reststatwt" VALUES ('MFm', '2017', 'CZ07', 'Any', '1', '0.05'); | MFm | 2017 | CZ07 | Any | 1 | 0.05')
INSERT INTO "reshvac"."reststatwt" VALUES ('MFm', '2017', 'CZ07', 'Any', '2', '0.7765'); | MFm | 2017 | CZ07 | Any | 2 | 0.7765
INSERT INTO "reshvac"."reststatwt" VALUES ('MFm', '2017', 'CZ07', 'Any', '3', '0.05'); | MFm | 2017 | CZ07 | Any | 3 | 0.05')
INSERT INTO "reshvac"."reststatwt" VALUES ('MFm', '2017', 'CZ07', 'Any', '4', '0.0735'); | MFm | 2017 | CZ07 | Any | 4 | 0.0735
INSERT INTO "reshvac"."reststatwt" VALUES ('MFm', '2017', 'CZ07', 'Any', '5', '0.05'); | MFm | 2017 | CZ07 | Any | 5 | 0.05')
INSERT INTO "reshvac"."reststatwt" VALUES ('MFm', '2017', 'CZ08', 'Any', '1', '0.0565'); | MFm | 2017 | CZ08 | Any | 1 | 0.0565
INSERT INTO "reshvac"."reststatwt" VALUES ('MFm', '2017', 'CZ08', 'Any', '2', '0.05'); | MFm | 2017 | CZ08 | Any | 2 | 0.05')
INSERT INTO "reshvac"."reststatwt" VALUES ('MFm', '2017', 'CZ08', 'Any', '3', '0.3246'); | MFm | 2017 | CZ08 | Any | 3 | 0.3246
INSERT INTO "reshvac"."reststatwt" VALUES ('MFm', '2017', 'CZ08', 'Any', '4', '0.498'); | MFm | 2017 | CZ08 | Any | 4 | 0.498'
INSERT INTO "reshvac"."reststatwt" VALUES ('MFm', '2017', 'CZ08', 'Any', '5', '0.0709'); | MFm | 2017 | CZ08 | Any | 5 | 0.0709
INSERT INTO "reshvac"."reststatwt" VALUES ('MFm', '2017', 'CZ09', 'Any', '1', '0.05'); | MFm | 2017 | CZ09 | Any | 1 | 0.05')
INSERT INTO "reshvac"."reststatwt" VALUES ('MFm', '2017', 'CZ09', 'Any', '2', '0.05'); | MFm | 2017 | CZ09 | Any | 2 | 0.05')
INSERT INTO "reshvac"."reststatwt" VALUES ('MFm', '2017', 'CZ09', 'Any', '3', '0.2682'); | MFm | 2017 | CZ09 | Any | 3 | 0.2682
INSERT INTO "reshvac"."reststatwt" VALUES ('MFm', '2017', 'CZ09', 'Any', '4', '0.5818'); | MFm | 2017 | CZ09 | Any | 4 | 0.5818
INSERT INTO "reshvac"."reststatwt" VALUES ('MFm', '2017', 'CZ09', 'Any', '5', '0.05'); | MFm | 2017 | CZ09 | Any | 5 | 0.05')
INSERT INTO "reshvac"."reststatwt" VALUES ('MFm', '2017', 'CZ10', 'Any', '1', '0.05'); | MFm | 2017 | CZ10 | Any | 1 | 0.05')
INSERT INTO "reshvac"."reststatwt" VALUES ('MFm', '2017', 'CZ10', 'Any', '2', '0.1721'); | MFm | 2017 | CZ10 | Any | 2 | 0.1721
INSERT INTO "reshvac"."reststatwt" VALUES ('MFm', '2017', 'CZ10', 'Any', '3', '0.4169'); | MFm | 2017 | CZ10 | Any | 3 | 0.4169
INSERT INTO "reshvac"."reststatwt" VALUES ('MFm', '2017', 'CZ10', 'Any', '4', '0.1905'); | MFm | 2017 | CZ10 | Any | 4 | 0.1905
INSERT INTO "reshvac"."reststatwt" VALUES ('MFm', '2017', 'CZ10', 'Any', '5', '0.1705'); | MFm | 2017 | CZ10 | Any | 5 | 0.1705
INSERT INTO "reshvac"."reststatwt" VALUES ('MFm', '2017', 'CZ11', 'Any', '1', '0.2087'); | MFm | 2017 | CZ11 | Any | 1 | 0.2087
INSERT INTO "reshvac"."reststatwt" VALUES ('MFm', '2017', 'CZ11', 'Any', '2', '0.0508'); | MFm | 2017 | CZ11 | Any | 2 | 0.0508
INSERT INTO "reshvac"."reststatwt" VALUES ('MFm', '2017', 'CZ11', 'Any', '3', '0.6369'); | MFm | 2017 | CZ11 | Any | 3 | 0.6369
INSERT INTO "reshvac"."reststatwt" VALUES ('MFm', '2017', 'CZ11', 'Any', '4', '0.0536'); | MFm | 2017 | CZ11 | Any | 4 | 0.0536
INSERT INTO "reshvac"."reststatwt" VALUES ('MFm', '2017', 'CZ11', 'Any', '5', '0.05'); | MFm | 2017 | CZ11 | Any | 5 | 0.05')
INSERT INTO "reshvac"."reststatwt" VALUES ('MFm', '2017', 'CZ12', 'Any', '1', '0.112'); | MFm | 2017 | CZ12 | Any | 1 | 0.112'
INSERT INTO "reshvac"."reststatwt" VALUES ('MFm', '2017', 'CZ12', 'Any', '2', '0.1247'); | MFm | 2017 | CZ12 | Any | 2 | 0.1247
INSERT INTO "reshvac"."reststatwt" VALUES ('MFm', '2017', 'CZ12', 'Any', '3', '0.05'); | MFm | 2017 | CZ12 | Any | 3 | 0.05')
INSERT INTO "reshvac"."reststatwt" VALUES ('MFm', '2017', 'CZ12', 'Any', '4', '0.348'); | MFm | 2017 | CZ12 | Any | 4 | 0.348'
INSERT INTO "reshvac"."reststatwt" VALUES ('MFm', '2017', 'CZ12', 'Any', '5', '0.3653'); | MFm | 2017 | CZ12 | Any | 5 | 0.3653
INSERT INTO "reshvac"."reststatwt" VALUES ('MFm', '2017', 'CZ13', 'Any', '1', '0.05'); | MFm | 2017 | CZ13 | Any | 1 | 0.05')
INSERT INTO "reshvac"."reststatwt" VALUES ('MFm', '2017', 'CZ13', 'Any', '2', '0.4479'); | MFm | 2017 | CZ13 | Any | 2 | 0.4479
INSERT INTO "reshvac"."reststatwt" VALUES ('MFm', '2017', 'CZ13', 'Any', '3', '0.05'); | MFm | 2017 | CZ13 | Any | 3 | 0.05')
INSERT INTO "reshvac"."reststatwt" VALUES ('MFm', '2017', 'CZ13', 'Any', '4', '0.05'); | MFm | 2017 | CZ13 | Any | 4 | 0.05')
INSERT INTO "reshvac"."reststatwt" VALUES ('MFm', '2017', 'CZ13', 'Any', '5', '0.4021'); | MFm | 2017 | CZ13 | Any | 5 | 0.4021
INSERT INTO "reshvac"."reststatwt" VALUES ('MFm', '2017', 'CZ14', 'Any', '1', '0.8'); | MFm | 2017 | CZ14 | Any | 1 | 0.8');
INSERT INTO "reshvac"."reststatwt" VALUES ('MFm', '2017', 'CZ14', 'Any', '2', '0.05'); | MFm | 2017 | CZ14 | Any | 2 | 0.05')
INSERT INTO "reshvac"."reststatwt" VALUES ('MFm', '2017', 'CZ14', 'Any', '3', '0.05'); | MFm | 2017 | CZ14 | Any | 3 | 0.05')
INSERT INTO "reshvac"."reststatwt" VALUES ('MFm', '2017', 'CZ14', 'Any', '4', '0.05'); | MFm | 2017 | CZ14 | Any | 4 | 0.05')
INSERT INTO "reshvac"."reststatwt" VALUES ('MFm', '2017', 'CZ14', 'Any', '5', '0.05'); | MFm | 2017 | CZ14 | Any | 5 | 0.05')
INSERT INTO "reshvac"."reststatwt" VALUES ('MFm', '2017', 'CZ15', 'Any', '1', '0.05'); | MFm | 2017 | CZ15 | Any | 1 | 0.05')
INSERT INTO "reshvac"."reststatwt" VALUES ('MFm', '2017', 'CZ15', 'Any', '2', '0.05'); | MFm | 2017 | CZ15 | Any | 2 | 0.05')
INSERT INTO "reshvac"."reststatwt" VALUES ('MFm', '2017', 'CZ15', 'Any', '3', '0.05'); | MFm | 2017 | CZ15 | Any | 3 | 0.05')
INSERT INTO "reshvac"."reststatwt" VALUES ('MFm', '2017', 'CZ15', 'Any', '4', '0.7238'); | MFm | 2017 | CZ15 | Any | 4 | 0.7238
INSERT INTO "reshvac"."reststatwt" VALUES ('MFm', '2017', 'CZ15', 'Any', '5', '0.1262'); | MFm | 2017 | CZ15 | Any | 5 | 0.1262
INSERT INTO "reshvac"."reststatwt" VALUES ('MFm', '2017', 'CZ16', 'Any', '1', '0.6469'); | MFm | 2017 | CZ16 | Any | 1 | 0.6469
INSERT INTO "reshvac"."reststatwt" VALUES ('MFm', '2017', 'CZ16', 'Any', '2', '0.05'); | MFm | 2017 | CZ16 | Any | 2 | 0.05')
INSERT INTO "reshvac"."reststatwt" VALUES ('MFm', '2017', 'CZ16', 'Any', '3', '0.05'); | MFm | 2017 | CZ16 | Any | 3 | 0.05')
INSERT INTO "reshvac"."reststatwt" VALUES ('MFm', '2017', 'CZ16', 'Any', '4', '0.05'); | MFm | 2017 | CZ16 | Any | 4 | 0.05')
INSERT INTO "reshvac"."reststatwt" VALUES ('MFm', '2017', 'CZ16', 'Any', '5', '0.2031'); | MFm | 2017 | CZ16 | Any | 5 | 0.2031
INSERT INTO "reshvac"."reststatwt" VALUES ('MFm', '2020', 'CZ01', 'Any', '1', '0.5708'); | MFm | 2020 | CZ01 | Any | 1 | 0.5708
INSERT INTO "reshvac"."reststatwt" VALUES ('MFm', '2020', 'CZ01', 'Any', '2', '0.0651'); | MFm | 2020 | CZ01 | Any | 2 | 0.0651
INSERT INTO "reshvac"."reststatwt" VALUES ('MFm', '2020', 'CZ01', 'Any', '3', '0.0716'); | MFm | 2020 | CZ01 | Any | 3 | 0.0716
INSERT INTO "reshvac"."reststatwt" VALUES ('MFm', '2020', 'CZ01', 'Any', '4', '0.05'); | MFm | 2020 | CZ01 | Any | 4 | 0.05')
INSERT INTO "reshvac"."reststatwt" VALUES ('MFm', '2020', 'CZ01', 'Any', '5', '0.2425'); | MFm | 2020 | CZ01 | Any | 5 | 0.2425
INSERT INTO "reshvac"."reststatwt" VALUES ('MFm', '2020', 'CZ02', 'Any', '1', '0.05'); | MFm | 2020 | CZ02 | Any | 1 | 0.05')
INSERT INTO "reshvac"."reststatwt" VALUES ('MFm', '2020', 'CZ02', 'Any', '2', '0.5862'); | MFm | 2020 | CZ02 | Any | 2 | 0.5862
INSERT INTO "reshvac"."reststatwt" VALUES ('MFm', '2020', 'CZ02', 'Any', '3', '0.05'); | MFm | 2020 | CZ02 | Any | 3 | 0.05')
INSERT INTO "reshvac"."reststatwt" VALUES ('MFm', '2020', 'CZ02', 'Any', '4', '0.2638'); | MFm | 2020 | CZ02 | Any | 4 | 0.2638
INSERT INTO "reshvac"."reststatwt" VALUES ('MFm', '2020', 'CZ02', 'Any', '5', '0.05'); | MFm | 2020 | CZ02 | Any | 5 | 0.05')
INSERT INTO "reshvac"."reststatwt" VALUES ('MFm', '2020', 'CZ03', 'Any', '1', '0.1202'); | MFm | 2020 | CZ03 | Any | 1 | 0.1202
INSERT INTO "reshvac"."reststatwt" VALUES ('MFm', '2020', 'CZ03', 'Any', '2', '0.1816'); | MFm | 2020 | CZ03 | Any | 2 | 0.1816
INSERT INTO "reshvac"."reststatwt" VALUES ('MFm', '2020', 'CZ03', 'Any', '3', '0.3931'); | MFm | 2020 | CZ03 | Any | 3 | 0.3931
INSERT INTO "reshvac"."reststatwt" VALUES ('MFm', '2020', 'CZ03', 'Any', '4', '0.2552'); | MFm | 2020 | CZ03 | Any | 4 | 0.2552
INSERT INTO "reshvac"."reststatwt" VALUES ('MFm', '2020', 'CZ03', 'Any', '5', '0.0499'); | MFm | 2020 | CZ03 | Any | 5 | 0.0499
INSERT INTO "reshvac"."reststatwt" VALUES ('MFm', '2020', 'CZ04', 'Any', '1', '0.3912'); | MFm | 2020 | CZ04 | Any | 1 | 0.3912
INSERT INTO "reshvac"."reststatwt" VALUES ('MFm', '2020', 'CZ04', 'Any', '2', '0.0677'); | MFm | 2020 | CZ04 | Any | 2 | 0.0677
INSERT INTO "reshvac"."reststatwt" VALUES ('MFm', '2020', 'CZ04', 'Any', '3', '0.0505'); | MFm | 2020 | CZ04 | Any | 3 | 0.0505
INSERT INTO "reshvac"."reststatwt" VALUES ('MFm', '2020', 'CZ04', 'Any', '4', '0.4331'); | MFm | 2020 | CZ04 | Any | 4 | 0.4331
INSERT INTO "reshvac"."reststatwt" VALUES ('MFm', '2020', 'CZ04', 'Any', '5', '0.0575'); | MFm | 2020 | CZ04 | Any | 5 | 0.0575
INSERT INTO "reshvac"."reststatwt" VALUES ('MFm', '2020', 'CZ05', 'Any', '1', '0.1588'); | MFm | 2020 | CZ05 | Any | 1 | 0.1588
INSERT INTO "reshvac"."reststatwt" VALUES ('MFm', '2020', 'CZ05', 'Any', '2', '0.1398'); | MFm | 2020 | CZ05 | Any | 2 | 0.1398
INSERT INTO "reshvac"."reststatwt" VALUES ('MFm', '2020', 'CZ05', 'Any', '3', '0.3113'); | MFm | 2020 | CZ05 | Any | 3 | 0.3113
INSERT INTO "reshvac"."reststatwt" VALUES ('MFm', '2020', 'CZ05', 'Any', '4', '0.1345'); | MFm | 2020 | CZ05 | Any | 4 | 0.1345
INSERT INTO "reshvac"."reststatwt" VALUES ('MFm', '2020', 'CZ05', 'Any', '5', '0.2556'); | MFm | 2020 | CZ05 | Any | 5 | 0.2556
INSERT INTO "reshvac"."reststatwt" VALUES ('MFm', '2020', 'CZ06', 'Any', '1', '0.05'); | MFm | 2020 | CZ06 | Any | 1 | 0.05')
INSERT INTO "reshvac"."reststatwt" VALUES ('MFm', '2020', 'CZ06', 'Any', '2', '0.4632'); | MFm | 2020 | CZ06 | Any | 2 | 0.4632
INSERT INTO "reshvac"."reststatwt" VALUES ('MFm', '2020', 'CZ06', 'Any', '3', '0.0504'); | MFm | 2020 | CZ06 | Any | 3 | 0.0504
INSERT INTO "reshvac"."reststatwt" VALUES ('MFm', '2020', 'CZ06', 'Any', '4', '0.3632'); | MFm | 2020 | CZ06 | Any | 4 | 0.3632
INSERT INTO "reshvac"."reststatwt" VALUES ('MFm', '2020', 'CZ06', 'Any', '5', '0.0732'); | MFm | 2020 | CZ06 | Any | 5 | 0.0732
INSERT INTO "reshvac"."reststatwt" VALUES ('MFm', '2020', 'CZ07', 'Any', '1', '0.05'); | MFm | 2020 | CZ07 | Any | 1 | 0.05')
INSERT INTO "reshvac"."reststatwt" VALUES ('MFm', '2020', 'CZ07', 'Any', '2', '0.7765'); | MFm | 2020 | CZ07 | Any | 2 | 0.7765
INSERT INTO "reshvac"."reststatwt" VALUES ('MFm', '2020', 'CZ07', 'Any', '3', '0.05'); | MFm | 2020 | CZ07 | Any | 3 | 0.05')
INSERT INTO "reshvac"."reststatwt" VALUES ('MFm', '2020', 'CZ07', 'Any', '4', '0.0735'); | MFm | 2020 | CZ07 | Any | 4 | 0.0735
INSERT INTO "reshvac"."reststatwt" VALUES ('MFm', '2020', 'CZ07', 'Any', '5', '0.05'); | MFm | 2020 | CZ07 | Any | 5 | 0.05')
INSERT INTO "reshvac"."reststatwt" VALUES ('MFm', '2020', 'CZ08', 'Any', '1', '0.0565'); | MFm | 2020 | CZ08 | Any | 1 | 0.0565
INSERT INTO "reshvac"."reststatwt" VALUES ('MFm', '2020', 'CZ08', 'Any', '2', '0.05'); | MFm | 2020 | CZ08 | Any | 2 | 0.05')
INSERT INTO "reshvac"."reststatwt" VALUES ('MFm', '2020', 'CZ08', 'Any', '3', '0.3246'); | MFm | 2020 | CZ08 | Any | 3 | 0.3246
INSERT INTO "reshvac"."reststatwt" VALUES ('MFm', '2020', 'CZ08', 'Any', '4', '0.498'); | MFm | 2020 | CZ08 | Any | 4 | 0.498'
INSERT INTO "reshvac"."reststatwt" VALUES ('MFm', '2020', 'CZ08', 'Any', '5', '0.0709'); | MFm | 2020 | CZ08 | Any | 5 | 0.0709
INSERT INTO "reshvac"."reststatwt" VALUES ('MFm', '2020', 'CZ09', 'Any', '1', '0.05'); | MFm | 2020 | CZ09 | Any | 1 | 0.05')
INSERT INTO "reshvac"."reststatwt" VALUES ('MFm', '2020', 'CZ09', 'Any', '2', '0.05'); | MFm | 2020 | CZ09 | Any | 2 | 0.05')
INSERT INTO "reshvac"."reststatwt" VALUES ('MFm', '2020', 'CZ09', 'Any', '3', '0.2682'); | MFm | 2020 | CZ09 | Any | 3 | 0.2682
INSERT INTO "reshvac"."reststatwt" VALUES ('MFm', '2020', 'CZ09', 'Any', '4', '0.5818'); | MFm | 2020 | CZ09 | Any | 4 | 0.5818
INSERT INTO "reshvac"."reststatwt" VALUES ('MFm', '2020', 'CZ09', 'Any', '5', '0.05'); | MFm | 2020 | CZ09 | Any | 5 | 0.05')
INSERT INTO "reshvac"."reststatwt" VALUES ('MFm', '2020', 'CZ10', 'Any', '1', '0.05'); | MFm | 2020 | CZ10 | Any | 1 | 0.05')
INSERT INTO "reshvac"."reststatwt" VALUES ('MFm', '2020', 'CZ10', 'Any', '2', '0.1721'); | MFm | 2020 | CZ10 | Any | 2 | 0.1721
INSERT INTO "reshvac"."reststatwt" VALUES ('MFm', '2020', 'CZ10', 'Any', '3', '0.4169'); | MFm | 2020 | CZ10 | Any | 3 | 0.4169
INSERT INTO "reshvac"."reststatwt" VALUES ('MFm', '2020', 'CZ10', 'Any', '4', '0.1905'); | MFm | 2020 | CZ10 | Any | 4 | 0.1905
INSERT INTO "reshvac"."reststatwt" VALUES ('MFm', '2020', 'CZ10', 'Any', '5', '0.1705'); | MFm | 2020 | CZ10 | Any | 5 | 0.1705
INSERT INTO "reshvac"."reststatwt" VALUES ('MFm', '2020', 'CZ11', 'Any', '1', '0.2087'); | MFm | 2020 | CZ11 | Any | 1 | 0.2087
INSERT INTO "reshvac"."reststatwt" VALUES ('MFm', '2020', 'CZ11', 'Any', '2', '0.0508'); | MFm | 2020 | CZ11 | Any | 2 | 0.0508
INSERT INTO "reshvac"."reststatwt" VALUES ('MFm', '2020', 'CZ11', 'Any', '3', '0.6369'); | MFm | 2020 | CZ11 | Any | 3 | 0.6369
INSERT INTO "reshvac"."reststatwt" VALUES ('MFm', '2020', 'CZ11', 'Any', '4', '0.0536'); | MFm | 2020 | CZ11 | Any | 4 | 0.0536
INSERT INTO "reshvac"."reststatwt" VALUES ('MFm', '2020', 'CZ11', 'Any', '5', '0.05'); | MFm | 2020 | CZ11 | Any | 5 | 0.05')
INSERT INTO "reshvac"."reststatwt" VALUES ('MFm', '2020', 'CZ12', 'Any', '1', '0.112'); | MFm | 2020 | CZ12 | Any | 1 | 0.112'
INSERT INTO "reshvac"."reststatwt" VALUES ('MFm', '2020', 'CZ12', 'Any', '2', '0.1247'); | MFm | 2020 | CZ12 | Any | 2 | 0.1247
INSERT INTO "reshvac"."reststatwt" VALUES ('MFm', '2020', 'CZ12', 'Any', '3', '0.05'); | MFm | 2020 | CZ12 | Any | 3 | 0.05')
INSERT INTO "reshvac"."reststatwt" VALUES ('MFm', '2020', 'CZ12', 'Any', '4', '0.348'); | MFm | 2020 | CZ12 | Any | 4 | 0.348'
INSERT INTO "reshvac"."reststatwt" VALUES ('MFm', '2020', 'CZ12', 'Any', '5', '0.3653'); | MFm | 2020 | CZ12 | Any | 5 | 0.3653
INSERT INTO "reshvac"."reststatwt" VALUES ('MFm', '2020', 'CZ13', 'Any', '1', '0.05'); | MFm | 2020 | CZ13 | Any | 1 | 0.05')
INSERT INTO "reshvac"."reststatwt" VALUES ('MFm', '2020', 'CZ13', 'Any', '2', '0.4479'); | MFm | 2020 | CZ13 | Any | 2 | 0.4479
INSERT INTO "reshvac"."reststatwt" VALUES ('MFm', '2020', 'CZ13', 'Any', '3', '0.05'); | MFm | 2020 | CZ13 | Any | 3 | 0.05')
INSERT INTO "reshvac"."reststatwt" VALUES ('MFm', '2020', 'CZ13', 'Any', '4', '0.05'); | MFm | 2020 | CZ13 | Any | 4 | 0.05')
INSERT INTO "reshvac"."reststatwt" VALUES ('MFm', '2020', 'CZ13', 'Any', '5', '0.4021'); | MFm | 2020 | CZ13 | Any | 5 | 0.4021
INSERT INTO "reshvac"."reststatwt" VALUES ('MFm', '2020', 'CZ14', 'Any', '1', '0.8'); | MFm | 2020 | CZ14 | Any | 1 | 0.8');
INSERT INTO "reshvac"."reststatwt" VALUES ('MFm', '2020', 'CZ14', 'Any', '2', '0.05'); | MFm | 2020 | CZ14 | Any | 2 | 0.05')
INSERT INTO "reshvac"."reststatwt" VALUES ('MFm', '2020', 'CZ14', 'Any', '3', '0.05'); | MFm | 2020 | CZ14 | Any | 3 | 0.05')
INSERT INTO "reshvac"."reststatwt" VALUES ('MFm', '2020', 'CZ14', 'Any', '4', '0.05'); | MFm | 2020 | CZ14 | Any | 4 | 0.05')
INSERT INTO "reshvac"."reststatwt" VALUES ('MFm', '2020', 'CZ14', 'Any', '5', '0.05'); | MFm | 2020 | CZ14 | Any | 5 | 0.05')
INSERT INTO "reshvac"."reststatwt" VALUES ('MFm', '2020', 'CZ15', 'Any', '1', '0.05'); | MFm | 2020 | CZ15 | Any | 1 | 0.05')
INSERT INTO "reshvac"."reststatwt" VALUES ('MFm', '2020', 'CZ15', 'Any', '2', '0.05'); | MFm | 2020 | CZ15 | Any | 2 | 0.05')
INSERT INTO "reshvac"."reststatwt" VALUES ('MFm', '2020', 'CZ15', 'Any', '3', '0.05'); | MFm | 2020 | CZ15 | Any | 3 | 0.05')
INSERT INTO "reshvac"."reststatwt" VALUES ('MFm', '2020', 'CZ15', 'Any', '4', '0.7238'); | MFm | 2020 | CZ15 | Any | 4 | 0.7238
INSERT INTO "reshvac"."reststatwt" VALUES ('MFm', '2020', 'CZ15', 'Any', '5', '0.1262'); | MFm | 2020 | CZ15 | Any | 5 | 0.1262
INSERT INTO "reshvac"."reststatwt" VALUES ('MFm', '2020', 'CZ16', 'Any', '1', '0.6469'); | MFm | 2020 | CZ16 | Any | 1 | 0.6469
INSERT INTO "reshvac"."reststatwt" VALUES ('MFm', '2020', 'CZ16', 'Any', '2', '0.05'); | MFm | 2020 | CZ16 | Any | 2 | 0.05')
INSERT INTO "reshvac"."reststatwt" VALUES ('MFm', '2020', 'CZ16', 'Any', '3', '0.05'); | MFm | 2020 | CZ16 | Any | 3 | 0.05')
INSERT INTO "reshvac"."reststatwt" VALUES ('MFm', '2020', 'CZ16', 'Any', '4', '0.05'); | MFm | 2020 | CZ16 | Any | 4 | 0.05')
INSERT INTO "reshvac"."reststatwt" VALUES ('MFm', '2020', 'CZ16', 'Any', '5', '0.2031'); | MFm | 2020 | CZ16 | Any | 5 | 0.2031
INSERT INTO "reshvac"."reststatwt" VALUES ('SFm', '1975', 'CZ01', 'Any', '1', '0.5014'); | SFm | 1975 | CZ01 | Any | 1 | 0.5014
INSERT INTO "reshvac"."reststatwt" VALUES ('SFm', '1975', 'CZ01', 'Any', '2', '0.1627'); | SFm | 1975 | CZ01 | Any | 2 | 0.1627
INSERT INTO "reshvac"."reststatwt" VALUES ('SFm', '1975', 'CZ01', 'Any', '3', '0.0899'); | SFm | 1975 | CZ01 | Any | 3 | 0.0899
INSERT INTO "reshvac"."reststatwt" VALUES ('SFm', '1975', 'CZ01', 'Any', '4', '0.0825'); | SFm | 1975 | CZ01 | Any | 4 | 0.0825
INSERT INTO "reshvac"."reststatwt" VALUES ('SFm', '1975', 'CZ01', 'Any', '5', '0.1635'); | SFm | 1975 | CZ01 | Any | 5 | 0.1635
INSERT INTO "reshvac"."reststatwt" VALUES ('SFm', '1975', 'CZ02', 'Any', '1', '0.5581'); | SFm | 1975 | CZ02 | Any | 1 | 0.5581
INSERT INTO "reshvac"."reststatwt" VALUES ('SFm', '1975', 'CZ02', 'Any', '2', '0.05'); | SFm | 1975 | CZ02 | Any | 2 | 0.05')
INSERT INTO "reshvac"."reststatwt" VALUES ('SFm', '1975', 'CZ02', 'Any', '3', '0.05'); | SFm | 1975 | CZ02 | Any | 3 | 0.05')
INSERT INTO "reshvac"."reststatwt" VALUES ('SFm', '1975', 'CZ02', 'Any', '4', '0.05'); | SFm | 1975 | CZ02 | Any | 4 | 0.05')
INSERT INTO "reshvac"."reststatwt" VALUES ('SFm', '1975', 'CZ02', 'Any', '5', '0.2919'); | SFm | 1975 | CZ02 | Any | 5 | 0.2919
INSERT INTO "reshvac"."reststatwt" VALUES ('SFm', '1975', 'CZ03', 'Any', '1', '0.1982'); | SFm | 1975 | CZ03 | Any | 1 | 0.1982
INSERT INTO "reshvac"."reststatwt" VALUES ('SFm', '1975', 'CZ03', 'Any', '2', '0.1366'); | SFm | 1975 | CZ03 | Any | 2 | 0.1366
INSERT INTO "reshvac"."reststatwt" VALUES ('SFm', '1975', 'CZ03', 'Any', '3', '0.2232'); | SFm | 1975 | CZ03 | Any | 3 | 0.2232
INSERT INTO "reshvac"."reststatwt" VALUES ('SFm', '1975', 'CZ03', 'Any', '4', '0.2254'); | SFm | 1975 | CZ03 | Any | 4 | 0.2254
INSERT INTO "reshvac"."reststatwt" VALUES ('SFm', '1975', 'CZ03', 'Any', '5', '0.2166'); | SFm | 1975 | CZ03 | Any | 5 | 0.2166
INSERT INTO "reshvac"."reststatwt" VALUES ('SFm', '1975', 'CZ04', 'Any', '1', '0.2676'); | SFm | 1975 | CZ04 | Any | 1 | 0.2676
INSERT INTO "reshvac"."reststatwt" VALUES ('SFm', '1975', 'CZ04', 'Any', '2', '0.0777'); | SFm | 1975 | CZ04 | Any | 2 | 0.0777
INSERT INTO "reshvac"."reststatwt" VALUES ('SFm', '1975', 'CZ04', 'Any', '3', '0.1087'); | SFm | 1975 | CZ04 | Any | 3 | 0.1087
INSERT INTO "reshvac"."reststatwt" VALUES ('SFm', '1975', 'CZ04', 'Any', '4', '0.4974'); | SFm | 1975 | CZ04 | Any | 4 | 0.4974
INSERT INTO "reshvac"."reststatwt" VALUES ('SFm', '1975', 'CZ04', 'Any', '5', '0.0486'); | SFm | 1975 | CZ04 | Any | 5 | 0.0486
INSERT INTO "reshvac"."reststatwt" VALUES ('SFm', '1975', 'CZ05', 'Any', '1', '0.1022'); | SFm | 1975 | CZ05 | Any | 1 | 0.1022
INSERT INTO "reshvac"."reststatwt" VALUES ('SFm', '1975', 'CZ05', 'Any', '2', '0.05'); | SFm | 1975 | CZ05 | Any | 2 | 0.05')
INSERT INTO "reshvac"."reststatwt" VALUES ('SFm', '1975', 'CZ05', 'Any', '3', '0.7478'); | SFm | 1975 | CZ05 | Any | 3 | 0.7478
INSERT INTO "reshvac"."reststatwt" VALUES ('SFm', '1975', 'CZ05', 'Any', '4', '0.05'); | SFm | 1975 | CZ05 | Any | 4 | 0.05')
INSERT INTO "reshvac"."reststatwt" VALUES ('SFm', '1975', 'CZ05', 'Any', '5', '0.05'); | SFm | 1975 | CZ05 | Any | 5 | 0.05')
INSERT INTO "reshvac"."reststatwt" VALUES ('SFm', '1975', 'CZ06', 'Any', '1', '0.2525'); | SFm | 1975 | CZ06 | Any | 1 | 0.2525
INSERT INTO "reshvac"."reststatwt" VALUES ('SFm', '1975', 'CZ06', 'Any', '2', '0.05'); | SFm | 1975 | CZ06 | Any | 2 | 0.05')
INSERT INTO "reshvac"."reststatwt" VALUES ('SFm', '1975', 'CZ06', 'Any', '3', '0.05'); | SFm | 1975 | CZ06 | Any | 3 | 0.05')
INSERT INTO "reshvac"."reststatwt" VALUES ('SFm', '1975', 'CZ06', 'Any', '4', '0.0503'); | SFm | 1975 | CZ06 | Any | 4 | 0.0503
INSERT INTO "reshvac"."reststatwt" VALUES ('SFm', '1975', 'CZ06', 'Any', '5', '0.5972'); | SFm | 1975 | CZ06 | Any | 5 | 0.5972
INSERT INTO "reshvac"."reststatwt" VALUES ('SFm', '1975', 'CZ07', 'Any', '1', '0.3095'); | SFm | 1975 | CZ07 | Any | 1 | 0.3095
INSERT INTO "reshvac"."reststatwt" VALUES ('SFm', '1975', 'CZ07', 'Any', '2', '0.05'); | SFm | 1975 | CZ07 | Any | 2 | 0.05')
INSERT INTO "reshvac"."reststatwt" VALUES ('SFm', '1975', 'CZ07', 'Any', '3', '0.5422'); | SFm | 1975 | CZ07 | Any | 3 | 0.5422
INSERT INTO "reshvac"."reststatwt" VALUES ('SFm', '1975', 'CZ07', 'Any', '4', '0.0502'); | SFm | 1975 | CZ07 | Any | 4 | 0.0502
INSERT INTO "reshvac"."reststatwt" VALUES ('SFm', '1975', 'CZ07', 'Any', '5', '0.0481'); | SFm | 1975 | CZ07 | Any | 5 | 0.0481
INSERT INTO "reshvac"."reststatwt" VALUES ('SFm', '1975', 'CZ08', 'Any', '1', '0.0503'); | SFm | 1975 | CZ08 | Any | 1 | 0.0503
INSERT INTO "reshvac"."reststatwt" VALUES ('SFm', '1975', 'CZ08', 'Any', '2', '0.0503'); | SFm | 1975 | CZ08 | Any | 2 | 0.0503
INSERT INTO "reshvac"."reststatwt" VALUES ('SFm', '1975', 'CZ08', 'Any', '3', '0.0505'); | SFm | 1975 | CZ08 | Any | 3 | 0.0505
INSERT INTO "reshvac"."reststatwt" VALUES ('SFm', '1975', 'CZ08', 'Any', '4', '0.7923'); | SFm | 1975 | CZ08 | Any | 4 | 0.7923
INSERT INTO "reshvac"."reststatwt" VALUES ('SFm', '1975', 'CZ08', 'Any', '5', '0.0566'); | SFm | 1975 | CZ08 | Any | 5 | 0.0566
INSERT INTO "reshvac"."reststatwt" VALUES ('SFm', '1975', 'CZ09', 'Any', '1', '0.0502'); | SFm | 1975 | CZ09 | Any | 1 | 0.0502
INSERT INTO "reshvac"."reststatwt" VALUES ('SFm', '1975', 'CZ09', 'Any', '2', '0.6983'); | SFm | 1975 | CZ09 | Any | 2 | 0.6983
INSERT INTO "reshvac"."reststatwt" VALUES ('SFm', '1975', 'CZ09', 'Any', '3', '0.0513'); | SFm | 1975 | CZ09 | Any | 3 | 0.0513
INSERT INTO "reshvac"."reststatwt" VALUES ('SFm', '1975', 'CZ09', 'Any', '4', '0.0511'); | SFm | 1975 | CZ09 | Any | 4 | 0.0511
INSERT INTO "reshvac"."reststatwt" VALUES ('SFm', '1975', 'CZ09', 'Any', '5', '0.1491'); | SFm | 1975 | CZ09 | Any | 5 | 0.1491
INSERT INTO "reshvac"."reststatwt" VALUES ('SFm', '1975', 'CZ10', 'Any', '1', '0.0501'); | SFm | 1975 | CZ10 | Any | 1 | 0.0501
INSERT INTO "reshvac"."reststatwt" VALUES ('SFm', '1975', 'CZ10', 'Any', '2', '0.7158'); | SFm | 1975 | CZ10 | Any | 2 | 0.7158
INSERT INTO "reshvac"."reststatwt" VALUES ('SFm', '1975', 'CZ10', 'Any', '3', '0.0509'); | SFm | 1975 | CZ10 | Any | 3 | 0.0509
INSERT INTO "reshvac"."reststatwt" VALUES ('SFm', '1975', 'CZ10', 'Any', '4', '0.1232'); | SFm | 1975 | CZ10 | Any | 4 | 0.1232
INSERT INTO "reshvac"."reststatwt" VALUES ('SFm', '1975', 'CZ10', 'Any', '5', '0.06'); | SFm | 1975 | CZ10 | Any | 5 | 0.06')
INSERT INTO "reshvac"."reststatwt" VALUES ('SFm', '1975', 'CZ11', 'Any', '1', '0.0883'); | SFm | 1975 | CZ11 | Any | 1 | 0.0883
INSERT INTO "reshvac"."reststatwt" VALUES ('SFm', '1975', 'CZ11', 'Any', '2', '0.3259'); | SFm | 1975 | CZ11 | Any | 2 | 0.3259
INSERT INTO "reshvac"."reststatwt" VALUES ('SFm', '1975', 'CZ11', 'Any', '3', '0.1772'); | SFm | 1975 | CZ11 | Any | 3 | 0.1772
INSERT INTO "reshvac"."reststatwt" VALUES ('SFm', '1975', 'CZ11', 'Any', '4', '0.286'); | SFm | 1975 | CZ11 | Any | 4 | 0.286'
INSERT INTO "reshvac"."reststatwt" VALUES ('SFm', '1975', 'CZ11', 'Any', '5', '0.1226'); | SFm | 1975 | CZ11 | Any | 5 | 0.1226
INSERT INTO "reshvac"."reststatwt" VALUES ('SFm', '1975', 'CZ12', 'Any', '1', '0.389'); | SFm | 1975 | CZ12 | Any | 1 | 0.389'
INSERT INTO "reshvac"."reststatwt" VALUES ('SFm', '1975', 'CZ12', 'Any', '2', '0.1766'); | SFm | 1975 | CZ12 | Any | 2 | 0.1766
INSERT INTO "reshvac"."reststatwt" VALUES ('SFm', '1975', 'CZ12', 'Any', '3', '0.1948'); | SFm | 1975 | CZ12 | Any | 3 | 0.1948
INSERT INTO "reshvac"."reststatwt" VALUES ('SFm', '1975', 'CZ12', 'Any', '4', '0.0968'); | SFm | 1975 | CZ12 | Any | 4 | 0.0968
INSERT INTO "reshvac"."reststatwt" VALUES ('SFm', '1975', 'CZ12', 'Any', '5', '0.1428'); | SFm | 1975 | CZ12 | Any | 5 | 0.1428
INSERT INTO "reshvac"."reststatwt" VALUES ('SFm', '1975', 'CZ13', 'Any', '1', '0.2483'); | SFm | 1975 | CZ13 | Any | 1 | 0.2483
INSERT INTO "reshvac"."reststatwt" VALUES ('SFm', '1975', 'CZ13', 'Any', '2', '0.2623'); | SFm | 1975 | CZ13 | Any | 2 | 0.2623
INSERT INTO "reshvac"."reststatwt" VALUES ('SFm', '1975', 'CZ13', 'Any', '3', '0.2315'); | SFm | 1975 | CZ13 | Any | 3 | 0.2315
INSERT INTO "reshvac"."reststatwt" VALUES ('SFm', '1975', 'CZ13', 'Any', '4', '0.165'); | SFm | 1975 | CZ13 | Any | 4 | 0.165'
INSERT INTO "reshvac"."reststatwt" VALUES ('SFm', '1975', 'CZ13', 'Any', '5', '0.0929'); | SFm | 1975 | CZ13 | Any | 5 | 0.0929
INSERT INTO "reshvac"."reststatwt" VALUES ('SFm', '1975', 'CZ14', 'Any', '1', '0.0729'); | SFm | 1975 | CZ14 | Any | 1 | 0.0729
INSERT INTO "reshvac"."reststatwt" VALUES ('SFm', '1975', 'CZ14', 'Any', '2', '0.4235'); | SFm | 1975 | CZ14 | Any | 2 | 0.4235
INSERT INTO "reshvac"."reststatwt" VALUES ('SFm', '1975', 'CZ14', 'Any', '3', '0.1626'); | SFm | 1975 | CZ14 | Any | 3 | 0.1626
INSERT INTO "reshvac"."reststatwt" VALUES ('SFm', '1975', 'CZ14', 'Any', '4', '0.1591'); | SFm | 1975 | CZ14 | Any | 4 | 0.1591
INSERT INTO "reshvac"."reststatwt" VALUES ('SFm', '1975', 'CZ14', 'Any', '5', '0.1819'); | SFm | 1975 | CZ14 | Any | 5 | 0.1819
INSERT INTO "reshvac"."reststatwt" VALUES ('SFm', '1975', 'CZ15', 'Any', '1', '0.05'); | SFm | 1975 | CZ15 | Any | 1 | 0.05')
INSERT INTO "reshvac"."reststatwt" VALUES ('SFm', '1975', 'CZ15', 'Any', '2', '0.05'); | SFm | 1975 | CZ15 | Any | 2 | 0.05')
INSERT INTO "reshvac"."reststatwt" VALUES ('SFm', '1975', 'CZ15', 'Any', '3', '0.05'); | SFm | 1975 | CZ15 | Any | 3 | 0.05')
INSERT INTO "reshvac"."reststatwt" VALUES ('SFm', '1975', 'CZ15', 'Any', '4', '0.052'); | SFm | 1975 | CZ15 | Any | 4 | 0.052'
INSERT INTO "reshvac"."reststatwt" VALUES ('SFm', '1975', 'CZ15', 'Any', '5', '0.798'); | SFm | 1975 | CZ15 | Any | 5 | 0.798'
INSERT INTO "reshvac"."reststatwt" VALUES ('SFm', '1975', 'CZ16', 'Any', '1', '0.5986'); | SFm | 1975 | CZ16 | Any | 1 | 0.5986
INSERT INTO "reshvac"."reststatwt" VALUES ('SFm', '1975', 'CZ16', 'Any', '2', '0.1197'); | SFm | 1975 | CZ16 | Any | 2 | 0.1197
INSERT INTO "reshvac"."reststatwt" VALUES ('SFm', '1975', 'CZ16', 'Any', '3', '0.0502'); | SFm | 1975 | CZ16 | Any | 3 | 0.0502
INSERT INTO "reshvac"."reststatwt" VALUES ('SFm', '1975', 'CZ16', 'Any', '4', '0.0527'); | SFm | 1975 | CZ16 | Any | 4 | 0.0527
INSERT INTO "reshvac"."reststatwt" VALUES ('SFm', '1975', 'CZ16', 'Any', '5', '0.1788'); | SFm | 1975 | CZ16 | Any | 5 | 0.1788
INSERT INTO "reshvac"."reststatwt" VALUES ('SFm', '1985', 'CZ01', 'Any', '1', '0.2806'); | SFm | 1985 | CZ01 | Any | 1 | 0.2806
INSERT INTO "reshvac"."reststatwt" VALUES ('SFm', '1985', 'CZ01', 'Any', '2', '0.1619'); | SFm | 1985 | CZ01 | Any | 2 | 0.1619
INSERT INTO "reshvac"."reststatwt" VALUES ('SFm', '1985', 'CZ01', 'Any', '3', '0.1637'); | SFm | 1985 | CZ01 | Any | 3 | 0.1637
INSERT INTO "reshvac"."reststatwt" VALUES ('SFm', '1985', 'CZ01', 'Any', '4', '0.1929'); | SFm | 1985 | CZ01 | Any | 4 | 0.1929
INSERT INTO "reshvac"."reststatwt" VALUES ('SFm', '1985', 'CZ01', 'Any', '5', '0.2009'); | SFm | 1985 | CZ01 | Any | 5 | 0.2009
INSERT INTO "reshvac"."reststatwt" VALUES ('SFm', '1985', 'CZ02', 'Any', '1', '0.0522'); | SFm | 1985 | CZ02 | Any | 1 | 0.0522
INSERT INTO "reshvac"."reststatwt" VALUES ('SFm', '1985', 'CZ02', 'Any', '2', '0.0505'); | SFm | 1985 | CZ02 | Any | 2 | 0.0505
INSERT INTO "reshvac"."reststatwt" VALUES ('SFm', '1985', 'CZ02', 'Any', '3', '0.0515'); | SFm | 1985 | CZ02 | Any | 3 | 0.0515
INSERT INTO "reshvac"."reststatwt" VALUES ('SFm', '1985', 'CZ02', 'Any', '4', '0.0514'); | SFm | 1985 | CZ02 | Any | 4 | 0.0514
INSERT INTO "reshvac"."reststatwt" VALUES ('SFm', '1985', 'CZ02', 'Any', '5', '0.7944'); | SFm | 1985 | CZ02 | Any | 5 | 0.7944
INSERT INTO "reshvac"."reststatwt" VALUES ('SFm', '1985', 'CZ03', 'Any', '1', '0.4648'); | SFm | 1985 | CZ03 | Any | 1 | 0.4648
INSERT INTO "reshvac"."reststatwt" VALUES ('SFm', '1985', 'CZ03', 'Any', '2', '0.087'); | SFm | 1985 | CZ03 | Any | 2 | 0.087'
INSERT INTO "reshvac"."reststatwt" VALUES ('SFm', '1985', 'CZ03', 'Any', '3', '0.2056'); | SFm | 1985 | CZ03 | Any | 3 | 0.2056
INSERT INTO "reshvac"."reststatwt" VALUES ('SFm', '1985', 'CZ03', 'Any', '4', '0.1874'); | SFm | 1985 | CZ03 | Any | 4 | 0.1874
INSERT INTO "reshvac"."reststatwt" VALUES ('SFm', '1985', 'CZ03', 'Any', '5', '0.0552'); | SFm | 1985 | CZ03 | Any | 5 | 0.0552
INSERT INTO "reshvac"."reststatwt" VALUES ('SFm', '1985', 'CZ04', 'Any', '1', '0.2733'); | SFm | 1985 | CZ04 | Any | 1 | 0.2733
INSERT INTO "reshvac"."reststatwt" VALUES ('SFm', '1985', 'CZ04', 'Any', '2', '0.05'); | SFm | 1985 | CZ04 | Any | 2 | 0.05')
INSERT INTO "reshvac"."reststatwt" VALUES ('SFm', '1985', 'CZ04', 'Any', '3', '0.5555'); | SFm | 1985 | CZ04 | Any | 3 | 0.5555
INSERT INTO "reshvac"."reststatwt" VALUES ('SFm', '1985', 'CZ04', 'Any', '4', '0.0725'); | SFm | 1985 | CZ04 | Any | 4 | 0.0725
INSERT INTO "reshvac"."reststatwt" VALUES ('SFm', '1985', 'CZ04', 'Any', '5', '0.0487'); | SFm | 1985 | CZ04 | Any | 5 | 0.0487
INSERT INTO "reshvac"."reststatwt" VALUES ('SFm', '1985', 'CZ05', 'Any', '1', '0.5941'); | SFm | 1985 | CZ05 | Any | 1 | 0.5941
INSERT INTO "reshvac"."reststatwt" VALUES ('SFm', '1985', 'CZ05', 'Any', '2', '0.0509'); | SFm | 1985 | CZ05 | Any | 2 | 0.0509
INSERT INTO "reshvac"."reststatwt" VALUES ('SFm', '1985', 'CZ05', 'Any', '3', '0.2458'); | SFm | 1985 | CZ05 | Any | 3 | 0.2458
INSERT INTO "reshvac"."reststatwt" VALUES ('SFm', '1985', 'CZ05', 'Any', '4', '0.0605'); | SFm | 1985 | CZ05 | Any | 4 | 0.0605
INSERT INTO "reshvac"."reststatwt" VALUES ('SFm', '1985', 'CZ05', 'Any', '5', '0.0487'); | SFm | 1985 | CZ05 | Any | 5 | 0.0487
INSERT INTO "reshvac"."reststatwt" VALUES ('SFm', '1985', 'CZ06', 'Any', '1', '0.05'); | SFm | 1985 | CZ06 | Any | 1 | 0.05')
INSERT INTO "reshvac"."reststatwt" VALUES ('SFm', '1985', 'CZ06', 'Any', '2', '0.1313'); | SFm | 1985 | CZ06 | Any | 2 | 0.1313
INSERT INTO "reshvac"."reststatwt" VALUES ('SFm', '1985', 'CZ06', 'Any', '3', '0.7205'); | SFm | 1985 | CZ06 | Any | 3 | 0.7205
INSERT INTO "reshvac"."reststatwt" VALUES ('SFm', '1985', 'CZ06', 'Any', '4', '0.05'); | SFm | 1985 | CZ06 | Any | 4 | 0.05')
INSERT INTO "reshvac"."reststatwt" VALUES ('SFm', '1985', 'CZ06', 'Any', '5', '0.0482'); | SFm | 1985 | CZ06 | Any | 5 | 0.0482
INSERT INTO "reshvac"."reststatwt" VALUES ('SFm', '1985', 'CZ07', 'Any', '1', '0.2918'); | SFm | 1985 | CZ07 | Any | 1 | 0.2918
INSERT INTO "reshvac"."reststatwt" VALUES ('SFm', '1985', 'CZ07', 'Any', '2', '0.0503'); | SFm | 1985 | CZ07 | Any | 2 | 0.0503
INSERT INTO "reshvac"."reststatwt" VALUES ('SFm', '1985', 'CZ07', 'Any', '3', '0.56'); | SFm | 1985 | CZ07 | Any | 3 | 0.56')
INSERT INTO "reshvac"."reststatwt" VALUES ('SFm', '1985', 'CZ07', 'Any', '4', '0.05'); | SFm | 1985 | CZ07 | Any | 4 | 0.05')
INSERT INTO "reshvac"."reststatwt" VALUES ('SFm', '1985', 'CZ07', 'Any', '5', '0.0479'); | SFm | 1985 | CZ07 | Any | 5 | 0.0479
INSERT INTO "reshvac"."reststatwt" VALUES ('SFm', '1985', 'CZ08', 'Any', '1', '0.2609'); | SFm | 1985 | CZ08 | Any | 1 | 0.2609
INSERT INTO "reshvac"."reststatwt" VALUES ('SFm', '1985', 'CZ08', 'Any', '2', '0.0511'); | SFm | 1985 | CZ08 | Any | 2 | 0.0511
INSERT INTO "reshvac"."reststatwt" VALUES ('SFm', '1985', 'CZ08', 'Any', '3', '0.2012'); | SFm | 1985 | CZ08 | Any | 3 | 0.2012
INSERT INTO "reshvac"."reststatwt" VALUES ('SFm', '1985', 'CZ08', 'Any', '4', '0.4374'); | SFm | 1985 | CZ08 | Any | 4 | 0.4374
INSERT INTO "reshvac"."reststatwt" VALUES ('SFm', '1985', 'CZ08', 'Any', '5', '0.0494'); | SFm | 1985 | CZ08 | Any | 5 | 0.0494
INSERT INTO "reshvac"."reststatwt" VALUES ('SFm', '1985', 'CZ09', 'Any', '1', '0.3314'); | SFm | 1985 | CZ09 | Any | 1 | 0.3314
INSERT INTO "reshvac"."reststatwt" VALUES ('SFm', '1985', 'CZ09', 'Any', '2', '0.1711'); | SFm | 1985 | CZ09 | Any | 2 | 0.1711
INSERT INTO "reshvac"."reststatwt" VALUES ('SFm', '1985', 'CZ09', 'Any', '3', '0.199'); | SFm | 1985 | CZ09 | Any | 3 | 0.199'
INSERT INTO "reshvac"."reststatwt" VALUES ('SFm', '1985', 'CZ09', 'Any', '4', '0.0574'); | SFm | 1985 | CZ09 | Any | 4 | 0.0574
INSERT INTO "reshvac"."reststatwt" VALUES ('SFm', '1985', 'CZ09', 'Any', '5', '0.2411'); | SFm | 1985 | CZ09 | Any | 5 | 0.2411
INSERT INTO "reshvac"."reststatwt" VALUES ('SFm', '1985', 'CZ10', 'Any', '1', '0.2619'); | SFm | 1985 | CZ10 | Any | 1 | 0.2619
INSERT INTO "reshvac"."reststatwt" VALUES ('SFm', '1985', 'CZ10', 'Any', '2', '0.1999'); | SFm | 1985 | CZ10 | Any | 2 | 0.1999
INSERT INTO "reshvac"."reststatwt" VALUES ('SFm', '1985', 'CZ10', 'Any', '3', '0.4242'); | SFm | 1985 | CZ10 | Any | 3 | 0.4242
INSERT INTO "reshvac"."reststatwt" VALUES ('SFm', '1985', 'CZ10', 'Any', '4', '0.0635'); | SFm | 1985 | CZ10 | Any | 4 | 0.0635
INSERT INTO "reshvac"."reststatwt" VALUES ('SFm', '1985', 'CZ10', 'Any', '5', '0.0505'); | SFm | 1985 | CZ10 | Any | 5 | 0.0505
INSERT INTO "reshvac"."reststatwt" VALUES ('SFm', '1985', 'CZ11', 'Any', '1', '0.1107'); | SFm | 1985 | CZ11 | Any | 1 | 0.1107
INSERT INTO "reshvac"."reststatwt" VALUES ('SFm', '1985', 'CZ11', 'Any', '2', '0.3181'); | SFm | 1985 | CZ11 | Any | 2 | 0.3181
INSERT INTO "reshvac"."reststatwt" VALUES ('SFm', '1985', 'CZ11', 'Any', '3', '0.2409'); | SFm | 1985 | CZ11 | Any | 3 | 0.2409
INSERT INTO "reshvac"."reststatwt" VALUES ('SFm', '1985', 'CZ11', 'Any', '4', '0.0785'); | SFm | 1985 | CZ11 | Any | 4 | 0.0785
INSERT INTO "reshvac"."reststatwt" VALUES ('SFm', '1985', 'CZ11', 'Any', '5', '0.2518'); | SFm | 1985 | CZ11 | Any | 5 | 0.2518
INSERT INTO "reshvac"."reststatwt" VALUES ('SFm', '1985', 'CZ12', 'Any', '1', '0.053'); | SFm | 1985 | CZ12 | Any | 1 | 0.053'
INSERT INTO "reshvac"."reststatwt" VALUES ('SFm', '1985', 'CZ12', 'Any', '2', '0.0502'); | SFm | 1985 | CZ12 | Any | 2 | 0.0502
INSERT INTO "reshvac"."reststatwt" VALUES ('SFm', '1985', 'CZ12', 'Any', '3', '0.0528'); | SFm | 1985 | CZ12 | Any | 3 | 0.0528
INSERT INTO "reshvac"."reststatwt" VALUES ('SFm', '1985', 'CZ12', 'Any', '4', '0.4397'); | SFm | 1985 | CZ12 | Any | 4 | 0.4397
INSERT INTO "reshvac"."reststatwt" VALUES ('SFm', '1985', 'CZ12', 'Any', '5', '0.4043'); | SFm | 1985 | CZ12 | Any | 5 | 0.4043
INSERT INTO "reshvac"."reststatwt" VALUES ('SFm', '1985', 'CZ13', 'Any', '1', '0.7611'); | SFm | 1985 | CZ13 | Any | 1 | 0.7611
INSERT INTO "reshvac"."reststatwt" VALUES ('SFm', '1985', 'CZ13', 'Any', '2', '0.0508'); | SFm | 1985 | CZ13 | Any | 2 | 0.0508
INSERT INTO "reshvac"."reststatwt" VALUES ('SFm', '1985', 'CZ13', 'Any', '3', '0.05'); | SFm | 1985 | CZ13 | Any | 3 | 0.05')
INSERT INTO "reshvac"."reststatwt" VALUES ('SFm', '1985', 'CZ13', 'Any', '4', '0.09'); | SFm | 1985 | CZ13 | Any | 4 | 0.09')
INSERT INTO "reshvac"."reststatwt" VALUES ('SFm', '1985', 'CZ13', 'Any', '5', '0.0481'); | SFm | 1985 | CZ13 | Any | 5 | 0.0481
INSERT INTO "reshvac"."reststatwt" VALUES ('SFm', '1985', 'CZ14', 'Any', '1', '0.241'); | SFm | 1985 | CZ14 | Any | 1 | 0.241'
INSERT INTO "reshvac"."reststatwt" VALUES ('SFm', '1985', 'CZ14', 'Any', '2', '0.2398'); | SFm | 1985 | CZ14 | Any | 2 | 0.2398
INSERT INTO "reshvac"."reststatwt" VALUES ('SFm', '1985', 'CZ14', 'Any', '3', '0.0712'); | SFm | 1985 | CZ14 | Any | 3 | 0.0712
INSERT INTO "reshvac"."reststatwt" VALUES ('SFm', '1985', 'CZ14', 'Any', '4', '0.0622'); | SFm | 1985 | CZ14 | Any | 4 | 0.0622
INSERT INTO "reshvac"."reststatwt" VALUES ('SFm', '1985', 'CZ14', 'Any', '5', '0.3858'); | SFm | 1985 | CZ14 | Any | 5 | 0.3858
INSERT INTO "reshvac"."reststatwt" VALUES ('SFm', '1985', 'CZ15', 'Any', '1', '0.05'); | SFm | 1985 | CZ15 | Any | 1 | 0.05')
INSERT INTO "reshvac"."reststatwt" VALUES ('SFm', '1985', 'CZ15', 'Any', '2', '0.0508'); | SFm | 1985 | CZ15 | Any | 2 | 0.0508
INSERT INTO "reshvac"."reststatwt" VALUES ('SFm', '1985', 'CZ15', 'Any', '3', '0.0506'); | SFm | 1985 | CZ15 | Any | 3 | 0.0506
INSERT INTO "reshvac"."reststatwt" VALUES ('SFm', '1985', 'CZ15', 'Any', '4', '0.8'); | SFm | 1985 | CZ15 | Any | 4 | 0.8');
INSERT INTO "reshvac"."reststatwt" VALUES ('SFm', '1985', 'CZ15', 'Any', '5', '0.0486'); | SFm | 1985 | CZ15 | Any | 5 | 0.0486
INSERT INTO "reshvac"."reststatwt" VALUES ('SFm', '1985', 'CZ16', 'Any', '1', '0.1952'); | SFm | 1985 | CZ16 | Any | 1 | 0.1952
INSERT INTO "reshvac"."reststatwt" VALUES ('SFm', '1985', 'CZ16', 'Any', '2', '0.2318'); | SFm | 1985 | CZ16 | Any | 2 | 0.2318
INSERT INTO "reshvac"."reststatwt" VALUES ('SFm', '1985', 'CZ16', 'Any', '3', '0.1915'); | SFm | 1985 | CZ16 | Any | 3 | 0.1915
INSERT INTO "reshvac"."reststatwt" VALUES ('SFm', '1985', 'CZ16', 'Any', '4', '0.2164'); | SFm | 1985 | CZ16 | Any | 4 | 0.2164
INSERT INTO "reshvac"."reststatwt" VALUES ('SFm', '1985', 'CZ16', 'Any', '5', '0.1651'); | SFm | 1985 | CZ16 | Any | 5 | 0.1651
INSERT INTO "reshvac"."reststatwt" VALUES ('SFm', '1996', 'CZ01', 'Any', '1', '0.4757'); | SFm | 1996 | CZ01 | Any | 1 | 0.4757
INSERT INTO "reshvac"."reststatwt" VALUES ('SFm', '1996', 'CZ01', 'Any', '2', '0.1167'); | SFm | 1996 | CZ01 | Any | 2 | 0.1167
INSERT INTO "reshvac"."reststatwt" VALUES ('SFm', '1996', 'CZ01', 'Any', '3', '0.1833'); | SFm | 1996 | CZ01 | Any | 3 | 0.1833
INSERT INTO "reshvac"."reststatwt" VALUES ('SFm', '1996', 'CZ01', 'Any', '4', '0.1162'); | SFm | 1996 | CZ01 | Any | 4 | 0.1162
INSERT INTO "reshvac"."reststatwt" VALUES ('SFm', '1996', 'CZ01', 'Any', '5', '0.1081'); | SFm | 1996 | CZ01 | Any | 5 | 0.1081
INSERT INTO "reshvac"."reststatwt" VALUES ('SFm', '1996', 'CZ02', 'Any', '1', '0.5048'); | SFm | 1996 | CZ02 | Any | 1 | 0.5048
INSERT INTO "reshvac"."reststatwt" VALUES ('SFm', '1996', 'CZ02', 'Any', '2', '0.1522'); | SFm | 1996 | CZ02 | Any | 2 | 0.1522
INSERT INTO "reshvac"."reststatwt" VALUES ('SFm', '1996', 'CZ02', 'Any', '3', '0.1248'); | SFm | 1996 | CZ02 | Any | 3 | 0.1248
INSERT INTO "reshvac"."reststatwt" VALUES ('SFm', '1996', 'CZ02', 'Any', '4', '0.1012'); | SFm | 1996 | CZ02 | Any | 4 | 0.1012
INSERT INTO "reshvac"."reststatwt" VALUES ('SFm', '1996', 'CZ02', 'Any', '5', '0.117'); | SFm | 1996 | CZ02 | Any | 5 | 0.117'
INSERT INTO "reshvac"."reststatwt" VALUES ('SFm', '1996', 'CZ03', 'Any', '1', '0.05'); | SFm | 1996 | CZ03 | Any | 1 | 0.05')
INSERT INTO "reshvac"."reststatwt" VALUES ('SFm', '1996', 'CZ03', 'Any', '2', '0.8'); | SFm | 1996 | CZ03 | Any | 2 | 0.8');
INSERT INTO "reshvac"."reststatwt" VALUES ('SFm', '1996', 'CZ03', 'Any', '3', '0.05'); | SFm | 1996 | CZ03 | Any | 3 | 0.05')
INSERT INTO "reshvac"."reststatwt" VALUES ('SFm', '1996', 'CZ03', 'Any', '4', '0.0513'); | SFm | 1996 | CZ03 | Any | 4 | 0.0513
INSERT INTO "reshvac"."reststatwt" VALUES ('SFm', '1996', 'CZ03', 'Any', '5', '0.0487'); | SFm | 1996 | CZ03 | Any | 5 | 0.0487
INSERT INTO "reshvac"."reststatwt" VALUES ('SFm', '1996', 'CZ04', 'Any', '1', '0.7998'); | SFm | 1996 | CZ04 | Any | 1 | 0.7998
INSERT INTO "reshvac"."reststatwt" VALUES ('SFm', '1996', 'CZ04', 'Any', '2', '0.0501'); | SFm | 1996 | CZ04 | Any | 2 | 0.0501
INSERT INTO "reshvac"."reststatwt" VALUES ('SFm', '1996', 'CZ04', 'Any', '3', '0.0504'); | SFm | 1996 | CZ04 | Any | 3 | 0.0504
INSERT INTO "reshvac"."reststatwt" VALUES ('SFm', '1996', 'CZ04', 'Any', '4', '0.0506'); | SFm | 1996 | CZ04 | Any | 4 | 0.0506
INSERT INTO "reshvac"."reststatwt" VALUES ('SFm', '1996', 'CZ04', 'Any', '5', '0.0491'); | SFm | 1996 | CZ04 | Any | 5 | 0.0491
INSERT INTO "reshvac"."reststatwt" VALUES ('SFm', '1996', 'CZ05', 'Any', '1', '0.1243'); | SFm | 1996 | CZ05 | Any | 1 | 0.1243
INSERT INTO "reshvac"."reststatwt" VALUES ('SFm', '1996', 'CZ05', 'Any', '2', '0.05'); | SFm | 1996 | CZ05 | Any | 2 | 0.05')
INSERT INTO "reshvac"."reststatwt" VALUES ('SFm', '1996', 'CZ05', 'Any', '3', '0.05'); | SFm | 1996 | CZ05 | Any | 3 | 0.05')
INSERT INTO "reshvac"."reststatwt" VALUES ('SFm', '1996', 'CZ05', 'Any', '4', '0.1351'); | SFm | 1996 | CZ05 | Any | 4 | 0.1351
INSERT INTO "reshvac"."reststatwt" VALUES ('SFm', '1996', 'CZ05', 'Any', '5', '0.6406'); | SFm | 1996 | CZ05 | Any | 5 | 0.6406
INSERT INTO "reshvac"."reststatwt" VALUES ('SFm', '1996', 'CZ06', 'Any', '1', '0.0501'); | SFm | 1996 | CZ06 | Any | 1 | 0.0501
INSERT INTO "reshvac"."reststatwt" VALUES ('SFm', '1996', 'CZ06', 'Any', '2', '0.0502'); | SFm | 1996 | CZ06 | Any | 2 | 0.0502
INSERT INTO "reshvac"."reststatwt" VALUES ('SFm', '1996', 'CZ06', 'Any', '3', '0.8'); | SFm | 1996 | CZ06 | Any | 3 | 0.8');
INSERT INTO "reshvac"."reststatwt" VALUES ('SFm', '1996', 'CZ06', 'Any', '4', '0.0511'); | SFm | 1996 | CZ06 | Any | 4 | 0.0511
INSERT INTO "reshvac"."reststatwt" VALUES ('SFm', '1996', 'CZ06', 'Any', '5', '0.0486'); | SFm | 1996 | CZ06 | Any | 5 | 0.0486
INSERT INTO "reshvac"."reststatwt" VALUES ('SFm', '1996', 'CZ07', 'Any', '1', '0.0523'); | SFm | 1996 | CZ07 | Any | 1 | 0.0523
INSERT INTO "reshvac"."reststatwt" VALUES ('SFm', '1996', 'CZ07', 'Any', '2', '0.05'); | SFm | 1996 | CZ07 | Any | 2 | 0.05')
INSERT INTO "reshvac"."reststatwt" VALUES ('SFm', '1996', 'CZ07', 'Any', '3', '0.0502'); | SFm | 1996 | CZ07 | Any | 3 | 0.0502
INSERT INTO "reshvac"."reststatwt" VALUES ('SFm', '1996', 'CZ07', 'Any', '4', '0.7995'); | SFm | 1996 | CZ07 | Any | 4 | 0.7995
INSERT INTO "reshvac"."reststatwt" VALUES ('SFm', '1996', 'CZ07', 'Any', '5', '0.048'); | SFm | 1996 | CZ07 | Any | 5 | 0.048'
INSERT INTO "reshvac"."reststatwt" VALUES ('SFm', '1996', 'CZ08', 'Any', '1', '0.7969'); | SFm | 1996 | CZ08 | Any | 1 | 0.7969
INSERT INTO "reshvac"."reststatwt" VALUES ('SFm', '1996', 'CZ08', 'Any', '2', '0.0544'); | SFm | 1996 | CZ08 | Any | 2 | 0.0544
INSERT INTO "reshvac"."reststatwt" VALUES ('SFm', '1996', 'CZ08', 'Any', '3', '0.0504'); | SFm | 1996 | CZ08 | Any | 3 | 0.0504
INSERT INTO "reshvac"."reststatwt" VALUES ('SFm', '1996', 'CZ08', 'Any', '4', '0.0503'); | SFm | 1996 | CZ08 | Any | 4 | 0.0503
INSERT INTO "reshvac"."reststatwt" VALUES ('SFm', '1996', 'CZ08', 'Any', '5', '0.048'); | SFm | 1996 | CZ08 | Any | 5 | 0.048'
INSERT INTO "reshvac"."reststatwt" VALUES ('SFm', '1996', 'CZ09', 'Any', '1', '0.0529'); | SFm | 1996 | CZ09 | Any | 1 | 0.0529
INSERT INTO "reshvac"."reststatwt" VALUES ('SFm', '1996', 'CZ09', 'Any', '2', '0.0508'); | SFm | 1996 | CZ09 | Any | 2 | 0.0508
INSERT INTO "reshvac"."reststatwt" VALUES ('SFm', '1996', 'CZ09', 'Any', '3', '0.0506'); | SFm | 1996 | CZ09 | Any | 3 | 0.0506
INSERT INTO "reshvac"."reststatwt" VALUES ('SFm', '1996', 'CZ09', 'Any', '4', '0.0511'); | SFm | 1996 | CZ09 | Any | 4 | 0.0511
INSERT INTO "reshvac"."reststatwt" VALUES ('SFm', '1996', 'CZ09', 'Any', '5', '0.7946'); | SFm | 1996 | CZ09 | Any | 5 | 0.7946
INSERT INTO "reshvac"."reststatwt" VALUES ('SFm', '1996', 'CZ10', 'Any', '1', '0.0576'); | SFm | 1996 | CZ10 | Any | 1 | 0.0576
INSERT INTO "reshvac"."reststatwt" VALUES ('SFm', '1996', 'CZ10', 'Any', '2', '0.2557'); | SFm | 1996 | CZ10 | Any | 2 | 0.2557
INSERT INTO "reshvac"."reststatwt" VALUES ('SFm', '1996', 'CZ10', 'Any', '3', '0.0517'); | SFm | 1996 | CZ10 | Any | 3 | 0.0517
INSERT INTO "reshvac"."reststatwt" VALUES ('SFm', '1996', 'CZ10', 'Any', '4', '0.5839'); | SFm | 1996 | CZ10 | Any | 4 | 0.5839
INSERT INTO "reshvac"."reststatwt" VALUES ('SFm', '1996', 'CZ10', 'Any', '5', '0.0511'); | SFm | 1996 | CZ10 | Any | 5 | 0.0511
INSERT INTO "reshvac"."reststatwt" VALUES ('SFm', '1996', 'CZ11', 'Any', '1', '0.2332'); | SFm | 1996 | CZ11 | Any | 1 | 0.2332
INSERT INTO "reshvac"."reststatwt" VALUES ('SFm', '1996', 'CZ11', 'Any', '2', '0.1722'); | SFm | 1996 | CZ11 | Any | 2 | 0.1722
INSERT INTO "reshvac"."reststatwt" VALUES ('SFm', '1996', 'CZ11', 'Any', '3', '0.0818'); | SFm | 1996 | CZ11 | Any | 3 | 0.0818
INSERT INTO "reshvac"."reststatwt" VALUES ('SFm', '1996', 'CZ11', 'Any', '4', '0.317'); | SFm | 1996 | CZ11 | Any | 4 | 0.317'
INSERT INTO "reshvac"."reststatwt" VALUES ('SFm', '1996', 'CZ11', 'Any', '5', '0.1958'); | SFm | 1996 | CZ11 | Any | 5 | 0.1958
INSERT INTO "reshvac"."reststatwt" VALUES ('SFm', '1996', 'CZ12', 'Any', '1', '0.0858'); | SFm | 1996 | CZ12 | Any | 1 | 0.0858
INSERT INTO "reshvac"."reststatwt" VALUES ('SFm', '1996', 'CZ12', 'Any', '2', '0.143'); | SFm | 1996 | CZ12 | Any | 2 | 0.143'
INSERT INTO "reshvac"."reststatwt" VALUES ('SFm', '1996', 'CZ12', 'Any', '3', '0.6731'); | SFm | 1996 | CZ12 | Any | 3 | 0.6731
INSERT INTO "reshvac"."reststatwt" VALUES ('SFm', '1996', 'CZ12', 'Any', '4', '0.05'); | SFm | 1996 | CZ12 | Any | 4 | 0.05')
INSERT INTO "reshvac"."reststatwt" VALUES ('SFm', '1996', 'CZ12', 'Any', '5', '0.0481'); | SFm | 1996 | CZ12 | Any | 5 | 0.0481
INSERT INTO "reshvac"."reststatwt" VALUES ('SFm', '1996', 'CZ13', 'Any', '1', '0.0506'); | SFm | 1996 | CZ13 | Any | 1 | 0.0506
INSERT INTO "reshvac"."reststatwt" VALUES ('SFm', '1996', 'CZ13', 'Any', '2', '0.1283'); | SFm | 1996 | CZ13 | Any | 2 | 0.1283
INSERT INTO "reshvac"."reststatwt" VALUES ('SFm', '1996', 'CZ13', 'Any', '3', '0.7212'); | SFm | 1996 | CZ13 | Any | 3 | 0.7212
INSERT INTO "reshvac"."reststatwt" VALUES ('SFm', '1996', 'CZ13', 'Any', '4', '0.051'); | SFm | 1996 | CZ13 | Any | 4 | 0.051'
INSERT INTO "reshvac"."reststatwt" VALUES ('SFm', '1996', 'CZ13', 'Any', '5', '0.0489'); | SFm | 1996 | CZ13 | Any | 5 | 0.0489
INSERT INTO "reshvac"."reststatwt" VALUES ('SFm', '1996', 'CZ14', 'Any', '1', '0.0508'); | SFm | 1996 | CZ14 | Any | 1 | 0.0508
INSERT INTO "reshvac"."reststatwt" VALUES ('SFm', '1996', 'CZ14', 'Any', '2', '0.05'); | SFm | 1996 | CZ14 | Any | 2 | 0.05')
INSERT INTO "reshvac"."reststatwt" VALUES ('SFm', '1996', 'CZ14', 'Any', '3', '0.5103'); | SFm | 1996 | CZ14 | Any | 3 | 0.5103
INSERT INTO "reshvac"."reststatwt" VALUES ('SFm', '1996', 'CZ14', 'Any', '4', '0.0703'); | SFm | 1996 | CZ14 | Any | 4 | 0.0703
INSERT INTO "reshvac"."reststatwt" VALUES ('SFm', '1996', 'CZ14', 'Any', '5', '0.3186'); | SFm | 1996 | CZ14 | Any | 5 | 0.3186
INSERT INTO "reshvac"."reststatwt" VALUES ('SFm', '1996', 'CZ15', 'Any', '1', '0.0513'); | SFm | 1996 | CZ15 | Any | 1 | 0.0513
INSERT INTO "reshvac"."reststatwt" VALUES ('SFm', '1996', 'CZ15', 'Any', '2', '0.1456'); | SFm | 1996 | CZ15 | Any | 2 | 0.1456
INSERT INTO "reshvac"."reststatwt" VALUES ('SFm', '1996', 'CZ15', 'Any', '3', '0.2946'); | SFm | 1996 | CZ15 | Any | 3 | 0.2946
INSERT INTO "reshvac"."reststatwt" VALUES ('SFm', '1996', 'CZ15', 'Any', '4', '0.3425'); | SFm | 1996 | CZ15 | Any | 4 | 0.3425
INSERT INTO "reshvac"."reststatwt" VALUES ('SFm', '1996', 'CZ15', 'Any', '5', '0.166'); | SFm | 1996 | CZ15 | Any | 5 | 0.166'
INSERT INTO "reshvac"."reststatwt" VALUES ('SFm', '1996', 'CZ16', 'Any', '1', '0.0609'); | SFm | 1996 | CZ16 | Any | 1 | 0.0609
INSERT INTO "reshvac"."reststatwt" VALUES ('SFm', '1996', 'CZ16', 'Any', '2', '0.7198'); | SFm | 1996 | CZ16 | Any | 2 | 0.7198
INSERT INTO "reshvac"."reststatwt" VALUES ('SFm', '1996', 'CZ16', 'Any', '3', '0.1114'); | SFm | 1996 | CZ16 | Any | 3 | 0.1114
INSERT INTO "reshvac"."reststatwt" VALUES ('SFm', '1996', 'CZ16', 'Any', '4', '0.0598'); | SFm | 1996 | CZ16 | Any | 4 | 0.0598
INSERT INTO "reshvac"."reststatwt" VALUES ('SFm', '1996', 'CZ16', 'Any', '5', '0.0481'); | SFm | 1996 | CZ16 | Any | 5 | 0.0481
INSERT INTO "reshvac"."reststatwt" VALUES ('SFm', '2003', 'CZ01', 'Any', '1', '0.4351'); | SFm | 2003 | CZ01 | Any | 1 | 0.4351
INSERT INTO "reshvac"."reststatwt" VALUES ('SFm', '2003', 'CZ01', 'Any', '2', '0.1035'); | SFm | 2003 | CZ01 | Any | 2 | 0.1035
INSERT INTO "reshvac"."reststatwt" VALUES ('SFm', '2003', 'CZ01', 'Any', '3', '0.1871'); | SFm | 2003 | CZ01 | Any | 3 | 0.1871
INSERT INTO "reshvac"."reststatwt" VALUES ('SFm', '2003', 'CZ01', 'Any', '4', '0.1296'); | SFm | 2003 | CZ01 | Any | 4 | 0.1296
INSERT INTO "reshvac"."reststatwt" VALUES ('SFm', '2003', 'CZ01', 'Any', '5', '0.1447'); | SFm | 2003 | CZ01 | Any | 5 | 0.1447
INSERT INTO "reshvac"."reststatwt" VALUES ('SFm', '2003', 'CZ02', 'Any', '1', '0.2376'); | SFm | 2003 | CZ02 | Any | 1 | 0.2376
INSERT INTO "reshvac"."reststatwt" VALUES ('SFm', '2003', 'CZ02', 'Any', '2', '0.4829'); | SFm | 2003 | CZ02 | Any | 2 | 0.4829
INSERT INTO "reshvac"."reststatwt" VALUES ('SFm', '2003', 'CZ02', 'Any', '3', '0.101'); | SFm | 2003 | CZ02 | Any | 3 | 0.101'
INSERT INTO "reshvac"."reststatwt" VALUES ('SFm', '2003', 'CZ02', 'Any', '4', '0.1223'); | SFm | 2003 | CZ02 | Any | 4 | 0.1223
INSERT INTO "reshvac"."reststatwt" VALUES ('SFm', '2003', 'CZ02', 'Any', '5', '0.0562'); | SFm | 2003 | CZ02 | Any | 5 | 0.0562
INSERT INTO "reshvac"."reststatwt" VALUES ('SFm', '2003', 'CZ03', 'Any', '1', '0.5364'); | SFm | 2003 | CZ03 | Any | 1 | 0.5364
INSERT INTO "reshvac"."reststatwt" VALUES ('SFm', '2003', 'CZ03', 'Any', '2', '0.0526'); | SFm | 2003 | CZ03 | Any | 2 | 0.0526
INSERT INTO "reshvac"."reststatwt" VALUES ('SFm', '2003', 'CZ03', 'Any', '3', '0.0951'); | SFm | 2003 | CZ03 | Any | 3 | 0.0951
INSERT INTO "reshvac"."reststatwt" VALUES ('SFm', '2003', 'CZ03', 'Any', '4', '0.2626'); | SFm | 2003 | CZ03 | Any | 4 | 0.2626
INSERT INTO "reshvac"."reststatwt" VALUES ('SFm', '2003', 'CZ03', 'Any', '5', '0.0533'); | SFm | 2003 | CZ03 | Any | 5 | 0.0533
INSERT INTO "reshvac"."reststatwt" VALUES ('SFm', '2003', 'CZ04', 'Any', '1', '0.1682'); | SFm | 2003 | CZ04 | Any | 1 | 0.1682
INSERT INTO "reshvac"."reststatwt" VALUES ('SFm', '2003', 'CZ04', 'Any', '2', '0.1059'); | SFm | 2003 | CZ04 | Any | 2 | 0.1059
INSERT INTO "reshvac"."reststatwt" VALUES ('SFm', '2003', 'CZ04', 'Any', '3', '0.6146'); | SFm | 2003 | CZ04 | Any | 3 | 0.6146
INSERT INTO "reshvac"."reststatwt" VALUES ('SFm', '2003', 'CZ04', 'Any', '4', '0.05'); | SFm | 2003 | CZ04 | Any | 4 | 0.05')
INSERT INTO "reshvac"."reststatwt" VALUES ('SFm', '2003', 'CZ04', 'Any', '5', '0.0613'); | SFm | 2003 | CZ04 | Any | 5 | 0.0613
INSERT INTO "reshvac"."reststatwt" VALUES ('SFm', '2003', 'CZ05', 'Any', '1', '0.0891'); | SFm | 2003 | CZ05 | Any | 1 | 0.0891
INSERT INTO "reshvac"."reststatwt" VALUES ('SFm', '2003', 'CZ05', 'Any', '2', '0.2042'); | SFm | 2003 | CZ05 | Any | 2 | 0.2042
INSERT INTO "reshvac"."reststatwt" VALUES ('SFm', '2003', 'CZ05', 'Any', '3', '0.3168'); | SFm | 2003 | CZ05 | Any | 3 | 0.3168
INSERT INTO "reshvac"."reststatwt" VALUES ('SFm', '2003', 'CZ05', 'Any', '4', '0.2023'); | SFm | 2003 | CZ05 | Any | 4 | 0.2023
INSERT INTO "reshvac"."reststatwt" VALUES ('SFm', '2003', 'CZ05', 'Any', '5', '0.1876'); | SFm | 2003 | CZ05 | Any | 5 | 0.1876
INSERT INTO "reshvac"."reststatwt" VALUES ('SFm', '2003', 'CZ06', 'Any', '1', '0.0512'); | SFm | 2003 | CZ06 | Any | 1 | 0.0512
INSERT INTO "reshvac"."reststatwt" VALUES ('SFm', '2003', 'CZ06', 'Any', '2', '0.2957'); | SFm | 2003 | CZ06 | Any | 2 | 0.2957
INSERT INTO "reshvac"."reststatwt" VALUES ('SFm', '2003', 'CZ06', 'Any', '3', '0.5533'); | SFm | 2003 | CZ06 | Any | 3 | 0.5533
INSERT INTO "reshvac"."reststatwt" VALUES ('SFm', '2003', 'CZ06', 'Any', '4', '0.0516'); | SFm | 2003 | CZ06 | Any | 4 | 0.0516
INSERT INTO "reshvac"."reststatwt" VALUES ('SFm', '2003', 'CZ06', 'Any', '5', '0.0482'); | SFm | 2003 | CZ06 | Any | 5 | 0.0482
INSERT INTO "reshvac"."reststatwt" VALUES ('SFm', '2003', 'CZ07', 'Any', '1', '0.2539'); | SFm | 2003 | CZ07 | Any | 1 | 0.2539
INSERT INTO "reshvac"."reststatwt" VALUES ('SFm', '2003', 'CZ07', 'Any', '2', '0.05'); | SFm | 2003 | CZ07 | Any | 2 | 0.05')
INSERT INTO "reshvac"."reststatwt" VALUES ('SFm', '2003', 'CZ07', 'Any', '3', '0.1277'); | SFm | 2003 | CZ07 | Any | 3 | 0.1277
INSERT INTO "reshvac"."reststatwt" VALUES ('SFm', '2003', 'CZ07', 'Any', '4', '0.3114'); | SFm | 2003 | CZ07 | Any | 4 | 0.3114
INSERT INTO "reshvac"."reststatwt" VALUES ('SFm', '2003', 'CZ07', 'Any', '5', '0.257'); | SFm | 2003 | CZ07 | Any | 5 | 0.257'
INSERT INTO "reshvac"."reststatwt" VALUES ('SFm', '2003', 'CZ08', 'Any', '1', '0.6843'); | SFm | 2003 | CZ08 | Any | 1 | 0.6843
INSERT INTO "reshvac"."reststatwt" VALUES ('SFm', '2003', 'CZ08', 'Any', '2', '0.1656'); | SFm | 2003 | CZ08 | Any | 2 | 0.1656
INSERT INTO "reshvac"."reststatwt" VALUES ('SFm', '2003', 'CZ08', 'Any', '3', '0.0515'); | SFm | 2003 | CZ08 | Any | 3 | 0.0515
INSERT INTO "reshvac"."reststatwt" VALUES ('SFm', '2003', 'CZ08', 'Any', '4', '0.0503'); | SFm | 2003 | CZ08 | Any | 4 | 0.0503
INSERT INTO "reshvac"."reststatwt" VALUES ('SFm', '2003', 'CZ08', 'Any', '5', '0.0483'); | SFm | 2003 | CZ08 | Any | 5 | 0.0483
INSERT INTO "reshvac"."reststatwt" VALUES ('SFm', '2003', 'CZ09', 'Any', '1', '0.1256'); | SFm | 2003 | CZ09 | Any | 1 | 0.1256
INSERT INTO "reshvac"."reststatwt" VALUES ('SFm', '2003', 'CZ09', 'Any', '2', '0.1984'); | SFm | 2003 | CZ09 | Any | 2 | 0.1984
INSERT INTO "reshvac"."reststatwt" VALUES ('SFm', '2003', 'CZ09', 'Any', '3', '0.0518'); | SFm | 2003 | CZ09 | Any | 3 | 0.0518
INSERT INTO "reshvac"."reststatwt" VALUES ('SFm', '2003', 'CZ09', 'Any', '4', '0.576'); | SFm | 2003 | CZ09 | Any | 4 | 0.576'
INSERT INTO "reshvac"."reststatwt" VALUES ('SFm', '2003', 'CZ09', 'Any', '5', '0.0482'); | SFm | 2003 | CZ09 | Any | 5 | 0.0482
INSERT INTO "reshvac"."reststatwt" VALUES ('SFm', '2003', 'CZ10', 'Any', '1', '0.1366'); | SFm | 2003 | CZ10 | Any | 1 | 0.1366
INSERT INTO "reshvac"."reststatwt" VALUES ('SFm', '2003', 'CZ10', 'Any', '2', '0.1689'); | SFm | 2003 | CZ10 | Any | 2 | 0.1689
INSERT INTO "reshvac"."reststatwt" VALUES ('SFm', '2003', 'CZ10', 'Any', '3', '0.4299'); | SFm | 2003 | CZ10 | Any | 3 | 0.4299
INSERT INTO "reshvac"."reststatwt" VALUES ('SFm', '2003', 'CZ10', 'Any', '4', '0.0802'); | SFm | 2003 | CZ10 | Any | 4 | 0.0802
INSERT INTO "reshvac"."reststatwt" VALUES ('SFm', '2003', 'CZ10', 'Any', '5', '0.1844'); | SFm | 2003 | CZ10 | Any | 5 | 0.1844
INSERT INTO "reshvac"."reststatwt" VALUES ('SFm', '2003', 'CZ11', 'Any', '1', '0.052'); | SFm | 2003 | CZ11 | Any | 1 | 0.052'
INSERT INTO "reshvac"."reststatwt" VALUES ('SFm', '2003', 'CZ11', 'Any', '2', '0.4665'); | SFm | 2003 | CZ11 | Any | 2 | 0.4665
INSERT INTO "reshvac"."reststatwt" VALUES ('SFm', '2003', 'CZ11', 'Any', '3', '0.0948'); | SFm | 2003 | CZ11 | Any | 3 | 0.0948
INSERT INTO "reshvac"."reststatwt" VALUES ('SFm', '2003', 'CZ11', 'Any', '4', '0.2723'); | SFm | 2003 | CZ11 | Any | 4 | 0.2723
INSERT INTO "reshvac"."reststatwt" VALUES ('SFm', '2003', 'CZ11', 'Any', '5', '0.1144'); | SFm | 2003 | CZ11 | Any | 5 | 0.1144
INSERT INTO "reshvac"."reststatwt" VALUES ('SFm', '2003', 'CZ12', 'Any', '1', '0.2296'); | SFm | 2003 | CZ12 | Any | 1 | 0.2296
INSERT INTO "reshvac"."reststatwt" VALUES ('SFm', '2003', 'CZ12', 'Any', '2', '0.1183'); | SFm | 2003 | CZ12 | Any | 2 | 0.1183
INSERT INTO "reshvac"."reststatwt" VALUES ('SFm', '2003', 'CZ12', 'Any', '3', '0.1597'); | SFm | 2003 | CZ12 | Any | 3 | 0.1597
INSERT INTO "reshvac"."reststatwt" VALUES ('SFm', '2003', 'CZ12', 'Any', '4', '0.2751'); | SFm | 2003 | CZ12 | Any | 4 | 0.2751
INSERT INTO "reshvac"."reststatwt" VALUES ('SFm', '2003', 'CZ12', 'Any', '5', '0.2173'); | SFm | 2003 | CZ12 | Any | 5 | 0.2173
INSERT INTO "reshvac"."reststatwt" VALUES ('SFm', '2003', 'CZ13', 'Any', '1', '0.0886'); | SFm | 2003 | CZ13 | Any | 1 | 0.0886
INSERT INTO "reshvac"."reststatwt" VALUES ('SFm', '2003', 'CZ13', 'Any', '2', '0.192'); | SFm | 2003 | CZ13 | Any | 2 | 0.192'
INSERT INTO "reshvac"."reststatwt" VALUES ('SFm', '2003', 'CZ13', 'Any', '3', '0.2848'); | SFm | 2003 | CZ13 | Any | 3 | 0.2848
INSERT INTO "reshvac"."reststatwt" VALUES ('SFm', '2003', 'CZ13', 'Any', '4', '0.1103'); | SFm | 2003 | CZ13 | Any | 4 | 0.1103
INSERT INTO "reshvac"."reststatwt" VALUES ('SFm', '2003', 'CZ13', 'Any', '5', '0.3243'); | SFm | 2003 | CZ13 | Any | 5 | 0.3243
INSERT INTO "reshvac"."reststatwt" VALUES ('SFm', '2003', 'CZ14', 'Any', '1', '0.6201'); | SFm | 2003 | CZ14 | Any | 1 | 0.6201
INSERT INTO "reshvac"."reststatwt" VALUES ('SFm', '2003', 'CZ14', 'Any', '2', '0.1002'); | SFm | 2003 | CZ14 | Any | 2 | 0.1002
INSERT INTO "reshvac"."reststatwt" VALUES ('SFm', '2003', 'CZ14', 'Any', '3', '0.0615'); | SFm | 2003 | CZ14 | Any | 3 | 0.0615
INSERT INTO "reshvac"."reststatwt" VALUES ('SFm', '2003', 'CZ14', 'Any', '4', '0.0763'); | SFm | 2003 | CZ14 | Any | 4 | 0.0763
INSERT INTO "reshvac"."reststatwt" VALUES ('SFm', '2003', 'CZ14', 'Any', '5', '0.1419'); | SFm | 2003 | CZ14 | Any | 5 | 0.1419
INSERT INTO "reshvac"."reststatwt" VALUES ('SFm', '2003', 'CZ15', 'Any', '1', '0.0501'); | SFm | 2003 | CZ15 | Any | 1 | 0.0501
INSERT INTO "reshvac"."reststatwt" VALUES ('SFm', '2003', 'CZ15', 'Any', '2', '0.1422'); | SFm | 2003 | CZ15 | Any | 2 | 0.1422
INSERT INTO "reshvac"."reststatwt" VALUES ('SFm', '2003', 'CZ15', 'Any', '3', '0.05'); | SFm | 2003 | CZ15 | Any | 3 | 0.05')
INSERT INTO "reshvac"."reststatwt" VALUES ('SFm', '2003', 'CZ15', 'Any', '4', '0.3372'); | SFm | 2003 | CZ15 | Any | 4 | 0.3372
INSERT INTO "reshvac"."reststatwt" VALUES ('SFm', '2003', 'CZ15', 'Any', '5', '0.4205'); | SFm | 2003 | CZ15 | Any | 5 | 0.4205
INSERT INTO "reshvac"."reststatwt" VALUES ('SFm', '2003', 'CZ16', 'Any', '1', '0.05'); | SFm | 2003 | CZ16 | Any | 1 | 0.05')
INSERT INTO "reshvac"."reststatwt" VALUES ('SFm', '2003', 'CZ16', 'Any', '2', '0.05'); | SFm | 2003 | CZ16 | Any | 2 | 0.05')
INSERT INTO "reshvac"."reststatwt" VALUES ('SFm', '2003', 'CZ16', 'Any', '3', '0.8'); | SFm | 2003 | CZ16 | Any | 3 | 0.8');
INSERT INTO "reshvac"."reststatwt" VALUES ('SFm', '2003', 'CZ16', 'Any', '4', '0.05'); | SFm | 2003 | CZ16 | Any | 4 | 0.05')
INSERT INTO "reshvac"."reststatwt" VALUES ('SFm', '2003', 'CZ16', 'Any', '5', '0.05'); | SFm | 2003 | CZ16 | Any | 5 | 0.05')
INSERT INTO "reshvac"."reststatwt" VALUES ('SFm', '2007', 'CZ01', 'Any', '1', '0.4595'); | SFm | 2007 | CZ01 | Any | 1 | 0.4595
INSERT INTO "reshvac"."reststatwt" VALUES ('SFm', '2007', 'CZ01', 'Any', '2', '0.1097'); | SFm | 2007 | CZ01 | Any | 2 | 0.1097
INSERT INTO "reshvac"."reststatwt" VALUES ('SFm', '2007', 'CZ01', 'Any', '3', '0.2215'); | SFm | 2007 | CZ01 | Any | 3 | 0.2215
INSERT INTO "reshvac"."reststatwt" VALUES ('SFm', '2007', 'CZ01', 'Any', '4', '0.11'); | SFm | 2007 | CZ01 | Any | 4 | 0.11
INSERT INTO "reshvac"."reststatwt" VALUES ('SFm', '2007', 'CZ01', 'Any', '5', '0.0993'); | SFm | 2007 | CZ01 | Any | 5 | 0.0993
INSERT INTO "reshvac"."reststatwt" VALUES ('SFm', '2007', 'CZ02', 'Any', '1', '0.465'); | SFm | 2007 | CZ02 | Any | 1 | 0.465
INSERT INTO "reshvac"."reststatwt" VALUES ('SFm', '2007', 'CZ02', 'Any', '2', '0.2135'); | SFm | 2007 | CZ02 | Any | 2 | 0.2135
INSERT INTO "reshvac"."reststatwt" VALUES ('SFm', '2007', 'CZ02', 'Any', '3', '0.0507'); | SFm | 2007 | CZ02 | Any | 3 | 0.0507
INSERT INTO "reshvac"."reststatwt" VALUES ('SFm', '2007', 'CZ02', 'Any', '4', '0.0702'); | SFm | 2007 | CZ02 | Any | 4 | 0.0702
INSERT INTO "reshvac"."reststatwt" VALUES ('SFm', '2007', 'CZ02', 'Any', '5', '0.2006'); | SFm | 2007 | CZ02 | Any | 5 | 0.2006
INSERT INTO "reshvac"."reststatwt" VALUES ('SFm', '2007', 'CZ03', 'Any', '1', '0.1339'); | SFm | 2007 | CZ03 | Any | 1 | 0.1339
INSERT INTO "reshvac"."reststatwt" VALUES ('SFm', '2007', 'CZ03', 'Any', '2', '0.165'); | SFm | 2007 | CZ03 | Any | 2 | 0.165
INSERT INTO "reshvac"."reststatwt" VALUES ('SFm', '2007', 'CZ03', 'Any', '3', '0.0528'); | SFm | 2007 | CZ03 | Any | 3 | 0.0528
INSERT INTO "reshvac"."reststatwt" VALUES ('SFm', '2007', 'CZ03', 'Any', '4', '0.4371'); | SFm | 2007 | CZ03 | Any | 4 | 0.4371
INSERT INTO "reshvac"."reststatwt" VALUES ('SFm', '2007', 'CZ03', 'Any', '5', '0.2112'); | SFm | 2007 | CZ03 | Any | 5 | 0.2112
INSERT INTO "reshvac"."reststatwt" VALUES ('SFm', '2007', 'CZ04', 'Any', '1', '0.4371'); | SFm | 2007 | CZ04 | Any | 1 | 0.4371
INSERT INTO "reshvac"."reststatwt" VALUES ('SFm', '2007', 'CZ04', 'Any', '2', '0.0853'); | SFm | 2007 | CZ04 | Any | 2 | 0.0853
INSERT INTO "reshvac"."reststatwt" VALUES ('SFm', '2007', 'CZ04', 'Any', '3', '0.2627'); | SFm | 2007 | CZ04 | Any | 3 | 0.2627
INSERT INTO "reshvac"."reststatwt" VALUES ('SFm', '2007', 'CZ04', 'Any', '4', '0.1666'); | SFm | 2007 | CZ04 | Any | 4 | 0.1666
INSERT INTO "reshvac"."reststatwt" VALUES ('SFm', '2007', 'CZ04', 'Any', '5', '0.0483'); | SFm | 2007 | CZ04 | Any | 5 | 0.0483
INSERT INTO "reshvac"."reststatwt" VALUES ('SFm', '2007', 'CZ05', 'Any', '1', '0.0844'); | SFm | 2007 | CZ05 | Any | 1 | 0.0844
INSERT INTO "reshvac"."reststatwt" VALUES ('SFm', '2007', 'CZ05', 'Any', '2', '0.05'); | SFm | 2007 | CZ05 | Any | 2 | 0.05
INSERT INTO "reshvac"."reststatwt" VALUES ('SFm', '2007', 'CZ05', 'Any', '3', '0.05'); | SFm | 2007 | CZ05 | Any | 3 | 0.05
INSERT INTO "reshvac"."reststatwt" VALUES ('SFm', '2007', 'CZ05', 'Any', '4', '0.7341'); | SFm | 2007 | CZ05 | Any | 4 | 0.7341
INSERT INTO "reshvac"."reststatwt" VALUES ('SFm', '2007', 'CZ05', 'Any', '5', '0.0815'); | SFm | 2007 | CZ05 | Any | 5 | 0.0815
INSERT INTO "reshvac"."reststatwt" VALUES ('SFm', '2007', 'CZ06', 'Any', '1', '0.1049'); | SFm | 2007 | CZ06 | Any | 1 | 0.1049
INSERT INTO "reshvac"."reststatwt" VALUES ('SFm', '2007', 'CZ06', 'Any', '2', '0.7457'); | SFm | 2007 | CZ06 | Any | 2 | 0.7457
INSERT INTO "reshvac"."reststatwt" VALUES ('SFm', '2007', 'CZ06', 'Any', '3', '0.0501'); | SFm | 2007 | CZ06 | Any | 3 | 0.0501
INSERT INTO "reshvac"."reststatwt" VALUES ('SFm', '2007', 'CZ06', 'Any', '4', '0.05'); | SFm | 2007 | CZ06 | Any | 4 | 0.05
INSERT INTO "reshvac"."reststatwt" VALUES ('SFm', '2007', 'CZ06', 'Any', '5', '0.0493'); | SFm | 2007 | CZ06 | Any | 5 | 0.0493
INSERT INTO "reshvac"."reststatwt" VALUES ('SFm', '2007', 'CZ07', 'Any', '1', '0.667'); | SFm | 2007 | CZ07 | Any | 1 | 0.667
INSERT INTO "reshvac"."reststatwt" VALUES ('SFm', '2007', 'CZ07', 'Any', '2', '0.1746'); | SFm | 2007 | CZ07 | Any | 2 | 0.1746
INSERT INTO "reshvac"."reststatwt" VALUES ('SFm', '2007', 'CZ07', 'Any', '3', '0.0501'); | SFm | 2007 | CZ07 | Any | 3 | 0.0501
INSERT INTO "reshvac"."reststatwt" VALUES ('SFm', '2007', 'CZ07', 'Any', '4', '0.0602'); | SFm | 2007 | CZ07 | Any | 4 | 0.0602
INSERT INTO "reshvac"."reststatwt" VALUES ('SFm', '2007', 'CZ07', 'Any', '5', '0.0481'); | SFm | 2007 | CZ07 | Any | 5 | 0.0481
INSERT INTO "reshvac"."reststatwt" VALUES ('SFm', '2007', 'CZ08', 'Any', '1', '0.6792'); | SFm | 2007 | CZ08 | Any | 1 | 0.6792
INSERT INTO "reshvac"."reststatwt" VALUES ('SFm', '2007', 'CZ08', 'Any', '2', '0.051'); | SFm | 2007 | CZ08 | Any | 2 | 0.051
INSERT INTO "reshvac"."reststatwt" VALUES ('SFm', '2007', 'CZ08', 'Any', '3', '0.0956'); | SFm | 2007 | CZ08 | Any | 3 | 0.0956
INSERT INTO "reshvac"."reststatwt" VALUES ('SFm', '2007', 'CZ08', 'Any', '4', '0.0638'); | SFm | 2007 | CZ08 | Any | 4 | 0.0638
INSERT INTO "reshvac"."reststatwt" VALUES ('SFm', '2007', 'CZ08', 'Any', '5', '0.1104'); | SFm | 2007 | CZ08 | Any | 5 | 0.1104
INSERT INTO "reshvac"."reststatwt" VALUES ('SFm', '2007', 'CZ09', 'Any', '1', '0.0514'); | SFm | 2007 | CZ09 | Any | 1 | 0.0514
INSERT INTO "reshvac"."reststatwt" VALUES ('SFm', '2007', 'CZ09', 'Any', '2', '0.7991'); | SFm | 2007 | CZ09 | Any | 2 | 0.7991
INSERT INTO "reshvac"."reststatwt" VALUES ('SFm', '2007', 'CZ09', 'Any', '3', '0.0501'); | SFm | 2007 | CZ09 | Any | 3 | 0.0501
INSERT INTO "reshvac"."reststatwt" VALUES ('SFm', '2007', 'CZ09', 'Any', '4', '0.0502'); | SFm | 2007 | CZ09 | Any | 4 | 0.0502
INSERT INTO "reshvac"."reststatwt" VALUES ('SFm', '2007', 'CZ09', 'Any', '5', '0.0492'); | SFm | 2007 | CZ09 | Any | 5 | 0.0492
INSERT INTO "reshvac"."reststatwt" VALUES ('SFm', '2007', 'CZ10', 'Any', '1', '0.3562'); | SFm | 2007 | CZ10 | Any | 1 | 0.3562
INSERT INTO "reshvac"."reststatwt" VALUES ('SFm', '2007', 'CZ10', 'Any', '2', '0.0654'); | SFm | 2007 | CZ10 | Any | 2 | 0.0654
INSERT INTO "reshvac"."reststatwt" VALUES ('SFm', '2007', 'CZ10', 'Any', '3', '0.1477'); | SFm | 2007 | CZ10 | Any | 3 | 0.1477
INSERT INTO "reshvac"."reststatwt" VALUES ('SFm', '2007', 'CZ10', 'Any', '4', '0.2493'); | SFm | 2007 | CZ10 | Any | 4 | 0.2493
INSERT INTO "reshvac"."reststatwt" VALUES ('SFm', '2007', 'CZ10', 'Any', '5', '0.1814'); | SFm | 2007 | CZ10 | Any | 5 | 0.1814
INSERT INTO "reshvac"."reststatwt" VALUES ('SFm', '2007', 'CZ11', 'Any', '1', '0.05'); | SFm | 2007 | CZ11 | Any | 1 | 0.05
INSERT INTO "reshvac"."reststatwt" VALUES ('SFm', '2007', 'CZ11', 'Any', '2', '0.05'); | SFm | 2007 | CZ11 | Any | 2 | 0.05
INSERT INTO "reshvac"."reststatwt" VALUES ('SFm', '2007', 'CZ11', 'Any', '3', '0.8'); | SFm | 2007 | CZ11 | Any | 3 | 0.8
INSERT INTO "reshvac"."reststatwt" VALUES ('SFm', '2007', 'CZ11', 'Any', '4', '0.05'); | SFm | 2007 | CZ11 | Any | 4 | 0.05
INSERT INTO "reshvac"."reststatwt" VALUES ('SFm', '2007', 'CZ11', 'Any', '5', '0.05'); | SFm | 2007 | CZ11 | Any | 5 | 0.05
INSERT INTO "reshvac"."reststatwt" VALUES ('SFm', '2007', 'CZ12', 'Any', '1', '0.0731'); | SFm | 2007 | CZ12 | Any | 1 | 0.0731
INSERT INTO "reshvac"."reststatwt" VALUES ('SFm', '2007', 'CZ12', 'Any', '2', '0.344'); | SFm | 2007 | CZ12 | Any | 2 | 0.344
INSERT INTO "reshvac"."reststatwt" VALUES ('SFm', '2007', 'CZ12', 'Any', '3', '0.3079'); | SFm | 2007 | CZ12 | Any | 3 | 0.3079
INSERT INTO "reshvac"."reststatwt" VALUES ('SFm', '2007', 'CZ12', 'Any', '4', '0.0945'); | SFm | 2007 | CZ12 | Any | 4 | 0.0945
INSERT INTO "reshvac"."reststatwt" VALUES ('SFm', '2007', 'CZ12', 'Any', '5', '0.1805'); | SFm | 2007 | CZ12 | Any | 5 | 0.1805
INSERT INTO "reshvac"."reststatwt" VALUES ('SFm', '2007', 'CZ13', 'Any', '1', '0.2428'); | SFm | 2007 | CZ13 | Any | 1 | 0.2428
INSERT INTO "reshvac"."reststatwt" VALUES ('SFm', '2007', 'CZ13', 'Any', '2', '0.218'); | SFm | 2007 | CZ13 | Any | 2 | 0.218
INSERT INTO "reshvac"."reststatwt" VALUES ('SFm', '2007', 'CZ13', 'Any', '3', '0.0959'); | SFm | 2007 | CZ13 | Any | 3 | 0.0959
INSERT INTO "reshvac"."reststatwt" VALUES ('SFm', '2007', 'CZ13', 'Any', '4', '0.05'); | SFm | 2007 | CZ13 | Any | 4 | 0.05
INSERT INTO "reshvac"."reststatwt" VALUES ('SFm', '2007', 'CZ13', 'Any', '5', '0.3933'); | SFm | 2007 | CZ13 | Any | 5 | 0.3933
INSERT INTO "reshvac"."reststatwt" VALUES ('SFm', '2007', 'CZ14', 'Any', '1', '0.4781'); | SFm | 2007 | CZ14 | Any | 1 | 0.4781
INSERT INTO "reshvac"."reststatwt" VALUES ('SFm', '2007', 'CZ14', 'Any', '2', '0.0944'); | SFm | 2007 | CZ14 | Any | 2 | 0.0944
INSERT INTO "reshvac"."reststatwt" VALUES ('SFm', '2007', 'CZ14', 'Any', '3', '0.0516'); | SFm | 2007 | CZ14 | Any | 3 | 0.0516
INSERT INTO "reshvac"."reststatwt" VALUES ('SFm', '2007', 'CZ14', 'Any', '4', '0.0518'); | SFm | 2007 | CZ14 | Any | 4 | 0.0518
INSERT INTO "reshvac"."reststatwt" VALUES ('SFm', '2007', 'CZ14', 'Any', '5', '0.3241'); | SFm | 2007 | CZ14 | Any | 5 | 0.3241
INSERT INTO "reshvac"."reststatwt" VALUES ('SFm', '2007', 'CZ15', 'Any', '1', '0.6428'); | SFm | 2007 | CZ15 | Any | 1 | 0.6428
INSERT INTO "reshvac"."reststatwt" VALUES ('SFm', '2007', 'CZ15', 'Any', '2', '0.2054'); | SFm | 2007 | CZ15 | Any | 2 | 0.2054
INSERT INTO "reshvac"."reststatwt" VALUES ('SFm', '2007', 'CZ15', 'Any', '3', '0.0521'); | SFm | 2007 | CZ15 | Any | 3 | 0.0521
INSERT INTO "reshvac"."reststatwt" VALUES ('SFm', '2007', 'CZ15', 'Any', '4', '0.0505'); | SFm | 2007 | CZ15 | Any | 4 | 0.0505
INSERT INTO "reshvac"."reststatwt" VALUES ('SFm', '2007', 'CZ15', 'Any', '5', '0.0492'); | SFm | 2007 | CZ15 | Any | 5 | 0.0492
INSERT INTO "reshvac"."reststatwt" VALUES ('SFm', '2007', 'CZ16', 'Any', '1', '0.05'); | SFm | 2007 | CZ16 | Any | 1 | 0.05
INSERT INTO "reshvac"."reststatwt" VALUES ('SFm', '2007', 'CZ16', 'Any', '2', '0.05'); | SFm | 2007 | CZ16 | Any | 2 | 0.05
INSERT INTO "reshvac"."reststatwt" VALUES ('SFm', '2007', 'CZ16', 'Any', '3', '0.798'); | SFm | 2007 | CZ16 | Any | 3 | 0.798
INSERT INTO "reshvac"."reststatwt" VALUES ('SFm', '2007', 'CZ16', 'Any', '4', '0.05'); | SFm | 2007 | CZ16 | Any | 4 | 0.05
INSERT INTO "reshvac"."reststatwt" VALUES ('SFm', '2007', 'CZ16', 'Any', '5', '0.052'); | SFm | 2007 | CZ16 | Any | 5 | 0.052
INSERT INTO "reshvac"."reststatwt" VALUES ('SFm', '2011', 'CZ01', 'Any', '1', '0.4595'); | SFm | 2011 | CZ01 | Any | 1 | 0.4595
INSERT INTO "reshvac"."reststatwt" VALUES ('SFm', '2011', 'CZ01', 'Any', '2', '0.1097'); | SFm | 2011 | CZ01 | Any | 2 | 0.1097
INSERT INTO "reshvac"."reststatwt" VALUES ('SFm', '2011', 'CZ01', 'Any', '3', '0.2215'); | SFm | 2011 | CZ01 | Any | 3 | 0.2215
INSERT INTO "reshvac"."reststatwt" VALUES ('SFm', '2011', 'CZ01', 'Any', '4', '0.11'); | SFm | 2011 | CZ01 | Any | 4 | 0.11')
INSERT INTO "reshvac"."reststatwt" VALUES ('SFm', '2011', 'CZ01', 'Any', '5', '0.0993'); | SFm | 2011 | CZ01 | Any | 5 | 0.0993
INSERT INTO "reshvac"."reststatwt" VALUES ('SFm', '2011', 'CZ02', 'Any', '1', '0.465'); | SFm | 2011 | CZ02 | Any | 1 | 0.465'
INSERT INTO "reshvac"."reststatwt" VALUES ('SFm', '2011', 'CZ02', 'Any', '2', '0.2135'); | SFm | 2011 | CZ02 | Any | 2 | 0.2135
INSERT INTO "reshvac"."reststatwt" VALUES ('SFm', '2011', 'CZ02', 'Any', '3', '0.0507'); | SFm | 2011 | CZ02 | Any | 3 | 0.0507
INSERT INTO "reshvac"."reststatwt" VALUES ('SFm', '2011', 'CZ02', 'Any', '4', '0.0702'); | SFm | 2011 | CZ02 | Any | 4 | 0.0702
INSERT INTO "reshvac"."reststatwt" VALUES ('SFm', '2011', 'CZ02', 'Any', '5', '0.2006'); | SFm | 2011 | CZ02 | Any | 5 | 0.2006
INSERT INTO "reshvac"."reststatwt" VALUES ('SFm', '2011', 'CZ03', 'Any', '1', '0.1339'); | SFm | 2011 | CZ03 | Any | 1 | 0.1339
INSERT INTO "reshvac"."reststatwt" VALUES ('SFm', '2011', 'CZ03', 'Any', '2', '0.165'); | SFm | 2011 | CZ03 | Any | 2 | 0.165'
INSERT INTO "reshvac"."reststatwt" VALUES ('SFm', '2011', 'CZ03', 'Any', '3', '0.0528'); | SFm | 2011 | CZ03 | Any | 3 | 0.0528
INSERT INTO "reshvac"."reststatwt" VALUES ('SFm', '2011', 'CZ03', 'Any', '4', '0.4371'); | SFm | 2011 | CZ03 | Any | 4 | 0.4371
INSERT INTO "reshvac"."reststatwt" VALUES ('SFm', '2011', 'CZ03', 'Any', '5', '0.2112'); | SFm | 2011 | CZ03 | Any | 5 | 0.2112
INSERT INTO "reshvac"."reststatwt" VALUES ('SFm', '2011', 'CZ04', 'Any', '1', '0.4371'); | SFm | 2011 | CZ04 | Any | 1 | 0.4371
INSERT INTO "reshvac"."reststatwt" VALUES ('SFm', '2011', 'CZ04', 'Any', '2', '0.0853'); | SFm | 2011 | CZ04 | Any | 2 | 0.0853
INSERT INTO "reshvac"."reststatwt" VALUES ('SFm', '2011', 'CZ04', 'Any', '3', '0.2627'); | SFm | 2011 | CZ04 | Any | 3 | 0.2627
INSERT INTO "reshvac"."reststatwt" VALUES ('SFm', '2011', 'CZ04', 'Any', '4', '0.1666'); | SFm | 2011 | CZ04 | Any | 4 | 0.1666
INSERT INTO "reshvac"."reststatwt" VALUES ('SFm', '2011', 'CZ04', 'Any', '5', '0.0483'); | SFm | 2011 | CZ04 | Any | 5 | 0.0483
INSERT INTO "reshvac"."reststatwt" VALUES ('SFm', '2011', 'CZ05', 'Any', '1', '0.0844'); | SFm | 2011 | CZ05 | Any | 1 | 0.0844
INSERT INTO "reshvac"."reststatwt" VALUES ('SFm', '2011', 'CZ05', 'Any', '2', '0.05'); | SFm | 2011 | CZ05 | Any | 2 | 0.05')
INSERT INTO "reshvac"."reststatwt" VALUES ('SFm', '2011', 'CZ05', 'Any', '3', '0.05'); | SFm | 2011 | CZ05 | Any | 3 | 0.05')
INSERT INTO "reshvac"."reststatwt" VALUES ('SFm', '2011', 'CZ05', 'Any', '4', '0.7341'); | SFm | 2011 | CZ05 | Any | 4 | 0.7341
INSERT INTO "reshvac"."reststatwt" VALUES ('SFm', '2011', 'CZ05', 'Any', '5', '0.0815'); | SFm | 2011 | CZ05 | Any | 5 | 0.0815
INSERT INTO "reshvac"."reststatwt" VALUES ('SFm', '2011', 'CZ06', 'Any', '1', '0.1049'); | SFm | 2011 | CZ06 | Any | 1 | 0.1049
INSERT INTO "reshvac"."reststatwt" VALUES ('SFm', '2011', 'CZ06', 'Any', '2', '0.7457'); | SFm | 2011 | CZ06 | Any | 2 | 0.7457
INSERT INTO "reshvac"."reststatwt" VALUES ('SFm', '2011', 'CZ06', 'Any', '3', '0.0501'); | SFm | 2011 | CZ06 | Any | 3 | 0.0501
INSERT INTO "reshvac"."reststatwt" VALUES ('SFm', '2011', 'CZ06', 'Any', '4', '0.05'); | SFm | 2011 | CZ06 | Any | 4 | 0.05')
INSERT INTO "reshvac"."reststatwt" VALUES ('SFm', '2011', 'CZ06', 'Any', '5', '0.0493'); | SFm | 2011 | CZ06 | Any | 5 | 0.0493
INSERT INTO "reshvac"."reststatwt" VALUES ('SFm', '2011', 'CZ07', 'Any', '1', '0.667'); | SFm | 2011 | CZ07 | Any | 1 | 0.667'
INSERT INTO "reshvac"."reststatwt" VALUES ('SFm', '2011', 'CZ07', 'Any', '2', '0.1746'); | SFm | 2011 | CZ07 | Any | 2 | 0.1746
INSERT INTO "reshvac"."reststatwt" VALUES ('SFm', '2011', 'CZ07', 'Any', '3', '0.0501'); | SFm | 2011 | CZ07 | Any | 3 | 0.0501
INSERT INTO "reshvac"."reststatwt" VALUES ('SFm', '2011', 'CZ07', 'Any', '4', '0.0602'); | SFm | 2011 | CZ07 | Any | 4 | 0.0602
INSERT INTO "reshvac"."reststatwt" VALUES ('SFm', '2011', 'CZ07', 'Any', '5', '0.0481'); | SFm | 2011 | CZ07 | Any | 5 | 0.0481
INSERT INTO "reshvac"."reststatwt" VALUES ('SFm', '2011', 'CZ08', 'Any', '1', '0.6792'); | SFm | 2011 | CZ08 | Any | 1 | 0.6792
INSERT INTO "reshvac"."reststatwt" VALUES ('SFm', '2011', 'CZ08', 'Any', '2', '0.051'); | SFm | 2011 | CZ08 | Any | 2 | 0.051'
INSERT INTO "reshvac"."reststatwt" VALUES ('SFm', '2011', 'CZ08', 'Any', '3', '0.0956'); | SFm | 2011 | CZ08 | Any | 3 | 0.0956
INSERT INTO "reshvac"."reststatwt" VALUES ('SFm', '2011', 'CZ08', 'Any', '4', '0.0638'); | SFm | 2011 | CZ08 | Any | 4 | 0.0638
INSERT INTO "reshvac"."reststatwt" VALUES ('SFm', '2011', 'CZ08', 'Any', '5', '0.1104'); | SFm | 2011 | CZ08 | Any | 5 | 0.1104
INSERT INTO "reshvac"."reststatwt" VALUES ('SFm', '2011', 'CZ09', 'Any', '1', '0.0514'); | SFm | 2011 | CZ09 | Any | 1 | 0.0514
INSERT INTO "reshvac"."reststatwt" VALUES ('SFm', '2011', 'CZ09', 'Any', '2', '0.7991'); | SFm | 2011 | CZ09 | Any | 2 | 0.7991
INSERT INTO "reshvac"."reststatwt" VALUES ('SFm', '2011', 'CZ09', 'Any', '3', '0.0501'); | SFm | 2011 | CZ09 | Any | 3 | 0.0501
INSERT INTO "reshvac"."reststatwt" VALUES ('SFm', '2011', 'CZ09', 'Any', '4', '0.0502'); | SFm | 2011 | CZ09 | Any | 4 | 0.0502
INSERT INTO "reshvac"."reststatwt" VALUES ('SFm', '2011', 'CZ09', 'Any', '5', '0.0492'); | SFm | 2011 | CZ09 | Any | 5 | 0.0492
INSERT INTO "reshvac"."reststatwt" VALUES ('SFm', '2011', 'CZ10', 'Any', '1', '0.3562'); | SFm | 2011 | CZ10 | Any | 1 | 0.3562
INSERT INTO "reshvac"."reststatwt" VALUES ('SFm', '2011', 'CZ10', 'Any', '2', '0.0654'); | SFm | 2011 | CZ10 | Any | 2 | 0.0654
INSERT INTO "reshvac"."reststatwt" VALUES ('SFm', '2011', 'CZ10', 'Any', '3', '0.1477'); | SFm | 2011 | CZ10 | Any | 3 | 0.1477
INSERT INTO "reshvac"."reststatwt" VALUES ('SFm', '2011', 'CZ10', 'Any', '4', '0.2493'); | SFm | 2011 | CZ10 | Any | 4 | 0.2493
INSERT INTO "reshvac"."reststatwt" VALUES ('SFm', '2011', 'CZ10', 'Any', '5', '0.1814'); | SFm | 2011 | CZ10 | Any | 5 | 0.1814
INSERT INTO "reshvac"."reststatwt" VALUES ('SFm', '2011', 'CZ11', 'Any', '1', '0.05'); | SFm | 2011 | CZ11 | Any | 1 | 0.05')
INSERT INTO "reshvac"."reststatwt" VALUES ('SFm', '2011', 'CZ11', 'Any', '2', '0.05'); | SFm | 2011 | CZ11 | Any | 2 | 0.05')
INSERT INTO "reshvac"."reststatwt" VALUES ('SFm', '2011', 'CZ11', 'Any', '3', '0.8'); | SFm | 2011 | CZ11 | Any | 3 | 0.8');
INSERT INTO "reshvac"."reststatwt" VALUES ('SFm', '2011', 'CZ11', 'Any', '4', '0.05'); | SFm | 2011 | CZ11 | Any | 4 | 0.05')
INSERT INTO "reshvac"."reststatwt" VALUES ('SFm', '2011', 'CZ11', 'Any', '5', '0.05'); | SFm | 2011 | CZ11 | Any | 5 | 0.05')
INSERT INTO "reshvac"."reststatwt" VALUES ('SFm', '2011', 'CZ12', 'Any', '1', '0.0731'); | SFm | 2011 | CZ12 | Any | 1 | 0.0731
INSERT INTO "reshvac"."reststatwt" VALUES ('SFm', '2011', 'CZ12', 'Any', '2', '0.344'); | SFm | 2011 | CZ12 | Any | 2 | 0.344'
INSERT INTO "reshvac"."reststatwt" VALUES ('SFm', '2011', 'CZ12', 'Any', '3', '0.3079'); | SFm | 2011 | CZ12 | Any | 3 | 0.3079
INSERT INTO "reshvac"."reststatwt" VALUES ('SFm', '2011', 'CZ12', 'Any', '4', '0.0945'); | SFm | 2011 | CZ12 | Any | 4 | 0.0945
INSERT INTO "reshvac"."reststatwt" VALUES ('SFm', '2011', 'CZ12', 'Any', '5', '0.1805'); | SFm | 2011 | CZ12 | Any | 5 | 0.1805
INSERT INTO "reshvac"."reststatwt" VALUES ('SFm', '2011', 'CZ13', 'Any', '1', '0.2428'); | SFm | 2011 | CZ13 | Any | 1 | 0.2428
INSERT INTO "reshvac"."reststatwt" VALUES ('SFm', '2011', 'CZ13', 'Any', '2', '0.218'); | SFm | 2011 | CZ13 | Any | 2 | 0.218'
INSERT INTO "reshvac"."reststatwt" VALUES ('SFm', '2011', 'CZ13', 'Any', '3', '0.0959'); | SFm | 2011 | CZ13 | Any | 3 | 0.0959
INSERT INTO "reshvac"."reststatwt" VALUES ('SFm', '2011', 'CZ13', 'Any', '4', '0.05'); | SFm | 2011 | CZ13 | Any | 4 | 0.05')
INSERT INTO "reshvac"."reststatwt" VALUES ('SFm', '2011', 'CZ13', 'Any', '5', '0.3933'); | SFm | 2011 | CZ13 | Any | 5 | 0.3933
INSERT INTO "reshvac"."reststatwt" VALUES ('SFm', '2011', 'CZ14', 'Any', '1', '0.4781'); | SFm | 2011 | CZ14 | Any | 1 | 0.4781
INSERT INTO "reshvac"."reststatwt" VALUES ('SFm', '2011', 'CZ14', 'Any', '2', '0.0944'); | SFm | 2011 | CZ14 | Any | 2 | 0.0944
INSERT INTO "reshvac"."reststatwt" VALUES ('SFm', '2011', 'CZ14', 'Any', '3', '0.0516'); | SFm | 2011 | CZ14 | Any | 3 | 0.0516
INSERT INTO "reshvac"."reststatwt" VALUES ('SFm', '2011', 'CZ14', 'Any', '4', '0.0518'); | SFm | 2011 | CZ14 | Any | 4 | 0.0518
INSERT INTO "reshvac"."reststatwt" VALUES ('SFm', '2011', 'CZ14', 'Any', '5', '0.3241'); | SFm | 2011 | CZ14 | Any | 5 | 0.3241
INSERT INTO "reshvac"."reststatwt" VALUES ('SFm', '2011', 'CZ15', 'Any', '1', '0.6428'); | SFm | 2011 | CZ15 | Any | 1 | 0.6428
INSERT INTO "reshvac"."reststatwt" VALUES ('SFm', '2011', 'CZ15', 'Any', '2', '0.2054'); | SFm | 2011 | CZ15 | Any | 2 | 0.2054
INSERT INTO "reshvac"."reststatwt" VALUES ('SFm', '2011', 'CZ15', 'Any', '3', '0.0521'); | SFm | 2011 | CZ15 | Any | 3 | 0.0521
INSERT INTO "reshvac"."reststatwt" VALUES ('SFm', '2011', 'CZ15', 'Any', '4', '0.0505'); | SFm | 2011 | CZ15 | Any | 4 | 0.0505
INSERT INTO "reshvac"."reststatwt" VALUES ('SFm', '2011', 'CZ15', 'Any', '5', '0.0492'); | SFm | 2011 | CZ15 | Any | 5 | 0.0492
INSERT INTO "reshvac"."reststatwt" VALUES ('SFm', '2011', 'CZ16', 'Any', '1', '0.05'); | SFm | 2011 | CZ16 | Any | 1 | 0.05')
INSERT INTO "reshvac"."reststatwt" VALUES ('SFm', '2011', 'CZ16', 'Any', '2', '0.05'); | SFm | 2011 | CZ16 | Any | 2 | 0.05')
INSERT INTO "reshvac"."reststatwt" VALUES ('SFm', '2011', 'CZ16', 'Any', '3', '0.798'); | SFm | 2011 | CZ16 | Any | 3 | 0.798'
INSERT INTO "reshvac"."reststatwt" VALUES ('SFm', '2011', 'CZ16', 'Any', '4', '0.05'); | SFm | 2011 | CZ16 | Any | 4 | 0.05')
INSERT INTO "reshvac"."reststatwt" VALUES ('SFm', '2011', 'CZ16', 'Any', '5', '0.052'); | SFm | 2011 | CZ16 | Any | 5 | 0.052'
INSERT INTO "reshvac"."reststatwt" VALUES ('SFm', '2014', 'CZ01', 'Any', '1', '0.4595'); | SFm | 2014 | CZ01 | Any | 1 | 0.4595
INSERT INTO "reshvac"."reststatwt" VALUES ('SFm', '2014', 'CZ01', 'Any', '2', '0.1097'); | SFm | 2014 | CZ01 | Any | 2 | 0.1097
INSERT INTO "reshvac"."reststatwt" VALUES ('SFm', '2014', 'CZ01', 'Any', '3', '0.2215'); | SFm | 2014 | CZ01 | Any | 3 | 0.2215
INSERT INTO "reshvac"."reststatwt" VALUES ('SFm', '2014', 'CZ01', 'Any', '4', '0.11'); | SFm | 2014 | CZ01 | Any | 4 | 0.11')
INSERT INTO "reshvac"."reststatwt" VALUES ('SFm', '2014', 'CZ01', 'Any', '5', '0.0993'); | SFm | 2014 | CZ01 | Any | 5 | 0.0993
INSERT INTO "reshvac"."reststatwt" VALUES ('SFm', '2014', 'CZ02', 'Any', '1', '0.465'); | SFm | 2014 | CZ02 | Any | 1 | 0.465'
INSERT INTO "reshvac"."reststatwt" VALUES ('SFm', '2014', 'CZ02', 'Any', '2', '0.2135'); | SFm | 2014 | CZ02 | Any | 2 | 0.2135
INSERT INTO "reshvac"."reststatwt" VALUES ('SFm', '2014', 'CZ02', 'Any', '3', '0.0507'); | SFm | 2014 | CZ02 | Any | 3 | 0.0507
INSERT INTO "reshvac"."reststatwt" VALUES ('SFm', '2014', 'CZ02', 'Any', '4', '0.0702'); | SFm | 2014 | CZ02 | Any | 4 | 0.0702
INSERT INTO "reshvac"."reststatwt" VALUES ('SFm', '2014', 'CZ02', 'Any', '5', '0.2006'); | SFm | 2014 | CZ02 | Any | 5 | 0.2006
INSERT INTO "reshvac"."reststatwt" VALUES ('SFm', '2014', 'CZ03', 'Any', '1', '0.1339'); | SFm | 2014 | CZ03 | Any | 1 | 0.1339
INSERT INTO "reshvac"."reststatwt" VALUES ('SFm', '2014', 'CZ03', 'Any', '2', '0.165'); | SFm | 2014 | CZ03 | Any | 2 | 0.165'
INSERT INTO "reshvac"."reststatwt" VALUES ('SFm', '2014', 'CZ03', 'Any', '3', '0.0528'); | SFm | 2014 | CZ03 | Any | 3 | 0.0528
INSERT INTO "reshvac"."reststatwt" VALUES ('SFm', '2014', 'CZ03', 'Any', '4', '0.4371'); | SFm | 2014 | CZ03 | Any | 4 | 0.4371
INSERT INTO "reshvac"."reststatwt" VALUES ('SFm', '2014', 'CZ03', 'Any', '5', '0.2112'); | SFm | 2014 | CZ03 | Any | 5 | 0.2112
INSERT INTO "reshvac"."reststatwt" VALUES ('SFm', '2014', 'CZ04', 'Any', '1', '0.4371'); | SFm | 2014 | CZ04 | Any | 1 | 0.4371
INSERT INTO "reshvac"."reststatwt" VALUES ('SFm', '2014', 'CZ04', 'Any', '2', '0.0853'); | SFm | 2014 | CZ04 | Any | 2 | 0.0853
INSERT INTO "reshvac"."reststatwt" VALUES ('SFm', '2014', 'CZ04', 'Any', '3', '0.2627'); | SFm | 2014 | CZ04 | Any | 3 | 0.2627
INSERT INTO "reshvac"."reststatwt" VALUES ('SFm', '2014', 'CZ04', 'Any', '4', '0.1666'); | SFm | 2014 | CZ04 | Any | 4 | 0.1666
INSERT INTO "reshvac"."reststatwt" VALUES ('SFm', '2014', 'CZ04', 'Any', '5', '0.0483'); | SFm | 2014 | CZ04 | Any | 5 | 0.0483
INSERT INTO "reshvac"."reststatwt" VALUES ('SFm', '2014', 'CZ05', 'Any', '1', '0.0844'); | SFm | 2014 | CZ05 | Any | 1 | 0.0844
INSERT INTO "reshvac"."reststatwt" VALUES ('SFm', '2014', 'CZ05', 'Any', '2', '0.05'); | SFm | 2014 | CZ05 | Any | 2 | 0.05')
INSERT INTO "reshvac"."reststatwt" VALUES ('SFm', '2014', 'CZ05', 'Any', '3', '0.05'); | SFm | 2014 | CZ05 | Any | 3 | 0.05')
INSERT INTO "reshvac"."reststatwt" VALUES ('SFm', '2014', 'CZ05', 'Any', '4', '0.7341'); | SFm | 2014 | CZ05 | Any | 4 | 0.7341
INSERT INTO "reshvac"."reststatwt" VALUES ('SFm', '2014', 'CZ05', 'Any', '5', '0.0815'); | SFm | 2014 | CZ05 | Any | 5 | 0.0815
INSERT INTO "reshvac"."reststatwt" VALUES ('SFm', '2014', 'CZ06', 'Any', '1', '0.1049'); | SFm | 2014 | CZ06 | Any | 1 | 0.1049
INSERT INTO "reshvac"."reststatwt" VALUES ('SFm', '2014', 'CZ06', 'Any', '2', '0.7457'); | SFm | 2014 | CZ06 | Any | 2 | 0.7457
INSERT INTO "reshvac"."reststatwt" VALUES ('SFm', '2014', 'CZ06', 'Any', '3', '0.0501'); | SFm | 2014 | CZ06 | Any | 3 | 0.0501
INSERT INTO "reshvac"."reststatwt" VALUES ('SFm', '2014', 'CZ06', 'Any', '4', '0.05'); | SFm | 2014 | CZ06 | Any | 4 | 0.05')
INSERT INTO "reshvac"."reststatwt" VALUES ('SFm', '2014', 'CZ06', 'Any', '5', '0.0493'); | SFm | 2014 | CZ06 | Any | 5 | 0.0493
INSERT INTO "reshvac"."reststatwt" VALUES ('SFm', '2014', 'CZ07', 'Any', '1', '0.667'); | SFm | 2014 | CZ07 | Any | 1 | 0.667'
INSERT INTO "reshvac"."reststatwt" VALUES ('SFm', '2014', 'CZ07', 'Any', '2', '0.1746'); | SFm | 2014 | CZ07 | Any | 2 | 0.1746
INSERT INTO "reshvac"."reststatwt" VALUES ('SFm', '2014', 'CZ07', 'Any', '3', '0.0501'); | SFm | 2014 | CZ07 | Any | 3 | 0.0501
INSERT INTO "reshvac"."reststatwt" VALUES ('SFm', '2014', 'CZ07', 'Any', '4', '0.0602'); | SFm | 2014 | CZ07 | Any | 4 | 0.0602
INSERT INTO "reshvac"."reststatwt" VALUES ('SFm', '2014', 'CZ07', 'Any', '5', '0.0481'); | SFm | 2014 | CZ07 | Any | 5 | 0.0481
INSERT INTO "reshvac"."reststatwt" VALUES ('SFm', '2014', 'CZ08', 'Any', '1', '0.6792'); | SFm | 2014 | CZ08 | Any | 1 | 0.6792
INSERT INTO "reshvac"."reststatwt" VALUES ('SFm', '2014', 'CZ08', 'Any', '2', '0.051'); | SFm | 2014 | CZ08 | Any | 2 | 0.051'
INSERT INTO "reshvac"."reststatwt" VALUES ('SFm', '2014', 'CZ08', 'Any', '3', '0.0956'); | SFm | 2014 | CZ08 | Any | 3 | 0.0956
INSERT INTO "reshvac"."reststatwt" VALUES ('SFm', '2014', 'CZ08', 'Any', '4', '0.0638'); | SFm | 2014 | CZ08 | Any | 4 | 0.0638
INSERT INTO "reshvac"."reststatwt" VALUES ('SFm', '2014', 'CZ08', 'Any', '5', '0.1104'); | SFm | 2014 | CZ08 | Any | 5 | 0.1104
INSERT INTO "reshvac"."reststatwt" VALUES ('SFm', '2014', 'CZ09', 'Any', '1', '0.0514'); | SFm | 2014 | CZ09 | Any | 1 | 0.0514
INSERT INTO "reshvac"."reststatwt" VALUES ('SFm', '2014', 'CZ09', 'Any', '2', '0.7991'); | SFm | 2014 | CZ09 | Any | 2 | 0.7991
INSERT INTO "reshvac"."reststatwt" VALUES ('SFm', '2014', 'CZ09', 'Any', '3', '0.0501'); | SFm | 2014 | CZ09 | Any | 3 | 0.0501
INSERT INTO "reshvac"."reststatwt" VALUES ('SFm', '2014', 'CZ09', 'Any', '4', '0.0502'); | SFm | 2014 | CZ09 | Any | 4 | 0.0502
INSERT INTO "reshvac"."reststatwt" VALUES ('SFm', '2014', 'CZ09', 'Any', '5', '0.0492'); | SFm | 2014 | CZ09 | Any | 5 | 0.0492
INSERT INTO "reshvac"."reststatwt" VALUES ('SFm', '2014', 'CZ10', 'Any', '1', '0.3562'); | SFm | 2014 | CZ10 | Any | 1 | 0.3562
INSERT INTO "reshvac"."reststatwt" VALUES ('SFm', '2014', 'CZ10', 'Any', '2', '0.0654'); | SFm | 2014 | CZ10 | Any | 2 | 0.0654
INSERT INTO "reshvac"."reststatwt" VALUES ('SFm', '2014', 'CZ10', 'Any', '3', '0.1477'); | SFm | 2014 | CZ10 | Any | 3 | 0.1477
INSERT INTO "reshvac"."reststatwt" VALUES ('SFm', '2014', 'CZ10', 'Any', '4', '0.2493'); | SFm | 2014 | CZ10 | Any | 4 | 0.2493
INSERT INTO "reshvac"."reststatwt" VALUES ('SFm', '2014', 'CZ10', 'Any', '5', '0.1814'); | SFm | 2014 | CZ10 | Any | 5 | 0.1814
INSERT INTO "reshvac"."reststatwt" VALUES ('SFm', '2014', 'CZ11', 'Any', '1', '0.05'); | SFm | 2014 | CZ11 | Any | 1 | 0.05')
INSERT INTO "reshvac"."reststatwt" VALUES ('SFm', '2014', 'CZ11', 'Any', '2', '0.05'); | SFm | 2014 | CZ11 | Any | 2 | 0.05')
INSERT INTO "reshvac"."reststatwt" VALUES ('SFm', '2014', 'CZ11', 'Any', '3', '0.8'); | SFm | 2014 | CZ11 | Any | 3 | 0.8');
INSERT INTO "reshvac"."reststatwt" VALUES ('SFm', '2014', 'CZ11', 'Any', '4', '0.05'); | SFm | 2014 | CZ11 | Any | 4 | 0.05')
INSERT INTO "reshvac"."reststatwt" VALUES ('SFm', '2014', 'CZ11', 'Any', '5', '0.05'); | SFm | 2014 | CZ11 | Any | 5 | 0.05')
INSERT INTO "reshvac"."reststatwt" VALUES ('SFm', '2014', 'CZ12', 'Any', '1', '0.0731'); | SFm | 2014 | CZ12 | Any | 1 | 0.0731
INSERT INTO "reshvac"."reststatwt" VALUES ('SFm', '2014', 'CZ12', 'Any', '2', '0.344'); | SFm | 2014 | CZ12 | Any | 2 | 0.344'
INSERT INTO "reshvac"."reststatwt" VALUES ('SFm', '2014', 'CZ12', 'Any', '3', '0.3079'); | SFm | 2014 | CZ12 | Any | 3 | 0.3079
INSERT INTO "reshvac"."reststatwt" VALUES ('SFm', '2014', 'CZ12', 'Any', '4', '0.0945'); | SFm | 2014 | CZ12 | Any | 4 | 0.0945
INSERT INTO "reshvac"."reststatwt" VALUES ('SFm', '2014', 'CZ12', 'Any', '5', '0.1805'); | SFm | 2014 | CZ12 | Any | 5 | 0.1805
INSERT INTO "reshvac"."reststatwt" VALUES ('SFm', '2014', 'CZ13', 'Any', '1', '0.2428'); | SFm | 2014 | CZ13 | Any | 1 | 0.2428
INSERT INTO "reshvac"."reststatwt" VALUES ('SFm', '2014', 'CZ13', 'Any', '2', '0.218'); | SFm | 2014 | CZ13 | Any | 2 | 0.218'
INSERT INTO "reshvac"."reststatwt" VALUES ('SFm', '2014', 'CZ13', 'Any', '3', '0.0959'); | SFm | 2014 | CZ13 | Any | 3 | 0.0959
INSERT INTO "reshvac"."reststatwt" VALUES ('SFm', '2014', 'CZ13', 'Any', '4', '0.05'); | SFm | 2014 | CZ13 | Any | 4 | 0.05')
INSERT INTO "reshvac"."reststatwt" VALUES ('SFm', '2014', 'CZ13', 'Any', '5', '0.3933'); | SFm | 2014 | CZ13 | Any | 5 | 0.3933
INSERT INTO "reshvac"."reststatwt" VALUES ('SFm', '2014', 'CZ14', 'Any', '1', '0.4781'); | SFm | 2014 | CZ14 | Any | 1 | 0.4781
INSERT INTO "reshvac"."reststatwt" VALUES ('SFm', '2014', 'CZ14', 'Any', '2', '0.0944'); | SFm | 2014 | CZ14 | Any | 2 | 0.0944
INSERT INTO "reshvac"."reststatwt" VALUES ('SFm', '2014', 'CZ14', 'Any', '3', '0.0516'); | SFm | 2014 | CZ14 | Any | 3 | 0.0516
INSERT INTO "reshvac"."reststatwt" VALUES ('SFm', '2014', 'CZ14', 'Any', '4', '0.0518'); | SFm | 2014 | CZ14 | Any | 4 | 0.0518
INSERT INTO "reshvac"."reststatwt" VALUES ('SFm', '2014', 'CZ14', 'Any', '5', '0.3241'); | SFm | 2014 | CZ14 | Any | 5 | 0.3241
INSERT INTO "reshvac"."reststatwt" VALUES ('SFm', '2014', 'CZ15', 'Any', '1', '0.6428'); | SFm | 2014 | CZ15 | Any | 1 | 0.6428
INSERT INTO "reshvac"."reststatwt" VALUES ('SFm', '2014', 'CZ15', 'Any', '2', '0.2054'); | SFm | 2014 | CZ15 | Any | 2 | 0.2054
INSERT INTO "reshvac"."reststatwt" VALUES ('SFm', '2014', 'CZ15', 'Any', '3', '0.0521'); | SFm | 2014 | CZ15 | Any | 3 | 0.0521
INSERT INTO "reshvac"."reststatwt" VALUES ('SFm', '2014', 'CZ15', 'Any', '4', '0.0505'); | SFm | 2014 | CZ15 | Any | 4 | 0.0505
INSERT INTO "reshvac"."reststatwt" VALUES ('SFm', '2014', 'CZ15', 'Any', '5', '0.0492'); | SFm | 2014 | CZ15 | Any | 5 | 0.0492
INSERT INTO "reshvac"."reststatwt" VALUES ('SFm', '2014', 'CZ16', 'Any', '1', '0.05'); | SFm | 2014 | CZ16 | Any | 1 | 0.05')
INSERT INTO "reshvac"."reststatwt" VALUES ('SFm', '2014', 'CZ16', 'Any', '2', '0.05'); | SFm | 2014 | CZ16 | Any | 2 | 0.05')
INSERT INTO "reshvac"."reststatwt" VALUES ('SFm', '2014', 'CZ16', 'Any', '3', '0.798'); | SFm | 2014 | CZ16 | Any | 3 | 0.798'
INSERT INTO "reshvac"."reststatwt" VALUES ('SFm', '2014', 'CZ16', 'Any', '4', '0.05'); | SFm | 2014 | CZ16 | Any | 4 | 0.05')
INSERT INTO "reshvac"."reststatwt" VALUES ('SFm', '2014', 'CZ16', 'Any', '5', '0.052'); | SFm | 2014 | CZ16 | Any | 5 | 0.052'
INSERT INTO "reshvac"."reststatwt" VALUES ('SFm', '2015', 'CZ01', 'Any', '1', '0.4595'); | SFm | 2015 | CZ01 | Any | 1 | 0.4595
INSERT INTO "reshvac"."reststatwt" VALUES ('SFm', '2015', 'CZ01', 'Any', '2', '0.1097'); | SFm | 2015 | CZ01 | Any | 2 | 0.1097
INSERT INTO "reshvac"."reststatwt" VALUES ('SFm', '2015', 'CZ01', 'Any', '3', '0.2215'); | SFm | 2015 | CZ01 | Any | 3 | 0.2215
INSERT INTO "reshvac"."reststatwt" VALUES ('SFm', '2015', 'CZ01', 'Any', '4', '0.11'); | SFm | 2015 | CZ01 | Any | 4 | 0.11')
INSERT INTO "reshvac"."reststatwt" VALUES ('SFm', '2015', 'CZ01', 'Any', '5', '0.0993'); | SFm | 2015 | CZ01 | Any | 5 | 0.0993
INSERT INTO "reshvac"."reststatwt" VALUES ('SFm', '2015', 'CZ02', 'Any', '1', '0.465'); | SFm | 2015 | CZ02 | Any | 1 | 0.465'
INSERT INTO "reshvac"."reststatwt" VALUES ('SFm', '2015', 'CZ02', 'Any', '2', '0.2135'); | SFm | 2015 | CZ02 | Any | 2 | 0.2135
INSERT INTO "reshvac"."reststatwt" VALUES ('SFm', '2015', 'CZ02', 'Any', '3', '0.0507'); | SFm | 2015 | CZ02 | Any | 3 | 0.0507
INSERT INTO "reshvac"."reststatwt" VALUES ('SFm', '2015', 'CZ02', 'Any', '4', '0.0702'); | SFm | 2015 | CZ02 | Any | 4 | 0.0702
INSERT INTO "reshvac"."reststatwt" VALUES ('SFm', '2015', 'CZ02', 'Any', '5', '0.2006'); | SFm | 2015 | CZ02 | Any | 5 | 0.2006
INSERT INTO "reshvac"."reststatwt" VALUES ('SFm', '2015', 'CZ03', 'Any', '1', '0.1339'); | SFm | 2015 | CZ03 | Any | 1 | 0.1339
INSERT INTO "reshvac"."reststatwt" VALUES ('SFm', '2015', 'CZ03', 'Any', '2', '0.165'); | SFm | 2015 | CZ03 | Any | 2 | 0.165'
INSERT INTO "reshvac"."reststatwt" VALUES ('SFm', '2015', 'CZ03', 'Any', '3', '0.0528'); | SFm | 2015 | CZ03 | Any | 3 | 0.0528
INSERT INTO "reshvac"."reststatwt" VALUES ('SFm', '2015', 'CZ03', 'Any', '4', '0.4371'); | SFm | 2015 | CZ03 | Any | 4 | 0.4371
INSERT INTO "reshvac"."reststatwt" VALUES ('SFm', '2015', 'CZ03', 'Any', '5', '0.2112'); | SFm | 2015 | CZ03 | Any | 5 | 0.2112
INSERT INTO "reshvac"."reststatwt" VALUES ('SFm', '2015', 'CZ04', 'Any', '1', '0.4371'); | SFm | 2015 | CZ04 | Any | 1 | 0.4371
INSERT INTO "reshvac"."reststatwt" VALUES ('SFm', '2015', 'CZ04', 'Any', '2', '0.0853'); | SFm | 2015 | CZ04 | Any | 2 | 0.0853
INSERT INTO "reshvac"."reststatwt" VALUES ('SFm', '2015', 'CZ04', 'Any', '3', '0.2627'); | SFm | 2015 | CZ04 | Any | 3 | 0.2627
INSERT INTO "reshvac"."reststatwt" VALUES ('SFm', '2015', 'CZ04', 'Any', '4', '0.1666'); | SFm | 2015 | CZ04 | Any | 4 | 0.1666
INSERT INTO "reshvac"."reststatwt" VALUES ('SFm', '2015', 'CZ04', 'Any', '5', '0.0483'); | SFm | 2015 | CZ04 | Any | 5 | 0.0483
INSERT INTO "reshvac"."reststatwt" VALUES ('SFm', '2015', 'CZ05', 'Any', '1', '0.0844'); | SFm | 2015 | CZ05 | Any | 1 | 0.0844
INSERT INTO "reshvac"."reststatwt" VALUES ('SFm', '2015', 'CZ05', 'Any', '2', '0.05'); | SFm | 2015 | CZ05 | Any | 2 | 0.05')
INSERT INTO "reshvac"."reststatwt" VALUES ('SFm', '2015', 'CZ05', 'Any', '3', '0.05'); | SFm | 2015 | CZ05 | Any | 3 | 0.05')
INSERT INTO "reshvac"."reststatwt" VALUES ('SFm', '2015', 'CZ05', 'Any', '4', '0.7341'); | SFm | 2015 | CZ05 | Any | 4 | 0.7341
INSERT INTO "reshvac"."reststatwt" VALUES ('SFm', '2015', 'CZ05', 'Any', '5', '0.0815'); | SFm | 2015 | CZ05 | Any | 5 | 0.0815
INSERT INTO "reshvac"."reststatwt" VALUES ('SFm', '2015', 'CZ06', 'Any', '1', '0.1049'); | SFm | 2015 | CZ06 | Any | 1 | 0.1049
INSERT INTO "reshvac"."reststatwt" VALUES ('SFm', '2015', 'CZ06', 'Any', '2', '0.7457'); | SFm | 2015 | CZ06 | Any | 2 | 0.7457
INSERT INTO "reshvac"."reststatwt" VALUES ('SFm', '2015', 'CZ06', 'Any', '3', '0.0501'); | SFm | 2015 | CZ06 | Any | 3 | 0.0501
INSERT INTO "reshvac"."reststatwt" VALUES ('SFm', '2015', 'CZ06', 'Any', '4', '0.05'); | SFm | 2015 | CZ06 | Any | 4 | 0.05')
INSERT INTO "reshvac"."reststatwt" VALUES ('SFm', '2015', 'CZ06', 'Any', '5', '0.0493'); | SFm | 2015 | CZ06 | Any | 5 | 0.0493
INSERT INTO "reshvac"."reststatwt" VALUES ('SFm', '2015', 'CZ07', 'Any', '1', '0.667'); | SFm | 2015 | CZ07 | Any | 1 | 0.667'
INSERT INTO "reshvac"."reststatwt" VALUES ('SFm', '2015', 'CZ07', 'Any', '2', '0.1746'); | SFm | 2015 | CZ07 | Any | 2 | 0.1746
INSERT INTO "reshvac"."reststatwt" VALUES ('SFm', '2015', 'CZ07', 'Any', '3', '0.0501'); | SFm | 2015 | CZ07 | Any | 3 | 0.0501
INSERT INTO "reshvac"."reststatwt" VALUES ('SFm', '2015', 'CZ07', 'Any', '4', '0.0602'); | SFm | 2015 | CZ07 | Any | 4 | 0.0602
INSERT INTO "reshvac"."reststatwt" VALUES ('SFm', '2015', 'CZ07', 'Any', '5', '0.0481'); | SFm | 2015 | CZ07 | Any | 5 | 0.0481
INSERT INTO "reshvac"."reststatwt" VALUES ('SFm', '2015', 'CZ08', 'Any', '1', '0.6792'); | SFm | 2015 | CZ08 | Any | 1 | 0.6792
INSERT INTO "reshvac"."reststatwt" VALUES ('SFm', '2015', 'CZ08', 'Any', '2', '0.051'); | SFm | 2015 | CZ08 | Any | 2 | 0.051'
INSERT INTO "reshvac"."reststatwt" VALUES ('SFm', '2015', 'CZ08', 'Any', '3', '0.0956'); | SFm | 2015 | CZ08 | Any | 3 | 0.0956
INSERT INTO "reshvac"."reststatwt" VALUES ('SFm', '2015', 'CZ08', 'Any', '4', '0.0638'); | SFm | 2015 | CZ08 | Any | 4 | 0.0638
INSERT INTO "reshvac"."reststatwt" VALUES ('SFm', '2015', 'CZ08', 'Any', '5', '0.1104'); | SFm | 2015 | CZ08 | Any | 5 | 0.1104
INSERT INTO "reshvac"."reststatwt" VALUES ('SFm', '2015', 'CZ09', 'Any', '1', '0.0514'); | SFm | 2015 | CZ09 | Any | 1 | 0.0514
INSERT INTO "reshvac"."reststatwt" VALUES ('SFm', '2015', 'CZ09', 'Any', '2', '0.7991'); | SFm | 2015 | CZ09 | Any | 2 | 0.7991
INSERT INTO "reshvac"."reststatwt" VALUES ('SFm', '2015', 'CZ09', 'Any', '3', '0.0501'); | SFm | 2015 | CZ09 | Any | 3 | 0.0501
INSERT INTO "reshvac"."reststatwt" VALUES ('SFm', '2015', 'CZ09', 'Any', '4', '0.0502'); | SFm | 2015 | CZ09 | Any | 4 | 0.0502
INSERT INTO "reshvac"."reststatwt" VALUES ('SFm', '2015', 'CZ09', 'Any', '5', '0.0492'); | SFm | 2015 | CZ09 | Any | 5 | 0.0492
INSERT INTO "reshvac"."reststatwt" VALUES ('SFm', '2015', 'CZ10', 'Any', '1', '0.3562'); | SFm | 2015 | CZ10 | Any | 1 | 0.3562
INSERT INTO "reshvac"."reststatwt" VALUES ('SFm', '2015', 'CZ10', 'Any', '2', '0.0654'); | SFm | 2015 | CZ10 | Any | 2 | 0.0654
INSERT INTO "reshvac"."reststatwt" VALUES ('SFm', '2015', 'CZ10', 'Any', '3', '0.1477'); | SFm | 2015 | CZ10 | Any | 3 | 0.1477
INSERT INTO "reshvac"."reststatwt" VALUES ('SFm', '2015', 'CZ10', 'Any', '4', '0.2493'); | SFm | 2015 | CZ10 | Any | 4 | 0.2493
INSERT INTO "reshvac"."reststatwt" VALUES ('SFm', '2015', 'CZ10', 'Any', '5', '0.1814'); | SFm | 2015 | CZ10 | Any | 5 | 0.1814
INSERT INTO "reshvac"."reststatwt" VALUES ('SFm', '2015', 'CZ11', 'Any', '1', '0.05'); | SFm | 2015 | CZ11 | Any | 1 | 0.05')
INSERT INTO "reshvac"."reststatwt" VALUES ('SFm', '2015', 'CZ11', 'Any', '2', '0.05'); | SFm | 2015 | CZ11 | Any | 2 | 0.05')
INSERT INTO "reshvac"."reststatwt" VALUES ('SFm', '2015', 'CZ11', 'Any', '3', '0.8'); | SFm | 2015 | CZ11 | Any | 3 | 0.8');
INSERT INTO "reshvac"."reststatwt" VALUES ('SFm', '2015', 'CZ11', 'Any', '4', '0.05'); | SFm | 2015 | CZ11 | Any | 4 | 0.05')
INSERT INTO "reshvac"."reststatwt" VALUES ('SFm', '2015', 'CZ11', 'Any', '5', '0.05'); | SFm | 2015 | CZ11 | Any | 5 | 0.05')
INSERT INTO "reshvac"."reststatwt" VALUES ('SFm', '2015', 'CZ12', 'Any', '1', '0.0731'); | SFm | 2015 | CZ12 | Any | 1 | 0.0731
INSERT INTO "reshvac"."reststatwt" VALUES ('SFm', '2015', 'CZ12', 'Any', '2', '0.344'); | SFm | 2015 | CZ12 | Any | 2 | 0.344'
INSERT INTO "reshvac"."reststatwt" VALUES ('SFm', '2015', 'CZ12', 'Any', '3', '0.3079'); | SFm | 2015 | CZ12 | Any | 3 | 0.3079
INSERT INTO "reshvac"."reststatwt" VALUES ('SFm', '2015', 'CZ12', 'Any', '4', '0.0945'); | SFm | 2015 | CZ12 | Any | 4 | 0.0945
INSERT INTO "reshvac"."reststatwt" VALUES ('SFm', '2015', 'CZ12', 'Any', '5', '0.1805'); | SFm | 2015 | CZ12 | Any | 5 | 0.1805
INSERT INTO "reshvac"."reststatwt" VALUES ('SFm', '2015', 'CZ13', 'Any', '1', '0.2428'); | SFm | 2015 | CZ13 | Any | 1 | 0.2428
INSERT INTO "reshvac"."reststatwt" VALUES ('SFm', '2015', 'CZ13', 'Any', '2', '0.218'); | SFm | 2015 | CZ13 | Any | 2 | 0.218'
INSERT INTO "reshvac"."reststatwt" VALUES ('SFm', '2015', 'CZ13', 'Any', '3', '0.0959'); | SFm | 2015 | CZ13 | Any | 3 | 0.0959
INSERT INTO "reshvac"."reststatwt" VALUES ('SFm', '2015', 'CZ13', 'Any', '4', '0.05'); | SFm | 2015 | CZ13 | Any | 4 | 0.05')
INSERT INTO "reshvac"."reststatwt" VALUES ('SFm', '2015', 'CZ13', 'Any', '5', '0.3933'); | SFm | 2015 | CZ13 | Any | 5 | 0.3933
INSERT INTO "reshvac"."reststatwt" VALUES ('SFm', '2015', 'CZ14', 'Any', '1', '0.4781'); | SFm | 2015 | CZ14 | Any | 1 | 0.4781
INSERT INTO "reshvac"."reststatwt" VALUES ('SFm', '2015', 'CZ14', 'Any', '2', '0.0944'); | SFm | 2015 | CZ14 | Any | 2 | 0.0944
INSERT INTO "reshvac"."reststatwt" VALUES ('SFm', '2015', 'CZ14', 'Any', '3', '0.0516'); | SFm | 2015 | CZ14 | Any | 3 | 0.0516
INSERT INTO "reshvac"."reststatwt" VALUES ('SFm', '2015', 'CZ14', 'Any', '4', '0.0518'); | SFm | 2015 | CZ14 | Any | 4 | 0.0518
INSERT INTO "reshvac"."reststatwt" VALUES ('SFm', '2015', 'CZ14', 'Any', '5', '0.3241'); | SFm | 2015 | CZ14 | Any | 5 | 0.3241
INSERT INTO "reshvac"."reststatwt" VALUES ('SFm', '2015', 'CZ15', 'Any', '1', '0.6428'); | SFm | 2015 | CZ15 | Any | 1 | 0.6428
INSERT INTO "reshvac"."reststatwt" VALUES ('SFm', '2015', 'CZ15', 'Any', '2', '0.2054'); | SFm | 2015 | CZ15 | Any | 2 | 0.2054
INSERT INTO "reshvac"."reststatwt" VALUES ('SFm', '2015', 'CZ15', 'Any', '3', '0.0521'); | SFm | 2015 | CZ15 | Any | 3 | 0.0521
INSERT INTO "reshvac"."reststatwt" VALUES ('SFm', '2015', 'CZ15', 'Any', '4', '0.0505'); | SFm | 2015 | CZ15 | Any | 4 | 0.0505
INSERT INTO "reshvac"."reststatwt" VALUES ('SFm', '2015', 'CZ15', 'Any', '5', '0.0492'); | SFm | 2015 | CZ15 | Any | 5 | 0.0492
INSERT INTO "reshvac"."reststatwt" VALUES ('SFm', '2015', 'CZ16', 'Any', '1', '0.05'); | SFm | 2015 | CZ16 | Any | 1 | 0.05')
INSERT INTO "reshvac"."reststatwt" VALUES ('SFm', '2015', 'CZ16', 'Any', '2', '0.05'); | SFm | 2015 | CZ16 | Any | 2 | 0.05')
INSERT INTO "reshvac"."reststatwt" VALUES ('SFm', '2015', 'CZ16', 'Any', '3', '0.798'); | SFm | 2015 | CZ16 | Any | 3 | 0.798'
INSERT INTO "reshvac"."reststatwt" VALUES ('SFm', '2015', 'CZ16', 'Any', '4', '0.05'); | SFm | 2015 | CZ16 | Any | 4 | 0.05')
INSERT INTO "reshvac"."reststatwt" VALUES ('SFm', '2015', 'CZ16', 'Any', '5', '0.052'); | SFm | 2015 | CZ16 | Any | 5 | 0.052'
INSERT INTO "reshvac"."reststatwt" VALUES ('SFm', '2017', 'CZ01', 'Any', '1', '0.4595'); | SFm | 2017 | CZ01 | Any | 1 | 0.4595
INSERT INTO "reshvac"."reststatwt" VALUES ('SFm', '2017', 'CZ01', 'Any', '2', '0.1097'); | SFm | 2017 | CZ01 | Any | 2 | 0.1097
INSERT INTO "reshvac"."reststatwt" VALUES ('SFm', '2017', 'CZ01', 'Any', '3', '0.2215'); | SFm | 2017 | CZ01 | Any | 3 | 0.2215
INSERT INTO "reshvac"."reststatwt" VALUES ('SFm', '2017', 'CZ01', 'Any', '4', '0.11'); | SFm | 2017 | CZ01 | Any | 4 | 0.11')
INSERT INTO "reshvac"."reststatwt" VALUES ('SFm', '2017', 'CZ01', 'Any', '5', '0.0993'); | SFm | 2017 | CZ01 | Any | 5 | 0.0993
INSERT INTO "reshvac"."reststatwt" VALUES ('SFm', '2017', 'CZ02', 'Any', '1', '0.465'); | SFm | 2017 | CZ02 | Any | 1 | 0.465'
INSERT INTO "reshvac"."reststatwt" VALUES ('SFm', '2017', 'CZ02', 'Any', '2', '0.2135'); | SFm | 2017 | CZ02 | Any | 2 | 0.2135
INSERT INTO "reshvac"."reststatwt" VALUES ('SFm', '2017', 'CZ02', 'Any', '3', '0.0507'); | SFm | 2017 | CZ02 | Any | 3 | 0.0507
INSERT INTO "reshvac"."reststatwt" VALUES ('SFm', '2017', 'CZ02', 'Any', '4', '0.0702'); | SFm | 2017 | CZ02 | Any | 4 | 0.0702
INSERT INTO "reshvac"."reststatwt" VALUES ('SFm', '2017', 'CZ02', 'Any', '5', '0.2006'); | SFm | 2017 | CZ02 | Any | 5 | 0.2006
INSERT INTO "reshvac"."reststatwt" VALUES ('SFm', '2017', 'CZ03', 'Any', '1', '0.1339'); | SFm | 2017 | CZ03 | Any | 1 | 0.1339
INSERT INTO "reshvac"."reststatwt" VALUES ('SFm', '2017', 'CZ03', 'Any', '2', '0.165'); | SFm | 2017 | CZ03 | Any | 2 | 0.165'
INSERT INTO "reshvac"."reststatwt" VALUES ('SFm', '2017', 'CZ03', 'Any', '3', '0.0528'); | SFm | 2017 | CZ03 | Any | 3 | 0.0528
INSERT INTO "reshvac"."reststatwt" VALUES ('SFm', '2017', 'CZ03', 'Any', '4', '0.4371'); | SFm | 2017 | CZ03 | Any | 4 | 0.4371
INSERT INTO "reshvac"."reststatwt" VALUES ('SFm', '2017', 'CZ03', 'Any', '5', '0.2112'); | SFm | 2017 | CZ03 | Any | 5 | 0.2112
INSERT INTO "reshvac"."reststatwt" VALUES ('SFm', '2017', 'CZ04', 'Any', '1', '0.4371'); | SFm | 2017 | CZ04 | Any | 1 | 0.4371
INSERT INTO "reshvac"."reststatwt" VALUES ('SFm', '2017', 'CZ04', 'Any', '2', '0.0853'); | SFm | 2017 | CZ04 | Any | 2 | 0.0853
INSERT INTO "reshvac"."reststatwt" VALUES ('SFm', '2017', 'CZ04', 'Any', '3', '0.2627'); | SFm | 2017 | CZ04 | Any | 3 | 0.2627
INSERT INTO "reshvac"."reststatwt" VALUES ('SFm', '2017', 'CZ04', 'Any', '4', '0.1666'); | SFm | 2017 | CZ04 | Any | 4 | 0.1666
INSERT INTO "reshvac"."reststatwt" VALUES ('SFm', '2017', 'CZ04', 'Any', '5', '0.0483'); | SFm | 2017 | CZ04 | Any | 5 | 0.0483
INSERT INTO "reshvac"."reststatwt" VALUES ('SFm', '2017', 'CZ05', 'Any', '1', '0.0844'); | SFm | 2017 | CZ05 | Any | 1 | 0.0844
INSERT INTO "reshvac"."reststatwt" VALUES ('SFm', '2017', 'CZ05', 'Any', '2', '0.05'); | SFm | 2017 | CZ05 | Any | 2 | 0.05')
INSERT INTO "reshvac"."reststatwt" VALUES ('SFm', '2017', 'CZ05', 'Any', '3', '0.05'); | SFm | 2017 | CZ05 | Any | 3 | 0.05')
INSERT INTO "reshvac"."reststatwt" VALUES ('SFm', '2017', 'CZ05', 'Any', '4', '0.7341'); | SFm | 2017 | CZ05 | Any | 4 | 0.7341
INSERT INTO "reshvac"."reststatwt" VALUES ('SFm', '2017', 'CZ05', 'Any', '5', '0.0815'); | SFm | 2017 | CZ05 | Any | 5 | 0.0815
INSERT INTO "reshvac"."reststatwt" VALUES ('SFm', '2017', 'CZ06', 'Any', '1', '0.1049'); | SFm | 2017 | CZ06 | Any | 1 | 0.1049
INSERT INTO "reshvac"."reststatwt" VALUES ('SFm', '2017', 'CZ06', 'Any', '2', '0.7457'); | SFm | 2017 | CZ06 | Any | 2 | 0.7457
INSERT INTO "reshvac"."reststatwt" VALUES ('SFm', '2017', 'CZ06', 'Any', '3', '0.0501'); | SFm | 2017 | CZ06 | Any | 3 | 0.0501
INSERT INTO "reshvac"."reststatwt" VALUES ('SFm', '2017', 'CZ06', 'Any', '4', '0.05'); | SFm | 2017 | CZ06 | Any | 4 | 0.05')
INSERT INTO "reshvac"."reststatwt" VALUES ('SFm', '2017', 'CZ06', 'Any', '5', '0.0493'); | SFm | 2017 | CZ06 | Any | 5 | 0.0493
INSERT INTO "reshvac"."reststatwt" VALUES ('SFm', '2017', 'CZ07', 'Any', '1', '0.667'); | SFm | 2017 | CZ07 | Any | 1 | 0.667'
INSERT INTO "reshvac"."reststatwt" VALUES ('SFm', '2017', 'CZ07', 'Any', '2', '0.1746'); | SFm | 2017 | CZ07 | Any | 2 | 0.1746
INSERT INTO "reshvac"."reststatwt" VALUES ('SFm', '2017', 'CZ07', 'Any', '3', '0.0501'); | SFm | 2017 | CZ07 | Any | 3 | 0.0501
INSERT INTO "reshvac"."reststatwt" VALUES ('SFm', '2017', 'CZ07', 'Any', '4', '0.0602'); | SFm | 2017 | CZ07 | Any | 4 | 0.0602
INSERT INTO "reshvac"."reststatwt" VALUES ('SFm', '2017', 'CZ07', 'Any', '5', '0.0481'); | SFm | 2017 | CZ07 | Any | 5 | 0.0481
INSERT INTO "reshvac"."reststatwt" VALUES ('SFm', '2017', 'CZ08', 'Any', '1', '0.6792'); | SFm | 2017 | CZ08 | Any | 1 | 0.6792
INSERT INTO "reshvac"."reststatwt" VALUES ('SFm', '2017', 'CZ08', 'Any', '2', '0.051'); | SFm | 2017 | CZ08 | Any | 2 | 0.051'
INSERT INTO "reshvac"."reststatwt" VALUES ('SFm', '2017', 'CZ08', 'Any', '3', '0.0956'); | SFm | 2017 | CZ08 | Any | 3 | 0.0956
INSERT INTO "reshvac"."reststatwt" VALUES ('SFm', '2017', 'CZ08', 'Any', '4', '0.0638'); | SFm | 2017 | CZ08 | Any | 4 | 0.0638
INSERT INTO "reshvac"."reststatwt" VALUES ('SFm', '2017', 'CZ08', 'Any', '5', '0.1104'); | SFm | 2017 | CZ08 | Any | 5 | 0.1104
INSERT INTO "reshvac"."reststatwt" VALUES ('SFm', '2017', 'CZ09', 'Any', '1', '0.0514'); | SFm | 2017 | CZ09 | Any | 1 | 0.0514
INSERT INTO "reshvac"."reststatwt" VALUES ('SFm', '2017', 'CZ09', 'Any', '2', '0.7991'); | SFm | 2017 | CZ09 | Any | 2 | 0.7991
INSERT INTO "reshvac"."reststatwt" VALUES ('SFm', '2017', 'CZ09', 'Any', '3', '0.0501'); | SFm | 2017 | CZ09 | Any | 3 | 0.0501
INSERT INTO "reshvac"."reststatwt" VALUES ('SFm', '2017', 'CZ09', 'Any', '4', '0.0502'); | SFm | 2017 | CZ09 | Any | 4 | 0.0502
INSERT INTO "reshvac"."reststatwt" VALUES ('SFm', '2017', 'CZ09', 'Any', '5', '0.0492'); | SFm | 2017 | CZ09 | Any | 5 | 0.0492
INSERT INTO "reshvac"."reststatwt" VALUES ('SFm', '2017', 'CZ10', 'Any', '1', '0.3562'); | SFm | 2017 | CZ10 | Any | 1 | 0.3562
INSERT INTO "reshvac"."reststatwt" VALUES ('SFm', '2017', 'CZ10', 'Any', '2', '0.0654'); | SFm | 2017 | CZ10 | Any | 2 | 0.0654
INSERT INTO "reshvac"."reststatwt" VALUES ('SFm', '2017', 'CZ10', 'Any', '3', '0.1477'); | SFm | 2017 | CZ10 | Any | 3 | 0.1477
INSERT INTO "reshvac"."reststatwt" VALUES ('SFm', '2017', 'CZ10', 'Any', '4', '0.2493'); | SFm | 2017 | CZ10 | Any | 4 | 0.2493
INSERT INTO "reshvac"."reststatwt" VALUES ('SFm', '2017', 'CZ10', 'Any', '5', '0.1814'); | SFm | 2017 | CZ10 | Any | 5 | 0.1814
INSERT INTO "reshvac"."reststatwt" VALUES ('SFm', '2017', 'CZ11', 'Any', '1', '0.05'); | SFm | 2017 | CZ11 | Any | 1 | 0.05')
INSERT INTO "reshvac"."reststatwt" VALUES ('SFm', '2017', 'CZ11', 'Any', '2', '0.05'); | SFm | 2017 | CZ11 | Any | 2 | 0.05')
INSERT INTO "reshvac"."reststatwt" VALUES ('SFm', '2017', 'CZ11', 'Any', '3', '0.8'); | SFm | 2017 | CZ11 | Any | 3 | 0.8');
INSERT INTO "reshvac"."reststatwt" VALUES ('SFm', '2017', 'CZ11', 'Any', '4', '0.05'); | SFm | 2017 | CZ11 | Any | 4 | 0.05')
INSERT INTO "reshvac"."reststatwt" VALUES ('SFm', '2017', 'CZ11', 'Any', '5', '0.05'); | SFm | 2017 | CZ11 | Any | 5 | 0.05')
INSERT INTO "reshvac"."reststatwt" VALUES ('SFm', '2017', 'CZ12', 'Any', '1', '0.0731'); | SFm | 2017 | CZ12 | Any | 1 | 0.0731
INSERT INTO "reshvac"."reststatwt" VALUES ('SFm', '2017', 'CZ12', 'Any', '2', '0.344'); | SFm | 2017 | CZ12 | Any | 2 | 0.344'
INSERT INTO "reshvac"."reststatwt" VALUES ('SFm', '2017', 'CZ12', 'Any', '3', '0.3079'); | SFm | 2017 | CZ12 | Any | 3 | 0.3079
INSERT INTO "reshvac"."reststatwt" VALUES ('SFm', '2017', 'CZ12', 'Any', '4', '0.0945'); | SFm | 2017 | CZ12 | Any | 4 | 0.0945
INSERT INTO "reshvac"."reststatwt" VALUES ('SFm', '2017', 'CZ12', 'Any', '5', '0.1805'); | SFm | 2017 | CZ12 | Any | 5 | 0.1805
INSERT INTO "reshvac"."reststatwt" VALUES ('SFm', '2017', 'CZ13', 'Any', '1', '0.2428'); | SFm | 2017 | CZ13 | Any | 1 | 0.2428
INSERT INTO "reshvac"."reststatwt" VALUES ('SFm', '2017', 'CZ13', 'Any', '2', '0.218'); | SFm | 2017 | CZ13 | Any | 2 | 0.218'
INSERT INTO "reshvac"."reststatwt" VALUES ('SFm', '2017', 'CZ13', 'Any', '3', '0.0959'); | SFm | 2017 | CZ13 | Any | 3 | 0.0959
INSERT INTO "reshvac"."reststatwt" VALUES ('SFm', '2017', 'CZ13', 'Any', '4', '0.05'); | SFm | 2017 | CZ13 | Any | 4 | 0.05')
INSERT INTO "reshvac"."reststatwt" VALUES ('SFm', '2017', 'CZ13', 'Any', '5', '0.3933'); | SFm | 2017 | CZ13 | Any | 5 | 0.3933
INSERT INTO "reshvac"."reststatwt" VALUES ('SFm', '2017', 'CZ14', 'Any', '1', '0.4781'); | SFm | 2017 | CZ14 | Any | 1 | 0.4781
INSERT INTO "reshvac"."reststatwt" VALUES ('SFm', '2017', 'CZ14', 'Any', '2', '0.0944'); | SFm | 2017 | CZ14 | Any | 2 | 0.0944
INSERT INTO "reshvac"."reststatwt" VALUES ('SFm', '2017', 'CZ14', 'Any', '3', '0.0516'); | SFm | 2017 | CZ14 | Any | 3 | 0.0516
INSERT INTO "reshvac"."reststatwt" VALUES ('SFm', '2017', 'CZ14', 'Any', '4', '0.0518'); | SFm | 2017 | CZ14 | Any | 4 | 0.0518
INSERT INTO "reshvac"."reststatwt" VALUES ('SFm', '2017', 'CZ14', 'Any', '5', '0.3241'); | SFm | 2017 | CZ14 | Any | 5 | 0.3241
INSERT INTO "reshvac"."reststatwt" VALUES ('SFm', '2017', 'CZ15', 'Any', '1', '0.6428'); | SFm | 2017 | CZ15 | Any | 1 | 0.6428
INSERT INTO "reshvac"."reststatwt" VALUES ('SFm', '2017', 'CZ15', 'Any', '2', '0.2054'); | SFm | 2017 | CZ15 | Any | 2 | 0.2054
INSERT INTO "reshvac"."reststatwt" VALUES ('SFm', '2017', 'CZ15', 'Any', '3', '0.0521'); | SFm | 2017 | CZ15 | Any | 3 | 0.0521
INSERT INTO "reshvac"."reststatwt" VALUES ('SFm', '2017', 'CZ15', 'Any', '4', '0.0505'); | SFm | 2017 | CZ15 | Any | 4 | 0.0505
INSERT INTO "reshvac"."reststatwt" VALUES ('SFm', '2017', 'CZ15', 'Any', '5', '0.0492'); | SFm | 2017 | CZ15 | Any | 5 | 0.0492
INSERT INTO "reshvac"."reststatwt" VALUES ('SFm', '2017', 'CZ16', 'Any', '1', '0.05'); | SFm | 2017 | CZ16 | Any | 1 | 0.05')
INSERT INTO "reshvac"."reststatwt" VALUES ('SFm', '2017', 'CZ16', 'Any', '2', '0.05'); | SFm | 2017 | CZ16 | Any | 2 | 0.05')
INSERT INTO "reshvac"."reststatwt" VALUES ('SFm', '2017', 'CZ16', 'Any', '3', '0.798'); | SFm | 2017 | CZ16 | Any | 3 | 0.798'
INSERT INTO "reshvac"."reststatwt" VALUES ('SFm', '2017', 'CZ16', 'Any', '4', '0.05'); | SFm | 2017 | CZ16 | Any | 4 | 0.05')
INSERT INTO "reshvac"."reststatwt" VALUES ('SFm', '2017', 'CZ16', 'Any', '5', '0.052'); | SFm | 2017 | CZ16 | Any | 5 | 0.052'
INSERT INTO "reshvac"."reststatwt" VALUES ('SFm', '2020', 'CZ01', 'Any', '1', '0.4595'); | SFm | 2020 | CZ01 | Any | 1 | 0.4595
INSERT INTO "reshvac"."reststatwt" VALUES ('SFm', '2020', 'CZ01', 'Any', '2', '0.1097'); | SFm | 2020 | CZ01 | Any | 2 | 0.1097
INSERT INTO "reshvac"."reststatwt" VALUES ('SFm', '2020', 'CZ01', 'Any', '3', '0.2215'); | SFm | 2020 | CZ01 | Any | 3 | 0.2215
INSERT INTO "reshvac"."reststatwt" VALUES ('SFm', '2020', 'CZ01', 'Any', '4', '0.11'); | SFm | 2020 | CZ01 | Any | 4 | 0.11')
INSERT INTO "reshvac"."reststatwt" VALUES ('SFm', '2020', 'CZ01', 'Any', '5', '0.0993'); | SFm | 2020 | CZ01 | Any | 5 | 0.0993
INSERT INTO "reshvac"."reststatwt" VALUES ('SFm', '2020', 'CZ02', 'Any', '1', '0.465'); | SFm | 2020 | CZ02 | Any | 1 | 0.465'
INSERT INTO "reshvac"."reststatwt" VALUES ('SFm', '2020', 'CZ02', 'Any', '2', '0.2135'); | SFm | 2020 | CZ02 | Any | 2 | 0.2135
INSERT INTO "reshvac"."reststatwt" VALUES ('SFm', '2020', 'CZ02', 'Any', '3', '0.0507'); | SFm | 2020 | CZ02 | Any | 3 | 0.0507
INSERT INTO "reshvac"."reststatwt" VALUES ('SFm', '2020', 'CZ02', 'Any', '4', '0.0702'); | SFm | 2020 | CZ02 | Any | 4 | 0.0702
INSERT INTO "reshvac"."reststatwt" VALUES ('SFm', '2020', 'CZ02', 'Any', '5', '0.2006'); | SFm | 2020 | CZ02 | Any | 5 | 0.2006
INSERT INTO "reshvac"."reststatwt" VALUES ('SFm', '2020', 'CZ03', 'Any', '1', '0.1339'); | SFm | 2020 | CZ03 | Any | 1 | 0.1339
INSERT INTO "reshvac"."reststatwt" VALUES ('SFm', '2020', 'CZ03', 'Any', '2', '0.165'); | SFm | 2020 | CZ03 | Any | 2 | 0.165'
INSERT INTO "reshvac"."reststatwt" VALUES ('SFm', '2020', 'CZ03', 'Any', '3', '0.0528'); | SFm | 2020 | CZ03 | Any | 3 | 0.0528
INSERT INTO "reshvac"."reststatwt" VALUES ('SFm', '2020', 'CZ03', 'Any', '4', '0.4371'); | SFm | 2020 | CZ03 | Any | 4 | 0.4371
INSERT INTO "reshvac"."reststatwt" VALUES ('SFm', '2020', 'CZ03', 'Any', '5', '0.2112'); | SFm | 2020 | CZ03 | Any | 5 | 0.2112
INSERT INTO "reshvac"."reststatwt" VALUES ('SFm', '2020', 'CZ04', 'Any', '1', '0.4371'); | SFm | 2020 | CZ04 | Any | 1 | 0.4371
INSERT INTO "reshvac"."reststatwt" VALUES ('SFm', '2020', 'CZ04', 'Any', '2', '0.0853'); | SFm | 2020 | CZ04 | Any | 2 | 0.0853
INSERT INTO "reshvac"."reststatwt" VALUES ('SFm', '2020', 'CZ04', 'Any', '3', '0.2627'); | SFm | 2020 | CZ04 | Any | 3 | 0.2627
INSERT INTO "reshvac"."reststatwt" VALUES ('SFm', '2020', 'CZ04', 'Any', '4', '0.1666'); | SFm | 2020 | CZ04 | Any | 4 | 0.1666
INSERT INTO "reshvac"."reststatwt" VALUES ('SFm', '2020', 'CZ04', 'Any', '5', '0.0483'); | SFm | 2020 | CZ04 | Any | 5 | 0.0483
INSERT INTO "reshvac"."reststatwt" VALUES ('SFm', '2020', 'CZ05', 'Any', '1', '0.0844'); | SFm | 2020 | CZ05 | Any | 1 | 0.0844
INSERT INTO "reshvac"."reststatwt" VALUES ('SFm', '2020', 'CZ05', 'Any', '2', '0.05'); | SFm | 2020 | CZ05 | Any | 2 | 0.05')
INSERT INTO "reshvac"."reststatwt" VALUES ('SFm', '2020', 'CZ05', 'Any', '3', '0.05'); | SFm | 2020 | CZ05 | Any | 3 | 0.05')
INSERT INTO "reshvac"."reststatwt" VALUES ('SFm', '2020', 'CZ05', 'Any', '4', '0.7341'); | SFm | 2020 | CZ05 | Any | 4 | 0.7341
INSERT INTO "reshvac"."reststatwt" VALUES ('SFm', '2020', 'CZ05', 'Any', '5', '0.0815'); | SFm | 2020 | CZ05 | Any | 5 | 0.0815
INSERT INTO "reshvac"."reststatwt" VALUES ('SFm', '2020', 'CZ06', 'Any', '1', '0.1049'); | SFm | 2020 | CZ06 | Any | 1 | 0.1049
INSERT INTO "reshvac"."reststatwt" VALUES ('SFm', '2020', 'CZ06', 'Any', '2', '0.7457'); | SFm | 2020 | CZ06 | Any | 2 | 0.7457
INSERT INTO "reshvac"."reststatwt" VALUES ('SFm', '2020', 'CZ06', 'Any', '3', '0.0501'); | SFm | 2020 | CZ06 | Any | 3 | 0.0501
INSERT INTO "reshvac"."reststatwt" VALUES ('SFm', '2020', 'CZ06', 'Any', '4', '0.05'); | SFm | 2020 | CZ06 | Any | 4 | 0.05')
INSERT INTO "reshvac"."reststatwt" VALUES ('SFm', '2020', 'CZ06', 'Any', '5', '0.0493'); | SFm | 2020 | CZ06 | Any | 5 | 0.0493
INSERT INTO "reshvac"."reststatwt" VALUES ('SFm', '2020', 'CZ07', 'Any', '1', '0.667'); | SFm | 2020 | CZ07 | Any | 1 | 0.667'
INSERT INTO "reshvac"."reststatwt" VALUES ('SFm', '2020', 'CZ07', 'Any', '2', '0.1746'); | SFm | 2020 | CZ07 | Any | 2 | 0.1746
INSERT INTO "reshvac"."reststatwt" VALUES ('SFm', '2020', 'CZ07', 'Any', '3', '0.0501'); | SFm | 2020 | CZ07 | Any | 3 | 0.0501
INSERT INTO "reshvac"."reststatwt" VALUES ('SFm', '2020', 'CZ07', 'Any', '4', '0.0602'); | SFm | 2020 | CZ07 | Any | 4 | 0.0602
INSERT INTO "reshvac"."reststatwt" VALUES ('SFm', '2020', 'CZ07', 'Any', '5', '0.0481'); | SFm | 2020 | CZ07 | Any | 5 | 0.0481
INSERT INTO "reshvac"."reststatwt" VALUES ('SFm', '2020', 'CZ08', 'Any', '1', '0.6792'); | SFm | 2020 | CZ08 | Any | 1 | 0.6792
INSERT INTO "reshvac"."reststatwt" VALUES ('SFm', '2020', 'CZ08', 'Any', '2', '0.051'); | SFm | 2020 | CZ08 | Any | 2 | 0.051'
INSERT INTO "reshvac"."reststatwt" VALUES ('SFm', '2020', 'CZ08', 'Any', '3', '0.0956'); | SFm | 2020 | CZ08 | Any | 3 | 0.0956
INSERT INTO "reshvac"."reststatwt" VALUES ('SFm', '2020', 'CZ08', 'Any', '4', '0.0638'); | SFm | 2020 | CZ08 | Any | 4 | 0.0638
INSERT INTO "reshvac"."reststatwt" VALUES ('SFm', '2020', 'CZ08', 'Any', '5', '0.1104'); | SFm | 2020 | CZ08 | Any | 5 | 0.1104
INSERT INTO "reshvac"."reststatwt" VALUES ('SFm', '2020', 'CZ09', 'Any', '1', '0.0514'); | SFm | 2020 | CZ09 | Any | 1 | 0.0514
INSERT INTO "reshvac"."reststatwt" VALUES ('SFm', '2020', 'CZ09', 'Any', '2', '0.7991'); | SFm | 2020 | CZ09 | Any | 2 | 0.7991
INSERT INTO "reshvac"."reststatwt" VALUES ('SFm', '2020', 'CZ09', 'Any', '3', '0.0501'); | SFm | 2020 | CZ09 | Any | 3 | 0.0501
INSERT INTO "reshvac"."reststatwt" VALUES ('SFm', '2020', 'CZ09', 'Any', '4', '0.0502'); | SFm | 2020 | CZ09 | Any | 4 | 0.0502
INSERT INTO "reshvac"."reststatwt" VALUES ('SFm', '2020', 'CZ09', 'Any', '5', '0.0492'); | SFm | 2020 | CZ09 | Any | 5 | 0.0492
INSERT INTO "reshvac"."reststatwt" VALUES ('SFm', '2020', 'CZ10', 'Any', '1', '0.3562'); | SFm | 2020 | CZ10 | Any | 1 | 0.3562
INSERT INTO "reshvac"."reststatwt" VALUES ('SFm', '2020', 'CZ10', 'Any', '2', '0.0654'); | SFm | 2020 | CZ10 | Any | 2 | 0.0654
INSERT INTO "reshvac"."reststatwt" VALUES ('SFm', '2020', 'CZ10', 'Any', '3', '0.1477'); | SFm | 2020 | CZ10 | Any | 3 | 0.1477
INSERT INTO "reshvac"."reststatwt" VALUES ('SFm', '2020', 'CZ10', 'Any', '4', '0.2493'); | SFm | 2020 | CZ10 | Any | 4 | 0.2493
INSERT INTO "reshvac"."reststatwt" VALUES ('SFm', '2020', 'CZ10', 'Any', '5', '0.1814'); | SFm | 2020 | CZ10 | Any | 5 | 0.1814
INSERT INTO "reshvac"."reststatwt" VALUES ('SFm', '2020', 'CZ11', 'Any', '1', '0.05'); | SFm | 2020 | CZ11 | Any | 1 | 0.05')
INSERT INTO "reshvac"."reststatwt" VALUES ('SFm', '2020', 'CZ11', 'Any', '2', '0.05'); | SFm | 2020 | CZ11 | Any | 2 | 0.05')
INSERT INTO "reshvac"."reststatwt" VALUES ('SFm', '2020', 'CZ11', 'Any', '3', '0.8'); | SFm | 2020 | CZ11 | Any | 3 | 0.8');
INSERT INTO "reshvac"."reststatwt" VALUES ('SFm', '2020', 'CZ11', 'Any', '4', '0.05'); | SFm | 2020 | CZ11 | Any | 4 | 0.05')
INSERT INTO "reshvac"."reststatwt" VALUES ('SFm', '2020', 'CZ11', 'Any', '5', '0.05'); | SFm | 2020 | CZ11 | Any | 5 | 0.05')
INSERT INTO "reshvac"."reststatwt" VALUES ('SFm', '2020', 'CZ12', 'Any', '1', '0.0731'); | SFm | 2020 | CZ12 | Any | 1 | 0.0731
INSERT INTO "reshvac"."reststatwt" VALUES ('SFm', '2020', 'CZ12', 'Any', '2', '0.344'); | SFm | 2020 | CZ12 | Any | 2 | 0.344'
INSERT INTO "reshvac"."reststatwt" VALUES ('SFm', '2020', 'CZ12', 'Any', '3', '0.3079'); | SFm | 2020 | CZ12 | Any | 3 | 0.3079
INSERT INTO "reshvac"."reststatwt" VALUES ('SFm', '2020', 'CZ12', 'Any', '4', '0.0945'); | SFm | 2020 | CZ12 | Any | 4 | 0.0945
INSERT INTO "reshvac"."reststatwt" VALUES ('SFm', '2020', 'CZ12', 'Any', '5', '0.1805'); | SFm | 2020 | CZ12 | Any | 5 | 0.1805
INSERT INTO "reshvac"."reststatwt" VALUES ('SFm', '2020', 'CZ13', 'Any', '1', '0.2428'); | SFm | 2020 | CZ13 | Any | 1 | 0.2428
INSERT INTO "reshvac"."reststatwt" VALUES ('SFm', '2020', 'CZ13', 'Any', '2', '0.218'); | SFm | 2020 | CZ13 | Any | 2 | 0.218'
INSERT INTO "reshvac"."reststatwt" VALUES ('SFm', '2020', 'CZ13', 'Any', '3', '0.0959'); | SFm | 2020 | CZ13 | Any | 3 | 0.0959
INSERT INTO "reshvac"."reststatwt" VALUES ('SFm', '2020', 'CZ13', 'Any', '4', '0.05'); | SFm | 2020 | CZ13 | Any | 4 | 0.05')
INSERT INTO "reshvac"."reststatwt" VALUES ('SFm', '2020', 'CZ13', 'Any', '5', '0.3933'); | SFm | 2020 | CZ13 | Any | 5 | 0.3933
INSERT INTO "reshvac"."reststatwt" VALUES ('SFm', '2020', 'CZ14', 'Any', '1', '0.4781'); | SFm | 2020 | CZ14 | Any | 1 | 0.4781
INSERT INTO "reshvac"."reststatwt" VALUES ('SFm', '2020', 'CZ14', 'Any', '2', '0.0944'); | SFm | 2020 | CZ14 | Any | 2 | 0.0944
INSERT INTO "reshvac"."reststatwt" VALUES ('SFm', '2020', 'CZ14', 'Any', '3', '0.0516'); | SFm | 2020 | CZ14 | Any | 3 | 0.0516
INSERT INTO "reshvac"."reststatwt" VALUES ('SFm', '2020', 'CZ14', 'Any', '4', '0.0518'); | SFm | 2020 | CZ14 | Any | 4 | 0.0518
INSERT INTO "reshvac"."reststatwt" VALUES ('SFm', '2020', 'CZ14', 'Any', '5', '0.3241'); | SFm | 2020 | CZ14 | Any | 5 | 0.3241
INSERT INTO "reshvac"."reststatwt" VALUES ('SFm', '2020', 'CZ15', 'Any', '1', '0.6428'); | SFm | 2020 | CZ15 | Any | 1 | 0.6428
INSERT INTO "reshvac"."reststatwt" VALUES ('SFm', '2020', 'CZ15', 'Any', '2', '0.2054'); | SFm | 2020 | CZ15 | Any | 2 | 0.2054
INSERT INTO "reshvac"."reststatwt" VALUES ('SFm', '2020', 'CZ15', 'Any', '3', '0.0521'); | SFm | 2020 | CZ15 | Any | 3 | 0.0521
INSERT INTO "reshvac"."reststatwt" VALUES ('SFm', '2020', 'CZ15', 'Any', '4', '0.0505'); | SFm | 2020 | CZ15 | Any | 4 | 0.0505
INSERT INTO "reshvac"."reststatwt" VALUES ('SFm', '2020', 'CZ15', 'Any', '5', '0.0492'); | SFm | 2020 | CZ15 | Any | 5 | 0.0492
INSERT INTO "reshvac"."reststatwt" VALUES ('SFm', '2020', 'CZ16', 'Any', '1', '0.05'); | SFm | 2020 | CZ16 | Any | 1 | 0.05')
INSERT INTO "reshvac"."reststatwt" VALUES ('SFm', '2020', 'CZ16', 'Any', '2', '0.05'); | SFm | 2020 | CZ16 | Any | 2 | 0.05')
INSERT INTO "reshvac"."reststatwt" VALUES ('SFm', '2020', 'CZ16', 'Any', '3', '0.798'); | SFm | 2020 | CZ16 | Any | 3 | 0.798'
INSERT INTO "reshvac"."reststatwt" VALUES ('SFm', '2020', 'CZ16', 'Any', '4', '0.05'); | SFm | 2020 | CZ16 | Any | 4 | 0.05')
INSERT INTO "reshvac"."reststatwt" VALUES ('SFm', '2020', 'CZ16', 'Any', '5', '0.052'); | SFm | 2020 | CZ16 | Any | 5 | 0.052'
-- ----------------------------
#NAME?
-- ----------------------------

## tstat wts processed (hidden)
BldgType | Vintage | CZ | PA | Tstat | Column1 | Tstat Wtg
MFm | 2007 | CZ01 | Any | 1 | MFm_CZ01_1 | 0.5708
MFm | 2007 | CZ01 | Any | 2 | MFm_CZ01_2 | 0.0651
MFm | 2007 | CZ01 | Any | 3 | MFm_CZ01_3 | 0.0716
MFm | 2007 | CZ01 | Any | 4 | MFm_CZ01_4 | 0.05
MFm | 2007 | CZ01 | Any | 5 | MFm_CZ01_5 | 0.2425
MFm | 2007 | CZ02 | Any | 1 | MFm_CZ02_1 | 0.05
MFm | 2007 | CZ02 | Any | 2 | MFm_CZ02_2 | 0.5862
MFm | 2007 | CZ02 | Any | 3 | MFm_CZ02_3 | 0.05
MFm | 2007 | CZ02 | Any | 4 | MFm_CZ02_4 | 0.2638
MFm | 2007 | CZ02 | Any | 5 | MFm_CZ02_5 | 0.05
MFm | 2007 | CZ03 | Any | 1 | MFm_CZ03_1 | 0.1202
MFm | 2007 | CZ03 | Any | 2 | MFm_CZ03_2 | 0.1816
MFm | 2007 | CZ03 | Any | 3 | MFm_CZ03_3 | 0.3931
MFm | 2007 | CZ03 | Any | 4 | MFm_CZ03_4 | 0.2552
MFm | 2007 | CZ03 | Any | 5 | MFm_CZ03_5 | 0.0499
MFm | 2007 | CZ04 | Any | 1 | MFm_CZ04_1 | 0.3912
MFm | 2007 | CZ04 | Any | 2 | MFm_CZ04_2 | 0.0677
MFm | 2007 | CZ04 | Any | 3 | MFm_CZ04_3 | 0.0505
MFm | 2007 | CZ04 | Any | 4 | MFm_CZ04_4 | 0.4331
MFm | 2007 | CZ04 | Any | 5 | MFm_CZ04_5 | 0.0575
MFm | 2007 | CZ05 | Any | 1 | MFm_CZ05_1 | 0.1588
MFm | 2007 | CZ05 | Any | 2 | MFm_CZ05_2 | 0.1398
MFm | 2007 | CZ05 | Any | 3 | MFm_CZ05_3 | 0.3113
MFm | 2007 | CZ05 | Any | 4 | MFm_CZ05_4 | 0.1345
MFm | 2007 | CZ05 | Any | 5 | MFm_CZ05_5 | 0.2556
MFm | 2007 | CZ06 | Any | 1 | MFm_CZ06_1 | 0.05
MFm | 2007 | CZ06 | Any | 2 | MFm_CZ06_2 | 0.4632
MFm | 2007 | CZ06 | Any | 3 | MFm_CZ06_3 | 0.0504
MFm | 2007 | CZ06 | Any | 4 | MFm_CZ06_4 | 0.3632
MFm | 2007 | CZ06 | Any | 5 | MFm_CZ06_5 | 0.0732
MFm | 2007 | CZ07 | Any | 1 | MFm_CZ07_1 | 0.05
MFm | 2007 | CZ07 | Any | 2 | MFm_CZ07_2 | 0.7765
MFm | 2007 | CZ07 | Any | 3 | MFm_CZ07_3 | 0.05
MFm | 2007 | CZ07 | Any | 4 | MFm_CZ07_4 | 0.0735
MFm | 2007 | CZ07 | Any | 5 | MFm_CZ07_5 | 0.05
MFm | 2007 | CZ08 | Any | 1 | MFm_CZ08_1 | 0.0565
MFm | 2007 | CZ08 | Any | 2 | MFm_CZ08_2 | 0.05
MFm | 2007 | CZ08 | Any | 3 | MFm_CZ08_3 | 0.3246
MFm | 2007 | CZ08 | Any | 4 | MFm_CZ08_4 | 0.498
MFm | 2007 | CZ08 | Any | 5 | MFm_CZ08_5 | 0.0709
MFm | 2007 | CZ09 | Any | 1 | MFm_CZ09_1 | 0.05
MFm | 2007 | CZ09 | Any | 2 | MFm_CZ09_2 | 0.05
MFm | 2007 | CZ09 | Any | 3 | MFm_CZ09_3 | 0.2682
MFm | 2007 | CZ09 | Any | 4 | MFm_CZ09_4 | 0.5818
MFm | 2007 | CZ09 | Any | 5 | MFm_CZ09_5 | 0.05
MFm | 2007 | CZ10 | Any | 1 | MFm_CZ10_1 | 0.05
MFm | 2007 | CZ10 | Any | 2 | MFm_CZ10_2 | 0.1721
MFm | 2007 | CZ10 | Any | 3 | MFm_CZ10_3 | 0.4169
MFm | 2007 | CZ10 | Any | 4 | MFm_CZ10_4 | 0.1905
MFm | 2007 | CZ10 | Any | 5 | MFm_CZ10_5 | 0.1705
MFm | 2007 | CZ11 | Any | 1 | MFm_CZ11_1 | 0.2087
MFm | 2007 | CZ11 | Any | 2 | MFm_CZ11_2 | 0.0508
MFm | 2007 | CZ11 | Any | 3 | MFm_CZ11_3 | 0.6369
MFm | 2007 | CZ11 | Any | 4 | MFm_CZ11_4 | 0.0536
MFm | 2007 | CZ11 | Any | 5 | MFm_CZ11_5 | 0.05
MFm | 2007 | CZ12 | Any | 1 | MFm_CZ12_1 | 0.112
MFm | 2007 | CZ12 | Any | 2 | MFm_CZ12_2 | 0.1247
MFm | 2007 | CZ12 | Any | 3 | MFm_CZ12_3 | 0.05
MFm | 2007 | CZ12 | Any | 4 | MFm_CZ12_4 | 0.348
MFm | 2007 | CZ12 | Any | 5 | MFm_CZ12_5 | 0.3653
MFm | 2007 | CZ13 | Any | 1 | MFm_CZ13_1 | 0.05
MFm | 2007 | CZ13 | Any | 2 | MFm_CZ13_2 | 0.4479
MFm | 2007 | CZ13 | Any | 3 | MFm_CZ13_3 | 0.05
MFm | 2007 | CZ13 | Any | 4 | MFm_CZ13_4 | 0.05
MFm | 2007 | CZ13 | Any | 5 | MFm_CZ13_5 | 0.4021
MFm | 2007 | CZ14 | Any | 1 | MFm_CZ14_1 | 0.8
MFm | 2007 | CZ14 | Any | 2 | MFm_CZ14_2 | 0.05
MFm | 2007 | CZ14 | Any | 3 | MFm_CZ14_3 | 0.05
MFm | 2007 | CZ14 | Any | 4 | MFm_CZ14_4 | 0.05
MFm | 2007 | CZ14 | Any | 5 | MFm_CZ14_5 | 0.05
MFm | 2007 | CZ15 | Any | 1 | MFm_CZ15_1 | 0.05
MFm | 2007 | CZ15 | Any | 2 | MFm_CZ15_2 | 0.05
MFm | 2007 | CZ15 | Any | 3 | MFm_CZ15_3 | 0.05
MFm | 2007 | CZ15 | Any | 4 | MFm_CZ15_4 | 0.7238
MFm | 2007 | CZ15 | Any | 5 | MFm_CZ15_5 | 0.1262
MFm | 2007 | CZ16 | Any | 1 | MFm_CZ16_1 | 0.6469
MFm | 2007 | CZ16 | Any | 2 | MFm_CZ16_2 | 0.05
MFm | 2007 | CZ16 | Any | 3 | MFm_CZ16_3 | 0.05
MFm | 2007 | CZ16 | Any | 4 | MFm_CZ16_4 | 0.05
MFm | 2007 | CZ16 | Any | 5 | MFm_CZ16_5 | 0.2031
SFm | 2007 | CZ01 | Any | 1 | SFm_CZ01_1 | 0.4595
SFm | 2007 | CZ01 | Any | 2 | SFm_CZ01_2 | 0.1097
SFm | 2007 | CZ01 | Any | 3 | SFm_CZ01_3 | 0.2215
SFm | 2007 | CZ01 | Any | 4 | SFm_CZ01_4 | 0.11
SFm | 2007 | CZ01 | Any | 5 | SFm_CZ01_5 | 0.0993
SFm | 2007 | CZ02 | Any | 1 | SFm_CZ02_1 | 0.465
SFm | 2007 | CZ02 | Any | 2 | SFm_CZ02_2 | 0.2135
SFm | 2007 | CZ02 | Any | 3 | SFm_CZ02_3 | 0.0507
SFm | 2007 | CZ02 | Any | 4 | SFm_CZ02_4 | 0.0702
SFm | 2007 | CZ02 | Any | 5 | SFm_CZ02_5 | 0.2006
SFm | 2007 | CZ03 | Any | 1 | SFm_CZ03_1 | 0.1339
SFm | 2007 | CZ03 | Any | 2 | SFm_CZ03_2 | 0.165
SFm | 2007 | CZ03 | Any | 3 | SFm_CZ03_3 | 0.0528
SFm | 2007 | CZ03 | Any | 4 | SFm_CZ03_4 | 0.4371
SFm | 2007 | CZ03 | Any | 5 | SFm_CZ03_5 | 0.2112
SFm | 2007 | CZ04 | Any | 1 | SFm_CZ04_1 | 0.4371
SFm | 2007 | CZ04 | Any | 2 | SFm_CZ04_2 | 0.0853
SFm | 2007 | CZ04 | Any | 3 | SFm_CZ04_3 | 0.2627
SFm | 2007 | CZ04 | Any | 4 | SFm_CZ04_4 | 0.1666
SFm | 2007 | CZ04 | Any | 5 | SFm_CZ04_5 | 0.0483
SFm | 2007 | CZ05 | Any | 1 | SFm_CZ05_1 | 0.0844
SFm | 2007 | CZ05 | Any | 2 | SFm_CZ05_2 | 0.05
SFm | 2007 | CZ05 | Any | 3 | SFm_CZ05_3 | 0.05
SFm | 2007 | CZ05 | Any | 4 | SFm_CZ05_4 | 0.7341
SFm | 2007 | CZ05 | Any | 5 | SFm_CZ05_5 | 0.0815
SFm | 2007 | CZ06 | Any | 1 | SFm_CZ06_1 | 0.1049
SFm | 2007 | CZ06 | Any | 2 | SFm_CZ06_2 | 0.7457
SFm | 2007 | CZ06 | Any | 3 | SFm_CZ06_3 | 0.0501
SFm | 2007 | CZ06 | Any | 4 | SFm_CZ06_4 | 0.05
SFm | 2007 | CZ06 | Any | 5 | SFm_CZ06_5 | 0.0493
SFm | 2007 | CZ07 | Any | 1 | SFm_CZ07_1 | 0.667
SFm | 2007 | CZ07 | Any | 2 | SFm_CZ07_2 | 0.1746
SFm | 2007 | CZ07 | Any | 3 | SFm_CZ07_3 | 0.0501
SFm | 2007 | CZ07 | Any | 4 | SFm_CZ07_4 | 0.0602
SFm | 2007 | CZ07 | Any | 5 | SFm_CZ07_5 | 0.0481
SFm | 2007 | CZ08 | Any | 1 | SFm_CZ08_1 | 0.6792
SFm | 2007 | CZ08 | Any | 2 | SFm_CZ08_2 | 0.051
SFm | 2007 | CZ08 | Any | 3 | SFm_CZ08_3 | 0.0956
SFm | 2007 | CZ08 | Any | 4 | SFm_CZ08_4 | 0.0638
SFm | 2007 | CZ08 | Any | 5 | SFm_CZ08_5 | 0.1104
SFm | 2007 | CZ09 | Any | 1 | SFm_CZ09_1 | 0.0514
SFm | 2007 | CZ09 | Any | 2 | SFm_CZ09_2 | 0.7991
SFm | 2007 | CZ09 | Any | 3 | SFm_CZ09_3 | 0.0501
SFm | 2007 | CZ09 | Any | 4 | SFm_CZ09_4 | 0.0502
SFm | 2007 | CZ09 | Any | 5 | SFm_CZ09_5 | 0.0492
SFm | 2007 | CZ10 | Any | 1 | SFm_CZ10_1 | 0.3562
SFm | 2007 | CZ10 | Any | 2 | SFm_CZ10_2 | 0.0654
SFm | 2007 | CZ10 | Any | 3 | SFm_CZ10_3 | 0.1477
SFm | 2007 | CZ10 | Any | 4 | SFm_CZ10_4 | 0.2493
SFm | 2007 | CZ10 | Any | 5 | SFm_CZ10_5 | 0.1814
SFm | 2007 | CZ11 | Any | 1 | SFm_CZ11_1 | 0.05
SFm | 2007 | CZ11 | Any | 2 | SFm_CZ11_2 | 0.05
SFm | 2007 | CZ11 | Any | 3 | SFm_CZ11_3 | 0.8
SFm | 2007 | CZ11 | Any | 4 | SFm_CZ11_4 | 0.05
SFm | 2007 | CZ11 | Any | 5 | SFm_CZ11_5 | 0.05
SFm | 2007 | CZ12 | Any | 1 | SFm_CZ12_1 | 0.0731
SFm | 2007 | CZ12 | Any | 2 | SFm_CZ12_2 | 0.344
SFm | 2007 | CZ12 | Any | 3 | SFm_CZ12_3 | 0.3079
SFm | 2007 | CZ12 | Any | 4 | SFm_CZ12_4 | 0.0945
SFm | 2007 | CZ12 | Any | 5 | SFm_CZ12_5 | 0.1805
SFm | 2007 | CZ13 | Any | 1 | SFm_CZ13_1 | 0.2428
SFm | 2007 | CZ13 | Any | 2 | SFm_CZ13_2 | 0.218
SFm | 2007 | CZ13 | Any | 3 | SFm_CZ13_3 | 0.0959
SFm | 2007 | CZ13 | Any | 4 | SFm_CZ13_4 | 0.05
SFm | 2007 | CZ13 | Any | 5 | SFm_CZ13_5 | 0.3933
SFm | 2007 | CZ14 | Any | 1 | SFm_CZ14_1 | 0.4781
SFm | 2007 | CZ14 | Any | 2 | SFm_CZ14_2 | 0.0944
SFm | 2007 | CZ14 | Any | 3 | SFm_CZ14_3 | 0.0516
SFm | 2007 | CZ14 | Any | 4 | SFm_CZ14_4 | 0.0518
SFm | 2007 | CZ14 | Any | 5 | SFm_CZ14_5 | 0.3241
SFm | 2007 | CZ15 | Any | 1 | SFm_CZ15_1 | 0.6428
SFm | 2007 | CZ15 | Any | 2 | SFm_CZ15_2 | 0.2054
SFm | 2007 | CZ15 | Any | 3 | SFm_CZ15_3 | 0.0521
SFm | 2007 | CZ15 | Any | 4 | SFm_CZ15_4 | 0.0505
SFm | 2007 | CZ15 | Any | 5 | SFm_CZ15_5 | 0.0492
SFm | 2007 | CZ16 | Any | 1 | SFm_CZ16_1 | 0.05
SFm | 2007 | CZ16 | Any | 2 | SFm_CZ16_2 | 0.05
SFm | 2007 | CZ16 | Any | 3 | SFm_CZ16_3 | 0.798
SFm | 2007 | CZ16 | Any | 4 | SFm_CZ16_4 | 0.05
SFm | 2007 | CZ16 | Any | 5 | SFm_CZ16_5 | 0.052
DMo | MH06 | CZ01 | Any | 1 | DMo_CZ01_1 | 0.4595
DMo | MH06 | CZ01 | Any | 2 | DMo_CZ01_2 | 0.1097
DMo | MH06 | CZ01 | Any | 3 | DMo_CZ01_3 | 0.2215
DMo | MH06 | CZ01 | Any | 4 | DMo_CZ01_4 | 0.11
DMo | MH06 | CZ01 | Any | 5 | DMo_CZ01_5 | 0.0993
DMo | MH06 | CZ02 | Any | 1 | DMo_CZ02_1 | 0.465
DMo | MH06 | CZ02 | Any | 2 | DMo_CZ02_2 | 0.2135
DMo | MH06 | CZ02 | Any | 3 | DMo_CZ02_3 | 0.0507
DMo | MH06 | CZ02 | Any | 4 | DMo_CZ02_4 | 0.0702
DMo | MH06 | CZ02 | Any | 5 | DMo_CZ02_5 | 0.2006
DMo | MH06 | CZ03 | Any | 1 | DMo_CZ03_1 | 0.1339
DMo | MH06 | CZ03 | Any | 2 | DMo_CZ03_2 | 0.165
DMo | MH06 | CZ03 | Any | 3 | DMo_CZ03_3 | 0.0528
DMo | MH06 | CZ03 | Any | 4 | DMo_CZ03_4 | 0.4371
DMo | MH06 | CZ03 | Any | 5 | DMo_CZ03_5 | 0.2112
DMo | MH06 | CZ04 | Any | 1 | DMo_CZ04_1 | 0.4371
DMo | MH06 | CZ04 | Any | 2 | DMo_CZ04_2 | 0.0853
DMo | MH06 | CZ04 | Any | 3 | DMo_CZ04_3 | 0.2627
DMo | MH06 | CZ04 | Any | 4 | DMo_CZ04_4 | 0.1666
DMo | MH06 | CZ04 | Any | 5 | DMo_CZ04_5 | 0.0483
DMo | MH06 | CZ05 | Any | 1 | DMo_CZ05_1 | 0.0844
DMo | MH06 | CZ05 | Any | 2 | DMo_CZ05_2 | 0.05
DMo | MH06 | CZ05 | Any | 3 | DMo_CZ05_3 | 0.05
DMo | MH06 | CZ05 | Any | 4 | DMo_CZ05_4 | 0.7341
DMo | MH06 | CZ05 | Any | 5 | DMo_CZ05_5 | 0.0815
DMo | MH06 | CZ06 | Any | 1 | DMo_CZ06_1 | 0.1049
DMo | MH06 | CZ06 | Any | 2 | DMo_CZ06_2 | 0.7457
DMo | MH06 | CZ06 | Any | 3 | DMo_CZ06_3 | 0.0501
DMo | MH06 | CZ06 | Any | 4 | DMo_CZ06_4 | 0.05
DMo | MH06 | CZ06 | Any | 5 | DMo_CZ06_5 | 0.0493
DMo | MH06 | CZ07 | Any | 1 | DMo_CZ07_1 | 0.667
DMo | MH06 | CZ07 | Any | 2 | DMo_CZ07_2 | 0.1746
DMo | MH06 | CZ07 | Any | 3 | DMo_CZ07_3 | 0.0501
DMo | MH06 | CZ07 | Any | 4 | DMo_CZ07_4 | 0.0602
DMo | MH06 | CZ07 | Any | 5 | DMo_CZ07_5 | 0.0481
DMo | MH06 | CZ08 | Any | 1 | DMo_CZ08_1 | 0.6792
DMo | MH06 | CZ08 | Any | 2 | DMo_CZ08_2 | 0.051
DMo | MH06 | CZ08 | Any | 3 | DMo_CZ08_3 | 0.0956
DMo | MH06 | CZ08 | Any | 4 | DMo_CZ08_4 | 0.0638
DMo | MH06 | CZ08 | Any | 5 | DMo_CZ08_5 | 0.1104
DMo | MH06 | CZ09 | Any | 1 | DMo_CZ09_1 | 0.0514
DMo | MH06 | CZ09 | Any | 2 | DMo_CZ09_2 | 0.7991
DMo | MH06 | CZ09 | Any | 3 | DMo_CZ09_3 | 0.0501
DMo | MH06 | CZ09 | Any | 4 | DMo_CZ09_4 | 0.0502
DMo | MH06 | CZ09 | Any | 5 | DMo_CZ09_5 | 0.0492
DMo | MH06 | CZ10 | Any | 1 | DMo_CZ10_1 | 0.3562
DMo | MH06 | CZ10 | Any | 2 | DMo_CZ10_2 | 0.0654
DMo | MH06 | CZ10 | Any | 3 | DMo_CZ10_3 | 0.1477
DMo | MH06 | CZ10 | Any | 4 | DMo_CZ10_4 | 0.2493
DMo | MH06 | CZ10 | Any | 5 | DMo_CZ10_5 | 0.1814
DMo | MH06 | CZ11 | Any | 1 | DMo_CZ11_1 | 0.05
DMo | MH06 | CZ11 | Any | 2 | DMo_CZ11_2 | 0.05
DMo | MH06 | CZ11 | Any | 3 | DMo_CZ11_3 | 0.8
DMo | MH06 | CZ11 | Any | 4 | DMo_CZ11_4 | 0.05
DMo | MH06 | CZ11 | Any | 5 | DMo_CZ11_5 | 0.05
DMo | MH06 | CZ12 | Any | 1 | DMo_CZ12_1 | 0.0731
DMo | MH06 | CZ12 | Any | 2 | DMo_CZ12_2 | 0.344
DMo | MH06 | CZ12 | Any | 3 | DMo_CZ12_3 | 0.3079
DMo | MH06 | CZ12 | Any | 4 | DMo_CZ12_4 | 0.0945
DMo | MH06 | CZ12 | Any | 5 | DMo_CZ12_5 | 0.1805
DMo | MH06 | CZ13 | Any | 1 | DMo_CZ13_1 | 0.2428
DMo | MH06 | CZ13 | Any | 2 | DMo_CZ13_2 | 0.218
DMo | MH06 | CZ13 | Any | 3 | DMo_CZ13_3 | 0.0959
DMo | MH06 | CZ13 | Any | 4 | DMo_CZ13_4 | 0.05
DMo | MH06 | CZ13 | Any | 5 | DMo_CZ13_5 | 0.3933
DMo | MH06 | CZ14 | Any | 1 | DMo_CZ14_1 | 0.4781
DMo | MH06 | CZ14 | Any | 2 | DMo_CZ14_2 | 0.0944
DMo | MH06 | CZ14 | Any | 3 | DMo_CZ14_3 | 0.0516
DMo | MH06 | CZ14 | Any | 4 | DMo_CZ14_4 | 0.0518
DMo | MH06 | CZ14 | Any | 5 | DMo_CZ14_5 | 0.3241
DMo | MH06 | CZ15 | Any | 1 | DMo_CZ15_1 | 0.6428
DMo | MH06 | CZ15 | Any | 2 | DMo_CZ15_2 | 0.2054
DMo | MH06 | CZ15 | Any | 3 | DMo_CZ15_3 | 0.0521
DMo | MH06 | CZ15 | Any | 4 | DMo_CZ15_4 | 0.0505
DMo | MH06 | CZ15 | Any | 5 | DMo_CZ15_5 | 0.0492
DMo | MH06 | CZ16 | Any | 1 | DMo_CZ16_1 | 0.05
DMo | MH06 | CZ16 | Any | 2 | DMo_CZ16_2 | 0.05
DMo | MH06 | CZ16 | Any | 3 | DMo_CZ16_3 | 0.798
DMo | MH06 | CZ16 | Any | 4 | DMo_CZ16_4 | 0.05
DMo | MH06 | CZ16 | Any | 5 | DMo_CZ16_5 | 0.052

## tstat_wtg_graph (hidden)
| SFM | [5 empty] | SFM
CZ | Tstat-1 | Tstat-2 | Tstat-3 | Tstat-4 | Tstat-5 | Max Tstat weight and corresponding weight | Tstat-1 | Tstat-2 | Tstat-3 | Tstat-4 | Tstat-5 | Max Tstat weight and corresponding weight
CZ01 | 45.95% | 10.97% | 22.15% | 11% | 9.93% | Tstat-1_0.4595 | 57.08% | 6.51% | 7.16% | 5% | 24.25% | Tstat-1_0.5708
CZ02 | 46.5% | 21.35% | 5.07% | 7.02% | 20.06% | Tstat-1_0.465 | 5% | 58.62% | 5% | 26.38% | 5% | Tstat-2_0.5862
CZ03 | 13.39% | 16.5% | 5.28% | 43.71% | 21.12% | Tstat-4_0.4371 | 12.02% | 18.16% | 39.31% | 25.52% | 4.99% | Tstat-3_0.3931
CZ04 | 43.71% | 8.53% | 26.27% | 16.66% | 4.83% | Tstat-1_0.4371 | 39.12% | 6.77% | 5.05% | 43.31% | 5.75% | Tstat-4_0.4331
CZ05 | 8.44% | 5% | 5% | 73.41% | 8.15% | Tstat-4_0.7341 | 15.88% | 13.98% | 31.13% | 13.45% | 25.56% | Tstat-3_0.3113
CZ06 | 10.49% | 74.57% | 5.01% | 5% | 4.93% | Tstat-2_0.7457 | 5% | 46.32% | 5.04% | 36.32% | 7.32% | Tstat-2_0.4632
CZ07 | 66.7% | 17.46% | 5.01% | 6.02% | 4.81% | Tstat-1_0.667 | 5% | 77.65% | 5% | 7.35% | 5% | Tstat-2_0.7765
CZ08 | 67.92% | 5.1% | 9.56% | 6.38% | 11.04% | Tstat-1_0.6792 | 5.65% | 5% | 32.46% | 49.8% | 7.09% | Tstat-4_0.498
CZ09 | 5.14% | 79.91% | 5.01% | 5.02% | 4.92% | Tstat-2_0.7991 | 5% | 5% | 26.82% | 58.18% | 5% | Tstat-4_0.5818
CZ10 | 35.62% | 6.54% | 14.77% | 24.93% | 18.14% | Tstat-1_0.3562 | 5% | 17.21% | 41.69% | 19.05% | 17.05% | Tstat-3_0.4169
CZ11 | 5% | 5% | 80% | 5% | 5% | Tstat-3_0.8 | 20.87% | 5.08% | 63.69% | 5.36% | 5% | Tstat-3_0.6369
CZ12 | 7.31% | 34.4% | 30.79% | 9.45% | 18.05% | Tstat-2_0.344 | 11.2% | 12.47% | 5% | 34.8% | 36.53% | Tstat-5_0.3653
CZ13 | 24.28% | 21.8% | 9.59% | 5% | 39.33% | Tstat-5_0.3933 | 5% | 44.79% | 5% | 5% | 40.21% | Tstat-2_0.4479
CZ14 | 47.81% | 9.44% | 5.16% | 5.18% | 32.41% | Tstat-1_0.4781 | 80% | 5% | 5% | 5% | 5% | Tstat-1_0.8
CZ15 | 64.28% | 20.54% | 5.21% | 5.05% | 4.92% | Tstat-1_0.6428 | 5% | 5% | 5% | 72.38% | 12.62% | Tstat-4_0.7238
CZ16 | 5% | 5% | 79.8% | 5% | 5.2% | Tstat-3_0.798 | 64.69% | 5% | 5% | 5% | 20.31% | Tstat-1_0.6469

## ResTstat (hidden)
VarType | Indep | Indep | Indep | Indep |  | Dep | Dep | Dep | Dep | Dep | Dep | Dep | Dep
IsKey | TRUE | TRUE | TRUE | TRUE |  | FALSE | FALSE | FALSE | FALSE | FALSE | FALSE | FALSE | FALSE
DataType | TEXT | TEXT | TEXT | TEXT |  | Real | Real | Real | Real | Real | Real | Real | Real
Notes | [5 empty] | Heating Temperature Setpoints |  |  |  | Cooling Temperature Setpoints
VarName | BldgType | VintYear | BldgLoc | TStatIndex |  | TStatHtgMrn | TStatHtgDay | TStatHtgEve | TStatHtgNit | TStatClgMrn | TStatClgDay | TStatClgEve | TStatClgNit | Htg-Sched | Clg-Sched
| SFm | 1975 | CZ01 | 1 | SFm1975CZ011 | 55 | 55 | 55 | 55 | 74 | 74 | 74 | 74
| SFm | 1975 | CZ01 | 2 | SFm1975CZ012 | 60 | 60 | 60 | 60 | 83 | 76 | 76 | 83
| SFm | 1975 | CZ01 | 3 | SFm1975CZ013 | 68 | 68 | 68 | 68 | 78 | 78 | 78 | 78
| SFm | 1975 | CZ01 | 4 | SFm1975CZ014 | 70 | 65 | 65 | 70 | 83 | 80 | 80 | 83
| SFm | 1975 | CZ01 | 5 | SFm1975CZ015 | 68 | 65 | 65 | 68 | 80 | 80 | 80 | 80
| SFm | 1985 | CZ01 | 1 | SFm1985CZ011 | 55 | 55 | 55 | 55 | 74 | 74 | 74 | 74
| SFm | 1985 | CZ01 | 2 | SFm1985CZ012 | 68 | 65 | 65 | 68 | 83 | 76 | 76 | 83
| SFm | 1985 | CZ01 | 3 | SFm1985CZ013 | 68 | 68 | 68 | 68 | 78 | 78 | 78 | 78
| SFm | 1985 | CZ01 | 4 | SFm1985CZ014 | 60 | 60 | 60 | 60 | 83 | 80 | 80 | 83
| SFm | 1985 | CZ01 | 5 | SFm1985CZ015 | 65 | 65 | 65 | 65 | 80 | 80 | 80 | 80
| SFm | 1996 | CZ01 | 1 | SFm1996CZ011 | 55 | 55 | 55 | 55 | 74 | 74 | 74 | 74
| SFm | 1996 | CZ01 | 2 | SFm1996CZ012 | 65 | 70 | 70 | 65 | 83 | 76 | 76 | 83
| SFm | 1996 | CZ01 | 3 | SFm1996CZ013 | 60 | 60 | 60 | 60 | 78 | 78 | 78 | 78
| SFm | 1996 | CZ01 | 4 | SFm1996CZ014 | 68 | 65 | 65 | 68 | 83 | 80 | 80 | 83
| SFm | 1996 | CZ01 | 5 | SFm1996CZ015 | 68 | 68 | 68 | 68 | 80 | 80 | 80 | 80
| SFm | 2003 | CZ01 | 1 | SFm2003CZ011 | 55 | 55 | 55 | 55 | 74 | 74 | 74 | 74
| SFm | 2003 | CZ01 | 2 | SFm2003CZ012 | 68 | 68 | 68 | 68 | 83 | 76 | 76 | 83
| SFm | 2003 | CZ01 | 3 | SFm2003CZ013 | 60 | 60 | 60 | 60 | 78 | 78 | 78 | 78
| SFm | 2003 | CZ01 | 4 | SFm2003CZ014 | 65 | 65 | 65 | 65 | 83 | 80 | 80 | 83
| SFm | 2003 | CZ01 | 5 | SFm2003CZ015 | 65 | 68 | 68 | 65 | 80 | 80 | 80 | 80
| SFm | Any | CZ01 | 1 | SFmAnyCZ011 | 60 | 60 | 60 | 60 | 74 | 74 | 74 | 74
| SFm | Any | CZ01 | 2 | SFmAnyCZ012 | 68 | 65 | 65 | 68 | 83 | 76 | 76 | 83
| SFm | Any | CZ01 | 3 | SFmAnyCZ013 | 55 | 55 | 55 | 55 | 78 | 78 | 78 | 78
| SFm | Any | CZ01 | 4 | SFmAnyCZ014 | 65 | 70 | 70 | 65 | 83 | 80 | 80 | 83
| SFm | Any | CZ01 | 5 | SFmAnyCZ015 | 68 | 68 | 68 | 68 | 80 | 80 | 80 | 80
| SFm | 1975 | CZ02 | 1 | SFm1975CZ021 | 65 | 65 | 65 | 65 | 80 | 80 | 80 | 80
| SFm | 1975 | CZ02 | 2 | SFm1975CZ022 | 60 | 60 | 60 | 60 | 76 | 83 | 83 | 76
| SFm | 1975 | CZ02 | 3 | SFm1975CZ023 | 63 | 63 | 63 | 63 | 80 | 83 | 83 | 80
| SFm | 1975 | CZ02 | 4 | SFm1975CZ024 | 61 | 61 | 61 | 61 | 83 | 83 | 83 | 83
| SFm | 1975 | CZ02 | 5 | SFm1975CZ025 | 68 | 65 | 65 | 68 | 82 | 81 | 81 | 82
| SFm | 1985 | CZ02 | 1 | SFm1985CZ021 | 68 | 65 | 65 | 68 | 78 | 78 | 78 | 78
| SFm | 1985 | CZ02 | 2 | SFm1985CZ022 | 60 | 60 | 60 | 60 | 83 | 80 | 80 | 83
| SFm | 1985 | CZ02 | 3 | SFm1985CZ023 | 68 | 68 | 68 | 68 | 76 | 83 | 83 | 76
| SFm | 1985 | CZ02 | 4 | SFm1985CZ024 | 65 | 70 | 70 | 65 | 83 | 83 | 83 | 83
| SFm | 1985 | CZ02 | 5 | SFm1985CZ025 | 70 | 65 | 65 | 70 | 90 | 90 | 90 | 90
| SFm | 1996 | CZ02 | 1 | SFm1996CZ021 | 65 | 68 | 68 | 65 | 78 | 78 | 78 | 78
| SFm | 1996 | CZ02 | 2 | SFm1996CZ022 | 65 | 70 | 70 | 65 | 80 | 80 | 80 | 80
| SFm | 1996 | CZ02 | 3 | SFm1996CZ023 | 65 | 65 | 65 | 65 | 76 | 83 | 83 | 76
| SFm | 1996 | CZ02 | 4 | SFm1996CZ024 | 55 | 55 | 55 | 55 | 83 | 83 | 83 | 83
| SFm | 1996 | CZ02 | 5 | SFm1996CZ025 | 60 | 60 | 60 | 60 | 90 | 90 | 90 | 90
| SFm | 2003 | CZ02 | 1 | SFm2003CZ021 | 60 | 60 | 60 | 60 | 83 | 76 | 76 | 83
| SFm | 2003 | CZ02 | 2 | SFm2003CZ022 | 70 | 65 | 65 | 70 | 78 | 78 | 78 | 78
| SFm | 2003 | CZ02 | 3 | SFm2003CZ023 | 65 | 65 | 65 | 65 | 80 | 80 | 80 | 80
| SFm | 2003 | CZ02 | 4 | SFm2003CZ024 | 65 | 68 | 68 | 65 | 76 | 83 | 83 | 76
| SFm | 2003 | CZ02 | 5 | SFm2003CZ025 | 55 | 55 | 55 | 55 | 80 | 83 | 83 | 80
| SFm | Any | CZ02 | 1 | SFmAnyCZ021 | 65 | 68 | 68 | 65 | 74 | 74 | 74 | 74
| SFm | Any | CZ02 | 2 | SFmAnyCZ022 | 68 | 65 | 65 | 68 | 83 | 76 | 76 | 83
| SFm | Any | CZ02 | 3 | SFmAnyCZ023 | 65 | 65 | 65 | 65 | 78 | 78 | 78 | 78
| SFm | Any | CZ02 | 4 | SFmAnyCZ024 | 65 | 65 | 65 | 65 | 83 | 80 | 80 | 83
| SFm | Any | CZ02 | 5 | SFmAnyCZ025 | 65 | 68 | 68 | 65 | 80 | 80 | 80 | 80
| SFm | 1975 | CZ03 | 1 | SFm1975CZ031 | 68 | 68 | 68 | 68 | 80 | 75 | 75 | 80
| SFm | 1975 | CZ03 | 2 | SFm1975CZ032 | 60 | 60 | 60 | 60 | 77 | 77 | 77 | 77
| SFm | 1975 | CZ03 | 3 | SFm1975CZ033 | 65 | 65 | 65 | 65 | 80 | 78 | 78 | 80
| SFm | 1975 | CZ03 | 4 | SFm1975CZ034 | 68 | 63 | 63 | 68 | 78 | 75 | 75 | 78
| SFm | 1975 | CZ03 | 5 | SFm1975CZ035 | 64 | 68 | 68 | 64 | 76 | 76 | 76 | 76
| SFm | 1985 | CZ03 | 1 | SFm1985CZ031 | 70 | 70 | 70 | 70 | 74 | 74 | 74 | 74
| SFm | 1985 | CZ03 | 2 | SFm1985CZ032 | 68 | 65 | 65 | 68 | 83 | 76 | 76 | 83
| SFm | 1985 | CZ03 | 3 | SFm1985CZ033 | 65 | 65 | 65 | 65 | 78 | 78 | 78 | 78
| SFm | 1985 | CZ03 | 4 | SFm1985CZ034 | 70 | 65 | 65 | 70 | 83 | 80 | 80 | 83
| SFm | 1985 | CZ03 | 5 | SFm1985CZ035 | 68 | 68 | 68 | 68 | 80 | 80 | 80 | 80
| SFm | 1996 | CZ03 | 1 | SFm1996CZ031 | 68 | 65 | 65 | 68 | 80 | 76 | 76 | 80
| SFm | 1996 | CZ03 | 2 | SFm1996CZ032 | 70 | 65 | 65 | 70 | 77 | 77 | 77 | 77
| SFm | 1996 | CZ03 | 3 | SFm1996CZ033 | 65 | 68 | 68 | 65 | 80 | 78 | 78 | 80
| SFm | 1996 | CZ03 | 4 | SFm1996CZ034 | 68 | 68 | 68 | 68 | 78 | 78 | 78 | 78
| SFm | 1996 | CZ03 | 5 | SFm1996CZ035 | 65 | 65 | 65 | 65 | 76 | 80 | 80 | 76
| SFm | 2003 | CZ03 | 1 | SFm2003CZ031 | 70 | 65 | 65 | 70 | 83 | 76 | 76 | 83
| SFm | 2003 | CZ03 | 2 | SFm2003CZ032 | 63 | 63 | 63 | 63 | 78 | 78 | 78 | 78
| SFm | 2003 | CZ03 | 3 | SFm2003CZ033 | 68 | 68 | 68 | 68 | 83 | 80 | 80 | 83
| SFm | 2003 | CZ03 | 4 | SFm2003CZ034 | 68 | 68 | 68 | 68 | 80 | 77 | 77 | 80
| SFm | 2003 | CZ03 | 5 | SFm2003CZ035 | 67 | 67 | 67 | 67 | 76 | 80 | 80 | 76
| SFm | Any | CZ03 | 1 | SFmAnyCZ031 | 60 | 60 | 60 | 60 | 74 | 74 | 74 | 74
| SFm | Any | CZ03 | 2 | SFmAnyCZ032 | 68 | 65 | 65 | 68 | 83 | 76 | 76 | 83
| SFm | Any | CZ03 | 3 | SFmAnyCZ033 | 65 | 70 | 70 | 65 | 77 | 77 | 77 | 77
| SFm | Any | CZ03 | 4 | SFmAnyCZ034 | 68 | 68 | 68 | 68 | 80 | 75 | 75 | 80
| SFm | Any | CZ03 | 5 | SFmAnyCZ035 | 65 | 68 | 68 | 65 | 75 | 75 | 75 | 75
| SFm | 1975 | CZ04 | 1 | SFm1975CZ041 | 60 | 60 | 60 | 60 | 78 | 78 | 78 | 78
| SFm | 1975 | CZ04 | 2 | SFm1975CZ042 | 65 | 65 | 65 | 65 | 83 | 80 | 80 | 83
| SFm | 1975 | CZ04 | 3 | SFm1975CZ043 | 65 | 68 | 68 | 65 | 80 | 80 | 80 | 80
| SFm | 1975 | CZ04 | 4 | SFm1975CZ044 | 65 | 70 | 70 | 65 | 76 | 83 | 83 | 76
| SFm | 1975 | CZ04 | 5 | SFm1975CZ045 | 55 | 55 | 55 | 55 | 80 | 83 | 83 | 80
| SFm | 1985 | CZ04 | 1 | SFm1985CZ041 | 70 | 65 | 65 | 70 | 74 | 74 | 74 | 74
| SFm | 1985 | CZ04 | 2 | SFm1985CZ042 | 60 | 60 | 60 | 60 | 83 | 76 | 76 | 83
| SFm | 1985 | CZ04 | 3 | SFm1985CZ043 | 68 | 68 | 68 | 68 | 78 | 78 | 78 | 78
| SFm | 1985 | CZ04 | 4 | SFm1985CZ044 | 65 | 70 | 70 | 65 | 83 | 80 | 80 | 83
| SFm | 1985 | CZ04 | 5 | SFm1985CZ045 | 68 | 65 | 65 | 68 | 80 | 80 | 80 | 80
| SFm | 1996 | CZ04 | 1 | SFm1996CZ041 | 69 | 66 | 66 | 69 | 78 | 80 | 80 | 78
| SFm | 1996 | CZ04 | 2 | SFm1996CZ042 | 68 | 65 | 65 | 68 | 78 | 82 | 82 | 78
| SFm | 1996 | CZ04 | 3 | SFm1996CZ043 | 68 | 70 | 70 | 68 | 83 | 80 | 80 | 83
| SFm | 1996 | CZ04 | 4 | SFm1996CZ044 | 68 | 68 | 68 | 68 | 80 | 79 | 79 | 80
| SFm | 1996 | CZ04 | 5 | SFm1996CZ045 | 65 | 68 | 68 | 65 | 76 | 83 | 83 | 76
| SFm | 2003 | CZ04 | 1 | SFm2003CZ041 | 65 | 70 | 70 | 65 | 74 | 74 | 74 | 74
| SFm | 2003 | CZ04 | 2 | SFm2003CZ042 | 65 | 65 | 65 | 65 | 83 | 76 | 76 | 83
| SFm | 2003 | CZ04 | 3 | SFm2003CZ043 | 68 | 65 | 65 | 68 | 78 | 78 | 78 | 78
| SFm | 2003 | CZ04 | 4 | SFm2003CZ044 | 55 | 55 | 55 | 55 | 83 | 80 | 80 | 83
| SFm | 2003 | CZ04 | 5 | SFm2003CZ045 | 60 | 60 | 60 | 60 | 80 | 80 | 80 | 80
| SFm | Any | CZ04 | 1 | SFmAnyCZ041 | 65 | 68 | 68 | 65 | 74 | 74 | 74 | 74
| SFm | Any | CZ04 | 2 | SFmAnyCZ042 | 65 | 65 | 65 | 65 | 83 | 76 | 76 | 83
| SFm | Any | CZ04 | 3 | SFmAnyCZ043 | 68 | 65 | 65 | 68 | 78 | 78 | 78 | 78
| SFm | Any | CZ04 | 4 | SFmAnyCZ044 | 68 | 68 | 68 | 68 | 83 | 80 | 80 | 83
| SFm | Any | CZ04 | 5 | SFmAnyCZ045 | 60 | 60 | 60 | 60 | 80 | 80 | 80 | 80
| SFm | 1975 | CZ05 | 1 | SFm1975CZ051 | 60 | 60 | 60 | 60 | 75 | 74 | 74 | 75
| SFm | 1975 | CZ05 | 2 | SFm1975CZ052 | 65 | 65 | 65 | 65 | 76 | 76 | 76 | 76
| SFm | 1975 | CZ05 | 3 | SFm1975CZ053 | 68 | 65 | 65 | 68 | 77 | 74 | 74 | 77
| SFm | 1975 | CZ05 | 4 | SFm1975CZ054 | 65 | 68 | 68 | 65 | 76 | 76 | 76 | 76
| SFm | 1975 | CZ05 | 5 | SFm1975CZ055 | 65 | 65 | 65 | 65 | 80 | 80 | 80 | 80
| SFm | 1985 | CZ05 | 1 | SFm1985CZ051 | 65 | 70 | 70 | 65 | 75 | 74 | 74 | 75
| SFm | 1985 | CZ05 | 2 | SFm1985CZ052 | 65 | 65 | 65 | 65 | 75 | 75 | 75 | 75
| SFm | 1985 | CZ05 | 3 | SFm1985CZ053 | 70 | 65 | 65 | 70 | 80 | 75 | 74 | 80
| SFm | 1985 | CZ05 | 4 | SFm1985CZ054 | 68 | 65 | 65 | 68 | 76 | 76 | 74 | 76
| SFm | 1985 | CZ05 | 5 | SFm1985CZ055 | 68 | 68 | 68 | 68 | 74 | 74 | 74 | 74
| SFm | 1996 | CZ05 | 1 | SFm1996CZ051 | 70 | 72 | 72 | 70 | 75 | 75 | 75 | 75
| SFm | 1996 | CZ05 | 2 | SFm1996CZ052 | 69 | 70 | 70 | 69 | 76 | 76 | 76 | 76
| SFm | 1996 | CZ05 | 3 | SFm1996CZ053 | 68 | 68 | 68 | 68 | 80 | 75 | 75 | 80
| SFm | 1996 | CZ05 | 4 | SFm1996CZ054 | 69 | 72 | 72 | 69 | 76 | 76 | 76 | 76
| SFm | 1996 | CZ05 | 5 | SFm1996CZ055 | 72 | 72 | 72 | 72 | 75 | 74 | 74 | 75
| SFm | 2003 | CZ05 | 1 | SFm2003CZ051 | 70 | 72 | 72 | 70 | 75 | 75 | 75 | 75
| SFm | 2003 | CZ05 | 2 | SFm2003CZ052 | 68 | 68 | 68 | 68 | 76 | 76 | 76 | 76
| SFm | 2003 | CZ05 | 3 | SFm2003CZ053 | 70 | 65 | 65 | 70 | 80 | 75 | 75 | 80
| SFm | 2003 | CZ05 | 4 | SFm2003CZ054 | 68 | 70 | 70 | 68 | 76 | 74 | 74 | 76
| SFm | 2003 | CZ05 | 5 | SFm2003CZ055 | 70 | 70 | 70 | 70 | 75 | 74 | 74 | 75
| SFm | Any | CZ05 | 1 | SFmAnyCZ051 | 65 | 65 | 65 | 65 | 75 | 74 | 74 | 75
| SFm | Any | CZ05 | 2 | SFmAnyCZ052 | 65 | 70 | 70 | 65 | 76 | 75 | 74 | 76
| SFm | Any | CZ05 | 3 | SFmAnyCZ053 | 68 | 65 | 65 | 68 | 80 | 75 | 75 | 80
| SFm | Any | CZ05 | 4 | SFmAnyCZ054 | 68 | 68 | 68 | 68 | 76 | 74 | 74 | 76
| SFm | Any | CZ05 | 5 | SFmAnyCZ055 | 65 | 65 | 65 | 65 | 75 | 74 | 74 | 75
| SFm | 1975 | CZ06 | 1 | SFm1975CZ061 | 65 | 65 | 65 | 65 | 74 | 74 | 74 | 74
| SFm | 1975 | CZ06 | 2 | SFm1975CZ062 | 60 | 60 | 60 | 60 | 83 | 76 | 76 | 83
| SFm | 1975 | CZ06 | 3 | SFm1975CZ063 | 65 | 68 | 68 | 65 | 78 | 78 | 78 | 78
| SFm | 1975 | CZ06 | 4 | SFm1975CZ064 | 65 | 68 | 68 | 65 | 83 | 80 | 80 | 83
| SFm | 1975 | CZ06 | 5 | SFm1975CZ065 | 68 | 65 | 65 | 68 | 80 | 80 | 80 | 80
| SFm | 1985 | CZ06 | 1 | SFm1985CZ061 | 68 | 65 | 65 | 68 | 74 | 74 | 74 | 74
| SFm | 1985 | CZ06 | 2 | SFm1985CZ062 | 70 | 65 | 65 | 70 | 83 | 76 | 76 | 83
| SFm | 1985 | CZ06 | 3 | SFm1985CZ063 | 70 | 70 | 70 | 70 | 78 | 78 | 78 | 78
| SFm | 1985 | CZ06 | 4 | SFm1985CZ064 | 60 | 60 | 60 | 60 | 83 | 80 | 80 | 83
| SFm | 1985 | CZ06 | 5 | SFm1985CZ065 | 68 | 68 | 68 | 68 | 83 | 83 | 83 | 83
| SFm | 1996 | CZ06 | 1 | SFm1996CZ061 | 68 | 65 | 65 | 68 | 74 | 74 | 74 | 74
| SFm | 1996 | CZ06 | 2 | SFm1996CZ062 | 68 | 68 | 68 | 68 | 83 | 76 | 76 | 83
| SFm | 1996 | CZ06 | 3 | SFm1996CZ063 | 72 | 72 | 72 | 72 | 78 | 78 | 78 | 78
| SFm | 1996 | CZ06 | 4 | SFm1996CZ064 | 70 | 65 | 65 | 70 | 83 | 80 | 80 | 83
| SFm | 1996 | CZ06 | 5 | SFm1996CZ065 | 68 | 68 | 68 | 68 | 80 | 80 | 80 | 80
| SFm | 2003 | CZ06 | 1 | SFm2003CZ061 | 69 | 69 | 69 | 69 | 77 | 77 | 77 | 77
| SFm | 2003 | CZ06 | 2 | SFm2003CZ062 | 68 | 70 | 70 | 68 | 83 | 76 | 76 | 83
| SFm | 2003 | CZ06 | 3 | SFm2003CZ063 | 70 | 65 | 65 | 70 | 78 | 78 | 78 | 78
| SFm | 2003 | CZ06 | 4 | SFm2003CZ064 | 70 | 68 | 68 | 70 | 83 | 80 | 80 | 83
| SFm | 2003 | CZ06 | 5 | SFm2003CZ065 | 65 | 70 | 70 | 65 | 80 | 78 | 78 | 80
| SFm | Any | CZ06 | 1 | SFmAnyCZ061 | 68 | 68 | 68 | 68 | 74 | 74 | 74 | 74
| SFm | Any | CZ06 | 2 | SFmAnyCZ062 | 70 | 65 | 65 | 70 | 83 | 76 | 76 | 83
| SFm | Any | CZ06 | 3 | SFmAnyCZ063 | 60 | 60 | 60 | 60 | 78 | 78 | 78 | 78
| SFm | Any | CZ06 | 4 | SFmAnyCZ064 | 65 | 68 | 68 | 65 | 83 | 80 | 80 | 83
| SFm | Any | CZ06 | 5 | SFmAnyCZ065 | 70 | 70 | 70 | 70 | 80 | 80 | 80 | 80
| SFm | 1975 | CZ07 | 1 | SFm1975CZ071 | 70 | 70 | 70 | 70 | 74 | 74 | 74 | 74
| SFm | 1975 | CZ07 | 2 | SFm1975CZ072 | 65 | 68 | 68 | 65 | 78 | 78 | 78 | 78
| SFm | 1975 | CZ07 | 3 | SFm1975CZ073 | 70 | 70 | 70 | 70 | 83 | 80 | 80 | 83
| SFm | 1975 | CZ07 | 4 | SFm1975CZ074 | 68 | 68 | 68 | 68 | 74 | 74 | 74 | 74
| SFm | 1975 | CZ07 | 5 | SFm1975CZ075 | 68 | 65 | 65 | 68 | 83 | 76 | 76 | 83
| SFm | 1985 | CZ07 | 1 | SFm1985CZ071 | 72 | 72 | 72 | 72 | 74 | 74 | 74 | 74
| SFm | 1985 | CZ07 | 2 | SFm1985CZ072 | 68 | 65 | 65 | 68 | 78 | 78 | 78 | 78
| SFm | 1985 | CZ07 | 3 | SFm1985CZ073 | 72 | 72 | 72 | 72 | 83 | 80 | 80 | 83
| SFm | 1985 | CZ07 | 4 | SFm1985CZ074 | 65 | 70 | 70 | 65 | 74 | 74 | 74 | 74
| SFm | 1985 | CZ07 | 5 | SFm1985CZ075 | 68 | 68 | 68 | 68 | 83 | 76 | 76 | 83
| SFm | 1996 | CZ07 | 1 | SFm1996CZ071 | 72 | 70 | 70 | 72 | 76 | 80 | 80 | 76
| SFm | 1996 | CZ07 | 2 | SFm1996CZ072 | 70 | 74 | 74 | 70 | 80 | 80 | 80 | 80
| SFm | 1996 | CZ07 | 3 | SFm1996CZ073 | 72 | 72 | 72 | 72 | 83 | 78 | 87 | 83
| SFm | 1996 | CZ07 | 4 | SFm1996CZ074 | 73 | 70 | 70 | 73 | 82 | 78 | 79 | 82
| SFm | 1996 | CZ07 | 5 | SFm1996CZ075 | 70 | 72 | 72 | 70 | 83 | 80 | 80 | 83
| SFm | 2003 | CZ07 | 1 | SFm2003CZ071 | 68 | 72 | 72 | 68 | 76 | 75 | 75 | 76
| SFm | 2003 | CZ07 | 2 | SFm2003CZ072 | 70 | 68 | 68 | 70 | 78 | 78 | 78 | 78
| SFm | 2003 | CZ07 | 3 | SFm2003CZ073 | 65 | 70 | 70 | 65 | 83 | 76 | 76 | 83
| SFm | 2003 | CZ07 | 4 | SFm2003CZ074 | 70 | 72 | 72 | 70 | 75 | 75 | 75 | 75
| SFm | 2003 | CZ07 | 5 | SFm2003CZ075 | 71 | 70 | 70 | 71 | 80 | 75 | 75 | 80
| SFm | Any | CZ07 | 1 | SFmAnyCZ071 | 68 | 68 | 68 | 68 | 74 | 74 | 74 | 74
| SFm | Any | CZ07 | 2 | SFmAnyCZ072 | 70 | 70 | 70 | 70 | 78 | 76 | 76 | 78
| SFm | Any | CZ07 | 3 | SFmAnyCZ073 | 68 | 68 | 68 | 68 | 80 | 76 | 76 | 80
| SFm | Any | CZ07 | 4 | SFmAnyCZ074 | 65 | 70 | 70 | 65 | 74 | 74 | 74 | 74
| SFm | Any | CZ07 | 5 | SFmAnyCZ075 | 68 | 65 | 65 | 68 | 80 | 75 | 75 | 80
| SFm | 1975 | CZ08 | 1 | SFm1975CZ081 | 60 | 60 | 60 | 60 | 80 | 78 | 78 | 80
| SFm | 1975 | CZ08 | 2 | SFm1975CZ082 | 68 | 65 | 65 | 68 | 78 | 78 | 78 | 78
| SFm | 1975 | CZ08 | 3 | SFm1975CZ083 | 68 | 68 | 68 | 68 | 83 | 80 | 80 | 83
| SFm | 1975 | CZ08 | 4 | SFm1975CZ084 | 68 | 70 | 70 | 68 | 76 | 83 | 83 | 76
| SFm | 1975 | CZ08 | 5 | SFm1975CZ085 | 69 | 69 | 69 | 69 | 80 | 83 | 83 | 80
| SFm | 1985 | CZ08 | 1 | SFm1985CZ081 | 70 | 70 | 70 | 70 | 80 | 78 | 77 | 80
| SFm | 1985 | CZ08 | 2 | SFm1985CZ082 | 68 | 70 | 70 | 68 | 83 | 78 | 78 | 83
| SFm | 1985 | CZ08 | 3 | SFm1985CZ083 | 68 | 72 | 72 | 68 | 78 | 78 | 78 | 78
| SFm | 1985 | CZ08 | 4 | SFm1985CZ084 | 70 | 72 | 72 | 70 | 83 | 80 | 80 | 83
| SFm | 1985 | CZ08 | 5 | SFm1985CZ085 | 70 | 65 | 65 | 70 | 80 | 80 | 80 | 80
| SFm | 1996 | CZ08 | 1 | SFm1996CZ081 | 72 | 65 | 65 | 72 | 78 | 80 | 80 | 78
| SFm | 1996 | CZ08 | 2 | SFm1996CZ082 | 71 | 72 | 72 | 71 | 83 | 80 | 80 | 83
| SFm | 1996 | CZ08 | 3 | SFm1996CZ083 | 70 | 73 | 73 | 70 | 80 | 82 | 82 | 80
| SFm | 1996 | CZ08 | 4 | SFm1996CZ084 | 70 | 70 | 70 | 70 | 83 | 80 | 80 | 83
| SFm | 1996 | CZ08 | 5 | SFm1996CZ085 | 70 | 72 | 72 | 70 | 80 | 78 | 78 | 80
| SFm | 2003 | CZ08 | 1 | SFm2003CZ081 | 68 | 65 | 65 | 68 | 76 | 76 | 76 | 76
| SFm | 2003 | CZ08 | 2 | SFm2003CZ082 | 68 | 70 | 70 | 68 | 83 | 76 | 76 | 83
| SFm | 2003 | CZ08 | 3 | SFm2003CZ083 | 68 | 68 | 68 | 68 | 78 | 78 | 78 | 78
| SFm | 2003 | CZ08 | 4 | SFm2003CZ084 | 68 | 70 | 70 | 69 | 83 | 78 | 78 | 83
| SFm | 2003 | CZ08 | 5 | SFm2003CZ085 | 70 | 70 | 70 | 70 | 80 | 80 | 80 | 80
| SFm | Any | CZ08 | 1 | SFmAnyCZ081 | 68 | 65 | 65 | 68 | 74 | 74 | 74 | 74
| SFm | Any | CZ08 | 2 | SFmAnyCZ082 | 65 | 70 | 70 | 65 | 83 | 76 | 76 | 83
| SFm | Any | CZ08 | 3 | SFmAnyCZ083 | 70 | 65 | 65 | 70 | 78 | 78 | 78 | 78
| SFm | Any | CZ08 | 4 | SFmAnyCZ084 | 70 | 70 | 70 | 70 | 83 | 78 | 78 | 83
| SFm | Any | CZ08 | 5 | SFmAnyCZ085 | 70 | 68 | 68 | 70 | 78 | 78 | 78 | 78
| SFm | 1975 | CZ09 | 1 | SFm1975CZ091 | 65 | 65 | 65 | 65 | 83 | 78 | 78 | 83
| SFm | 1975 | CZ09 | 2 | SFm1975CZ092 | 68 | 68 | 68 | 68 | 78 | 78 | 78 | 78
| SFm | 1975 | CZ09 | 3 | SFm1975CZ093 | 65 | 70 | 70 | 65 | 83 | 80 | 80 | 83
| SFm | 1975 | CZ09 | 4 | SFm1975CZ094 | 68 | 65 | 65 | 68 | 76 | 83 | 83 | 76
| SFm | 1975 | CZ09 | 5 | SFm1975CZ095 | 70 | 68 | 68 | 70 | 82 | 82 | 82 | 82
| SFm | 1985 | CZ09 | 1 | SFm1985CZ091 | 72 | 72 | 72 | 72 | 78 | 78 | 78 | 78
| SFm | 1985 | CZ09 | 2 | SFm1985CZ092 | 68 | 68 | 68 | 68 | 83 | 80 | 80 | 83
| SFm | 1985 | CZ09 | 3 | SFm1985CZ093 | 70 | 65 | 65 | 70 | 80 | 80 | 80 | 80
| SFm | 1985 | CZ09 | 4 | SFm1985CZ094 | 68 | 70 | 70 | 68 | 76 | 83 | 83 | 76
| SFm | 1985 | CZ09 | 5 | SFm1985CZ095 | 68 | 79 | 79 | 68 | 85 | 85 | 85 | 85
| SFm | 1996 | CZ09 | 1 | SFm1996CZ091 | 72 | 68 | 68 | 72 | 80 | 80 | 80 | 80
| SFm | 1996 | CZ09 | 2 | SFm1996CZ092 | 70 | 72 | 72 | 70 | 83 | 81 | 81 | 83
| SFm | 1996 | CZ09 | 3 | SFm1996CZ093 | 70 | 65 | 65 | 70 | 78 | 80 | 80 | 78
| SFm | 1996 | CZ09 | 4 | SFm1996CZ094 | 70 | 74 | 74 | 70 | 83 | 80 | 80 | 83
| SFm | 1996 | CZ09 | 5 | SFm1996CZ095 | 72 | 72 | 72 | 72 | 78 | 83 | 83 | 78
| SFm | 2003 | CZ09 | 1 | SFm2003CZ091 | 65 | 70 | 70 | 65 | 74 | 74 | 74 | 74
| SFm | 2003 | CZ09 | 2 | SFm2003CZ092 | 68 | 68 | 68 | 68 | 83 | 76 | 76 | 83
| SFm | 2003 | CZ09 | 3 | SFm2003CZ093 | 68 | 65 | 65 | 68 | 78 | 78 | 78 | 78
| SFm | 2003 | CZ09 | 4 | SFm2003CZ094 | 70 | 70 | 70 | 70 | 83 | 80 | 80 | 83
| SFm | 2003 | CZ09 | 5 | SFm2003CZ095 | 65 | 65 | 65 | 65 | 80 | 80 | 80 | 80
| SFm | Any | CZ09 | 1 | SFmAnyCZ091 | 68 | 68 | 68 | 68 | 78 | 76 | 76 | 78
| SFm | Any | CZ09 | 2 | SFmAnyCZ092 | 70 | 65 | 65 | 70 | 83 | 76 | 76 | 83
| SFm | Any | CZ09 | 3 | SFmAnyCZ093 | 68 | 65 | 65 | 68 | 78 | 78 | 78 | 78
| SFm | Any | CZ09 | 4 | SFmAnyCZ094 | 65 | 70 | 70 | 65 | 83 | 78 | 78 | 83
| SFm | Any | CZ09 | 5 | SFmAnyCZ095 | 70 | 70 | 70 | 70 | 80 | 80 | 80 | 80
| SFm | 1975 | CZ10 | 1 | SFm1975CZ101 | 60 | 60 | 60 | 60 | 83 | 80 | 80 | 83
| SFm | 1975 | CZ10 | 2 | SFm1975CZ102 | 65 | 68 | 68 | 65 | 76 | 83 | 83 | 76
| SFm | 1975 | CZ10 | 3 | SFm1975CZ103 | 65 | 65 | 65 | 65 | 80 | 83 | 83 | 80
| SFm | 1975 | CZ10 | 4 | SFm1975CZ104 | 65 | 70 | 70 | 65 | 85 | 85 | 85 | 85
| SFm | 1975 | CZ10 | 5 | SFm1975CZ105 | 68 | 68 | 68 | 68 | 90 | 90 | 90 | 90
| SFm | 1985 | CZ10 | 1 | SFm1985CZ101 | 68 | 65 | 65 | 68 | 83 | 80 | 80 | 83
| SFm | 1985 | CZ10 | 2 | SFm1985CZ102 | 65 | 68 | 68 | 65 | 80 | 80 | 80 | 80
| SFm | 1985 | CZ10 | 3 | SFm1985CZ103 | 72 | 72 | 72 | 72 | 76 | 83 | 83 | 76
| SFm | 1985 | CZ10 | 4 | SFm1985CZ104 | 70 | 65 | 65 | 70 | 85 | 85 | 85 | 85
| SFm | 1985 | CZ10 | 5 | SFm1985CZ105 | 68 | 68 | 68 | 68 | 90 | 90 | 90 | 90
| SFm | 1996 | CZ10 | 1 | SFm1996CZ101 | 68 | 70 | 70 | 68 | 85 | 78 | 78 | 85
| SFm | 1996 | CZ10 | 2 | SFm1996CZ102 | 70 | 70 | 70 | 70 | 83 | 80 | 80 | 83
| SFm | 1996 | CZ10 | 3 | SFm1996CZ103 | 69 | 69 | 69 | 69 | 80 | 80 | 80 | 80
| SFm | 1996 | CZ10 | 4 | SFm1996CZ104 | 70 | 68 | 68 | 70 | 78 | 78 | 78 | 78
| SFm | 1996 | CZ10 | 5 | SFm1996CZ105 | 70 | 65 | 65 | 70 | 80 | 78 | 78 | 80
| SFm | 2003 | CZ10 | 1 | SFm2003CZ101 | 65 | 70 | 70 | 65 | 74 | 74 | 74 | 74
| SFm | 2003 | CZ10 | 2 | SFm2003CZ102 | 68 | 68 | 68 | 68 | 83 | 76 | 76 | 83
| SFm | 2003 | CZ10 | 3 | SFm2003CZ103 | 70 | 65 | 65 | 70 | 78 | 78 | 78 | 78
| SFm | 2003 | CZ10 | 4 | SFm2003CZ104 | 70 | 70 | 70 | 70 | 83 | 80 | 80 | 83
| SFm | 2003 | CZ10 | 5 | SFm2003CZ105 | 68 | 65 | 65 | 68 | 80 | 80 | 80 | 80
| SFm | Any | CZ10 | 1 | SFmAnyCZ101 | 68 | 68 | 68 | 68 | 74 | 74 | 74 | 74
| SFm | Any | CZ10 | 2 | SFmAnyCZ102 | 70 | 65 | 65 | 70 | 83 | 76 | 76 | 83
| SFm | Any | CZ10 | 3 | SFmAnyCZ103 | 70 | 70 | 70 | 70 | 78 | 76 | 76 | 78
| SFm | Any | CZ10 | 4 | SFmAnyCZ104 | 68 | 65 | 65 | 68 | 80 | 76 | 76 | 80
| SFm | Any | CZ10 | 5 | SFmAnyCZ105 | 72 | 72 | 72 | 72 | 76 | 76 | 76 | 76
| SFm | 1975 | CZ11 | 1 | SFm1975CZ111 | 60 | 60 | 60 | 60 | 76 | 83 | 83 | 76
| SFm | 1975 | CZ11 | 2 | SFm1975CZ112 | 65 | 68 | 68 | 65 | 80 | 83 | 83 | 80
| SFm | 1975 | CZ11 | 3 | SFm1975CZ113 | 65 | 70 | 70 | 65 | 83 | 83 | 83 | 83
| SFm | 1975 | CZ11 | 4 | SFm1975CZ114 | 55 | 55 | 55 | 55 | 85 | 85 | 85 | 85
| SFm | 1975 | CZ11 | 5 | SFm1975CZ115 | 68 | 65 | 65 | 68 | 90 | 90 | 90 | 90
| SFm | 1985 | CZ11 | 1 | SFm1985CZ111 | 60 | 60 | 60 | 60 | 78 | 78 | 78 | 78
| SFm | 1985 | CZ11 | 2 | SFm1985CZ112 | 65 | 65 | 65 | 65 | 83 | 83 | 83 | 83
| SFm | 1985 | CZ11 | 3 | SFm1985CZ113 | 68 | 65 | 65 | 68 | 80 | 80 | 80 | 80
| SFm | 1985 | CZ11 | 4 | SFm1985CZ114 | 65 | 70 | 70 | 65 | 80 | 83 | 83 | 80
| SFm | 1985 | CZ11 | 5 | SFm1985CZ115 | 68 | 68 | 68 | 68 | 85 | 85 | 85 | 85
| SFm | 1996 | CZ11 | 1 | SFm1996CZ111 | 65 | 68 | 68 | 65 | 76 | 83 | 83 | 76
| SFm | 1996 | CZ11 | 2 | SFm1996CZ112 | 68 | 65 | 65 | 68 | 78 | 78 | 78 | 78
| SFm | 1996 | CZ11 | 3 | SFm1996CZ113 | 68 | 68 | 68 | 68 | 80 | 83 | 83 | 80
| SFm | 1996 | CZ11 | 4 | SFm1996CZ114 | 70 | 65 | 65 | 70 | 83 | 83 | 83 | 83
| SFm | 1996 | CZ11 | 5 | SFm1996CZ115 | 60 | 60 | 60 | 60 | 85 | 85 | 85 | 85
| SFm | 2003 | CZ11 | 1 | SFm2003CZ111 | 65 | 68 | 68 | 65 | 76 | 83 | 83 | 76
| SFm | 2003 | CZ11 | 2 | SFm2003CZ112 | 60 | 60 | 60 | 60 | 80 | 80 | 80 | 80
| SFm | 2003 | CZ11 | 3 | SFm2003CZ113 | 65 | 65 | 65 | 65 | 83 | 80 | 80 | 83
| SFm | 2003 | CZ11 | 4 | SFm2003CZ114 | 65 | 68 | 68 | 65 | 80 | 80 | 80 | 80
| SFm | 2003 | CZ11 | 5 | SFm2003CZ115 | 65 | 65 | 65 | 65 | 85 | 85 | 85 | 85
| SFm | Any | CZ11 | 1 | SFmAnyCZ111 | 62 | 65 | 65 | 62 | 83 | 76 | 76 | 83
| SFm | Any | CZ11 | 2 | SFmAnyCZ112 | 60 | 60 | 60 | 60 | 76 | 83 | 83 | 76
| SFm | Any | CZ11 | 3 | SFmAnyCZ113 | 63 | 65 | 68 | 62 | 78 | 78 | 78 | 78
| SFm | Any | CZ11 | 4 | SFmAnyCZ114 | 63 | 68 | 68 | 63 | 83 | 80 | 80 | 83
| SFm | Any | CZ11 | 5 | SFmAnyCZ115 | 63 | 65 | 65 | 63 | 79 | 79 | 79 | 79
| SFm | 1975 | CZ12 | 1 | SFm1975CZ121 | 68 | 68 | 68 | 68 | 80 | 80 | 80 | 80
| SFm | 1975 | CZ12 | 2 | SFm1975CZ122 | 65 | 70 | 70 | 65 | 76 | 83 | 83 | 76
| SFm | 1975 | CZ12 | 3 | SFm1975CZ123 | 55 | 55 | 55 | 55 | 80 | 83 | 83 | 80
| SFm | 1975 | CZ12 | 4 | SFm1975CZ124 | 60 | 60 | 60 | 60 | 83 | 83 | 83 | 83
| SFm | 1975 | CZ12 | 5 | SFm1975CZ125 | 65 | 65 | 65 | 65 | 85 | 85 | 85 | 85
| SFm | 1985 | CZ12 | 1 | SFm1985CZ121 | 65 | 65 | 65 | 65 | 78 | 78 | 78 | 78
| SFm | 1985 | CZ12 | 2 | SFm1985CZ122 | 60 | 60 | 60 | 60 | 83 | 80 | 80 | 83
| SFm | 1985 | CZ12 | 3 | SFm1985CZ123 | 65 | 68 | 68 | 65 | 80 | 80 | 80 | 80
| SFm | 1985 | CZ12 | 4 | SFm1985CZ124 | 65 | 70 | 70 | 65 | 76 | 83 | 83 | 76
| SFm | 1985 | CZ12 | 5 | SFm1985CZ125 | 68 | 68 | 68 | 68 | 85 | 85 | 85 | 85
| SFm | 1996 | CZ12 | 1 | SFm1996CZ121 | 65 | 70 | 70 | 65 | 83 | 76 | 76 | 83
| SFm | 1996 | CZ12 | 2 | SFm1996CZ122 | 68 | 68 | 68 | 68 | 78 | 78 | 78 | 78
| SFm | 1996 | CZ12 | 3 | SFm1996CZ123 | 68 | 65 | 65 | 68 | 83 | 80 | 80 | 83
| SFm | 1996 | CZ12 | 4 | SFm1996CZ124 | 60 | 60 | 60 | 60 | 80 | 80 | 80 | 80
| SFm | 1996 | CZ12 | 5 | SFm1996CZ125 | 65 | 65 | 65 | 65 | 76 | 83 | 83 | 76
| SFm | 2003 | CZ12 | 1 | SFm2003CZ121 | 65 | 70 | 70 | 65 | 83 | 83 | 83 | 83
| SFm | 2003 | CZ12 | 2 | SFm2003CZ122 | 68 | 65 | 65 | 68 | 83 | 76 | 76 | 83
| SFm | 2003 | CZ12 | 3 | SFm2003CZ123 | 65 | 65 | 65 | 65 | 78 | 78 | 78 | 78
| SFm | 2003 | CZ12 | 4 | SFm2003CZ124 | 60 | 60 | 60 | 60 | 83 | 80 | 80 | 83
| SFm | 2003 | CZ12 | 5 | SFm2003CZ125 | 68 | 68 | 68 | 68 | 76 | 83 | 83 | 76
| SFm | Any | CZ12 | 1 | SFmAnyCZ121 | 65 | 70 | 70 | 65 | 74 | 74 | 74 | 74
| SFm | Any | CZ12 | 2 | SFmAnyCZ122 | 68 | 68 | 68 | 68 | 83 | 76 | 76 | 83
| SFm | Any | CZ12 | 3 | SFmAnyCZ123 | 60 | 60 | 60 | 60 | 78 | 78 | 78 | 78
| SFm | Any | CZ12 | 4 | SFmAnyCZ124 | 68 | 65 | 65 | 68 | 83 | 80 | 80 | 83
| SFm | Any | CZ12 | 5 | SFmAnyCZ125 | 70 | 65 | 65 | 70 | 80 | 80 | 80 | 80
| SFm | 1975 | CZ13 | 1 | SFm1975CZ131 | 63 | 65 | 65 | 63 | 77 | 83 | 83 | 77
| SFm | 1975 | CZ13 | 2 | SFm1975CZ132 | 65 | 65 | 65 | 65 | 80 | 83 | 83 | 80
| SFm | 1975 | CZ13 | 3 | SFm1975CZ133 | 66 | 65 | 65 | 66 | 83 | 83 | 83 | 83
| SFm | 1975 | CZ13 | 4 | SFm1975CZ134 | 60 | 60 | 60 | 60 | 85 | 85 | 85 | 85
| SFm | 1975 | CZ13 | 5 | SFm1975CZ135 | 63 | 68 | 68 | 63 | 82 | 82 | 82 | 82
| SFm | 1985 | CZ13 | 1 | SFm1985CZ131 | 65 | 68 | 68 | 65 | 82 | 80 | 80 | 82
| SFm | 1985 | CZ13 | 2 | SFm1985CZ132 | 64 | 67 | 67 | 64 | 80 | 83 | 83 | 80
| SFm | 1985 | CZ13 | 3 | SFm1985CZ133 | 64 | 65 | 65 | 64 | 83 | 83 | 83 | 83
| SFm | 1985 | CZ13 | 4 | SFm1985CZ134 | 63 | 68 | 68 | 63 | 85 | 85 | 85 | 85
| SFm | 1985 | CZ13 | 5 | SFm1985CZ135 | 63 | 63 | 63 | 63 | 82 | 82 | 82 | 82
| SFm | 1996 | CZ13 | 1 | SFm1996CZ131 | 65 | 70 | 68 | 65 | 80 | 83 | 83 | 80
| SFm | 1996 | CZ13 | 2 | SFm1996CZ132 | 65 | 65 | 65 | 65 | 78 | 82 | 82 | 78
| SFm | 1996 | CZ13 | 3 | SFm1996CZ133 | 65 | 70 | 70 | 65 | 83 | 80 | 80 | 83
| SFm | 1996 | CZ13 | 4 | SFm1996CZ134 | 65 | 63 | 63 | 65 | 80 | 80 | 80 | 80
| SFm | 1996 | CZ13 | 5 | SFm1996CZ135 | 65 | 68 | 68 | 65 | 80 | 83 | 83 | 80
| SFm | 2003 | CZ13 | 1 | SFm2003CZ131 | 65 | 65 | 67 | 65 | 80 | 83 | 83 | 80
| SFm | 2003 | CZ13 | 2 | SFm2003CZ132 | 63 | 70 | 70 | 63 | 78 | 80 | 80 | 78
| SFm | 2003 | CZ13 | 3 | SFm2003CZ133 | 65 | 65 | 68 | 63 | 83 | 80 | 80 | 83
| SFm | 2003 | CZ13 | 4 | SFm2003CZ134 | 65 | 65 | 65 | 65 | 80 | 80 | 80 | 80
| SFm | 2003 | CZ13 | 5 | SFm2003CZ135 | 62 | 62 | 62 | 62 | 78 | 83 | 83 | 78
| SFm | Any | CZ13 | 1 | SFmAnyCZ131 | 68 | 65 | 65 | 68 | 74 | 74 | 74 | 74
| SFm | Any | CZ13 | 2 | SFmAnyCZ132 | 68 | 68 | 68 | 68 | 83 | 76 | 76 | 83
| SFm | Any | CZ13 | 3 | SFmAnyCZ133 | 70 | 65 | 65 | 70 | 78 | 78 | 78 | 78
| SFm | Any | CZ13 | 4 | SFmAnyCZ134 | 65 | 70 | 70 | 65 | 83 | 80 | 80 | 83
| SFm | Any | CZ13 | 5 | SFmAnyCZ135 | 60 | 60 | 60 | 60 | 80 | 80 | 80 | 80
| SFm | 1975 | CZ14 | 1 | SFm1975CZ141 | 65 | 70 | 70 | 65 | 83 | 83 | 83 | 83
| SFm | 1975 | CZ14 | 2 | SFm1975CZ142 | 65 | 68 | 68 | 65 | 78 | 78 | 78 | 78
| SFm | 1975 | CZ14 | 3 | SFm1975CZ143 | 55 | 55 | 55 | 55 | 83 | 80 | 80 | 83
| SFm | 1975 | CZ14 | 4 | SFm1975CZ144 | 60 | 60 | 60 | 60 | 80 | 83 | 83 | 80
| SFm | 1975 | CZ14 | 5 | SFm1975CZ145 | 65 | 65 | 65 | 65 | 76 | 83 | 83 | 76
| SFm | 1985 | CZ14 | 1 | SFm1985CZ141 | 68 | 68 | 68 | 68 | 83 | 83 | 83 | 83
| SFm | 1985 | CZ14 | 2 | SFm1985CZ142 | 68 | 65 | 65 | 68 | 83 | 76 | 76 | 83
| SFm | 1985 | CZ14 | 3 | SFm1985CZ143 | 65 | 65 | 65 | 65 | 78 | 78 | 78 | 78
| SFm | 1985 | CZ14 | 4 | SFm1985CZ144 | 65 | 68 | 68 | 65 | 83 | 80 | 80 | 83
| SFm | 1985 | CZ14 | 5 | SFm1985CZ145 | 65 | 70 | 70 | 65 | 80 | 80 | 80 | 80
| SFm | 1996 | CZ14 | 1 | SFm1996CZ141 | 65 | 68 | 68 | 65 | 82 | 82 | 78 | 82
| SFm | 1996 | CZ14 | 2 | SFm1996CZ142 | 65 | 70 | 70 | 65 | 83 | 80 | 80 | 83
| SFm | 1996 | CZ14 | 3 | SFm1996CZ143 | 68 | 68 | 68 | 68 | 79 | 79 | 79 | 79
| SFm | 1996 | CZ14 | 4 | SFm1996CZ144 | 63 | 63 | 63 | 63 | 83 | 80 | 80 | 83
| SFm | 1996 | CZ14 | 5 | SFm1996CZ145 | 65 | 65 | 65 | 65 | 80 | 82 | 82 | 80
| SFm | 2003 | CZ14 | 1 | SFm2003CZ141 | 65 | 65 | 65 | 65 | 74 | 74 | 74 | 74
| SFm | 2003 | CZ14 | 2 | SFm2003CZ142 | 65 | 68 | 68 | 65 | 83 | 76 | 76 | 83
| SFm | 2003 | CZ14 | 3 | SFm2003CZ143 | 68 | 65 | 65 | 68 | 78 | 78 | 78 | 78
| SFm | 2003 | CZ14 | 4 | SFm2003CZ144 | 55 | 55 | 55 | 55 | 83 | 80 | 80 | 83
| SFm | 2003 | CZ14 | 5 | SFm2003CZ145 | 65 | 70 | 70 | 65 | 80 | 80 | 80 | 80
| SFm | Any | CZ14 | 1 | SFmAnyCZ141 | 65 | 65 | 65 | 65 | 74 | 74 | 74 | 74
| SFm | Any | CZ14 | 2 | SFmAnyCZ142 | 65 | 68 | 68 | 65 | 80 | 76 | 74 | 74
| SFm | Any | CZ14 | 3 | SFmAnyCZ143 | 68 | 65 | 65 | 65 | 78 | 74 | 74 | 78
| SFm | Any | CZ14 | 4 | SFmAnyCZ144 | 65 | 62 | 62 | 65 | 80 | 75 | 74 | 80
| SFm | Any | CZ14 | 5 | SFmAnyCZ145 | 65 | 70 | 70 | 65 | 76 | 74 | 74 | 76
| SFm | 1975 | CZ15 | 1 | SFm1975CZ151 | 70 | 70 | 70 | 70 | 88 | 90 | 87 | 85
| SFm | 1975 | CZ15 | 2 | SFm1975CZ152 | 70 | 65 | 65 | 70 | 80 | 85 | 85 | 80
| SFm | 1975 | CZ15 | 3 | SFm1975CZ153 | 68 | 68 | 68 | 68 | 83 | 83 | 83 | 83
| SFm | 1975 | CZ15 | 4 | SFm1975CZ154 | 72 | 70 | 70 | 70 | 90 | 88 | 88 | 90
| SFm | 1975 | CZ15 | 5 | SFm1975CZ155 | 71 | 71 | 71 | 71 | 90 | 90 | 90 | 90
| SFm | 1985 | CZ15 | 1 | SFm1985CZ151 | 72 | 72 | 72 | 72 | 83 | 88 | 88 | 83
| SFm | 1985 | CZ15 | 2 | SFm1985CZ152 | 74 | 72 | 72 | 74 | 85 | 88 | 88 | 85
| SFm | 1985 | CZ15 | 3 | SFm1985CZ153 | 73 | 72 | 72 | 73 | 88 | 88 | 88 | 88
| SFm | 1985 | CZ15 | 4 | SFm1985CZ154 | 74 | 73 | 83 | 74 | 88 | 90 | 90 | 88
| SFm | 1985 | CZ15 | 5 | SFm1985CZ155 | 74 | 74 | 74 | 74 | 90 | 90 | 90 | 90
| SFm | 1996 | CZ15 | 1 | SFm1996CZ151 | 72 | 74 | 74 | 72 | 87 | 87 | 87 | 87
| SFm | 1996 | CZ15 | 2 | SFm1996CZ152 | 74 | 74 | 74 | 74 | 86 | 86 | 86 | 86
| SFm | 1996 | CZ15 | 3 | SFm1996CZ153 | 72 | 74 | 74 | 74 | 83 | 86 | 86 | 83
| SFm | 1996 | CZ15 | 4 | SFm1996CZ154 | 73 | 74 | 74 | 73 | 85 | 85 | 85 | 85
| SFm | 1996 | CZ15 | 5 | SFm1996CZ155 | 74 | 73 | 73 | 74 | 90 | 90 | 90 | 90
| SFm | 2003 | CZ15 | 1 | SFm2003CZ151 | 72 | 72 | 72 | 72 | 83 | 87 | 87 | 83
| SFm | 2003 | CZ15 | 2 | SFm2003CZ152 | 73 | 74 | 74 | 73 | 87 | 87 | 87 | 87
| SFm | 2003 | CZ15 | 3 | SFm2003CZ153 | 72 | 72 | 72 | 72 | 80 | 85 | 85 | 83
| SFm | 2003 | CZ15 | 4 | SFm2003CZ154 | 74 | 72 | 72 | 74 | 85 | 90 | 90 | 85
| SFm | 2003 | CZ15 | 5 | SFm2003CZ155 | 73 | 73 | 73 | 73 | 85 | 87 | 87 | 85
| SFm | Any | CZ15 | 1 | SFmAnyCZ151 | 74 | 72 | 72 | 74 | 83 | 82 | 82 | 83
| SFm | Any | CZ15 | 2 | SFmAnyCZ152 | 72 | 72 | 72 | 72 | 80 | 82 | 82 | 80
| SFm | Any | CZ15 | 3 | SFmAnyCZ153 | 74 | 74 | 74 | 74 | 83 | 83 | 83 | 83
| SFm | Any | CZ15 | 4 | SFmAnyCZ154 | 74 | 71 | 71 | 74 | 90 | 90 | 90 | 90
| SFm | Any | CZ15 | 5 | SFmAnyCZ155 | 73 | 74 | 74 | 73 | 85 | 85 | 85 | 85
| SFm | 1975 | CZ16 | 1 | SFm1975CZ161 | 55 | 55 | 55 | 55 | 74 | 74 | 74 | 74
| SFm | 1975 | CZ16 | 2 | SFm1975CZ162 | 60 | 60 | 63 | 55 | 75 | 75 | 75 | 75
| SFm | 1975 | CZ16 | 3 | SFm1975CZ163 | 60 | 60 | 60 | 60 | 78 | 75 | 75 | 78
| SFm | 1975 | CZ16 | 4 | SFm1975CZ164 | 62 | 65 | 65 | 60 | 78 | 80 | 80 | 78
| SFm | 1975 | CZ16 | 5 | SFm1975CZ165 | 60 | 63 | 63 | 55 | 80 | 80 | 80 | 80
| SFm | 1985 | CZ16 | 1 | SFm1985CZ161 | 65 | 65 | 65 | 65 | 74 | 74 | 74 | 74
| SFm | 1985 | CZ16 | 2 | SFm1985CZ162 | 55 | 55 | 55 | 55 | 83 | 76 | 76 | 83
| SFm | 1985 | CZ16 | 3 | SFm1985CZ163 | 65 | 65 | 65 | 65 | 78 | 78 | 78 | 78
| SFm | 1985 | CZ16 | 4 | SFm1985CZ164 | 65 | 68 | 68 | 65 | 83 | 80 | 80 | 83
| SFm | 1985 | CZ16 | 5 | SFm1985CZ165 | 60 | 60 | 60 | 60 | 80 | 80 | 80 | 80
| SFm | 1996 | CZ16 | 1 | SFm1996CZ161 | 63 | 63 | 63 | 62 | 80 | 78 | 78 | 80
| SFm | 1996 | CZ16 | 2 | SFm1996CZ162 | 55 | 55 | 55 | 55 | 83 | 78 | 78 | 85
| SFm | 1996 | CZ16 | 3 | SFm1996CZ163 | 55 | 60 | 60 | 55 | 78 | 78 | 78 | 78
| SFm | 1996 | CZ16 | 4 | SFm1996CZ164 | 60 | 55 | 55 | 60 | 82 | 78 | 78 | 83
| SFm | 1996 | CZ16 | 5 | SFm1996CZ165 | 60 | 60 | 60 | 60 | 80 | 80 | 80 | 80
| SFm | 2003 | CZ16 | 1 | SFm2003CZ161 | 62 | 65 | 65 | 62 | 82 | 82 | 82 | 82
| SFm | 2003 | CZ16 | 2 | SFm2003CZ162 | 55 | 60 | 60 | 55 | 83 | 80 | 80 | 83
| SFm | 2003 | CZ16 | 3 | SFm2003CZ163 | 55 | 55 | 55 | 55 | 80 | 82 | 82 | 80
| SFm | 2003 | CZ16 | 4 | SFm2003CZ164 | 60 | 60 | 60 | 60 | 80 | 83 | 83 | 80
| SFm | 2003 | CZ16 | 5 | SFm2003CZ165 | 60 | 55 | 55 | 60 | 85 | 85 | 85 | 85
| SFm | Any | CZ16 | 1 | SFmAnyCZ161 | 62 | 65 | 65 | 62 | 82 | 82 | 82 | 82
| SFm | Any | CZ16 | 2 | SFmAnyCZ162 | 55 | 60 | 60 | 55 | 83 | 80 | 80 | 83
| SFm | Any | CZ16 | 3 | SFmAnyCZ163 | 55 | 55 | 55 | 55 | 80 | 80 | 81 | 81
| SFm | Any | CZ16 | 4 | SFmAnyCZ164 | 60 | 60 | 60 | 60 | 80 | 83 | 83 | 80
| SFm | Any | CZ16 | 5 | SFmAnyCZ165 | 60 | 55 | 55 | 60 | 85 | 85 | 85 | 85
| DMo | MH72 | CZ01 | 1 | DMoMH72CZ011 | 55 | 55 | 55 | 55 | 74 | 74 | 74 | 74
| DMo | MH72 | CZ01 | 2 | DMoMH72CZ012 | 60 | 60 | 60 | 60 | 83 | 76 | 76 | 83
| DMo | MH72 | CZ01 | 3 | DMoMH72CZ013 | 68 | 68 | 68 | 68 | 78 | 78 | 78 | 78
| DMo | MH72 | CZ01 | 4 | DMoMH72CZ014 | 70 | 65 | 65 | 70 | 83 | 80 | 80 | 83
| DMo | MH72 | CZ01 | 5 | DMoMH72CZ015 | 68 | 65 | 65 | 68 | 80 | 80 | 80 | 80
| DMo | MH85 | CZ01 | 1 | DMoMH85CZ011 | 55 | 55 | 55 | 55 | 74 | 74 | 74 | 74
| DMo | MH85 | CZ01 | 2 | DMoMH85CZ012 | 68 | 65 | 65 | 68 | 83 | 76 | 76 | 83
| DMo | MH85 | CZ01 | 3 | DMoMH85CZ013 | 68 | 68 | 68 | 68 | 78 | 78 | 78 | 78
| DMo | MH85 | CZ01 | 4 | DMoMH85CZ014 | 60 | 60 | 60 | 60 | 83 | 80 | 80 | 83
| DMo | MH85 | CZ01 | 5 | DMoMH85CZ015 | 65 | 65 | 65 | 65 | 80 | 80 | 80 | 80
| DMo | MH00 | CZ01 | 1 | DMoMH00CZ011 | 55 | 55 | 55 | 55 | 74 | 74 | 74 | 74
| DMo | MH00 | CZ01 | 2 | DMoMH00CZ012 | 65 | 70 | 70 | 65 | 83 | 76 | 76 | 83
| DMo | MH00 | CZ01 | 3 | DMoMH00CZ013 | 60 | 60 | 60 | 60 | 78 | 78 | 78 | 78
| DMo | MH00 | CZ01 | 4 | DMoMH00CZ014 | 68 | 65 | 65 | 68 | 83 | 80 | 80 | 83
| DMo | MH00 | CZ01 | 5 | DMoMH00CZ015 | 68 | 68 | 68 | 68 | 80 | 80 | 80 | 80
| DMo | Any | CZ01 | 1 | DMoAnyCZ011 | 60 | 60 | 60 | 60 | 74 | 74 | 74 | 74
| DMo | Any | CZ01 | 2 | DMoAnyCZ012 | 68 | 65 | 65 | 68 | 83 | 76 | 76 | 83
| DMo | Any | CZ01 | 3 | DMoAnyCZ013 | 55 | 55 | 55 | 55 | 78 | 78 | 78 | 78
| DMo | Any | CZ01 | 4 | DMoAnyCZ014 | 65 | 70 | 70 | 65 | 83 | 80 | 80 | 83
| DMo | Any | CZ01 | 5 | DMoAnyCZ015 | 68 | 68 | 68 | 68 | 80 | 80 | 80 | 80
| DMo | MH72 | CZ02 | 1 | DMoMH72CZ021 | 65 | 65 | 65 | 65 | 80 | 80 | 80 | 80
| DMo | MH72 | CZ02 | 2 | DMoMH72CZ022 | 60 | 60 | 60 | 60 | 76 | 83 | 83 | 76
| DMo | MH72 | CZ02 | 3 | DMoMH72CZ023 | 63 | 63 | 63 | 63 | 80 | 83 | 83 | 80
| DMo | MH72 | CZ02 | 4 | DMoMH72CZ024 | 61 | 61 | 61 | 61 | 83 | 83 | 83 | 83
| DMo | MH72 | CZ02 | 5 | DMoMH72CZ025 | 68 | 65 | 65 | 68 | 82 | 81 | 81 | 82
| DMo | MH85 | CZ02 | 1 | DMoMH85CZ021 | 68 | 65 | 65 | 68 | 78 | 78 | 78 | 78
| DMo | MH85 | CZ02 | 2 | DMoMH85CZ022 | 60 | 60 | 60 | 60 | 83 | 80 | 80 | 83
| DMo | MH85 | CZ02 | 3 | DMoMH85CZ023 | 68 | 68 | 68 | 68 | 76 | 83 | 83 | 76
| DMo | MH85 | CZ02 | 4 | DMoMH85CZ024 | 65 | 70 | 70 | 65 | 83 | 83 | 83 | 83
| DMo | MH85 | CZ02 | 5 | DMoMH85CZ025 | 70 | 65 | 65 | 70 | 90 | 90 | 90 | 90
| DMo | MH00 | CZ02 | 1 | DMoMH00CZ021 | 65 | 68 | 68 | 65 | 78 | 78 | 78 | 78
| DMo | MH00 | CZ02 | 2 | DMoMH00CZ022 | 65 | 70 | 70 | 65 | 80 | 80 | 80 | 80
| DMo | MH00 | CZ02 | 3 | DMoMH00CZ023 | 65 | 65 | 65 | 65 | 76 | 83 | 83 | 76
| DMo | MH00 | CZ02 | 4 | DMoMH00CZ024 | 55 | 55 | 55 | 55 | 83 | 83 | 83 | 83
| DMo | MH00 | CZ02 | 5 | DMoMH00CZ025 | 60 | 60 | 60 | 60 | 90 | 90 | 90 | 90
| DMo | Any | CZ02 | 1 | DMoAnyCZ021 | 65 | 68 | 68 | 65 | 74 | 74 | 74 | 74
| DMo | Any | CZ02 | 2 | DMoAnyCZ022 | 68 | 65 | 65 | 68 | 83 | 76 | 76 | 83
| DMo | Any | CZ02 | 3 | DMoAnyCZ023 | 65 | 65 | 65 | 65 | 78 | 78 | 78 | 78
| DMo | Any | CZ02 | 4 | DMoAnyCZ024 | 65 | 65 | 65 | 65 | 83 | 80 | 80 | 83
| DMo | Any | CZ02 | 5 | DMoAnyCZ025 | 65 | 68 | 68 | 65 | 80 | 80 | 80 | 80
| DMo | MH72 | CZ03 | 1 | DMoMH72CZ031 | 68 | 68 | 68 | 68 | 80 | 75 | 75 | 80
| DMo | MH72 | CZ03 | 2 | DMoMH72CZ032 | 60 | 60 | 60 | 60 | 77 | 77 | 77 | 77
| DMo | MH72 | CZ03 | 3 | DMoMH72CZ033 | 65 | 65 | 65 | 65 | 80 | 78 | 78 | 80
| DMo | MH72 | CZ03 | 4 | DMoMH72CZ034 | 68 | 63 | 63 | 68 | 78 | 75 | 75 | 78
| DMo | MH72 | CZ03 | 5 | DMoMH72CZ035 | 64 | 68 | 68 | 64 | 76 | 76 | 76 | 76
| DMo | MH85 | CZ03 | 1 | DMoMH85CZ031 | 70 | 70 | 70 | 70 | 74 | 74 | 74 | 74
| DMo | MH85 | CZ03 | 2 | DMoMH85CZ032 | 68 | 65 | 65 | 68 | 83 | 76 | 76 | 83
| DMo | MH85 | CZ03 | 3 | DMoMH85CZ033 | 65 | 65 | 65 | 65 | 78 | 78 | 78 | 78
| DMo | MH85 | CZ03 | 4 | DMoMH85CZ034 | 70 | 65 | 65 | 70 | 83 | 80 | 80 | 83
| DMo | MH85 | CZ03 | 5 | DMoMH85CZ035 | 68 | 68 | 68 | 68 | 80 | 80 | 80 | 80
| DMo | MH00 | CZ03 | 1 | DMoMH00CZ031 | 68 | 65 | 65 | 68 | 80 | 76 | 76 | 80
| DMo | MH00 | CZ03 | 2 | DMoMH00CZ032 | 70 | 65 | 65 | 70 | 77 | 77 | 77 | 77
| DMo | MH00 | CZ03 | 3 | DMoMH00CZ033 | 65 | 68 | 68 | 65 | 80 | 78 | 78 | 80
| DMo | MH00 | CZ03 | 4 | DMoMH00CZ034 | 68 | 68 | 68 | 68 | 78 | 78 | 78 | 78
| DMo | MH00 | CZ03 | 5 | DMoMH00CZ035 | 65 | 65 | 65 | 65 | 76 | 80 | 80 | 76
| DMo | Any | CZ03 | 1 | DMoAnyCZ031 | 60 | 60 | 60 | 60 | 74 | 74 | 74 | 74
| DMo | Any | CZ03 | 2 | DMoAnyCZ032 | 68 | 65 | 65 | 68 | 83 | 76 | 76 | 83
| DMo | Any | CZ03 | 3 | DMoAnyCZ033 | 65 | 70 | 70 | 65 | 77 | 77 | 77 | 77
| DMo | Any | CZ03 | 4 | DMoAnyCZ034 | 68 | 68 | 68 | 68 | 80 | 75 | 75 | 80
| DMo | Any | CZ03 | 5 | DMoAnyCZ035 | 65 | 68 | 68 | 65 | 75 | 75 | 75 | 75
| DMo | MH72 | CZ04 | 1 | DMoMH72CZ041 | 60 | 60 | 60 | 60 | 78 | 78 | 78 | 78
| DMo | MH72 | CZ04 | 2 | DMoMH72CZ042 | 65 | 65 | 65 | 65 | 83 | 80 | 80 | 83
| DMo | MH72 | CZ04 | 3 | DMoMH72CZ043 | 65 | 68 | 68 | 65 | 80 | 80 | 80 | 80
| DMo | MH72 | CZ04 | 4 | DMoMH72CZ044 | 65 | 70 | 70 | 65 | 76 | 83 | 83 | 76
| DMo | MH72 | CZ04 | 5 | DMoMH72CZ045 | 55 | 55 | 55 | 55 | 80 | 83 | 83 | 80
| DMo | MH85 | CZ04 | 1 | DMoMH85CZ041 | 70 | 65 | 65 | 70 | 74 | 74 | 74 | 74
| DMo | MH85 | CZ04 | 2 | DMoMH85CZ042 | 60 | 60 | 60 | 60 | 83 | 76 | 76 | 83
| DMo | MH85 | CZ04 | 3 | DMoMH85CZ043 | 68 | 68 | 68 | 68 | 78 | 78 | 78 | 78
| DMo | MH85 | CZ04 | 4 | DMoMH85CZ044 | 65 | 70 | 70 | 65 | 83 | 80 | 80 | 83
| DMo | MH85 | CZ04 | 5 | DMoMH85CZ045 | 68 | 65 | 65 | 68 | 80 | 80 | 80 | 80
| DMo | MH00 | CZ04 | 1 | DMoMH00CZ041 | 69 | 66 | 66 | 69 | 78 | 80 | 80 | 78
| DMo | MH00 | CZ04 | 2 | DMoMH00CZ042 | 68 | 65 | 65 | 68 | 78 | 82 | 82 | 78
| DMo | MH00 | CZ04 | 3 | DMoMH00CZ043 | 68 | 70 | 70 | 68 | 83 | 80 | 80 | 83
| DMo | MH00 | CZ04 | 4 | DMoMH00CZ044 | 68 | 68 | 68 | 68 | 80 | 79 | 79 | 80
| DMo | MH00 | CZ04 | 5 | DMoMH00CZ045 | 65 | 68 | 68 | 65 | 76 | 83 | 83 | 76
| DMo | Any | CZ04 | 1 | DMoAnyCZ041 | 65 | 68 | 68 | 65 | 74 | 74 | 74 | 74
| DMo | Any | CZ04 | 2 | DMoAnyCZ042 | 65 | 65 | 65 | 65 | 83 | 76 | 76 | 83
| DMo | Any | CZ04 | 3 | DMoAnyCZ043 | 68 | 65 | 65 | 68 | 78 | 78 | 78 | 78
| DMo | Any | CZ04 | 4 | DMoAnyCZ044 | 68 | 68 | 68 | 68 | 83 | 80 | 80 | 83
| DMo | Any | CZ04 | 5 | DMoAnyCZ045 | 60 | 60 | 60 | 60 | 80 | 80 | 80 | 80
| DMo | MH72 | CZ05 | 1 | DMoMH72CZ051 | 60 | 60 | 60 | 60 | 75 | 74 | 74 | 75
| DMo | MH72 | CZ05 | 2 | DMoMH72CZ052 | 65 | 65 | 65 | 65 | 76 | 76 | 76 | 76
| DMo | MH72 | CZ05 | 3 | DMoMH72CZ053 | 68 | 65 | 65 | 68 | 77 | 74 | 74 | 77
| DMo | MH72 | CZ05 | 4 | DMoMH72CZ054 | 65 | 68 | 68 | 65 | 76 | 76 | 76 | 76
| DMo | MH72 | CZ05 | 5 | DMoMH72CZ055 | 65 | 65 | 65 | 65 | 80 | 80 | 80 | 80
| DMo | MH85 | CZ05 | 1 | DMoMH85CZ051 | 65 | 70 | 70 | 65 | 75 | 74 | 74 | 75
| DMo | MH85 | CZ05 | 2 | DMoMH85CZ052 | 65 | 65 | 65 | 65 | 75 | 75 | 75 | 75
| DMo | MH85 | CZ05 | 3 | DMoMH85CZ053 | 70 | 65 | 65 | 70 | 80 | 75 | 74 | 80
| DMo | MH85 | CZ05 | 4 | DMoMH85CZ054 | 68 | 65 | 65 | 68 | 76 | 76 | 74 | 76
| DMo | MH85 | CZ05 | 5 | DMoMH85CZ055 | 68 | 68 | 68 | 68 | 74 | 74 | 74 | 74
| DMo | MH00 | CZ05 | 1 | DMoMH00CZ051 | 70 | 72 | 72 | 70 | 75 | 75 | 75 | 75
| DMo | MH00 | CZ05 | 2 | DMoMH00CZ052 | 69 | 70 | 70 | 69 | 76 | 76 | 76 | 76
| DMo | MH00 | CZ05 | 3 | DMoMH00CZ053 | 68 | 68 | 68 | 68 | 80 | 75 | 75 | 80
| DMo | MH00 | CZ05 | 4 | DMoMH00CZ054 | 69 | 72 | 72 | 69 | 76 | 76 | 76 | 76
| DMo | MH00 | CZ05 | 5 | DMoMH00CZ055 | 72 | 72 | 72 | 72 | 75 | 74 | 74 | 75
| DMo | Any | CZ05 | 1 | DMoAnyCZ051 | 65 | 65 | 65 | 65 | 75 | 74 | 74 | 75
| DMo | Any | CZ05 | 2 | DMoAnyCZ052 | 65 | 70 | 70 | 65 | 76 | 75 | 74 | 76
| DMo | Any | CZ05 | 3 | DMoAnyCZ053 | 68 | 65 | 65 | 68 | 80 | 75 | 75 | 80
| DMo | Any | CZ05 | 4 | DMoAnyCZ054 | 68 | 68 | 68 | 68 | 76 | 74 | 74 | 76
| DMo | Any | CZ05 | 5 | DMoAnyCZ055 | 65 | 65 | 65 | 65 | 75 | 74 | 74 | 75
| DMo | MH72 | CZ06 | 1 | DMoMH72CZ061 | 65 | 65 | 65 | 65 | 74 | 74 | 74 | 74
| DMo | MH72 | CZ06 | 2 | DMoMH72CZ062 | 60 | 60 | 60 | 60 | 83 | 76 | 76 | 83
| DMo | MH72 | CZ06 | 3 | DMoMH72CZ063 | 65 | 68 | 68 | 65 | 78 | 78 | 78 | 78
| DMo | MH72 | CZ06 | 4 | DMoMH72CZ064 | 65 | 68 | 68 | 65 | 83 | 80 | 80 | 83
| DMo | MH72 | CZ06 | 5 | DMoMH72CZ065 | 68 | 65 | 65 | 68 | 80 | 80 | 80 | 80
| DMo | MH85 | CZ06 | 1 | DMoMH85CZ061 | 68 | 65 | 65 | 68 | 74 | 74 | 74 | 74
| DMo | MH85 | CZ06 | 2 | DMoMH85CZ062 | 70 | 65 | 65 | 70 | 83 | 76 | 76 | 83
| DMo | MH85 | CZ06 | 3 | DMoMH85CZ063 | 70 | 70 | 70 | 70 | 78 | 78 | 78 | 78
| DMo | MH85 | CZ06 | 4 | DMoMH85CZ064 | 60 | 60 | 60 | 60 | 83 | 80 | 80 | 83
| DMo | MH85 | CZ06 | 5 | DMoMH85CZ065 | 68 | 68 | 68 | 68 | 83 | 83 | 83 | 83
| DMo | MH00 | CZ06 | 1 | DMoMH00CZ061 | 68 | 65 | 65 | 68 | 74 | 74 | 74 | 74
| DMo | MH00 | CZ06 | 2 | DMoMH00CZ062 | 68 | 68 | 68 | 68 | 83 | 76 | 76 | 83
| DMo | MH00 | CZ06 | 3 | DMoMH00CZ063 | 72 | 72 | 72 | 72 | 78 | 78 | 78 | 78
| DMo | MH00 | CZ06 | 4 | DMoMH00CZ064 | 70 | 65 | 65 | 70 | 83 | 80 | 80 | 83
| DMo | MH00 | CZ06 | 5 | DMoMH00CZ065 | 68 | 68 | 68 | 68 | 80 | 80 | 80 | 80
| DMo | Any | CZ06 | 1 | DMoAnyCZ061 | 68 | 68 | 68 | 68 | 74 | 74 | 74 | 74
| DMo | Any | CZ06 | 2 | DMoAnyCZ062 | 70 | 65 | 65 | 70 | 83 | 76 | 76 | 83
| DMo | Any | CZ06 | 3 | DMoAnyCZ063 | 60 | 60 | 60 | 60 | 78 | 78 | 78 | 78
| DMo | Any | CZ06 | 4 | DMoAnyCZ064 | 65 | 68 | 68 | 65 | 83 | 80 | 80 | 83
| DMo | Any | CZ06 | 5 | DMoAnyCZ065 | 70 | 70 | 70 | 70 | 80 | 80 | 80 | 80
| DMo | MH72 | CZ07 | 1 | DMoMH72CZ071 | 70 | 70 | 70 | 70 | 74 | 74 | 74 | 74
| DMo | MH72 | CZ07 | 2 | DMoMH72CZ072 | 65 | 68 | 68 | 65 | 78 | 78 | 78 | 78
| DMo | MH72 | CZ07 | 3 | DMoMH72CZ073 | 70 | 70 | 70 | 70 | 83 | 80 | 80 | 83
| DMo | MH72 | CZ07 | 4 | DMoMH72CZ074 | 68 | 68 | 68 | 68 | 74 | 74 | 74 | 74
| DMo | MH72 | CZ07 | 5 | DMoMH72CZ075 | 68 | 65 | 65 | 68 | 83 | 76 | 76 | 83
| DMo | MH85 | CZ07 | 1 | DMoMH85CZ071 | 72 | 72 | 72 | 72 | 74 | 74 | 74 | 74
| DMo | MH85 | CZ07 | 2 | DMoMH85CZ072 | 68 | 65 | 65 | 68 | 78 | 78 | 78 | 78
| DMo | MH85 | CZ07 | 3 | DMoMH85CZ073 | 72 | 72 | 72 | 72 | 83 | 80 | 80 | 83
| DMo | MH85 | CZ07 | 4 | DMoMH85CZ074 | 65 | 70 | 70 | 65 | 74 | 74 | 74 | 74
| DMo | MH85 | CZ07 | 5 | DMoMH85CZ075 | 68 | 68 | 68 | 68 | 83 | 76 | 76 | 83
| DMo | MH00 | CZ07 | 1 | DMoMH00CZ071 | 72 | 70 | 70 | 72 | 76 | 80 | 80 | 76
| DMo | MH00 | CZ07 | 2 | DMoMH00CZ072 | 70 | 74 | 74 | 70 | 80 | 80 | 80 | 80
| DMo | MH00 | CZ07 | 3 | DMoMH00CZ073 | 72 | 72 | 72 | 72 | 83 | 78 | 87 | 83
| DMo | MH00 | CZ07 | 4 | DMoMH00CZ074 | 73 | 70 | 70 | 73 | 82 | 78 | 79 | 82
| DMo | MH00 | CZ07 | 5 | DMoMH00CZ075 | 70 | 72 | 72 | 70 | 83 | 80 | 80 | 83
| DMo | Any | CZ07 | 1 | DMoAnyCZ071 | 68 | 68 | 68 | 68 | 74 | 74 | 74 | 74
| DMo | Any | CZ07 | 2 | DMoAnyCZ072 | 70 | 70 | 70 | 70 | 78 | 76 | 76 | 78
| DMo | Any | CZ07 | 3 | DMoAnyCZ073 | 68 | 68 | 68 | 68 | 80 | 76 | 76 | 80
| DMo | Any | CZ07 | 4 | DMoAnyCZ074 | 65 | 70 | 70 | 65 | 74 | 74 | 74 | 74
| DMo | Any | CZ07 | 5 | DMoAnyCZ075 | 68 | 65 | 65 | 68 | 80 | 75 | 75 | 80
| DMo | MH72 | CZ08 | 1 | DMoMH72CZ081 | 60 | 60 | 60 | 60 | 80 | 78 | 78 | 80
| DMo | MH72 | CZ08 | 2 | DMoMH72CZ082 | 68 | 65 | 65 | 68 | 78 | 78 | 78 | 78
| DMo | MH72 | CZ08 | 3 | DMoMH72CZ083 | 68 | 68 | 68 | 68 | 83 | 80 | 80 | 83
| DMo | MH72 | CZ08 | 4 | DMoMH72CZ084 | 68 | 70 | 70 | 68 | 76 | 83 | 83 | 76
| DMo | MH72 | CZ08 | 5 | DMoMH72CZ085 | 69 | 69 | 69 | 69 | 80 | 83 | 83 | 80
| DMo | MH85 | CZ08 | 1 | DMoMH85CZ081 | 70 | 70 | 70 | 70 | 80 | 78 | 77 | 80
| DMo | MH85 | CZ08 | 2 | DMoMH85CZ082 | 68 | 70 | 70 | 68 | 83 | 78 | 78 | 83
| DMo | MH85 | CZ08 | 3 | DMoMH85CZ083 | 68 | 72 | 72 | 68 | 78 | 78 | 78 | 78
| DMo | MH85 | CZ08 | 4 | DMoMH85CZ084 | 70 | 72 | 72 | 70 | 83 | 80 | 80 | 83
| DMo | MH85 | CZ08 | 5 | DMoMH85CZ085 | 70 | 65 | 65 | 70 | 80 | 80 | 80 | 80
| DMo | MH00 | CZ08 | 1 | DMoMH00CZ081 | 72 | 65 | 65 | 72 | 78 | 80 | 80 | 78
| DMo | MH00 | CZ08 | 2 | DMoMH00CZ082 | 71 | 72 | 72 | 71 | 83 | 80 | 80 | 83
| DMo | MH00 | CZ08 | 3 | DMoMH00CZ083 | 70 | 73 | 73 | 70 | 80 | 82 | 82 | 80
| DMo | MH00 | CZ08 | 4 | DMoMH00CZ084 | 70 | 70 | 70 | 70 | 83 | 80 | 80 | 83
| DMo | MH00 | CZ08 | 5 | DMoMH00CZ085 | 70 | 72 | 72 | 70 | 80 | 78 | 78 | 80
| DMo | Any | CZ08 | 1 | DMoAnyCZ081 | 68 | 65 | 65 | 68 | 74 | 74 | 74 | 74
| DMo | Any | CZ08 | 2 | DMoAnyCZ082 | 65 | 70 | 70 | 65 | 83 | 76 | 76 | 83
| DMo | Any | CZ08 | 3 | DMoAnyCZ083 | 70 | 65 | 65 | 70 | 78 | 78 | 78 | 78
| DMo | Any | CZ08 | 4 | DMoAnyCZ084 | 70 | 70 | 70 | 70 | 83 | 78 | 78 | 83
| DMo | Any | CZ08 | 5 | DMoAnyCZ085 | 70 | 68 | 68 | 70 | 78 | 78 | 78 | 78
| DMo | MH72 | CZ09 | 1 | DMoMH72CZ091 | 65 | 65 | 65 | 65 | 83 | 78 | 78 | 83
| DMo | MH72 | CZ09 | 2 | DMoMH72CZ092 | 68 | 68 | 68 | 68 | 78 | 78 | 78 | 78
| DMo | MH72 | CZ09 | 3 | DMoMH72CZ093 | 65 | 70 | 70 | 65 | 83 | 80 | 80 | 83
| DMo | MH72 | CZ09 | 4 | DMoMH72CZ094 | 68 | 65 | 65 | 68 | 76 | 83 | 83 | 76
| DMo | MH72 | CZ09 | 5 | DMoMH72CZ095 | 70 | 68 | 68 | 70 | 82 | 82 | 82 | 82
| DMo | MH85 | CZ09 | 1 | DMoMH85CZ091 | 72 | 72 | 72 | 72 | 78 | 78 | 78 | 78
| DMo | MH85 | CZ09 | 2 | DMoMH85CZ092 | 68 | 68 | 68 | 68 | 83 | 80 | 80 | 83
| DMo | MH85 | CZ09 | 3 | DMoMH85CZ093 | 70 | 65 | 65 | 70 | 80 | 80 | 80 | 80
| DMo | MH85 | CZ09 | 4 | DMoMH85CZ094 | 68 | 70 | 70 | 68 | 76 | 83 | 83 | 76
| DMo | MH85 | CZ09 | 5 | DMoMH85CZ095 | 68 | 79 | 79 | 68 | 85 | 85 | 85 | 85
| DMo | MH00 | CZ09 | 1 | DMoMH00CZ091 | 72 | 68 | 68 | 72 | 80 | 80 | 80 | 80
| DMo | MH00 | CZ09 | 2 | DMoMH00CZ092 | 70 | 72 | 72 | 70 | 83 | 81 | 81 | 83
| DMo | MH00 | CZ09 | 3 | DMoMH00CZ093 | 70 | 65 | 65 | 70 | 78 | 80 | 80 | 78
| DMo | MH00 | CZ09 | 4 | DMoMH00CZ094 | 70 | 74 | 74 | 70 | 83 | 80 | 80 | 83
| DMo | MH00 | CZ09 | 5 | DMoMH00CZ095 | 72 | 72 | 72 | 72 | 78 | 83 | 83 | 78
| DMo | Any | CZ09 | 1 | DMoAnyCZ091 | 68 | 68 | 68 | 68 | 78 | 76 | 76 | 78
| DMo | Any | CZ09 | 2 | DMoAnyCZ092 | 70 | 65 | 65 | 70 | 83 | 76 | 76 | 83
| DMo | Any | CZ09 | 3 | DMoAnyCZ093 | 68 | 65 | 65 | 68 | 78 | 78 | 78 | 78
| DMo | Any | CZ09 | 4 | DMoAnyCZ094 | 65 | 70 | 70 | 65 | 83 | 78 | 78 | 83
| DMo | Any | CZ09 | 5 | DMoAnyCZ095 | 70 | 70 | 70 | 70 | 80 | 80 | 80 | 80
| DMo | MH72 | CZ10 | 1 | DMoMH72CZ101 | 60 | 60 | 60 | 60 | 83 | 80 | 80 | 83
| DMo | MH72 | CZ10 | 2 | DMoMH72CZ102 | 65 | 68 | 68 | 65 | 76 | 83 | 83 | 76
| DMo | MH72 | CZ10 | 3 | DMoMH72CZ103 | 65 | 65 | 65 | 65 | 80 | 83 | 83 | 80
| DMo | MH72 | CZ10 | 4 | DMoMH72CZ104 | 65 | 70 | 70 | 65 | 85 | 85 | 85 | 85
| DMo | MH72 | CZ10 | 5 | DMoMH72CZ105 | 68 | 68 | 68 | 68 | 90 | 90 | 90 | 90
| DMo | MH85 | CZ10 | 1 | DMoMH85CZ101 | 68 | 65 | 65 | 68 | 83 | 80 | 80 | 83
| DMo | MH85 | CZ10 | 2 | DMoMH85CZ102 | 65 | 68 | 68 | 65 | 80 | 80 | 80 | 80
| DMo | MH85 | CZ10 | 3 | DMoMH85CZ103 | 72 | 72 | 72 | 72 | 76 | 83 | 83 | 76
| DMo | MH85 | CZ10 | 4 | DMoMH85CZ104 | 70 | 65 | 65 | 70 | 85 | 85 | 85 | 85
| DMo | MH85 | CZ10 | 5 | DMoMH85CZ105 | 68 | 68 | 68 | 68 | 90 | 90 | 90 | 90
| DMo | MH00 | CZ10 | 1 | DMoMH00CZ101 | 68 | 70 | 70 | 68 | 85 | 78 | 78 | 85
| DMo | MH00 | CZ10 | 2 | DMoMH00CZ102 | 70 | 70 | 70 | 70 | 83 | 80 | 80 | 83
| DMo | MH00 | CZ10 | 3 | DMoMH00CZ103 | 69 | 69 | 69 | 69 | 80 | 80 | 80 | 80
| DMo | MH00 | CZ10 | 4 | DMoMH00CZ104 | 70 | 68 | 68 | 70 | 78 | 78 | 78 | 78
| DMo | MH00 | CZ10 | 5 | DMoMH00CZ105 | 70 | 65 | 65 | 70 | 80 | 78 | 78 | 80
| DMo | Any | CZ10 | 1 | DMoAnyCZ101 | 68 | 68 | 68 | 68 | 74 | 74 | 74 | 74
| DMo | Any | CZ10 | 2 | DMoAnyCZ102 | 70 | 65 | 65 | 70 | 83 | 76 | 76 | 83
| DMo | Any | CZ10 | 3 | DMoAnyCZ103 | 70 | 70 | 70 | 70 | 78 | 76 | 76 | 78
| DMo | Any | CZ10 | 4 | DMoAnyCZ104 | 68 | 65 | 65 | 68 | 80 | 76 | 76 | 80
| DMo | Any | CZ10 | 5 | DMoAnyCZ105 | 72 | 72 | 72 | 72 | 76 | 76 | 76 | 76
| DMo | MH72 | CZ11 | 1 | DMoMH72CZ111 | 60 | 60 | 60 | 60 | 76 | 83 | 83 | 76
| DMo | MH72 | CZ11 | 2 | DMoMH72CZ112 | 65 | 68 | 68 | 65 | 80 | 83 | 83 | 80
| DMo | MH72 | CZ11 | 3 | DMoMH72CZ113 | 65 | 70 | 70 | 65 | 83 | 83 | 83 | 83
| DMo | MH72 | CZ11 | 4 | DMoMH72CZ114 | 55 | 55 | 55 | 55 | 85 | 85 | 85 | 85
| DMo | MH72 | CZ11 | 5 | DMoMH72CZ115 | 68 | 65 | 65 | 68 | 90 | 90 | 90 | 90
| DMo | MH85 | CZ11 | 1 | DMoMH85CZ111 | 60 | 60 | 60 | 60 | 78 | 78 | 78 | 78
| DMo | MH85 | CZ11 | 2 | DMoMH85CZ112 | 65 | 65 | 65 | 65 | 83 | 83 | 83 | 83
| DMo | MH85 | CZ11 | 3 | DMoMH85CZ113 | 68 | 65 | 65 | 68 | 80 | 80 | 80 | 80
| DMo | MH85 | CZ11 | 4 | DMoMH85CZ114 | 65 | 70 | 70 | 65 | 80 | 83 | 83 | 80
| DMo | MH85 | CZ11 | 5 | DMoMH85CZ115 | 68 | 68 | 68 | 68 | 85 | 85 | 85 | 85
| DMo | MH00 | CZ11 | 1 | DMoMH00CZ111 | 65 | 68 | 68 | 65 | 76 | 83 | 83 | 76
| DMo | MH00 | CZ11 | 2 | DMoMH00CZ112 | 68 | 65 | 65 | 68 | 78 | 78 | 78 | 78
| DMo | MH00 | CZ11 | 3 | DMoMH00CZ113 | 68 | 68 | 68 | 68 | 80 | 83 | 83 | 80
| DMo | MH00 | CZ11 | 4 | DMoMH00CZ114 | 70 | 65 | 65 | 70 | 83 | 83 | 83 | 83
| DMo | MH00 | CZ11 | 5 | DMoMH00CZ115 | 60 | 60 | 60 | 60 | 85 | 85 | 85 | 85
| DMo | Any | CZ11 | 1 | DMoAnyCZ111 | 62 | 65 | 65 | 62 | 83 | 76 | 76 | 83
| DMo | Any | CZ11 | 2 | DMoAnyCZ112 | 60 | 60 | 60 | 60 | 76 | 83 | 83 | 76
| DMo | Any | CZ11 | 3 | DMoAnyCZ113 | 63 | 65 | 68 | 62 | 78 | 78 | 78 | 78
| DMo | Any | CZ11 | 4 | DMoAnyCZ114 | 63 | 68 | 68 | 63 | 83 | 80 | 80 | 83
| DMo | Any | CZ11 | 5 | DMoAnyCZ115 | 63 | 65 | 65 | 63 | 79 | 79 | 79 | 79
| DMo | MH72 | CZ12 | 1 | DMoMH72CZ121 | 68 | 68 | 68 | 68 | 80 | 80 | 80 | 80
| DMo | MH72 | CZ12 | 2 | DMoMH72CZ122 | 65 | 70 | 70 | 65 | 76 | 83 | 83 | 76
| DMo | MH72 | CZ12 | 3 | DMoMH72CZ123 | 55 | 55 | 55 | 55 | 80 | 83 | 83 | 80
| DMo | MH72 | CZ12 | 4 | DMoMH72CZ124 | 60 | 60 | 60 | 60 | 83 | 83 | 83 | 83
| DMo | MH72 | CZ12 | 5 | DMoMH72CZ125 | 65 | 65 | 65 | 65 | 85 | 85 | 85 | 85
| DMo | MH85 | CZ12 | 1 | DMoMH85CZ121 | 65 | 65 | 65 | 65 | 78 | 78 | 78 | 78
| DMo | MH85 | CZ12 | 2 | DMoMH85CZ122 | 60 | 60 | 60 | 60 | 83 | 80 | 80 | 83
| DMo | MH85 | CZ12 | 3 | DMoMH85CZ123 | 65 | 68 | 68 | 65 | 80 | 80 | 80 | 80
| DMo | MH85 | CZ12 | 4 | DMoMH85CZ124 | 65 | 70 | 70 | 65 | 76 | 83 | 83 | 76
| DMo | MH85 | CZ12 | 5 | DMoMH85CZ125 | 68 | 68 | 68 | 68 | 85 | 85 | 85 | 85
| DMo | MH00 | CZ12 | 1 | DMoMH00CZ121 | 65 | 70 | 70 | 65 | 83 | 76 | 76 | 83
| DMo | MH00 | CZ12 | 2 | DMoMH00CZ122 | 68 | 68 | 68 | 68 | 78 | 78 | 78 | 78
| DMo | MH00 | CZ12 | 3 | DMoMH00CZ123 | 68 | 65 | 65 | 68 | 83 | 80 | 80 | 83
| DMo | MH00 | CZ12 | 4 | DMoMH00CZ124 | 60 | 60 | 60 | 60 | 80 | 80 | 80 | 80
| DMo | MH00 | CZ12 | 5 | DMoMH00CZ125 | 65 | 65 | 65 | 65 | 76 | 83 | 83 | 76
| DMo | Any | CZ12 | 1 | DMoAnyCZ121 | 65 | 70 | 70 | 65 | 74 | 74 | 74 | 74
| DMo | Any | CZ12 | 2 | DMoAnyCZ122 | 68 | 68 | 68 | 68 | 83 | 76 | 76 | 83
| DMo | Any | CZ12 | 3 | DMoAnyCZ123 | 60 | 60 | 60 | 60 | 78 | 78 | 78 | 78
| DMo | Any | CZ12 | 4 | DMoAnyCZ124 | 68 | 65 | 65 | 68 | 83 | 80 | 80 | 83
| DMo | Any | CZ12 | 5 | DMoAnyCZ125 | 70 | 65 | 65 | 70 | 80 | 80 | 80 | 80
| DMo | MH72 | CZ13 | 1 | DMoMH72CZ131 | 63 | 65 | 65 | 63 | 77 | 83 | 83 | 77
| DMo | MH72 | CZ13 | 2 | DMoMH72CZ132 | 65 | 65 | 65 | 65 | 80 | 83 | 83 | 80
| DMo | MH72 | CZ13 | 3 | DMoMH72CZ133 | 66 | 65 | 65 | 66 | 83 | 83 | 83 | 83
| DMo | MH72 | CZ13 | 4 | DMoMH72CZ134 | 60 | 60 | 60 | 60 | 85 | 85 | 85 | 85
| DMo | MH72 | CZ13 | 5 | DMoMH72CZ135 | 63 | 68 | 68 | 63 | 82 | 82 | 82 | 82
| DMo | MH85 | CZ13 | 1 | DMoMH85CZ131 | 65 | 68 | 68 | 65 | 82 | 80 | 80 | 82
| DMo | MH85 | CZ13 | 2 | DMoMH85CZ132 | 64 | 67 | 67 | 64 | 80 | 83 | 83 | 80
| DMo | MH85 | CZ13 | 3 | DMoMH85CZ133 | 64 | 65 | 65 | 64 | 83 | 83 | 83 | 83
| DMo | MH85 | CZ13 | 4 | DMoMH85CZ134 | 63 | 68 | 68 | 63 | 85 | 85 | 85 | 85
| DMo | MH85 | CZ13 | 5 | DMoMH85CZ135 | 63 | 63 | 63 | 63 | 82 | 82 | 82 | 82
| DMo | MH00 | CZ13 | 1 | DMoMH00CZ131 | 65 | 70 | 68 | 65 | 80 | 83 | 83 | 80
| DMo | MH00 | CZ13 | 2 | DMoMH00CZ132 | 65 | 65 | 65 | 65 | 78 | 82 | 82 | 78
| DMo | MH00 | CZ13 | 3 | DMoMH00CZ133 | 65 | 70 | 70 | 65 | 83 | 80 | 80 | 83
| DMo | MH00 | CZ13 | 4 | DMoMH00CZ134 | 65 | 63 | 63 | 65 | 80 | 80 | 80 | 80
| DMo | MH00 | CZ13 | 5 | DMoMH00CZ135 | 65 | 68 | 68 | 65 | 80 | 83 | 83 | 80
| DMo | Any | CZ13 | 1 | DMoAnyCZ131 | 68 | 65 | 65 | 68 | 74 | 74 | 74 | 74
| DMo | Any | CZ13 | 2 | DMoAnyCZ132 | 68 | 68 | 68 | 68 | 83 | 76 | 76 | 83
| DMo | Any | CZ13 | 3 | DMoAnyCZ133 | 70 | 65 | 65 | 70 | 78 | 78 | 78 | 78
| DMo | Any | CZ13 | 4 | DMoAnyCZ134 | 65 | 70 | 70 | 65 | 83 | 80 | 80 | 83
| DMo | Any | CZ13 | 5 | DMoAnyCZ135 | 60 | 60 | 60 | 60 | 80 | 80 | 80 | 80
| DMo | MH72 | CZ14 | 1 | DMoMH72CZ141 | 65 | 70 | 70 | 65 | 83 | 83 | 83 | 83
| DMo | MH72 | CZ14 | 2 | DMoMH72CZ142 | 65 | 68 | 68 | 65 | 78 | 78 | 78 | 78
| DMo | MH72 | CZ14 | 3 | DMoMH72CZ143 | 55 | 55 | 55 | 55 | 83 | 80 | 80 | 83
| DMo | MH72 | CZ14 | 4 | DMoMH72CZ144 | 60 | 60 | 60 | 60 | 80 | 83 | 83 | 80
| DMo | MH72 | CZ14 | 5 | DMoMH72CZ145 | 65 | 65 | 65 | 65 | 76 | 83 | 83 | 76
| DMo | MH85 | CZ14 | 1 | DMoMH85CZ141 | 68 | 68 | 68 | 68 | 83 | 83 | 83 | 83
| DMo | MH85 | CZ14 | 2 | DMoMH85CZ142 | 68 | 65 | 65 | 68 | 83 | 76 | 76 | 83
| DMo | MH85 | CZ14 | 3 | DMoMH85CZ143 | 65 | 65 | 65 | 65 | 78 | 78 | 78 | 78
| DMo | MH85 | CZ14 | 4 | DMoMH85CZ144 | 65 | 68 | 68 | 65 | 83 | 80 | 80 | 83
| DMo | MH85 | CZ14 | 5 | DMoMH85CZ145 | 65 | 70 | 70 | 65 | 80 | 80 | 80 | 80
| DMo | MH00 | CZ14 | 1 | DMoMH00CZ141 | 65 | 68 | 68 | 65 | 82 | 82 | 78 | 82
| DMo | MH00 | CZ14 | 2 | DMoMH00CZ142 | 65 | 70 | 70 | 65 | 83 | 80 | 80 | 83
| DMo | MH00 | CZ14 | 3 | DMoMH00CZ143 | 68 | 68 | 68 | 68 | 79 | 79 | 79 | 79
| DMo | MH00 | CZ14 | 4 | DMoMH00CZ144 | 63 | 63 | 63 | 63 | 83 | 80 | 80 | 83
| DMo | MH00 | CZ14 | 5 | DMoMH00CZ145 | 65 | 65 | 65 | 65 | 80 | 82 | 82 | 80
| DMo | Any | CZ14 | 1 | DMoAnyCZ141 | 65 | 65 | 65 | 65 | 74 | 74 | 74 | 74
| DMo | Any | CZ14 | 2 | DMoAnyCZ142 | 65 | 68 | 68 | 65 | 80 | 76 | 74 | 74
| DMo | Any | CZ14 | 3 | DMoAnyCZ143 | 68 | 65 | 65 | 65 | 78 | 74 | 74 | 78
| DMo | Any | CZ14 | 4 | DMoAnyCZ144 | 65 | 62 | 62 | 65 | 80 | 75 | 74 | 80
| DMo | Any | CZ14 | 5 | DMoAnyCZ145 | 65 | 70 | 70 | 65 | 76 | 74 | 74 | 76
| DMo | MH72 | CZ15 | 1 | DMoMH72CZ151 | 70 | 70 | 70 | 70 | 88 | 90 | 87 | 85
| DMo | MH72 | CZ15 | 2 | DMoMH72CZ152 | 70 | 65 | 65 | 70 | 80 | 85 | 85 | 80
| DMo | MH72 | CZ15 | 3 | DMoMH72CZ153 | 68 | 68 | 68 | 68 | 83 | 83 | 83 | 83
| DMo | MH72 | CZ15 | 4 | DMoMH72CZ154 | 72 | 70 | 70 | 70 | 90 | 88 | 88 | 90
| DMo | MH72 | CZ15 | 5 | DMoMH72CZ155 | 71 | 71 | 71 | 71 | 90 | 90 | 90 | 90
| DMo | MH85 | CZ15 | 1 | DMoMH85CZ151 | 72 | 72 | 72 | 72 | 83 | 88 | 88 | 83
| DMo | MH85 | CZ15 | 2 | DMoMH85CZ152 | 74 | 72 | 72 | 74 | 85 | 88 | 88 | 85
| DMo | MH85 | CZ15 | 3 | DMoMH85CZ153 | 73 | 72 | 72 | 73 | 88 | 88 | 88 | 88
| DMo | MH85 | CZ15 | 4 | DMoMH85CZ154 | 74 | 73 | 83 | 74 | 88 | 90 | 90 | 88
| DMo | MH85 | CZ15 | 5 | DMoMH85CZ155 | 74 | 74 | 74 | 74 | 90 | 90 | 90 | 90
| DMo | MH00 | CZ15 | 1 | DMoMH00CZ151 | 72 | 74 | 74 | 72 | 87 | 87 | 87 | 87
| DMo | MH00 | CZ15 | 2 | DMoMH00CZ152 | 74 | 74 | 74 | 74 | 86 | 86 | 86 | 86
| DMo | MH00 | CZ15 | 3 | DMoMH00CZ153 | 72 | 74 | 74 | 74 | 83 | 86 | 86 | 83
| DMo | MH00 | CZ15 | 4 | DMoMH00CZ154 | 73 | 74 | 74 | 73 | 85 | 85 | 85 | 85
| DMo | MH00 | CZ15 | 5 | DMoMH00CZ155 | 74 | 73 | 73 | 74 | 90 | 90 | 90 | 90
| DMo | Any | CZ15 | 1 | DMoAnyCZ151 | 74 | 72 | 72 | 74 | 83 | 82 | 82 | 83
| DMo | Any | CZ15 | 2 | DMoAnyCZ152 | 72 | 72 | 72 | 72 | 80 | 82 | 82 | 80
| DMo | Any | CZ15 | 3 | DMoAnyCZ153 | 74 | 74 | 74 | 74 | 83 | 83 | 83 | 83
| DMo | Any | CZ15 | 4 | DMoAnyCZ154 | 74 | 71 | 71 | 74 | 90 | 90 | 90 | 90
| DMo | Any | CZ15 | 5 | DMoAnyCZ155 | 73 | 74 | 74 | 73 | 85 | 85 | 85 | 85
| DMo | MH72 | CZ16 | 1 | DMoMH72CZ161 | 55 | 55 | 55 | 55 | 74 | 74 | 74 | 74
| DMo | MH72 | CZ16 | 2 | DMoMH72CZ162 | 60 | 60 | 63 | 55 | 75 | 75 | 75 | 75
| DMo | MH72 | CZ16 | 3 | DMoMH72CZ163 | 60 | 60 | 60 | 60 | 78 | 75 | 75 | 78
| DMo | MH72 | CZ16 | 4 | DMoMH72CZ164 | 62 | 65 | 65 | 60 | 78 | 80 | 80 | 78
| DMo | MH72 | CZ16 | 5 | DMoMH72CZ165 | 60 | 63 | 63 | 55 | 80 | 80 | 80 | 80
| DMo | MH85 | CZ16 | 1 | DMoMH85CZ161 | 65 | 65 | 65 | 65 | 74 | 74 | 74 | 74
| DMo | MH85 | CZ16 | 2 | DMoMH85CZ162 | 55 | 55 | 55 | 55 | 83 | 76 | 76 | 83
| DMo | MH85 | CZ16 | 3 | DMoMH85CZ163 | 65 | 65 | 65 | 65 | 78 | 78 | 78 | 78
| DMo | MH85 | CZ16 | 4 | DMoMH85CZ164 | 65 | 68 | 68 | 65 | 83 | 80 | 80 | 83
| DMo | MH85 | CZ16 | 5 | DMoMH85CZ165 | 60 | 60 | 60 | 60 | 80 | 80 | 80 | 80
| DMo | MH00 | CZ16 | 1 | DMoMH00CZ161 | 63 | 63 | 63 | 62 | 80 | 78 | 78 | 80
| DMo | MH00 | CZ16 | 2 | DMoMH00CZ162 | 55 | 55 | 55 | 55 | 83 | 78 | 78 | 85
| DMo | MH00 | CZ16 | 3 | DMoMH00CZ163 | 55 | 60 | 60 | 55 | 78 | 78 | 78 | 78
| DMo | MH00 | CZ16 | 4 | DMoMH00CZ164 | 60 | 55 | 55 | 60 | 82 | 78 | 78 | 83
| DMo | MH00 | CZ16 | 5 | DMoMH00CZ165 | 60 | 60 | 60 | 60 | 80 | 80 | 80 | 80
| DMo | Any | CZ16 | 1 | DMoAnyCZ161 | 62 | 65 | 65 | 62 | 82 | 82 | 82 | 82
| DMo | Any | CZ16 | 2 | DMoAnyCZ162 | 55 | 60 | 60 | 55 | 83 | 80 | 80 | 83
| DMo | Any | CZ16 | 3 | DMoAnyCZ163 | 55 | 55 | 55 | 55 | 80 | 80 | 81 | 81
| DMo | Any | CZ16 | 4 | DMoAnyCZ164 | 60 | 60 | 60 | 60 | 80 | 83 | 83 | 80
| DMo | Any | CZ16 | 5 | DMoAnyCZ165 | 60 | 55 | 55 | 60 | 85 | 85 | 85 | 85
| Any | Any | Any | Any | AnyAnyAnyAny | 0 | 0 | 0 | 0 | 0 | 0 | 0 | 0
| MFm | 1975 | CZ01 | 1 | MFm1975CZ011 | 68 | 68 | 68 | 68 | 78 | 78 | 78 | 78
| MFm | 1975 | CZ01 | 2 | MFm1975CZ012 | 68 | 63 | 63 | 68 | 83 | 80 | 80 | 83
| MFm | 1975 | CZ01 | 3 | MFm1975CZ013 | 70 | 70 | 70 | 70 | 80 | 80 | 80 | 80
| MFm | 1975 | CZ01 | 4 | MFm1975CZ014 | 66 | 63 | 63 | 66 | 80 | 83 | 83 | 80
| MFm | 1975 | CZ01 | 5 | MFm1975CZ015 | 66 | 66 | 66 | 66 | 83 | 83 | 83 | 83
| MFm | 1985 | CZ01 | 1 | MFm1985CZ011 | 66 | 63 | 63 | 66 | 78 | 78 | 78 | 78
| MFm | 1985 | CZ01 | 2 | MFm1985CZ012 | 68 | 68 | 68 | 68 | 83 | 80 | 80 | 83
| MFm | 1985 | CZ01 | 3 | MFm1985CZ013 | 70 | 70 | 70 | 70 | 80 | 80 | 80 | 80
| MFm | 1985 | CZ01 | 4 | MFm1985CZ014 | 66 | 66 | 66 | 66 | 76 | 83 | 83 | 76
| MFm | 1985 | CZ01 | 5 | MFm1985CZ015 | 68 | 63 | 63 | 68 | 80 | 83 | 83 | 80
| MFm | 1996 | CZ01 | 1 | MFm1996CZ011 | 69 | 66 | 66 | 69 | 78 | 78 | 78 | 78
| MFm | 1996 | CZ01 | 2 | MFm1996CZ012 | 71 | 71 | 71 | 71 | 83 | 80 | 80 | 83
| MFm | 1996 | CZ01 | 3 | MFm1996CZ013 | 73 | 73 | 73 | 73 | 80 | 80 | 80 | 80
| MFm | 1996 | CZ01 | 4 | MFm1996CZ014 | 69 | 69 | 69 | 69 | 76 | 83 | 83 | 76
| MFm | 1996 | CZ01 | 5 | MFm1996CZ015 | 71 | 66 | 66 | 71 | 80 | 83 | 83 | 80
| MFm | 2003 | CZ01 | 1 | MFm2003CZ011 | 66 | 63 | 63 | 66 | 78 | 78 | 78 | 78
| MFm | 2003 | CZ01 | 2 | MFm2003CZ012 | 68 | 63 | 63 | 68 | 83 | 80 | 80 | 83
| MFm | 2003 | CZ01 | 3 | MFm2003CZ013 | 68 | 68 | 68 | 68 | 80 | 80 | 80 | 80
| MFm | 2003 | CZ01 | 4 | MFm2003CZ014 | 70 | 70 | 70 | 70 | 76 | 83 | 83 | 76
| MFm | 2003 | CZ01 | 5 | MFm2003CZ015 | 66 | 66 | 66 | 66 | 80 | 83 | 83 | 80
| MFm | Any | CZ01 | 1 | MFmAnyCZ011 | 70 | 70 | 70 | 70 | 78 | 78 | 78 | 78
| MFm | Any | CZ01 | 2 | MFmAnyCZ012 | 68 | 63 | 63 | 68 | 83 | 80 | 80 | 83
| MFm | Any | CZ01 | 3 | MFmAnyCZ013 | 68 | 68 | 68 | 68 | 80 | 80 | 80 | 80
| MFm | Any | CZ01 | 4 | MFmAnyCZ014 | 66 | 66 | 66 | 66 | 80 | 83 | 83 | 80
| MFm | Any | CZ01 | 5 | MFmAnyCZ015 | 66 | 63 | 63 | 66 | 83 | 83 | 83 | 83
| MFm | 1975 | CZ02 | 1 | MFm1975CZ021 | 72 | 72 | 72 | 72 | 76 | 83 | 83 | 76
| MFm | 1975 | CZ02 | 2 | MFm1975CZ022 | 68 | 65 | 65 | 68 | 80 | 83 | 83 | 80
| MFm | 1975 | CZ02 | 3 | MFm1975CZ023 | 70 | 70 | 70 | 70 | 83 | 83 | 83 | 83
| MFm | 1975 | CZ02 | 4 | MFm1975CZ024 | 68 | 68 | 68 | 68 | 85 | 85 | 85 | 85
| MFm | 1975 | CZ02 | 5 | MFm1975CZ025 | 70 | 65 | 65 | 70 | 90 | 90 | 90 | 90
| MFm | 1985 | CZ02 | 1 | MFm1985CZ021 | 72 | 72 | 72 | 72 | 76 | 83 | 83 | 76
| MFm | 1985 | CZ02 | 2 | MFm1985CZ022 | 68 | 65 | 65 | 68 | 80 | 83 | 83 | 80
| MFm | 1985 | CZ02 | 3 | MFm1985CZ023 | 70 | 70 | 70 | 70 | 83 | 83 | 83 | 83
| MFm | 1985 | CZ02 | 4 | MFm1985CZ024 | 68 | 68 | 68 | 68 | 85 | 85 | 85 | 85
| MFm | 1985 | CZ02 | 5 | MFm1985CZ025 | 70 | 65 | 65 | 70 | 90 | 90 | 90 | 90
| MFm | 1996 | CZ02 | 1 | MFm1996CZ021 | 72 | 72 | 72 | 72 | 76 | 83 | 83 | 76
| MFm | 1996 | CZ02 | 2 | MFm1996CZ022 | 68 | 65 | 65 | 68 | 80 | 83 | 83 | 80
| MFm | 1996 | CZ02 | 3 | MFm1996CZ023 | 70 | 70 | 70 | 70 | 83 | 83 | 83 | 83
| MFm | 1996 | CZ02 | 4 | MFm1996CZ024 | 68 | 68 | 68 | 68 | 85 | 85 | 85 | 85
| MFm | 1996 | CZ02 | 5 | MFm1996CZ025 | 70 | 65 | 65 | 70 | 90 | 90 | 90 | 90
| MFm | 2003 | CZ02 | 1 | MFm2003CZ021 | 65 | 70 | 70 | 65 | 76 | 83 | 83 | 76
| MFm | 2003 | CZ02 | 2 | MFm2003CZ022 | 65 | 68 | 68 | 65 | 80 | 83 | 83 | 80
| MFm | 2003 | CZ02 | 3 | MFm2003CZ023 | 70 | 65 | 65 | 70 | 83 | 83 | 83 | 83
| MFm | 2003 | CZ02 | 4 | MFm2003CZ024 | 68 | 65 | 65 | 68 | 85 | 85 | 85 | 85
| MFm | 2003 | CZ02 | 5 | MFm2003CZ025 | 68 | 68 | 68 | 68 | 90 | 90 | 90 | 90
| MFm | Any | CZ02 | 1 | MFmAnyCZ021 | 72 | 72 | 72 | 72 | 80 | 80 | 80 | 80
| MFm | Any | CZ02 | 2 | MFmAnyCZ022 | 68 | 65 | 65 | 68 | 76 | 83 | 83 | 76
| MFm | Any | CZ02 | 3 | MFmAnyCZ023 | 70 | 70 | 70 | 70 | 80 | 83 | 83 | 80
| MFm | Any | CZ02 | 4 | MFmAnyCZ024 | 68 | 68 | 68 | 68 | 83 | 83 | 83 | 83
| MFm | Any | CZ02 | 5 | MFmAnyCZ025 | 70 | 65 | 65 | 70 | 85 | 85 | 85 | 85
| MFm | 1975 | CZ03 | 1 | MFm1975CZ031 | 70 | 67 | 67 | 70 | 76 | 83 | 83 | 76
| MFm | 1975 | CZ03 | 2 | MFm1975CZ032 | 72 | 72 | 72 | 72 | 80 | 83 | 83 | 80
| MFm | 1975 | CZ03 | 3 | MFm1975CZ033 | 74 | 74 | 74 | 74 | 83 | 83 | 83 | 83
| MFm | 1975 | CZ03 | 4 | MFm1975CZ034 | 72 | 67 | 67 | 72 | 85 | 85 | 85 | 85
| MFm | 1975 | CZ03 | 5 | MFm1975CZ035 | 70 | 70 | 70 | 70 | 90 | 90 | 90 | 90
| MFm | 1985 | CZ03 | 1 | MFm1985CZ031 | 70 | 67 | 67 | 70 | 76 | 83 | 83 | 76
| MFm | 1985 | CZ03 | 2 | MFm1985CZ032 | 70 | 70 | 70 | 70 | 80 | 83 | 83 | 80
| MFm | 1985 | CZ03 | 3 | MFm1985CZ033 | 72 | 67 | 67 | 72 | 83 | 83 | 83 | 83
| MFm | 1985 | CZ03 | 4 | MFm1985CZ034 | 74 | 74 | 74 | 74 | 85 | 85 | 85 | 85
| MFm | 1985 | CZ03 | 5 | MFm1985CZ035 | 72 | 72 | 72 | 72 | 90 | 90 | 90 | 90
| MFm | 1996 | CZ03 | 1 | MFm1996CZ031 | 71 | 68 | 68 | 71 | 76 | 83 | 83 | 76
| MFm | 1996 | CZ03 | 2 | MFm1996CZ032 | 73 | 73 | 73 | 73 | 80 | 83 | 83 | 80
| MFm | 1996 | CZ03 | 3 | MFm1996CZ033 | 75 | 75 | 75 | 75 | 83 | 83 | 83 | 83
| MFm | 1996 | CZ03 | 4 | MFm1996CZ034 | 73 | 68 | 68 | 73 | 85 | 85 | 85 | 85
| MFm | 1996 | CZ03 | 5 | MFm1996CZ035 | 71 | 71 | 71 | 71 | 90 | 90 | 90 | 90
| MFm | 2003 | CZ03 | 1 | MFm2003CZ031 | 71 | 68 | 68 | 71 | 77 | 84 | 84 | 77
| MFm | 2003 | CZ03 | 2 | MFm2003CZ032 | 71 | 71 | 71 | 71 | 81 | 84 | 84 | 81
| MFm | 2003 | CZ03 | 3 | MFm2003CZ033 | 73 | 68 | 68 | 73 | 84 | 84 | 84 | 84
| MFm | 2003 | CZ03 | 4 | MFm2003CZ034 | 73 | 73 | 73 | 73 | 86 | 86 | 86 | 86
| MFm | 2003 | CZ03 | 5 | MFm2003CZ035 | 75 | 75 | 75 | 75 | 91 | 91 | 91 | 91
| MFm | Any | CZ03 | 1 | MFmAnyCZ031 | 70 | 67 | 67 | 70 | 76 | 83 | 83 | 76
| MFm | Any | CZ03 | 2 | MFmAnyCZ032 | 70 | 70 | 70 | 70 | 80 | 83 | 83 | 80
| MFm | Any | CZ03 | 3 | MFmAnyCZ033 | 72 | 67 | 67 | 72 | 83 | 83 | 83 | 83
| MFm | Any | CZ03 | 4 | MFmAnyCZ034 | 72 | 72 | 72 | 72 | 85 | 85 | 85 | 85
| MFm | Any | CZ03 | 5 | MFmAnyCZ035 | 74 | 74 | 74 | 74 | 90 | 90 | 90 | 90
| MFm | 1975 | CZ04 | 1 | MFm1975CZ041 | 68 | 65 | 65 | 68 | 76 | 83 | 83 | 76
| MFm | 1975 | CZ04 | 2 | MFm1975CZ042 | 70 | 65 | 65 | 70 | 80 | 83 | 83 | 80
| MFm | 1975 | CZ04 | 3 | MFm1975CZ043 | 70 | 70 | 70 | 70 | 83 | 83 | 83 | 83
| MFm | 1975 | CZ04 | 4 | MFm1975CZ044 | 68 | 68 | 68 | 68 | 85 | 85 | 85 | 85
| MFm | 1975 | CZ04 | 5 | MFm1975CZ045 | 72 | 72 | 72 | 72 | 90 | 90 | 90 | 90
| MFm | 1985 | CZ04 | 1 | MFm1985CZ041 | 65 | 70 | 70 | 65 | 76 | 83 | 83 | 76
| MFm | 1985 | CZ04 | 2 | MFm1985CZ042 | 68 | 65 | 65 | 68 | 80 | 83 | 83 | 80
| MFm | 1985 | CZ04 | 3 | MFm1985CZ043 | 68 | 68 | 68 | 68 | 83 | 83 | 83 | 83
| MFm | 1985 | CZ04 | 4 | MFm1985CZ044 | 70 | 70 | 70 | 70 | 85 | 85 | 85 | 85
| MFm | 1985 | CZ04 | 5 | MFm1985CZ045 | 70 | 65 | 65 | 70 | 90 | 90 | 90 | 90
| MFm | 1996 | CZ04 | 1 | MFm1996CZ041 | 67 | 72 | 72 | 67 | 76 | 83 | 83 | 76
| MFm | 1996 | CZ04 | 2 | MFm1996CZ042 | 70 | 67 | 67 | 70 | 80 | 83 | 83 | 80
| MFm | 1996 | CZ04 | 3 | MFm1996CZ043 | 70 | 70 | 70 | 70 | 83 | 83 | 83 | 83
| MFm | 1996 | CZ04 | 4 | MFm1996CZ044 | 72 | 72 | 72 | 72 | 85 | 85 | 85 | 85
| MFm | 1996 | CZ04 | 5 | MFm1996CZ045 | 72 | 67 | 67 | 72 | 90 | 90 | 90 | 90
| MFm | 2003 | CZ04 | 1 | MFm2003CZ041 | 65 | 70 | 70 | 65 | 78 | 78 | 78 | 78
| MFm | 2003 | CZ04 | 2 | MFm2003CZ042 | 65 | 68 | 68 | 65 | 83 | 80 | 80 | 83
| MFm | 2003 | CZ04 | 3 | MFm2003CZ043 | 68 | 68 | 68 | 68 | 80 | 80 | 80 | 80
| MFm | 2003 | CZ04 | 4 | MFm2003CZ044 | 68 | 65 | 65 | 68 | 76 | 83 | 83 | 76
| MFm | 2003 | CZ04 | 5 | MFm2003CZ045 | 70 | 65 | 65 | 70 | 80 | 83 | 83 | 80
| MFm | Any | CZ04 | 1 | MFmAnyCZ041 | 68 | 68 | 68 | 68 | 83 | 76 | 76 | 83
| MFm | Any | CZ04 | 2 | MFmAnyCZ042 | 63 | 68 | 68 | 63 | 78 | 78 | 78 | 78
| MFm | Any | CZ04 | 3 | MFmAnyCZ043 | 66 | 63 | 63 | 66 | 83 | 80 | 80 | 83
| MFm | Any | CZ04 | 4 | MFmAnyCZ044 | 68 | 63 | 63 | 68 | 80 | 80 | 80 | 80
| MFm | Any | CZ04 | 5 | MFmAnyCZ045 | 66 | 66 | 66 | 66 | 76 | 83 | 83 | 76
| MFm | 1975 | CZ05 | 1 | MFm1975CZ051 | 70 | 67 | 67 | 70 | 77 | 84 | 84 | 77
| MFm | 1975 | CZ05 | 2 | MFm1975CZ052 | 70 | 70 | 70 | 70 | 81 | 84 | 84 | 81
| MFm | 1975 | CZ05 | 3 | MFm1975CZ053 | 72 | 67 | 67 | 72 | 84 | 84 | 84 | 84
| MFm | 1975 | CZ05 | 4 | MFm1975CZ054 | 74 | 74 | 74 | 74 | 86 | 86 | 86 | 86
| MFm | 1975 | CZ05 | 5 | MFm1975CZ055 | 72 | 72 | 72 | 72 | 91 | 91 | 91 | 91
| MFm | 1985 | CZ05 | 1 | MFm1985CZ051 | 70 | 67 | 67 | 70 | 76 | 83 | 83 | 76
| MFm | 1985 | CZ05 | 2 | MFm1985CZ052 | 70 | 70 | 70 | 70 | 79 | 82 | 82 | 79
| MFm | 1985 | CZ05 | 3 | MFm1985CZ053 | 72 | 67 | 67 | 72 | 80 | 80 | 80 | 80
| MFm | 1985 | CZ05 | 4 | MFm1985CZ054 | 74 | 74 | 74 | 74 | 82 | 82 | 82 | 82
| MFm | 1985 | CZ05 | 5 | MFm1985CZ055 | 72 | 72 | 72 | 72 | 77 | 77 | 77 | 77
| MFm | 1996 | CZ05 | 1 | MFm1996CZ051 | 70 | 67 | 67 | 70 | 76 | 83 | 83 | 76
| MFm | 1996 | CZ05 | 2 | MFm1996CZ052 | 70 | 70 | 70 | 70 | 80 | 83 | 83 | 80
| MFm | 1996 | CZ05 | 3 | MFm1996CZ053 | 72 | 67 | 67 | 72 | 83 | 83 | 83 | 83
| MFm | 1996 | CZ05 | 4 | MFm1996CZ054 | 74 | 74 | 74 | 74 | 85 | 85 | 85 | 85
| MFm | 1996 | CZ05 | 5 | MFm1996CZ055 | 72 | 72 | 72 | 72 | 90 | 90 | 90 | 90
| MFm | 2003 | CZ05 | 1 | MFm2003CZ051 | 70 | 67 | 67 | 70 | 76 | 83 | 83 | 76
| MFm | 2003 | CZ05 | 2 | MFm2003CZ052 | 72 | 67 | 67 | 72 | 80 | 83 | 83 | 80
| MFm | 2003 | CZ05 | 3 | MFm2003CZ053 | 70 | 70 | 70 | 70 | 83 | 83 | 83 | 83
| MFm | 2003 | CZ05 | 4 | MFm2003CZ054 | 72 | 72 | 72 | 72 | 85 | 85 | 85 | 85
| MFm | 2003 | CZ05 | 5 | MFm2003CZ055 | 74 | 74 | 74 | 74 | 90 | 90 | 90 | 90
| MFm | Any | CZ05 | 1 | MFmAnyCZ051 | 68 | 65 | 65 | 68 | 76 | 81 | 81 | 76
| MFm | Any | CZ05 | 2 | MFmAnyCZ052 | 68 | 68 | 68 | 68 | 78 | 80 | 80 | 78
| MFm | Any | CZ05 | 3 | MFmAnyCZ053 | 70 | 65 | 65 | 70 | 81 | 78 | 78 | 81
| MFm | Any | CZ05 | 4 | MFmAnyCZ054 | 72 | 72 | 72 | 72 | 83 | 81 | 81 | 83
| MFm | Any | CZ05 | 5 | MFmAnyCZ055 | 70 | 70 | 70 | 70 | 85 | 85 | 85 | 85
| MFm | 1975 | CZ06 | 1 | MFm1975CZ061 | 74 | 74 | 74 | 74 | 83 | 80 | 80 | 83
| MFm | 1975 | CZ06 | 2 | MFm1975CZ062 | 72 | 72 | 72 | 72 | 80 | 80 | 80 | 80
| MFm | 1975 | CZ06 | 3 | MFm1975CZ063 | 72 | 67 | 67 | 72 | 76 | 83 | 83 | 76
| MFm | 1975 | CZ06 | 4 | MFm1975CZ064 | 70 | 67 | 67 | 70 | 80 | 83 | 83 | 80
| MFm | 1975 | CZ06 | 5 | MFm1975CZ065 | 70 | 70 | 70 | 70 | 83 | 83 | 83 | 83
| MFm | 1985 | CZ06 | 1 | MFm1985CZ061 | 70 | 67 | 67 | 70 | 83 | 80 | 80 | 83
| MFm | 1985 | CZ06 | 2 | MFm1985CZ062 | 70 | 70 | 70 | 70 | 80 | 80 | 80 | 80
| MFm | 1985 | CZ06 | 3 | MFm1985CZ063 | 74 | 74 | 74 | 74 | 76 | 83 | 83 | 76
| MFm | 1985 | CZ06 | 4 | MFm1985CZ064 | 72 | 72 | 72 | 72 | 80 | 83 | 83 | 80
| MFm | 1985 | CZ06 | 5 | MFm1985CZ065 | 72 | 67 | 67 | 72 | 83 | 83 | 83 | 83
| MFm | 1996 | CZ06 | 1 | MFm1996CZ061 | 72 | 69 | 69 | 72 | 83 | 85 | 85 | 83
| MFm | 1996 | CZ06 | 2 | MFm1996CZ062 | 72 | 72 | 72 | 72 | 80 | 84 | 84 | 80
| MFm | 1996 | CZ06 | 3 | MFm1996CZ063 | 74 | 69 | 69 | 74 | 76 | 83 | 83 | 76
| MFm | 1996 | CZ06 | 4 | MFm1996CZ064 | 74 | 74 | 74 | 74 | 82 | 85 | 85 | 82
| MFm | 1996 | CZ06 | 5 | MFm1996CZ065 | 76 | 76 | 76 | 76 | 83 | 83 | 83 | 83
| MFm | 2003 | CZ06 | 1 | MFm2003CZ061 | 70 | 67 | 67 | 70 | 80 | 80 | 80 | 80
| MFm | 2003 | CZ06 | 2 | MFm2003CZ062 | 72 | 72 | 72 | 72 | 76 | 83 | 83 | 76
| MFm | 2003 | CZ06 | 3 | MFm2003CZ063 | 70 | 70 | 70 | 70 | 80 | 83 | 83 | 80
| MFm | 2003 | CZ06 | 4 | MFm2003CZ064 | 72 | 67 | 67 | 72 | 83 | 83 | 83 | 83
| MFm | 2003 | CZ06 | 5 | MFm2003CZ065 | 74 | 74 | 74 | 74 | 85 | 85 | 85 | 85
| MFm | Any | CZ06 | 1 | MFmAnyCZ061 | 70 | 70 | 70 | 70 | 83 | 80 | 80 | 83
| MFm | Any | CZ06 | 2 | MFmAnyCZ062 | 72 | 67 | 67 | 72 | 80 | 80 | 80 | 80
| MFm | Any | CZ06 | 3 | MFmAnyCZ063 | 72 | 72 | 72 | 72 | 76 | 83 | 83 | 76
| MFm | Any | CZ06 | 4 | MFmAnyCZ064 | 74 | 74 | 74 | 74 | 80 | 83 | 83 | 80
| MFm | Any | CZ06 | 5 | MFmAnyCZ065 | 70 | 67 | 67 | 70 | 83 | 83 | 83 | 83
| MFm | 1975 | CZ07 | 1 | MFm1975CZ071 | 70 | 67 | 67 | 70 | 80 | 80 | 80 | 80
| MFm | 1975 | CZ07 | 2 | MFm1975CZ072 | 70 | 70 | 70 | 70 | 76 | 83 | 83 | 76
| MFm | 1975 | CZ07 | 3 | MFm1975CZ073 | 72 | 67 | 67 | 72 | 80 | 83 | 83 | 80
| MFm | 1975 | CZ07 | 4 | MFm1975CZ074 | 72 | 72 | 72 | 72 | 83 | 83 | 83 | 83
| MFm | 1975 | CZ07 | 5 | MFm1975CZ075 | 74 | 74 | 74 | 74 | 85 | 85 | 85 | 85
| MFm | 1985 | CZ07 | 1 | MFm1985CZ071 | 71 | 68 | 68 | 71 | 80 | 80 | 80 | 80
| MFm | 1985 | CZ07 | 2 | MFm1985CZ072 | 75 | 75 | 75 | 75 | 76 | 83 | 83 | 76
| MFm | 1985 | CZ07 | 3 | MFm1985CZ073 | 73 | 73 | 73 | 73 | 80 | 83 | 83 | 80
| MFm | 1985 | CZ07 | 4 | MFm1985CZ074 | 71 | 71 | 71 | 71 | 83 | 83 | 83 | 83
| MFm | 1985 | CZ07 | 5 | MFm1985CZ075 | 73 | 68 | 68 | 73 | 85 | 85 | 85 | 85
| MFm | 1996 | CZ07 | 1 | MFm1996CZ071 | 71 | 68 | 68 | 71 | 80 | 80 | 80 | 80
| MFm | 1996 | CZ07 | 2 | MFm1996CZ072 | 73 | 73 | 73 | 73 | 76 | 83 | 83 | 76
| MFm | 1996 | CZ07 | 3 | MFm1996CZ073 | 75 | 75 | 75 | 75 | 80 | 83 | 83 | 80
| MFm | 1996 | CZ07 | 4 | MFm1996CZ074 | 71 | 71 | 71 | 71 | 83 | 83 | 83 | 83
| MFm | 1996 | CZ07 | 5 | MFm1996CZ075 | 73 | 68 | 68 | 73 | 85 | 85 | 85 | 85
| MFm | 2003 | CZ07 | 1 | MFm2003CZ071 | 72 | 67 | 67 | 72 | 78 | 78 | 78 | 78
| MFm | 2003 | CZ07 | 2 | MFm2003CZ072 | 70 | 70 | 70 | 70 | 83 | 80 | 80 | 83
| MFm | 2003 | CZ07 | 3 | MFm2003CZ073 | 72 | 72 | 72 | 72 | 80 | 80 | 80 | 80
| MFm | 2003 | CZ07 | 4 | MFm2003CZ074 | 74 | 74 | 74 | 74 | 76 | 83 | 83 | 76
| MFm | 2003 | CZ07 | 5 | MFm2003CZ075 | 70 | 67 | 67 | 70 | 80 | 83 | 83 | 80
| MFm | Any | CZ07 | 1 | MFmAnyCZ071 | 70 | 67 | 67 | 70 | 83 | 76 | 76 | 83
| MFm | Any | CZ07 | 2 | MFmAnyCZ072 | 74 | 74 | 74 | 74 | 78 | 78 | 78 | 78
| MFm | Any | CZ07 | 3 | MFmAnyCZ073 | 72 | 67 | 67 | 72 | 83 | 77 | 77 | 83
| MFm | Any | CZ07 | 4 | MFmAnyCZ074 | 72 | 72 | 72 | 72 | 80 | 76 | 76 | 80
| MFm | Any | CZ07 | 5 | MFmAnyCZ075 | 70 | 70 | 70 | 70 | 76 | 79 | 79 | 76
| MFm | 1975 | CZ08 | 1 | MFm1975CZ081 | 71 | 68 | 68 | 71 | 80 | 80 | 80 | 80
| MFm | 1975 | CZ08 | 2 | MFm1975CZ082 | 71 | 71 | 71 | 71 | 76 | 83 | 83 | 76
| MFm | 1975 | CZ08 | 3 | MFm1975CZ083 | 75 | 75 | 75 | 75 | 80 | 83 | 83 | 80
| MFm | 1975 | CZ08 | 4 | MFm1975CZ084 | 73 | 73 | 73 | 73 | 83 | 83 | 83 | 83
| MFm | 1975 | CZ08 | 5 | MFm1975CZ085 | 73 | 68 | 68 | 73 | 85 | 85 | 85 | 85
| MFm | 1985 | CZ08 | 1 | MFm1985CZ081 | 72 | 69 | 69 | 72 | 85 | 82 | 82 | 85
| MFm | 1985 | CZ08 | 2 | MFm1985CZ082 | 72 | 72 | 72 | 72 | 82 | 82 | 82 | 82
| MFm | 1985 | CZ08 | 3 | MFm1985CZ083 | 74 | 69 | 69 | 74 | 78 | 85 | 85 | 78
| MFm | 1985 | CZ08 | 4 | MFm1985CZ084 | 74 | 74 | 74 | 74 | 82 | 85 | 85 | 82
| MFm | 1985 | CZ08 | 5 | MFm1985CZ085 | 76 | 76 | 76 | 76 | 85 | 85 | 85 | 85
| MFm | 1996 | CZ08 | 1 | MFm1996CZ081 | 72 | 69 | 69 | 72 | 85 | 82 | 82 | 85
| MFm | 1996 | CZ08 | 2 | MFm1996CZ082 | 74 | 69 | 69 | 74 | 82 | 82 | 82 | 82
| MFm | 1996 | CZ08 | 3 | MFm1996CZ083 | 74 | 74 | 74 | 74 | 78 | 85 | 85 | 78
| MFm | 1996 | CZ08 | 4 | MFm1996CZ084 | 72 | 72 | 72 | 72 | 82 | 87 | 87 | 82
| MFm | 1996 | CZ08 | 5 | MFm1996CZ085 | 76 | 76 | 76 | 76 | 85 | 90 | 90 | 85
| MFm | 2003 | CZ08 | 1 | MFm2003CZ081 | 70 | 67 | 67 | 70 | 80 | 80 | 80 | 80
| MFm | 2003 | CZ08 | 2 | MFm2003CZ082 | 70 | 70 | 70 | 70 | 85 | 82 | 82 | 85
| MFm | 2003 | CZ08 | 3 | MFm2003CZ083 | 72 | 72 | 72 | 72 | 82 | 85 | 85 | 82
| MFm | 2003 | CZ08 | 4 | MFm2003CZ084 | 74 | 74 | 74 | 74 | 78 | 85 | 85 | 78
| MFm | 2003 | CZ08 | 5 | MFm2003CZ085 | 72 | 67 | 67 | 72 | 82 | 87 | 87 | 82
| MFm | Any | CZ08 | 1 | MFmAnyCZ081 | 70 | 67 | 67 | 70 | 83 | 76 | 76 | 83
| MFm | Any | CZ08 | 2 | MFmAnyCZ082 | 70 | 70 | 70 | 70 | 78 | 78 | 78 | 78
| MFm | Any | CZ08 | 3 | MFmAnyCZ083 | 74 | 74 | 74 | 74 | 83 | 80 | 80 | 83
| MFm | Any | CZ08 | 4 | MFmAnyCZ084 | 72 | 67 | 67 | 72 | 80 | 80 | 80 | 80
| MFm | Any | CZ08 | 5 | MFmAnyCZ085 | 72 | 72 | 72 | 72 | 76 | 83 | 83 | 76
| MFm | 1975 | CZ09 | 1 | MFm1975CZ091 | 71 | 71 | 71 | 71 | 83 | 80 | 80 | 83
| MFm | 1975 | CZ09 | 2 | MFm1975CZ092 | 73 | 68 | 68 | 73 | 80 | 80 | 80 | 80
| MFm | 1975 | CZ09 | 3 | MFm1975CZ093 | 75 | 75 | 75 | 75 | 76 | 83 | 83 | 76
| MFm | 1975 | CZ09 | 4 | MFm1975CZ094 | 73 | 73 | 73 | 73 | 80 | 83 | 83 | 80
| MFm | 1975 | CZ09 | 5 | MFm1975CZ095 | 71 | 68 | 68 | 71 | 83 | 83 | 83 | 83
| MFm | 1985 | CZ09 | 1 | MFm1985CZ091 | 72 | 69 | 69 | 72 | 78 | 78 | 78 | 78
| MFm | 1985 | CZ09 | 2 | MFm1985CZ092 | 72 | 72 | 72 | 72 | 83 | 80 | 80 | 83
| MFm | 1985 | CZ09 | 3 | MFm1985CZ093 | 74 | 69 | 69 | 74 | 80 | 80 | 80 | 80
| MFm | 1985 | CZ09 | 4 | MFm1985CZ094 | 74 | 74 | 74 | 74 | 76 | 83 | 83 | 76
| MFm | 1985 | CZ09 | 5 | MFm1985CZ095 | 75 | 75 | 75 | 75 | 80 | 83 | 83 | 80
| MFm | 1996 | CZ09 | 1 | MFm1996CZ091 | 75 | 69 | 69 | 75 | 80 | 80 | 80 | 80
| MFm | 1996 | CZ09 | 2 | MFm1996CZ092 | 75 | 72 | 72 | 75 | 85 | 82 | 82 | 85
| MFm | 1996 | CZ09 | 3 | MFm1996CZ093 | 75 | 75 | 75 | 75 | 82 | 82 | 82 | 82
| MFm | 1996 | CZ09 | 4 | MFm1996CZ094 | 74 | 69 | 69 | 74 | 78 | 85 | 85 | 78
| MFm | 1996 | CZ09 | 5 | MFm1996CZ095 | 74 | 74 | 74 | 74 | 82 | 85 | 85 | 82
| MFm | 2003 | CZ09 | 1 | MFm2003CZ091 | 70 | 70 | 70 | 70 | 82 | 82 | 82 | 82
| MFm | 2003 | CZ09 | 2 | MFm2003CZ092 | 72 | 67 | 67 | 72 | 78 | 85 | 85 | 78
| MFm | 2003 | CZ09 | 3 | MFm2003CZ093 | 74 | 74 | 74 | 74 | 82 | 85 | 85 | 82
| MFm | 2003 | CZ09 | 4 | MFm2003CZ094 | 72 | 72 | 72 | 72 | 85 | 85 | 85 | 85
| MFm | 2003 | CZ09 | 5 | MFm2003CZ095 | 70 | 67 | 67 | 70 | 87 | 87 | 87 | 87
| MFm | Any | CZ09 | 1 | MFmAnyCZ091 | 70 | 67 | 67 | 70 | 80 | 80 | 80 | 80
| MFm | Any | CZ09 | 2 | MFmAnyCZ092 | 70 | 70 | 70 | 70 | 85 | 82 | 82 | 85
| MFm | Any | CZ09 | 3 | MFmAnyCZ093 | 72 | 67 | 67 | 72 | 82 | 82 | 82 | 82
| MFm | Any | CZ09 | 4 | MFmAnyCZ094 | 74 | 74 | 74 | 74 | 78 | 85 | 85 | 78
| MFm | Any | CZ09 | 5 | MFmAnyCZ095 | 72 | 72 | 72 | 72 | 82 | 85 | 85 | 82
| MFm | 1975 | CZ10 | 1 | MFm1975CZ101 | 70 | 67 | 67 | 70 | 76 | 83 | 83 | 76
| MFm | 1975 | CZ10 | 2 | MFm1975CZ102 | 70 | 70 | 70 | 70 | 80 | 83 | 83 | 80
| MFm | 1975 | CZ10 | 3 | MFm1975CZ103 | 72 | 67 | 67 | 72 | 83 | 83 | 83 | 83
| MFm | 1975 | CZ10 | 4 | MFm1975CZ104 | 72 | 72 | 72 | 72 | 85 | 85 | 85 | 85
| MFm | 1975 | CZ10 | 5 | MFm1975CZ105 | 74 | 74 | 74 | 74 | 90 | 90 | 90 | 90
| MFm | 1985 | CZ10 | 1 | MFm1985CZ101 | 71 | 68 | 68 | 71 | 76 | 83 | 83 | 76
| MFm | 1985 | CZ10 | 2 | MFm1985CZ102 | 71 | 71 | 71 | 71 | 80 | 83 | 83 | 80
| MFm | 1985 | CZ10 | 3 | MFm1985CZ103 | 73 | 68 | 68 | 73 | 83 | 83 | 83 | 83
| MFm | 1985 | CZ10 | 4 | MFm1985CZ104 | 70 | 73 | 73 | 70 | 85 | 85 | 85 | 85
| MFm | 1985 | CZ10 | 5 | MFm1985CZ105 | 72 | 74 | 74 | 72 | 90 | 90 | 90 | 90
| MFm | 1996 | CZ10 | 1 | MFm1996CZ101 | 74 | 69 | 69 | 74 | 80 | 86 | 86 | 80
| MFm | 1996 | CZ10 | 2 | MFm1996CZ102 | 75 | 72 | 72 | 75 | 80 | 85 | 85 | 80
| MFm | 1996 | CZ10 | 3 | MFm1996CZ103 | 74 | 69 | 69 | 74 | 83 | 85 | 85 | 83
| MFm | 1996 | CZ10 | 4 | MFm1996CZ104 | 74 | 74 | 74 | 74 | 85 | 87 | 87 | 85
| MFm | 1996 | CZ10 | 5 | MFm1996CZ105 | 75 | 75 | 75 | 75 | 90 | 90 | 90 | 90
| MFm | 2003 | CZ10 | 1 | MFm2003CZ101 | 65 | 65 | 65 | 65 | 76 | 83 | 83 | 76
| MFm | 2003 | CZ10 | 2 | MFm2003CZ102 | 68 | 63 | 63 | 68 | 80 | 83 | 83 | 80
| MFm | 2003 | CZ10 | 3 | MFm2003CZ103 | 70 | 65 | 65 | 70 | 83 | 83 | 83 | 83
| MFm | 2003 | CZ10 | 4 | MFm2003CZ104 | 70 | 65 | 65 | 70 | 85 | 85 | 85 | 85
| MFm | 2003 | CZ10 | 5 | MFm2003CZ105 | 68 | 60 | 60 | 68 | 90 | 90 | 90 | 90
| MFm | Any | CZ10 | 1 | MFmAnyCZ101 | 65 | 65 | 65 | 65 | 80 | 80 | 80 | 80
| MFm | Any | CZ10 | 2 | MFmAnyCZ102 | 68 | 63 | 63 | 68 | 76 | 83 | 83 | 76
| MFm | Any | CZ10 | 3 | MFmAnyCZ103 | 70 | 65 | 65 | 70 | 80 | 83 | 83 | 80
| MFm | Any | CZ10 | 4 | MFmAnyCZ104 | 70 | 65 | 65 | 70 | 83 | 83 | 83 | 83
| MFm | Any | CZ10 | 5 | MFmAnyCZ105 | 68 | 60 | 60 | 68 | 85 | 85 | 85 | 85
| MFm | 1975 | CZ11 | 1 | MFm1975CZ111 | 67 | 67 | 67 | 67 | 76 | 83 | 83 | 76
| MFm | 1975 | CZ11 | 2 | MFm1975CZ112 | 69 | 64 | 64 | 69 | 80 | 83 | 83 | 80
| MFm | 1975 | CZ11 | 3 | MFm1975CZ113 | 69 | 69 | 69 | 69 | 83 | 83 | 83 | 83
| MFm | 1975 | CZ11 | 4 | MFm1975CZ114 | 67 | 64 | 64 | 67 | 85 | 85 | 85 | 85
| MFm | 1975 | CZ11 | 5 | MFm1975CZ115 | 64 | 69 | 69 | 64 | 90 | 90 | 90 | 90
| MFm | 1985 | CZ11 | 1 | MFm1985CZ111 | 67 | 64 | 64 | 67 | 76 | 83 | 83 | 76
| MFm | 1985 | CZ11 | 2 | MFm1985CZ112 | 67 | 67 | 67 | 67 | 80 | 83 | 83 | 80
| MFm | 1985 | CZ11 | 3 | MFm1985CZ113 | 69 | 64 | 64 | 69 | 83 | 83 | 83 | 83
| MFm | 1985 | CZ11 | 4 | MFm1985CZ114 | 64 | 69 | 69 | 64 | 85 | 85 | 85 | 85
| MFm | 1985 | CZ11 | 5 | MFm1985CZ115 | 69 | 69 | 69 | 69 | 90 | 90 | 90 | 90
| MFm | 1996 | CZ11 | 1 | MFm1996CZ111 | 66 | 66 | 66 | 66 | 80 | 84 | 84 | 80
| MFm | 1996 | CZ11 | 2 | MFm1996CZ112 | 63 | 63 | 63 | 63 | 76 | 88 | 88 | 76
| MFm | 1996 | CZ11 | 3 | MFm1996CZ113 | 63 | 66 | 66 | 63 | 80 | 87 | 87 | 80
| MFm | 1996 | CZ11 | 4 | MFm1996CZ114 | 63 | 68 | 68 | 63 | 83 | 88 | 88 | 83
| MFm | 1996 | CZ11 | 5 | MFm1996CZ115 | 66 | 63 | 63 | 66 | 85 | 85 | 85 | 85
| MFm | 2003 | CZ11 | 1 | MFm2003CZ111 | 67 | 64 | 64 | 67 | 82 | 82 | 82 | 82
| MFm | 2003 | CZ11 | 2 | MFm2003CZ112 | 69 | 64 | 64 | 69 | 83 | 79 | 79 | 83
| MFm | 2003 | CZ11 | 3 | MFm2003CZ113 | 69 | 69 | 69 | 69 | 78 | 80 | 80 | 78
| MFm | 2003 | CZ11 | 4 | MFm2003CZ114 | 67 | 67 | 67 | 67 | 83 | 80 | 80 | 83
| MFm | 2003 | CZ11 | 5 | MFm2003CZ115 | 71 | 71 | 71 | 71 | 80 | 80 | 80 | 80
| MFm | Any | CZ11 | 1 | MFmAnyCZ111 | 71 | 71 | 71 | 71 | 74 | 74 | 74 | 74
| MFm | Any | CZ11 | 2 | MFmAnyCZ112 | 69 | 69 | 69 | 69 | 83 | 76 | 76 | 83
| MFm | Any | CZ11 | 3 | MFmAnyCZ113 | 69 | 64 | 64 | 69 | 78 | 78 | 78 | 78
| MFm | Any | CZ11 | 4 | MFmAnyCZ114 | 67 | 64 | 64 | 67 | 83 | 80 | 80 | 83
| MFm | Any | CZ11 | 5 | MFmAnyCZ115 | 67 | 67 | 67 | 67 | 80 | 80 | 80 | 80
| MFm | 1975 | CZ12 | 1 | MFm1975CZ121 | 70 | 67 | 67 | 70 | 76 | 83 | 83 | 76
| MFm | 1975 | CZ12 | 2 | MFm1975CZ122 | 72 | 67 | 67 | 72 | 80 | 83 | 83 | 80
| MFm | 1975 | CZ12 | 3 | MFm1975CZ123 | 70 | 70 | 70 | 70 | 83 | 83 | 83 | 83
| MFm | 1975 | CZ12 | 4 | MFm1975CZ124 | 72 | 72 | 72 | 72 | 85 | 85 | 85 | 85
| MFm | 1975 | CZ12 | 5 | MFm1975CZ125 | 74 | 74 | 74 | 74 | 90 | 90 | 90 | 90
| MFm | 1985 | CZ12 | 1 | MFm1985CZ121 | 74 | 74 | 74 | 74 | 76 | 83 | 83 | 76
| MFm | 1985 | CZ12 | 2 | MFm1985CZ122 | 70 | 67 | 67 | 70 | 80 | 83 | 83 | 80
| MFm | 1985 | CZ12 | 3 | MFm1985CZ123 | 70 | 70 | 70 | 70 | 83 | 83 | 83 | 83
| MFm | 1985 | CZ12 | 4 | MFm1985CZ124 | 72 | 67 | 67 | 72 | 85 | 85 | 85 | 85
| MFm | 1985 | CZ12 | 5 | MFm1985CZ125 | 72 | 72 | 72 | 72 | 90 | 90 | 90 | 90
| MFm | 1996 | CZ12 | 1 | MFm1996CZ121 | 70 | 70 | 70 | 70 | 76 | 83 | 83 | 76
| MFm | 1996 | CZ12 | 2 | MFm1996CZ122 | 72 | 72 | 72 | 72 | 80 | 83 | 83 | 80
| MFm | 1996 | CZ12 | 3 | MFm1996CZ123 | 72 | 67 | 67 | 72 | 83 | 83 | 83 | 83
| MFm | 1996 | CZ12 | 4 | MFm1996CZ124 | 74 | 74 | 74 | 74 | 85 | 85 | 85 | 85
| MFm | 1996 | CZ12 | 5 | MFm1996CZ125 | 70 | 67 | 67 | 70 | 90 | 90 | 90 | 90
| MFm | 2003 | CZ12 | 1 | MFm2003CZ121 | 67 | 64 | 64 | 67 | 78 | 85 | 85 | 78
| MFm | 2003 | CZ12 | 2 | MFm2003CZ122 | 69 | 64 | 64 | 69 | 83 | 80 | 80 | 83
| MFm | 2003 | CZ12 | 3 | MFm2003CZ123 | 69 | 67 | 67 | 69 | 80 | 85 | 85 | 80
| MFm | 2003 | CZ12 | 4 | MFm2003CZ124 | 67 | 67 | 67 | 67 | 78 | 87 | 87 | 78
| MFm | 2003 | CZ12 | 5 | MFm2003CZ125 | 64 | 68 | 68 | 64 | 80 | 83 | 83 | 80
| MFm | Any | CZ12 | 1 | MFmAnyCZ121 | 69 | 64 | 64 | 69 | 83 | 76 | 76 | 83
| MFm | Any | CZ12 | 2 | MFmAnyCZ122 | 67 | 67 | 67 | 67 | 78 | 78 | 78 | 78
| MFm | Any | CZ12 | 3 | MFmAnyCZ123 | 69 | 67 | 67 | 69 | 83 | 80 | 80 | 83
| MFm | Any | CZ12 | 4 | MFmAnyCZ124 | 67 | 64 | 64 | 67 | 80 | 80 | 80 | 80
| MFm | Any | CZ12 | 5 | MFmAnyCZ125 | 71 | 68 | 68 | 71 | 76 | 83 | 83 | 76
| MFm | 1975 | CZ13 | 1 | MFm1975CZ131 | 68 | 68 | 68 | 68 | 76 | 83 | 83 | 76
| MFm | 1975 | CZ13 | 2 | MFm1975CZ132 | 70 | 65 | 65 | 70 | 80 | 83 | 83 | 80
| MFm | 1975 | CZ13 | 3 | MFm1975CZ133 | 72 | 72 | 72 | 72 | 83 | 83 | 83 | 83
| MFm | 1975 | CZ13 | 4 | MFm1975CZ134 | 70 | 70 | 70 | 70 | 85 | 85 | 85 | 85
| MFm | 1975 | CZ13 | 5 | MFm1975CZ135 | 68 | 65 | 65 | 68 | 90 | 90 | 90 | 90
| MFm | 1985 | CZ13 | 1 | MFm1985CZ131 | 71 | 68 | 68 | 71 | 76 | 83 | 83 | 76
| MFm | 1985 | CZ13 | 2 | MFm1985CZ132 | 71 | 71 | 71 | 71 | 80 | 83 | 83 | 80
| MFm | 1985 | CZ13 | 3 | MFm1985CZ133 | 73 | 68 | 68 | 73 | 83 | 83 | 83 | 83
| MFm | 1985 | CZ13 | 4 | MFm1985CZ134 | 75 | 75 | 75 | 75 | 85 | 85 | 85 | 85
| MFm | 1985 | CZ13 | 5 | MFm1985CZ135 | 73 | 73 | 73 | 73 | 90 | 90 | 90 | 90
| MFm | 1996 | CZ13 | 1 | MFm1996CZ131 | 68 | 68 | 68 | 68 | 76 | 83 | 83 | 76
| MFm | 1996 | CZ13 | 2 | MFm1996CZ132 | 70 | 65 | 65 | 70 | 80 | 83 | 83 | 80
| MFm | 1996 | CZ13 | 3 | MFm1996CZ133 | 72 | 72 | 72 | 72 | 83 | 83 | 83 | 83
| MFm | 1996 | CZ13 | 4 | MFm1996CZ134 | 70 | 70 | 70 | 70 | 85 | 85 | 85 | 85
| MFm | 1996 | CZ13 | 5 | MFm1996CZ135 | 68 | 65 | 65 | 68 | 90 | 90 | 90 | 90
| MFm | 2003 | CZ13 | 1 | MFm2003CZ131 | 67 | 64 | 64 | 67 | 84 | 81 | 81 | 84
| MFm | 2003 | CZ13 | 2 | MFm2003CZ132 | 67 | 67 | 67 | 67 | 81 | 81 | 81 | 81
| MFm | 2003 | CZ13 | 3 | MFm2003CZ133 | 71 | 71 | 71 | 71 | 77 | 84 | 84 | 77
| MFm | 2003 | CZ13 | 4 | MFm2003CZ134 | 69 | 64 | 64 | 69 | 81 | 84 | 84 | 81
| MFm | 2003 | CZ13 | 5 | MFm2003CZ135 | 69 | 69 | 69 | 69 | 84 | 84 | 84 | 84
| MFm | Any | CZ13 | 1 | MFmAnyCZ131 | 66 | 66 | 66 | 66 | 83 | 76 | 76 | 83
| MFm | Any | CZ13 | 2 | MFmAnyCZ132 | 70 | 70 | 70 | 70 | 78 | 78 | 78 | 78
| MFm | Any | CZ13 | 3 | MFmAnyCZ133 | 68 | 68 | 68 | 68 | 83 | 80 | 80 | 83
| MFm | Any | CZ13 | 4 | MFmAnyCZ134 | 68 | 63 | 63 | 68 | 80 | 80 | 80 | 80
| MFm | Any | CZ13 | 5 | MFmAnyCZ135 | 66 | 63 | 63 | 66 | 76 | 83 | 83 | 76
| MFm | 1975 | CZ14 | 1 | MFm1975CZ141 | 67 | 70 | 70 | 67 | 74 | 74 | 74 | 74
| MFm | 1975 | CZ14 | 2 | MFm1975CZ142 | 67 | 72 | 72 | 67 | 83 | 76 | 76 | 83
| MFm | 1975 | CZ14 | 3 | MFm1975CZ143 | 72 | 67 | 67 | 72 | 78 | 78 | 78 | 78
| MFm | 1975 | CZ14 | 4 | MFm1975CZ144 | 70 | 70 | 70 | 70 | 83 | 80 | 80 | 83
| MFm | 1975 | CZ14 | 5 | MFm1975CZ145 | 72 | 72 | 72 | 72 | 80 | 80 | 80 | 80
| MFm | 1985 | CZ14 | 1 | MFm1985CZ141 | 72 | 67 | 67 | 72 | 81 | 81 | 81 | 81
| MFm | 1985 | CZ14 | 2 | MFm1985CZ142 | 67 | 70 | 70 | 67 | 86 | 83 | 83 | 86
| MFm | 1985 | CZ14 | 3 | MFm1985CZ143 | 67 | 67 | 67 | 67 | 83 | 83 | 83 | 83
| MFm | 1985 | CZ14 | 4 | MFm1985CZ144 | 67 | 72 | 72 | 67 | 79 | 86 | 86 | 79
| MFm | 1985 | CZ14 | 5 | MFm1985CZ145 | 70 | 70 | 70 | 70 | 83 | 86 | 86 | 83
| MFm | 1996 | CZ14 | 1 | MFm1996CZ141 | 72 | 72 | 72 | 72 | 74 | 74 | 74 | 74
| MFm | 1996 | CZ14 | 2 | MFm1996CZ142 | 70 | 70 | 70 | 70 | 83 | 76 | 76 | 83
| MFm | 1996 | CZ14 | 3 | MFm1996CZ143 | 72 | 67 | 67 | 72 | 78 | 78 | 78 | 78
| MFm | 1996 | CZ14 | 4 | MFm1996CZ144 | 68 | 65 | 65 | 68 | 83 | 80 | 80 | 83
| MFm | 1996 | CZ14 | 5 | MFm1996CZ145 | 68 | 68 | 68 | 68 | 80 | 80 | 80 | 80
| MFm | 2003 | CZ14 | 1 | MFm2003CZ141 | 70 | 70 | 70 | 70 | 74 | 74 | 74 | 74
| MFm | 2003 | CZ14 | 2 | MFm2003CZ142 | 72 | 72 | 72 | 72 | 83 | 76 | 76 | 83
| MFm | 2003 | CZ14 | 3 | MFm2003CZ143 | 70 | 67 | 67 | 70 | 78 | 78 | 78 | 78
| MFm | 2003 | CZ14 | 4 | MFm2003CZ144 | 68 | 68 | 68 | 68 | 83 | 80 | 80 | 83
| MFm | 2003 | CZ14 | 5 | MFm2003CZ145 | 70 | 65 | 65 | 70 | 80 | 80 | 80 | 80
| MFm | Any | CZ14 | 1 | MFmAnyCZ141 | 73 | 73 | 73 | 73 | 74 | 74 | 74 | 74
| MFm | Any | CZ14 | 2 | MFmAnyCZ142 | 71 | 71 | 71 | 71 | 78 | 76 | 76 | 78
| MFm | Any | CZ14 | 3 | MFmAnyCZ143 | 71 | 66 | 66 | 71 | 78 | 74 | 74 | 78
| MFm | Any | CZ14 | 4 | MFmAnyCZ144 | 69 | 66 | 66 | 69 | 76 | 76 | 76 | 76
| MFm | Any | CZ14 | 5 | MFmAnyCZ145 | 69 | 69 | 69 | 69 | 75 | 75 | 75 | 75
| MFm | 1975 | CZ15 | 1 | MFm1975CZ151 | 74 | 74 | 74 | 74 | 80 | 80 | 80 | 80
| MFm | 1975 | CZ15 | 2 | MFm1975CZ152 | 76 | 76 | 76 | 76 | 80 | 83 | 83 | 80
| MFm | 1975 | CZ15 | 3 | MFm1975CZ153 | 75 | 69 | 69 | 75 | 83 | 83 | 83 | 83
| MFm | 1975 | CZ15 | 4 | MFm1975CZ154 | 74 | 75 | 85 | 74 | 85 | 85 | 85 | 85
| MFm | 1975 | CZ15 | 5 | MFm1975CZ155 | 72 | 72 | 72 | 72 | 90 | 90 | 90 | 90
| MFm | 1985 | CZ15 | 1 | MFm1985CZ151 | 75 | 72 | 72 | 74 | 76 | 83 | 83 | 76
| MFm | 1985 | CZ15 | 2 | MFm1985CZ152 | 76 | 76 | 76 | 76 | 80 | 83 | 83 | 80
| MFm | 1985 | CZ15 | 3 | MFm1985CZ153 | 74 | 69 | 69 | 74 | 83 | 83 | 83 | 83
| MFm | 1985 | CZ15 | 4 | MFm1985CZ154 | 74 | 74 | 74 | 74 | 85 | 85 | 85 | 85
| MFm | 1985 | CZ15 | 5 | MFm1985CZ155 | 75 | 75 | 75 | 75 | 90 | 90 | 90 | 90
| MFm | 1996 | CZ15 | 1 | MFm1996CZ151 | 72 | 69 | 69 | 72 | 79 | 86 | 86 | 79
| MFm | 1996 | CZ15 | 2 | MFm1996CZ152 | 72 | 72 | 72 | 72 | 83 | 85 | 85 | 83
| MFm | 1996 | CZ15 | 3 | MFm1996CZ153 | 74 | 69 | 69 | 74 | 86 | 86 | 86 | 86
| MFm | 1996 | CZ15 | 4 | MFm1996CZ154 | 74 | 74 | 74 | 74 | 88 | 90 | 80 | 88
| MFm | 1996 | CZ15 | 5 | MFm1996CZ155 | 76 | 76 | 76 | 76 | 90 | 90 | 90 | 90
| MFm | 2003 | CZ15 | 1 | MFm2003CZ151 | 72 | 69 | 69 | 72 | 79 | 86 | 86 | 79
| MFm | 2003 | CZ15 | 2 | MFm2003CZ152 | 72 | 72 | 72 | 72 | 83 | 85 | 85 | 83
| MFm | 2003 | CZ15 | 3 | MFm2003CZ153 | 74 | 69 | 69 | 74 | 86 | 86 | 86 | 86
| MFm | 2003 | CZ15 | 4 | MFm2003CZ154 | 74 | 74 | 74 | 74 | 88 | 90 | 80 | 88
| MFm | 2003 | CZ15 | 5 | MFm2003CZ155 | 76 | 76 | 76 | 76 | 90 | 90 | 90 | 90
| MFm | Any | CZ15 | 1 | MFmAnyCZ151 | 72 | 69 | 69 | 72 | 78 | 83 | 83 | 78
| MFm | Any | CZ15 | 2 | MFmAnyCZ152 | 74 | 69 | 69 | 74 | 80 | 85 | 85 | 80
| MFm | Any | CZ15 | 3 | MFmAnyCZ153 | 74 | 74 | 74 | 74 | 83 | 86 | 86 | 83
| MFm | Any | CZ15 | 4 | MFmAnyCZ154 | 76 | 76 | 76 | 76 | 85 | 85 | 85 | 85
| MFm | Any | CZ15 | 5 | MFmAnyCZ155 | 72 | 72 | 72 | 72 | 90 | 90 | 90 | 90
| MFm | 1975 | CZ16 | 1 | MFm1975CZ161 | 60 | 60 | 60 | 60 | 80 | 80 | 80 | 80
| MFm | 1975 | CZ16 | 2 | MFm1975CZ162 | 65 | 65 | 65 | 65 | 85 | 82 | 82 | 85
| MFm | 1975 | CZ16 | 3 | MFm1975CZ163 | 65 | 68 | 68 | 65 | 82 | 82 | 82 | 82
| MFm | 1975 | CZ16 | 4 | MFm1975CZ164 | 65 | 70 | 70 | 65 | 78 | 85 | 85 | 78
| MFm | 1975 | CZ16 | 5 | MFm1975CZ165 | 68 | 65 | 65 | 68 | 82 | 85 | 85 | 82
| MFm | 1985 | CZ16 | 1 | MFm1985CZ161 | 60 | 60 | 60 | 60 | 74 | 74 | 74 | 74
| MFm | 1985 | CZ16 | 2 | MFm1985CZ162 | 65 | 68 | 68 | 65 | 83 | 76 | 76 | 83
| MFm | 1985 | CZ16 | 3 | MFm1985CZ163 | 65 | 70 | 70 | 65 | 78 | 78 | 78 | 78
| MFm | 1985 | CZ16 | 4 | MFm1985CZ164 | 68 | 65 | 65 | 68 | 83 | 80 | 80 | 83
| MFm | 1985 | CZ16 | 5 | MFm1985CZ165 | 65 | 65 | 65 | 65 | 80 | 80 | 80 | 80
| MFm | 1996 | CZ16 | 1 | MFm1996CZ161 | 70 | 67 | 67 | 70 | 74 | 74 | 74 | 74
| MFm | 1996 | CZ16 | 2 | MFm1996CZ162 | 70 | 70 | 70 | 70 | 83 | 76 | 76 | 83
| MFm | 1996 | CZ16 | 3 | MFm1996CZ163 | 72 | 72 | 72 | 72 | 78 | 78 | 78 | 78
| MFm | 1996 | CZ16 | 4 | MFm1996CZ164 | 74 | 74 | 74 | 74 | 83 | 80 | 80 | 83
| MFm | 1996 | CZ16 | 5 | MFm1996CZ165 | 72 | 67 | 67 | 72 | 80 | 80 | 80 | 80
| MFm | 2003 | CZ16 | 1 | MFm2003CZ161 | 69 | 69 | 69 | 69 | 74 | 74 | 74 | 74
| MFm | 2003 | CZ16 | 2 | MFm2003CZ162 | 64 | 69 | 69 | 64 | 83 | 76 | 76 | 83
| MFm | 2003 | CZ16 | 3 | MFm2003CZ163 | 69 | 64 | 64 | 69 | 78 | 78 | 78 | 78
| MFm | 2003 | CZ16 | 4 | MFm2003CZ164 | 67 | 64 | 64 | 67 | 83 | 80 | 80 | 83
| MFm | 2003 | CZ16 | 5 | MFm2003CZ165 | 67 | 67 | 67 | 67 | 80 | 80 | 80 | 80
| MFm | Any | CZ16 | 1 | MFmAnyCZ161 | 69 | 69 | 69 | 69 | 74 | 74 | 74 | 74
| MFm | Any | CZ16 | 2 | MFmAnyCZ162 | 69 | 64 | 64 | 69 | 83 | 76 | 76 | 83
| MFm | Any | CZ16 | 3 | MFmAnyCZ163 | 67 | 67 | 67 | 67 | 78 | 78 | 78 | 78
| MFm | Any | CZ16 | 4 | MFmAnyCZ164 | 64 | 69 | 69 | 64 | 83 | 80 | 80 | 83
| MFm | Any | CZ16 | 5 | MFmAnyCZ165 | 67 | 64 | 64 | 67 | 80 | 80 | 80 | 80
Note on A4: Integer Text Real Blob

## tstat_temp_graph (hidden)
| T-stat 1 |  |  |  |  | T-stat 2 |  |  |  |  | T-stat 3 |  |  |  |  | T-stat 4 |  |  |  |  | T-stat 5
CZ | TStatClgMrn | TStatClgDay | TStatClgEve | TStatClgNit | wtg setpoint | TStatClgMrn | TStatClgDay | TStatClgEve | TStatClgNit | wtg setpoint | TStatClgMrn | TStatClgDay | TStatClgEve | TStatClgNit | wtg setpoint | TStatClgMrn | TStatClgDay | TStatClgEve | TStatClgNit | wtg setpoint | TStatClgMrn | TStatClgDay | TStatClgEve | TStatClgNit | wtg setpoint
CZ01 | 74 | 74 | 74 | 74 | 74 | 83 | 76 | 76 | 83 | 78.1 | 78 | 78 | 78 | 78 | 78 | 83 | 80 | 80 | 83 | 80.9 | 80 | 80 | 80 | 80 | 80
CZ02 | 74 | 74 | 74 | 74 | 74 | 83 | 76 | 76 | 83 | 78.1 | 78 | 78 | 78 | 78 | 78 | 83 | 80 | 80 | 83 | 80.9 | 80 | 80 | 80 | 80 | 80
CZ03 | 74 | 74 | 74 | 74 | 74 | 83 | 76 | 76 | 83 | 78.1 | 77 | 77 | 77 | 77 | 77 | 80 | 75 | 75 | 80 | 76.5 | 75 | 75 | 75 | 75 | 75
CZ04 | 74 | 74 | 74 | 74 | 74 | 83 | 76 | 76 | 83 | 78.1 | 78 | 78 | 78 | 78 | 78 | 83 | 80 | 80 | 83 | 80.9 | 80 | 80 | 80 | 80 | 80
CZ05 | 75 | 74 | 74 | 75 | 74.3 | 76 | 75 | 74 | 76 | 74.95 | 80 | 75 | 75 | 80 | 76.5 | 76 | 74 | 74 | 76 | 74.6 | 75 | 74 | 74 | 75 | 74.3
CZ06 | 74 | 74 | 74 | 74 | 74 | 83 | 76 | 76 | 83 | 78.1 | 78 | 78 | 78 | 78 | 78 | 83 | 80 | 80 | 83 | 80.9 | 80 | 80 | 80 | 80 | 80
CZ07 | 74 | 74 | 74 | 74 | 74 | 78 | 76 | 76 | 78 | 76.6 | 80 | 76 | 76 | 80 | 77.2 | 74 | 74 | 74 | 74 | 74 | 80 | 75 | 75 | 80 | 76.5
CZ08 | 74 | 74 | 74 | 74 | 74 | 83 | 76 | 76 | 83 | 78.1 | 78 | 78 | 78 | 78 | 78 | 83 | 78 | 78 | 83 | 79.5 | 78 | 78 | 78 | 78 | 78
CZ09 | 78 | 76 | 76 | 78 | 76.6 | 83 | 76 | 76 | 83 | 78.1 | 78 | 78 | 78 | 78 | 78 | 83 | 78 | 78 | 83 | 79.5 | 80 | 80 | 80 | 80 | 80
CZ10 | 74 | 74 | 74 | 74 | 74 | 83 | 76 | 76 | 83 | 78.1 | 78 | 76 | 76 | 78 | 76.6 | 80 | 76 | 76 | 80 | 77.2 | 76 | 76 | 76 | 76 | 76
CZ11 | 83 | 76 | 76 | 83 | 78.1 | 76 | 83 | 83 | 76 | 80.9 | 78 | 78 | 78 | 78 | 78 | 83 | 80 | 80 | 83 | 80.9 | 79 | 79 | 79 | 79 | 79
CZ12 | 74 | 74 | 74 | 74 | 74 | 83 | 76 | 76 | 83 | 78.1 | 78 | 78 | 78 | 78 | 78 | 83 | 80 | 80 | 83 | 80.9 | 80 | 80 | 80 | 80 | 80
CZ13 | 74 | 74 | 74 | 74 | 74 | 83 | 76 | 76 | 83 | 78.1 | 78 | 78 | 78 | 78 | 78 | 83 | 80 | 80 | 83 | 80.9 | 80 | 80 | 80 | 80 | 80
CZ14 | 74 | 74 | 74 | 74 | 74 | 80 | 76 | 74 | 74 | 75.6 | 78 | 74 | 74 | 78 | 75.2 | 80 | 75 | 74 | 80 | 76.15 | 76 | 74 | 74 | 76 | 74.6
CZ15 | 83 | 82 | 82 | 83 | 82.3 | 80 | 82 | 82 | 80 | 81.4 | 83 | 83 | 83 | 83 | 83 | 90 | 90 | 90 | 90 | 90 | 85 | 85 | 85 | 85 | 85
CZ16 | 82 | 82 | 82 | 82 | 82 | 83 | 80 | 80 | 83 | 80.9 | 80 | 80 | 81 | 81 | 80.5 | 80 | 83 | 83 | 80 | 82.1 | 85 | 85 | 85 | 85 | 85
Assumed wtgs
TStatClgMrn | TStatClgDay | TStatClgEve | TStatClgNit
0.15 | 0.35 | 0.35 | 0.15

## Heating Therm (Updated)
Adjustement Factor for Heating (Gas) Savings | [5 empty] | Energy Savings for All Climate Zones (SFM, MFM, DMO)
SCE17HC054 REV0
Building Type | Annual Heating Energy, CZ09 (Btu x000 000) [1] | Annual Heating Energy, CZ09 (therms) | Annual Heating per System, CZ09 (therms) | Adjustment Factor | Savings Contribution % | Climate Zones | SFM Annual Savings (therms) [1] | MFM Annual Savings (therms) [2] | DMO Annual Savings (therms) [3] | 1BL | 2BL
SFM | 49.4 | 494 | 123.5 | 100% | 8.907% | CZ01 | 47 | 14.804 | 33.7182 | 49 | 47
MFM | 108.92 | 1089.2 | 38.9 | 31.5% | 8.907% | CZ02 | 30 | 9.4494 | 21.5223 | 31 | 30
Dmo | 17.72 | 177.2 | 88.6 | 71.74% | 8.907% | CZ03 | 28 | 8.8194 | 20.0874 | 29 | 28
[6 empty] | CZ04 | 20 | 6.2996 | 14.3482 | 21 | 20
[1] Space Heating from MC3 annual consumtpion summary | [5 empty] | CZ05 | 19 | 5.9846 | 13.6308 | 20 | 19
[6 empty] | CZ06 | 10 | 3.1498 | 7.1741 | 10 | 10
Sample MC3 run for SFM CZ09 | [5 empty] | CZ07 | 9 | 2.8348 | 6.4567 | 10 | 9
[6 empty] | CZ08 | 7 | 2.2049 | 5.0219 | 8 | 7
[6 empty] | CZ09 | 11 | 3.4648 | 7.8915 | 12 | 11
[6 empty] | CZ10 | 9 | 2.8348 | 6.4567 | 10 | 9
[6 empty] | CZ11 | 22 | 6.9296 | 15.783 | 23 | 22
[6 empty] | CZ12 | 21 | 6.6146 | 15.0656 | 23 | 21
[6 empty] | CZ13 | 18 | 5.6696 | 12.9134 | 19 | 18
[6 empty] | CZ14 | 24 | 7.5595 | 17.2178 | 25 | 24
[6 empty] | CZ15 | 7 | 2.2049 | 5.0219 | 7 | 7
[6 empty] | CZ16 | 53 | 16.6939 | 38.0227 | 56 | 53
[1] SFM gas savings from SCE17HC054 Rev.0 second baseline gas savings.
[2] MFM savings are calculated by applying the adjustment factor (31.5%) to SFM savings.
[3] DMO savings are calculated by applying the adjustment factor (71.7%) to SFM savings.
[6 empty] | % Savings in CZ09: | 8.907%
#N/A

## Heating Therm (Disposition) (hidden)
Adjustement Factor for Heating (Gas) Savings
Building Type | Annual Heating Energy (Btu x000 000) [1] | Adjustement | Annual Heating Energy (Therms) | Annual Heating per System | Percent savings | Measure Savings (Therms) [2] | Remarks
SFM | 49.4 | 1 | 494 | 123.5 | 5.02% | 6.2 | Dispostion
MFM | 108.92 | 1 | 1089.2 | 38.9 | 5.141% | 2 | Adjusted
Dmo | 17.72 | 1 | 177.2 | 88.6 | 4.966% | 4.4 | Adjusted
[1] Space Heating from MC3 annual consumtpion summary
[2] Dispositon requirements limiting measure savings to 6.2 for SFM per year per system for all CZs

## SCE17HC054 REV0 Therms (hidden)
SolutionCode | MeasIndex | BaseIndex | Unit | InstallType | BldgLoc | BldgType | Sector | BldgVint | BldgHVAC | EUL_ID | EUL | Life_1BL | kWh_1BL | kW_1BL | Therm_1BL | SFM DEER Space Heating Baseline, Therm | Percent Savings from SFM DEER Space Heating based on SCE17HC054 REV0 | Adjusted Percent Savings Contribution with 11% limit per PGE's Year 1 analysis | Heating savings approach
CE-18623 | Residential Smart (Communicating) Thermostat | Non-Programmable&ProgrammableThermostat | Unit | ROB | 01 | DMo | Residential | Ex | rWtd |  | 11 | 11 | 11.9026 | 0 | 14.9797 | 0
CE-18623 | Residential Smart (Communicating) Thermostat | Non-Programmable&ProgrammableThermostat | Unit | ROB | 02 | DMo | Residential | Ex | rWtd |  | 11 | 11 | 151.7559 | 0 | 14.9786 | 0
CE-18623 | Residential Smart (Communicating) Thermostat | Non-Programmable&ProgrammableThermostat | Unit | ROB | 03 | DMo | Residential | Ex | rWtd |  | 11 | 11 | 76.4643 | 0 | 12.1395 | 0
CE-18623 | Residential Smart (Communicating) Thermostat | Non-Programmable&ProgrammableThermostat | Unit | ROB | 04 | DMo | Residential | Ex | rWtd |  | 11 | 11 | 100.564 | 0 | 8.7312 | 0
CE-18623 | Residential Smart (Communicating) Thermostat | Non-Programmable&ProgrammableThermostat | Unit | ROB | 05 | DMo | Residential | Ex | rWtd |  | 11 | 11 | 59.9935 | 0 | 8.3733 | 0
CE-18623 | Residential Smart (Communicating) Thermostat | Non-Programmable&ProgrammableThermostat | Unit | ROB | 06 | DMo | Residential | Ex | rWtd |  | 11 | 11 | 105.8747 | 0 | 4.4366 | 0
CE-18623 | Residential Smart (Communicating) Thermostat | Non-Programmable&ProgrammableThermostat | Unit | ROB | 07 | DMo | Residential | Ex | rWtd |  | 11 | 11 | 78.0377 | 0 | 2.56 | 0
CE-18623 | Residential Smart (Communicating) Thermostat | Non-Programmable&ProgrammableThermostat | Unit | ROB | 08 | DMo | Residential | Ex | rWtd |  | 11 | 11 | 149.2577 | 0 | 3.5866 | 0
CE-18623 | Residential Smart (Communicating) Thermostat | Non-Programmable&ProgrammableThermostat | Unit | ROB | 09 | DMo | Residential | Ex | rWtd |  | 11 | 11 | 249.4455 | 0 | 5.882 | 0
CE-18623 | Residential Smart (Communicating) Thermostat | Non-Programmable&ProgrammableThermostat | Unit | ROB | 10 | DMo | Residential | Ex | rWtd |  | 11 | 11 | 253.8679 | 0 | 4.3594 | 0
CE-18623 | Residential Smart (Communicating) Thermostat | Non-Programmable&ProgrammableThermostat | Unit | ROB | 11 | DMo | Residential | Ex | rWtd |  | 11 | 11 | 440.9926 | 0 | 14.4851 | 0
CE-18623 | Residential Smart (Communicating) Thermostat | Non-Programmable&ProgrammableThermostat | Unit | ROB | 12 | DMo | Residential | Ex | rWtd |  | 11 | 11 | 250.4299 | 0 | 15.1486 | 0
CE-18623 | Residential Smart (Communicating) Thermostat | Non-Programmable&ProgrammableThermostat | Unit | ROB | 13 | DMo | Residential | Ex | rWtd |  | 11 | 11 | 446.4408 | 0 | 10.1646 | 0
CE-18623 | Residential Smart (Communicating) Thermostat | Non-Programmable&ProgrammableThermostat | Unit | ROB | 14 | DMo | Residential | Ex | rWtd |  | 11 | 11 | 436.7157 | 0 | 15.3756 | 0
CE-18623 | Residential Smart (Communicating) Thermostat | Non-Programmable&ProgrammableThermostat | Unit | ROB | 15 | DMo | Residential | Ex | rWtd |  | 11 | 11 | 896.4138 | 0 | 3.888 | 0
CE-18623 | Residential Smart (Communicating) Thermostat | Non-Programmable&ProgrammableThermostat | Unit | ROB | 16 | DMo | Residential | Ex | rWtd |  | 11 | 11 | 210.2787 | 0 | 34.4615 | 0
CE-18623 | Residential Smart (Communicating) Thermostat | Non-Programmable&ProgrammableThermostat | Unit | ROB | 01 | MFm | Residential | Ex | rWtd |  | 11 | 11 | 20.0065 | 0 | 32.1252
CE-18623 | Residential Smart (Communicating) Thermostat | Non-Programmable&ProgrammableThermostat | Unit | ROB | 02 | MFm | Residential | Ex | rWtd |  | 11 | 11 | 120.5228 | 0 | 20.0031
CE-18623 | Residential Smart (Communicating) Thermostat | Non-Programmable&ProgrammableThermostat | Unit | ROB | 03 | MFm | Residential | Ex | rWtd |  | 11 | 11 | 79.6028 | 0 | 10.875
CE-18623 | Residential Smart (Communicating) Thermostat | Non-Programmable&ProgrammableThermostat | Unit | ROB | 04 | MFm | Residential | Ex | rWtd |  | 11 | 11 | 73.3005 | 0 | 14.2258
CE-18623 | Residential Smart (Communicating) Thermostat | Non-Programmable&ProgrammableThermostat | Unit | ROB | 05 | MFm | Residential | Ex | rWtd |  | 11 | 11 | 53.9347 | 0 | 12.5333
CE-18623 | Residential Smart (Communicating) Thermostat | Non-Programmable&ProgrammableThermostat | Unit | ROB | 06 | MFm | Residential | Ex | rWtd |  | 11 | 11 | 91.8402 | 0 | 8.7324
CE-18623 | Residential Smart (Communicating) Thermostat | Non-Programmable&ProgrammableThermostat | Unit | ROB | 07 | MFm | Residential | Ex | rWtd |  | 11 | 11 | 68.4906 | 0 | 4.8114
CE-18623 | Residential Smart (Communicating) Thermostat | Non-Programmable&ProgrammableThermostat | Unit | ROB | 08 | MFm | Residential | Ex | rWtd |  | 11 | 11 | 126.0269 | 0 | 6.5503
CE-18623 | Residential Smart (Communicating) Thermostat | Non-Programmable&ProgrammableThermostat | Unit | ROB | 09 | MFm | Residential | Ex | rWtd |  | 11 | 11 | 210.7158 | 0 | 9.8361
CE-18623 | Residential Smart (Communicating) Thermostat | Non-Programmable&ProgrammableThermostat | Unit | ROB | 10 | MFm | Residential | Ex | rWtd |  | 11 | 11 | 149.9774 | 0 | 11.6146
CE-18623 | Residential Smart (Communicating) Thermostat | Non-Programmable&ProgrammableThermostat | Unit | ROB | 11 | MFm | Residential | Ex | rWtd |  | 11 | 11 | 231.2 | 0 | 17.4213
CE-18623 | Residential Smart (Communicating) Thermostat | Non-Programmable&ProgrammableThermostat | Unit | ROB | 12 | MFm | Residential | Ex | rWtd |  | 11 | 11 | 187.443 | 0 | 20.4137
CE-18623 | Residential Smart (Communicating) Thermostat | Non-Programmable&ProgrammableThermostat | Unit | ROB | 13 | MFm | Residential | Ex | rWtd |  | 11 | 11 | 372.4079 | 0 | 16.1852
CE-18623 | Residential Smart (Communicating) Thermostat | Non-Programmable&ProgrammableThermostat | Unit | ROB | 14 | MFm | Residential | Ex | rWtd |  | 11 | 11 | 297.5588 | 0 | 18.7793
CE-18623 | Residential Smart (Communicating) Thermostat | Non-Programmable&ProgrammableThermostat | Unit | ROB | 15 | MFm | Residential | Ex | rWtd |  | 11 | 11 | 933.3793 | 0 | 5.9166
CE-18623 | Residential Smart (Communicating) Thermostat | Non-Programmable&ProgrammableThermostat | Unit | ROB | 16 | MFm | Residential | Ex | rWtd |  | 11 | 11 | 218.5574 | 0 | 54.2262
CE-18623 | Residential Smart (Communicating) Thermostat | Non-Programmable&ProgrammableThermostat | Unit | ROB | 01 | SFm | Residential | Ex | rWtd |  | 11 | 11 | 26 | 0 | 49 | 17.7657 | 275.8% | 11% | Percent savings contributions from CT controlling heat pump equipment (under heating mode) was determined by evaluating the average heating contributions determined under SCE17HC054 REV0 but limiting the maximum savings contributions for each CZ to no more than 11% as determined by PGE's Year 1 study for cooling.
CE-18623 | Residential Smart (Communicating) Thermostat | Non-Programmable&ProgrammableThermostat | Unit | ROB | 02 | SFm | Residential | Ex | rWtd |  | 11 | 11 | 149 | 0 | 31 | 254.3744 | 12.19% | 11%
CE-18623 | Residential Smart (Communicating) Thermostat | Non-Programmable&ProgrammableThermostat | Unit | ROB | 03 | SFm | Residential | Ex | rWtd |  | 11 | 11 | 102 | 0 | 29 | 294.1222 | 9.86% | 9.86%
CE-18623 | Residential Smart (Communicating) Thermostat | Non-Programmable&ProgrammableThermostat | Unit | ROB | 04 | SFm | Residential | Ex | rWtd |  | 11 | 11 | 113 | 0 | 21 | 288.6815 | 7.274% | 7.274%
CE-18623 | Residential Smart (Communicating) Thermostat | Non-Programmable&ProgrammableThermostat | Unit | ROB | 05 | SFm | Residential | Ex | rWtd |  | 11 | 11 | 91 | 0 | 20 | 316.5281 | 6.319% | 6.319%
CE-18623 | Residential Smart (Communicating) Thermostat | Non-Programmable&ProgrammableThermostat | Unit | ROB | 06 | SFm | Residential | Ex | rWtd |  | 11 | 11 | 114 | 0 | 10 | 4.4295 | 225.8% | 11%
CE-18623 | Residential Smart (Communicating) Thermostat | Non-Programmable&ProgrammableThermostat | Unit | ROB | 07 | SFm | Residential | Ex | rWtd |  | 11 | 11 | 121 | 0 | 10 | 67.1481 | 14.89% | 11%
CE-18623 | Residential Smart (Communicating) Thermostat | Non-Programmable&ProgrammableThermostat | Unit | ROB | 08 | SFm | Residential | Ex | rWtd |  | 11 | 11 | 151 | 0 | 8 | 140.1451 | 5.708% | 5.708%
CE-18623 | Residential Smart (Communicating) Thermostat | Non-Programmable&ProgrammableThermostat | Unit | ROB | 09 | SFm | Residential | Ex | rWtd |  | 11 | 11 | 221 | 0 | 12 | 123.5083 | 9.716% | 9.716%
CE-18623 | Residential Smart (Communicating) Thermostat | Non-Programmable&ProgrammableThermostat | Unit | ROB | 10 | SFm | Residential | Ex | rWtd |  | 11 | 11 | 207 | 0 | 10 | 250.0115 | 4% | 4%
CE-18623 | Residential Smart (Communicating) Thermostat | Non-Programmable&ProgrammableThermostat | Unit | ROB | 11 | SFm | Residential | Ex | rWtd |  | 11 | 11 | 289 | 0 | 23 | 232.2905 | 9.901% | 9.901%
CE-18623 | Residential Smart (Communicating) Thermostat | Non-Programmable&ProgrammableThermostat | Unit | ROB | 12 | SFm | Residential | Ex | rWtd |  | 11 | 11 | 203 | 0 | 23 | 77.7397 | 29.59% | 11%
CE-18623 | Residential Smart (Communicating) Thermostat | Non-Programmable&ProgrammableThermostat | Unit | ROB | 13 | SFm | Residential | Ex | rWtd |  | 11 | 11 | 341 | 0 | 19 | 345.3767 | 5.501% | 5.501%
CE-18623 | Residential Smart (Communicating) Thermostat | Non-Programmable&ProgrammableThermostat | Unit | ROB | 14 | SFm | Residential | Ex | rWtd |  | 11 | 11 | 302 | 0 | 25 | 291.0933 | 8.588% | 8.588%
CE-18623 | Residential Smart (Communicating) Thermostat | Non-Programmable&ProgrammableThermostat | Unit | ROB | 15 | SFm | Residential | Ex | rWtd |  | 11 | 11 | 402 | 0 | 7 | 154.7611 | 4.523% | 4.523%
CE-18623 | Residential Smart (Communicating) Thermostat | Non-Programmable&ProgrammableThermostat | Unit | ROB | 16 | SFm | Residential | Ex | rWtd |  | 11 | 11 | 202 | 0 | 56 | 203.5083 | 27.52% | 11%
[16 empty] | Average | 41.07% | 8.587%

## Tables
Climate Zone | SFM (kWh) | MFm (kWh) | Dmo (kWh) | Climate Zone | % Savings Contribution (HVAC Cooling Energy) | Impact (kWh)
CZ01 | 0 | 0.032544 | 0 | CZ01 | 11% | 0
CZ02 | 53.0334 | 13.6105 | 84.3859 | CZ02 | 11% | 53.0334
CZ03 | 14.4247 | 1.2575 | 23.6756 | CZ03 | 11% | 14.4247
CZ04 | 72.5215 | 24.4255 | 96.518 | CZ04 | 11% | 72.5215
CZ05 | 7.8162 | 0.96333 | 16.7717 | CZ05 | 11% | 7.8162
CZ06 | 63.1911 | 16.3853 | 120.0983 | CZ06 | 11% | 63.1911
CZ07 | 72.9177 | 25.4162 | 87.2927 | CZ07 | 11% | 72.9177
CZ08 | 155.1078 | 35.5445 | 187.5832 | CZ08 | 11% | 155.1078
CZ09 | 142.176 | 44.5212 | 177.4341 | CZ09 | 11% | 142.176
CZ10 | 171.7159 | 31.5674 | 272.9707 | CZ10 | 11% | 171.7159
CZ11 | 189.572 | 146.0323 | 368.5514 | CZ11 | 11% | 189.572
CZ12 | 110.0869 | 69.0892 | 207.5217 | CZ12 | 11% | 110.0869
CZ13 | 215.5834 | 119.4673 | 349.6519 | CZ13 | 11% | 215.5834
CZ14 | 408.083 | 151.8189 | 284.923 | CZ14 | 11% | 408.083
CZ15 | 503.1807 | 186.9648 | 644.2357 | CZ15 | 11% | 503.1807
CZ16 | 27.3428 | 67.7967 | 88.9543 | CZ16 | 11% | 27.3428