## Cooling Load
Electrical Specifications
Key Parameters | 5' T12 HO | 6' T12 HO | 5' T8 HO | 5' T8 | 5' LED | 6' LED | Fiber Optic | Cold Cathode
Lamp description type | F60T12/HO - 800mA | F72T12/HO | F72T12/HO
Lamps per ballast | 2 | 2 | 1
Minimum starting temp. (F) | -20 | -20/-29 | -20/-29
Input volts | 120 | 120 | 120 |  | 120 | 120 | 120 | 120
Ballast factor | 0.89 | 0.89 | 0.89
Power factor | 0.99 | 0.99 | 0.99
Input power (W) | 176 | 194 | 56.3
Direct power (W/lamp) | 88 | 97 | 56.3 | 36 | 21.6 | 30.8 | 80 | 39.6
*Advance Lighting Catalog 2002-2003 p 1-15
**Advance Lighting Catalog 2002-2003 p 2-58
Power (kW) and Energy (kWh) Consumptions
Key Parameters | 5' T12 HO | 6' T12 HO | 5' T8 HO | 5' T8 | 5' LED | 6' LED | Fiber Optic | Cold Cathode
Direct power (kW/lamp) | 0.088 | 0.097 | 0.0563 | 0.036 | 0.0216 | 0.0308 | 0.08 | 0.0396
Direct power (kW/door) | 0.1056 | 0.1164 | 0.06756 | 0.0432 | 0.0216 | 0.0308 | 0.026667 | 0.0396
Lighting power savings T12 base (kW/door) | --- | --- | --- |  | 0.084 | 0.0856 | 0.078933 | 0.066
Lighting power savings T8 base(kW/door) | --- | --- | --- | --- | 0.0216 | --- | 0.016533 | 0.0036
Lighting power savings T8HO base(kW/door) |  |  |  |  | 0.04596
Daily hours of operation | 12.9041 | 12.9041 | 12.9041 | 12.9041 | 12.9041 | 12.9041 | 18 | 18
Annual hours of operation | 4710 | 4710 | 4710 | 4710 | 4710 | 4710 | 6570 | 6570
Direct annual energy (kWh/door/year)* | 497.376 | 548.244 | 318.2076 | 203.472 | 101.736 | 145.068 | 175.2 | 260.172
Annual lighting energy savings T12 base (kWh/door/year) | --- | --- | --- | 293.904 | 395.64 | 403.176 | 322.176 | 237.204
Annual lighting energy savings T8 base (kWh/door/year) | --- | --- | --- | --- | 101.736 | --- | 28.272 | -56.7
Annual lighting energy savings T8HO base (kWh/door/year) |  |  |  |  | 216.4716
% of heat entering cold space | 70.31% | 70% | 70% | 70.31% | 80% | 80% | 5% | 70%
Cooling load due to lighting system (Btu/hr/door) | 113.541 | 124.6014 | 72.3202 | 46.4486 | 31.71 | 45.2162 | 10.239 | 70.9563
Change in cooling load T12 base (Btu/hr/door) | --- | --- | --- | 67.0924 | 81.831 | 27.104 | 103.302 | 42.5848
Change in cooling load T8 base (Btu/hr/door) | --- | --- | --- | --- | 14.7386 | --- | 36.2096 | -24.5077
Cooling Load (Btu/hr/door) | 113.541 | 124.6014 | 72.3202 | 46.4486 | 31.71 | 45.2162 | 10.239 | 70.9563
COP @ -20F using ARI 1200 | 2.02 | 2.02 | 2.02 | 2.02 | 2.02 | 3.02 | 2.02 | 3.02
Indirect refrig power (kW/lamp) | 0.043564 | 0.04802 | 0.027871 | 0.017822 | 0.010693 | 0.010199 | 0.039604 | 0.013113
TOTAL elect. power (kW/lamp) | 0.13156 | 0.14502 | 0.084171 | 0.053822 | 0.032293 | 0.040999 | 0.1196 | 0.052713
TOTAL elect. power (kW/door)* | 0.15788 | 0.17402 | 0.10101 | 0.064586 | 0.032293 | 0.040999 | 0.039868 | 0.017571
Annual Energy Use (kWh/yr/door) | 743.6017 | 819.6519 | 475.7361 | 304.2007 | 152.1004 | 193.1038 | 261.9327 | 115.4406
*5-door display case equipped with 6 T8 or T12 lamps
4' T8
|  |  |  | F41LL | F32T8-STD | 0.032
|  |  |  | F42LL | F32T8-STD | 0.059
LED
|  |  |  | Canopy x 1 | SB8-1/2W-48”-xxK-24V | 0.018
|  |  |  | Canopy x 2 | SB12-1/2W-48”-xxK-24V | 0.028
|  |  |  | Shelf | SB8-1/4W-48”-xxK-24V | 0.01
Note on J29: Devin Rauss: This number seems high… It seems to be set to the same value as the fluorescent, but these operate at lower temp, so I would think less heat should enter.

## DI_EEM_Savings_16CTZ
Y = a+b*x1+c*x2+d*x1^2+e*x2^2+f*x1*x2+g*x1^3+h*x2^3+i*x1*x2^2+j*x1^2*x2
[6 empty] | MT | LT
[5 empty] | a | 3.7535 | 9.8665
[5 empty] | b | -0.049642 | -0.23036
[5 empty] | c | 29.459 | 22.9056
|  | MT | LT |  | d | 0.00034207 | 0.0021889 | [7 empty] | CTZ1 | CTZ2 | CTZ3 | CTZ4 | CTZ5 | CTZ6 | CTZ7 | CTZ8 | CTZ9 | CTZ10 | CTZ11 | CTZ12 | CTZ13 | CTZ14 | CTZ15 | CTZ16
| Oversizing Factor (OS) | 13.04% | 13.04% |  | e | -11.7706 | -2.4887 | [5 empty] | Weather Factor |  | 74.26% | 74.8% | 76.05% | 77.87% | 76.26% | 78.9% | 79.73% | 79.38% | 78.58% | 77.74% | 74.95% | 76.13% | 77.88% | 77.03% | 85% | 71.04%
| Defrost Factor | 5% | 10% |  | f | -0.21294 | -0.24805 | [5 empty] | Overall Duty Cycle Factor | MT | 61.34% | 61.79% | 62.82% | 64.33% | 63% | 65.18% | 65.86% | 65.57% | 64.91% | 64.22% | 61.92% | 62.89% | 64.34% | 63.63% | 70.22% | 58.69%
| Weather Div. Factor | 85% | 85% |  | g | -1.4661e-06 | -7.575e-06 | [6 empty] | LT | 58.12% | 58.54% | 59.51% | 60.94% | 59.68% | 61.75% | 62.39% | 62.12% | 61.5% | 60.84% | 58.66% | 59.58% | 60.95% | 60.28% | 66.52% | 55.6%
| Overall Duty Cycle Factor | 70.22% | 66.52% |  | h | 6.8017 | 2.0361 | [5 empty] | EFLH | MT | 2889.3124 | 2910.4544 | 2958.8601 | 3029.8603 | 2967.2949 | 3069.8738 | 3102.0385 | 3088.4402 | 3057.3864 | 3024.6053 | 2916.2404 | 2962.0643 | 3030.2387 | 2997.0853 | 3307.2391 | 2764.0656
| Total Hours | 4710 | 4710 |  | i | -0.020187 | -0.021477 | [6 empty] | LT | 2737.2433 | 2757.2726 | 2803.1306 | 2870.394 | 2811.1215 | 2908.3015 | 2938.7733 | 2925.8907 | 2896.4713 | 2865.4156 | 2762.7541 | 2806.1662 | 2870.7525 | 2839.344 | 3133.1739 | 2618.5885
| EFLH | 3307.2391 | 3133.1739 |  | j | 0.00065794 | 0.00093831
Measure | Measure Unit | Total Unit | Box Temp | SET | Baseline Cooling Load | Compressor Capacity (Baseline Cooling Load with 15% OS) | Post Retrofit Cooling Load | Direct Power Reduction | Direct Energy Reduction | Part-Load-Ratio (Post Retrofit / Comp Cap) | Post Retrofit Duty Cycle Factor w/o Weather Factor Term | CTZ 1 - Arcata Summer Design Dry Bulb (ASHRAE Climatic Region X Data, 0.5% Column) [69oF] |  |  | CTZ9: CTZ 2 - Santa Rosa Summer Design Dry Bulb (ASHRAE Climatic Region X Data, 0.5% Column) [96oF] |  |  |  | CTZ 3 - Oakland Summer Design Dry Bulb (ASHRAE Climatic Region X Data, 0.5% Column) [89oF] | [10 empty] | CTZ 4 - Sunnyvale Summer Design Dry Bulb (ASHRAE Climatic Region X Data, 0.5% Column) [88oF] | [10 empty] | CTZ 5 - Santa Maria Summer Design Dry Bulb (ASHRAE Climatic Region X Data, 0.5% Column) [83oF] | [10 empty] | CTZ 6 - Torrance Summer Design Dry Bulb (ASHRAE Climatic Region X Data, 0.5% Column) [86oF] | [10 empty] | CTZ 7 - San Diego Summer Design Dry Bulb (ASHRAE Climatic Region X Data, 0.5% Column) [83oF] | [10 empty] | CTZ 8 - Fullerton Summer Design Dry Bulb (ASHRAE Climatic Region X Data, 0.5% Column) [94oF] | [10 empty] | CTZ 9 - Burbank - Glendale Summer Design Dry Bulb (ASHRAE Climatic Region X Data, 0.5% Column) [96oF] | [10 empty] | CTZ 10 - Riverside Summer Design Dry Bulb (ASHRAE Climatic Region X Data, 0.5% Column) [100oF] | [10 empty] | CTZ 11 - Red Bluff Summer Design Dry Bulb (ASHRAE Climatic Region X Data, 0.5% Column) [104oF] | [10 empty] | CTZ 12 - Sacramento Summer Design Dry Bulb (ASHRAE Climatic Region X Data, 0.5% Column) [100oF] | [10 empty] | CTZ 13 - Fresno Summer Design Dry Bulb (ASHRAE Climatic Region X Data, 0.5% Column) [101oF] | [10 empty] | CTZ 14 - Palmdale Summer Design Dry Bulb (ASHRAE Climatic Region X Data, 0.5% Column) [103oF] | [10 empty] | CTZ 15 - Palm Springs Intl Summer Design Dry Bulb (ASHRAE Climatic Region X Data, 0.5% Column) [113oF] | [10 empty] | CTZ 16 - Blue Canyon Summer Design Dry Bulb (ASHRAE Climatic Region X Data, 0.5% Column) [85oF]
[12 empty] | SCT | Baseline Comp EER | Comp kW (baseline) | Post Retrofit Comp EER | Post Retrofit Comp kW | Demand Savings | Demand Savings per Unit | Annual Energy (Old Syst.) | Annual Energy (New Syst.) | Annual Energy Savings | Annual Energy Savings per Unit | SCT | Baseline Comp EER | Comp kW (baseline) | Post Retrofit Comp EER | Post Retrofit Comp kW | Demand Savings | Demand Savings per Unit | Annual Energy (Old Syst.) | Annual Energy (New Syst.) | Annual Energy Savings | Annual Energy Savings per Unit | SCT | Baseline Comp EER | Comp kW (baseline) | Post Retrofit Comp EER | Post Retrofit Comp kW | Demand Savings | Demand Savings per Unit | Annual Energy (Old Syst.) | Annual Energy (New Syst.) | Annual Energy Savings | Annual Energy Savings per Unit | SCT | Baseline Comp EER | Comp kW (baseline) | Post Retrofit Comp EER | Post Retrofit Comp kW | Demand Savings | Demand Savings per Unit | Annual Energy (Old Syst.) | Annual Energy (New Syst.) | Annual Energy Savings | Annual Energy Savings per Unit | SCT | Baseline Comp EER | Comp kW (baseline) | Post Retrofit Comp EER | Post Retrofit Comp kW | Demand Savings | Demand Savings per Unit | Annual Energy (Old Syst.) | Annual Energy (New Syst.) | Annual Energy Savings | Annual Energy Savings per Unit | SCT | Baseline Comp EER | Comp kW (baseline) | Post Retrofit Comp EER | Post Retrofit Comp kW | Demand Savings | Demand Savings per Unit | Annual Energy (Old Syst.) | Annual Energy (New Syst.) | Annual Energy Savings | Annual Energy Savings per Unit | SCT | Baseline Comp EER | Comp kW (baseline) | Post Retrofit Comp EER | Post Retrofit Comp kW | Demand Savings | Demand Savings per Unit | Annual Energy (Old Syst.) | Annual Energy (New Syst.) | Annual Energy Savings | Annual Energy Savings per Unit | SCT | Baseline Comp EER | Comp kW (baseline) | Post Retrofit Comp EER | Post Retrofit Comp kW | Demand Savings | Demand Savings per Unit | Annual Energy (Old Syst.) | Annual Energy (New Syst.) | Annual Energy Savings | Annual Energy Savings per Unit | SCT | Baseline Comp EER | Comp kW (baseline) | Post Retrofit Comp EER | Post Retrofit Comp kW | Demand Savings | Demand Savings per Unit | Annual Energy (Old Syst.) | Annual Energy (New Syst.) | Annual Energy Savings | Annual Energy Savings per Unit | SCT | Baseline Comp EER | Comp kW (baseline) | Post Retrofit Comp EER | Post Retrofit Comp kW | Demand Savings | Demand Savings per Unit | Annual Energy (Old Syst.) | Annual Energy (New Syst.) | Annual Energy Savings | Annual Energy Savings per Unit | SCT | Baseline Comp EER | Comp kW (baseline) | Post Retrofit Comp EER | Post Retrofit Comp kW | Demand Savings | Demand Savings per Unit | Annual Energy (Old Syst.) | Annual Energy (New Syst.) | Annual Energy Savings | Annual Energy Savings per Unit | SCT | Baseline Comp EER | Comp kW (baseline) | Post Retrofit Comp EER | Post Retrofit Comp kW | Demand Savings | Demand Savings per Unit | Annual Energy (Old Syst.) | Annual Energy (New Syst.) | Annual Energy Savings | Annual Energy Savings per Unit | SCT | Baseline Comp EER | Comp kW (baseline) | Post Retrofit Comp EER | Post Retrofit Comp kW | Demand Savings | Demand Savings per Unit | Annual Energy (Old Syst.) | Annual Energy (New Syst.) | Annual Energy Savings | Annual Energy Savings per Unit | SCT | Baseline Comp EER | Comp kW (baseline) | Post Retrofit Comp EER | Post Retrofit Comp kW | Demand Savings | Demand Savings per Unit | Annual Energy (Old Syst.) | Annual Energy (New Syst.) | Annual Energy Savings | Annual Energy Savings per Unit | SCT | Baseline Comp EER | Comp kW (baseline) | Post Retrofit Comp EER | Post Retrofit Comp kW | Demand Savings | Demand Savings per Unit | Annual Energy (Old Syst.) | Annual Energy (New Syst.) | Annual Energy Savings | Annual Energy Savings per Unit | SCT | Baseline Comp EER | Comp kW (baseline) | Post Retrofit Comp EER | Post Retrofit Comp kW | Demand Savings | Demand Savings per Unit | Annual Energy (Old Syst.) | Annual Energy (New Syst.) | Annual Energy Savings | Annual Energy Savings per Unit
|  |  | [oF] | [oF] | [Btu/hr] | [Btu/hr] | [Btu/hr] | [kW] | [kWh] |  |  | [oF] | [Btu/hr/watts] | [kW] | [Btu/hr/watts] | [kW] | [DkW] | [DkW/unit] | [kWh] | [kWh] | [DkWh] | [DkWh/unit] | [oF] | [Btu/hr/watts] | [kW] | [Btu/hr/watts] | [kW] | [DkW] | [DkW/unit] | [kWh] | [kWh] | [DkWh] | [DkWh/unit] | [oF] | [Btu/hr/watts] | [kW] | [Btu/hr/watts] | [kW] | [DkW] | [DkW/unit] | [kWh] | [kWh] | [DkWh] | [DkWh/unit] | [oF] | [Btu/hr/watts] | [kW] | [Btu/hr/watts] | [kW] | [DkW] | [DkW/unit] | [kWh] | [kWh] | [DkWh] | [DkWh/unit] | [oF] | [Btu/hr/watts] | [kW] | [Btu/hr/watts] | [kW] | [DkW] | [DkW/unit] | [kWh] | [kWh] | [DkWh] | [DkWh/unit] | [oF] | [Btu/hr/watts] | [kW] | [Btu/hr/watts] | [kW] | [DkW] | [DkW/unit] | [kWh] | [kWh] | [DkWh] | [DkWh/unit] | [oF] | [Btu/hr/watts] | [kW] | [Btu/hr/watts] | [kW] | [DkW] | [DkW/unit] | [kWh] | [kWh] | [DkWh] | [DkWh/unit] | [oF] | [Btu/hr/watts] | [kW] | [Btu/hr/watts] | [kW] | [DkW] | [DkW/unit] | [kWh] | [kWh] | [DkWh] | [DkWh/unit] | [oF] | [Btu/hr/watts] | [kW] | [Btu/hr/watts] | [kW] | [DkW] | [DkW/unit] | [kWh] | [kWh] | [DkWh] | [DkWh/unit] | [oF] | [Btu/hr/watts] | [kW] | [Btu/hr/watts] | [kW] | [DkW] | [DkW/unit] | [kWh] | [kWh] | [DkWh] | [DkWh/unit] | [oF] | [Btu/hr/watts] | [kW] | [Btu/hr/watts] | [kW] | [DkW] | [DkW/unit] | [kWh] | [kWh] | [DkWh] | [DkWh/unit] | [oF] | [Btu/hr/watts] | [kW] | [Btu/hr/watts] | [kW] | [DkW] | [DkW/unit] | [kWh] | [kWh] | [DkWh] | [DkWh/unit] | [oF] | [Btu/hr/watts] | [kW] | [Btu/hr/watts] | [kW] | [DkW] | [DkW/unit] | [kWh] | [kWh] | [DkWh] | [DkWh/unit] | [oF] | [Btu/hr/watts] | [kW] | [Btu/hr/watts] | [kW] | [DkW] | [DkW/unit] | [kWh] | [kWh] | [DkWh] | [DkWh/unit] | [oF] | [Btu/hr/watts] | [kW] | [Btu/hr/watts] | [kW] | [DkW] | [DkW/unit] | [kWh] | [kWh] | [DkWh] | [DkWh/unit] | [oF] | [Btu/hr/watts] | [kW] | [Btu/hr/watts] | [kW] | [DkW] | [DkW/unit] | [kWh] | [kWh] | [DkWh] | [DkWh/unit]
[15 empty] | CTZ3: incl. direct; CTZ7: incl. direct; CTZ14: incl. direct |  | incl. direct | [6 empty] | incl. direct |  |  |  | incl. direct | [6 empty] | incl. direct |  |  |  | incl. direct | [6 empty] | incl. direct |  |  |  | incl. direct | [6 empty] | incl. direct |  |  |  | incl. direct | [6 empty] | incl. direct |  |  |  | incl. direct | [6 empty] | incl. direct |  |  |  | incl. direct | [6 empty] | incl. direct |  |  |  | incl. direct | [6 empty] | incl. direct |  |  |  | incl. direct | [6 empty] | incl. direct |  |  |  | incl. direct | [6 empty] | incl. direct |  |  |  | incl. direct | [6 empty] | incl. direct |  |  |  | incl. direct | [6 empty] | incl. direct |  |  |  | incl. direct | [6 empty] | incl. direct |  |  |  | incl. direct | [6 empty] | incl. direct |  |  |  | incl. direct
Lighting Retrofits for Reach-ins (T12 Baseline)
Grocery | [187 empty] | Freezer | #REF! | #REF! | #REF! | #REF! | #REF! | #REF! | #REF! | #REF! | #REF! | #REF! | #REF! | #REF!
MT, T12 to T8 retrofit | /Door | 1 | 38 | 28 | 113.541 | 130.5722 | 46.4486 | 0 | 293.904 | 0.35573 | 33.79% | 84 | 9.5174 | 0.01193 | 9.5174 | 0.0048804 | 0.0070494 | 0.0070494 | 34.4689 | 5.7686 | 322.6044 | 322.6044 | 111 | 6.4426 | 0.017624 | 6.4426 | 0.0072096 | 0.010414 | 0.010414 | 51.2925 | 8.5841 | 336.6125 | 336.6125 | 104 | 7.1731 | 0.015829 | 7.1731 | 0.0064754 | 0.0093533 | 0.0093533 | 45.7339 | 7.838 | 331.7998 | 331.7998 | 103 | 7.2811 | 0.015594 | 7.2811 | 0.0063793 | 0.0092146 | 0.0092146 | 46.1403 | 7.9071 | 332.1372 | 332.1372 | 98 | 7.8349 | 0.014492 | 7.8349 | 0.0059285 | 0.0085633 | 0.0085633 | 43.9081 | 7.1965 | 330.6156 | 330.6156 | 99 | 7.7222 | 0.014703 | 7.7222 | 0.0060149 | 0.0086882 | 0.0086882 | 43.6287 | 7.5539 | 329.9788 | 329.9788 | 98 | 7.8349 | 0.014492 | 7.8349 | 0.0059285 | 0.0085633 | 0.0085633 | 44.488 | 7.5233 | 330.8687 | 330.8687 | 104 | 7.1731 | 0.015829 | 7.1731 | 0.0064754 | 0.0093533 | 0.0093533 | 49.101 | 8.1813 | 334.8237 | 334.8237 | 109 | 6.6469 | 0.017082 | 6.6469 | 0.006988 | 0.010094 | 0.010094 | 52.756 | 8.7402 | 337.9198 | 337.9198 | 115 | 6.044 | 0.018786 | 6.044 | 0.007685 | 0.011101 | 0.011101 | 57.4348 | 9.509 | 341.8299 | 341.8299 | 119 | 5.6586 | 0.020065 | 5.6586 | 0.0082085 | 0.011857 | 0.011857 | 60.6895 | 9.7928 | 344.8007 | 344.8007 | 115 | 6.044 | 0.018786 | 6.044 | 0.007685 | 0.011101 | 0.011101 | 54.7833 | 9.3124 | 339.375 | 339.375 | 116 | 5.9465 | 0.019094 | 5.9465 | 0.0078111 | 0.011283 | 0.011283 | 56.5572 | 9.683 | 340.7782 | 340.7782 | 123 | 5.2856 | 0.021481 | 5.2856 | 0.0087877 | 0.012693 | 0.012693 | 65.0928 | 10.7744 | 348.2224 | 348.2224 | 126 | 5.0138 | 0.022646 | 5.0138 | 0.0092642 | 0.013382 | 0.013382 | 67.8713 | 12.5341 | 349.2413 | 349.2413 | 104 | 7.1731 | 0.015829 | 7.1731 | 0.0064754 | 0.0093533 | 0.0093533 | 52.3491 | 7.322 | 338.9311 | 338.9311
LT, T12 to T8 retrofit | /Door | 1 | 0 | -10 | 113.541 | 130.5722 | 46.4486 | 0 | 293.904 | 0.35573 | 32.02% | 79 | 7.7386 | 0.014672 | 7.7386 | 0.0060022 | 0.0086698 | 0.0086698 | 40.1608 | 6.7211 | 327.3437 | 327.3437 | 106 | 4.9788 | 0.022805 | 4.9788 | 0.0093294 | 0.013476 | 0.013476 | 62.8799 | 10.5233 | 346.2606 | 346.2606 | 99 | 5.5748 | 0.020367 | 5.5748 | 0.0083319 | 0.012035 | 0.012035 | 55.7492 | 9.5545 | 340.0987 | 340.0987 | 98 | 5.6656 | 0.02004 | 5.6656 | 0.0081984 | 0.011842 | 0.011842 | 56.1759 | 9.6269 | 340.453 | 340.453 | 93 | 6.144 | 0.01848 | 6.144 | 0.00756 | 0.01092 | 0.01092 | 53.0452 | 8.6941 | 338.2551 | 338.2551 | 94 | 6.0449 | 0.018783 | 6.0449 | 0.0076839 | 0.011099 | 0.011099 | 52.8011 | 9.142 | 337.5631 | 337.5631 | 93 | 6.144 | 0.01848 | 6.144 | 0.00756 | 0.01092 | 0.01092 | 53.7457 | 9.0889 | 338.5609 | 338.5609 | 99 | 5.5748 | 0.020367 | 5.5748 | 0.0083319 | 0.012035 | 0.012035 | 59.8538 | 9.9729 | 343.7848 | 343.7848 | 104 | 5.1424 | 0.022079 | 5.1424 | 0.0090325 | 0.013047 | 0.013047 | 64.6018 | 10.7028 | 347.8031 | 347.8031 | 110 | 4.6654 | 0.024337 | 4.6654 | 0.009956 | 0.014381 | 0.014381 | 70.491 | 11.6706 | 352.7245 | 352.7245 | 114 | 4.3682 | 0.025993 | 4.3682 | 0.010633 | 0.015359 | 0.015359 | 74.4798 | 12.018 | 356.3658 | 356.3658 | 110 | 4.6654 | 0.024337 | 4.6654 | 0.009956 | 0.014381 | 0.014381 | 67.2368 | 11.4293 | 349.7115 | 349.7115 | 111 | 4.5897 | 0.024738 | 4.5897 | 0.01012 | 0.014618 | 0.014618 | 69.4197 | 11.8852 | 351.4386 | 351.4386 | 118 | 4.0843 | 0.0278 | 4.0843 | 0.011373 | 0.016427 | 0.016427 | 79.8061 | 13.2098 | 360.5002 | 360.5002 | 121 | 3.8782 | 0.029276 | 3.8782 | 0.011977 | 0.0173 | 0.0173 | 83.1257 | 15.3512 | 361.6786 | 361.6786 | 99 | 5.5748 | 0.020367 | 5.5748 | 0.0083319 | 0.012035 | 0.012035 | 63.8131 | 8.9255 | 348.7916 | 348.7916
Grocery | [187 empty] | Freezer | #REF! | #REF! | #REF! | #REF! | #REF! | #REF! | #REF! | #REF! | #REF! | #REF! | #REF! | #REF!
MT, T12 to 5' LED retrofit | /Door | 1 | 38 | 28 | 113.541 | 130.5722 | 31.71 | 0.084 | 395.64 | 0.24285 | 23.07% | 84 | 9.5174 | 0.01193 | 9.5174 | 0.0033318 | 0.092598 | 0.092598 | 34.4689 | 2.6885 | 427.4204 | 427.4204 | 111 | 6.4426 | 0.017624 | 6.4426 | 0.004922 | 0.096702 | 0.096702 | 51.2925 | 4.0008 | 442.9318 | 442.9318 | 104 | 7.1731 | 0.015829 | 7.1731 | 0.0044207 | 0.095408 | 0.095408 | 45.7339 | 3.6531 | 437.7208 | 437.7208 | 103 | 7.2811 | 0.015594 | 7.2811 | 0.0043551 | 0.095239 | 0.095239 | 46.1403 | 3.6852 | 438.0951 | 438.0951 | 98 | 7.8349 | 0.014492 | 7.8349 | 0.0040473 | 0.094444 | 0.094444 | 43.9081 | 3.3541 | 436.194 | 436.194 | 101 | 7.4998 | 0.015139 | 7.4998 | 0.0042281 | 0.094911 | 0.094911 | 44.9227 | 3.625 | 436.9376 | 436.9376 | 98 | 7.8349 | 0.014492 | 7.8349 | 0.0040473 | 0.094444 | 0.094444 | 44.488 | 3.5064 | 436.6216 | 436.6216 | 109 | 6.6469 | 0.017082 | 6.6469 | 0.0047706 | 0.096311 | 0.096311 | 52.9883 | 4.1149 | 444.5134 | 444.5134 | 111 | 6.4426 | 0.017624 | 6.4426 | 0.004922 | 0.096702 | 0.096702 | 54.4293 | 4.2027 | 445.8666 | 445.8666 | 115 | 6.044 | 0.018786 | 6.044 | 0.0052465 | 0.097539 | 0.097539 | 57.4348 | 4.4318 | 448.643 | 448.643 | 119 | 5.6586 | 0.020065 | 5.6586 | 0.0056039 | 0.098461 | 0.098461 | 60.6895 | 4.5641 | 451.7654 | 451.7654 | 115 | 6.044 | 0.018786 | 6.044 | 0.0052465 | 0.097539 | 0.097539 | 54.7833 | 4.3402 | 446.0832 | 446.0832 | 116 | 5.9465 | 0.019094 | 5.9465 | 0.0053326 | 0.097761 | 0.097761 | 56.5572 | 4.5129 | 447.6842 | 447.6842 | 118 | 5.7538 | 0.019733 | 5.7538 | 0.0055112 | 0.098222 | 0.098222 | 59.7968 | 4.6131 | 450.8238 | 450.8238 | 128 | 4.8362 | 0.023477 | 4.8362 | 0.0065569 | 0.10092 | 0.10092 | 70.364 | 6.0563 | 459.9478 | 459.9478 | 100 | 7.6105 | 0.014919 | 7.6105 | 0.0041666 | 0.094752 | 0.094752 | 49.3406 | 3.2164 | 441.7642 | 441.7642
LT, T12 to 5' LED retrofit | /Door | 1 | 0 | -10 | 113.541 | 130.5722 | 31.71 | 0.084 | 395.64 | 0.24285 | 21.86% | 79 | 7.7386 | 0.014672 | 7.7386 | 0.0040976 | 0.094574 | 0.094574 | 40.1608 | 3.1325 | 432.6683 | 432.6683 | 106 | 4.9788 | 0.022805 | 4.9788 | 0.0063691 | 0.10044 | 0.10044 | 62.8799 | 4.9046 | 453.6154 | 453.6154 | 99 | 5.5748 | 0.020367 | 5.5748 | 0.0056881 | 0.098679 | 0.098679 | 55.7492 | 4.453 | 446.9362 | 446.9362 | 98 | 5.6656 | 0.02004 | 5.6656 | 0.0055969 | 0.098443 | 0.098443 | 56.1759 | 4.4868 | 447.3291 | 447.3291 | 93 | 6.144 | 0.01848 | 6.144 | 0.0051612 | 0.097319 | 0.097319 | 53.0452 | 4.052 | 444.6332 | 444.6332 | 96 | 5.852 | 0.019402 | 5.852 | 0.0054187 | 0.097984 | 0.097984 | 54.542 | 4.4013 | 445.7807 | 445.7807 | 93 | 6.144 | 0.01848 | 6.144 | 0.0051612 | 0.097319 | 0.097319 | 53.7457 | 4.236 | 445.1497 | 445.1497 | 104 | 5.1424 | 0.022079 | 5.1424 | 0.0061664 | 0.099913 | 0.099913 | 64.8863 | 5.0389 | 455.4874 | 455.4874 | 106 | 4.9788 | 0.022805 | 4.9788 | 0.0063691 | 0.10044 | 0.10044 | 66.7253 | 5.1522 | 457.2131 | 457.2131 | 110 | 4.6654 | 0.024337 | 4.6654 | 0.0067969 | 0.10154 | 0.10154 | 70.491 | 5.4393 | 460.6918 | 460.6918 | 114 | 4.3682 | 0.025993 | 4.3682 | 0.0072593 | 0.10273 | 0.10273 | 74.4798 | 5.6012 | 464.5186 | 464.5186 | 110 | 4.6654 | 0.024337 | 4.6654 | 0.0067969 | 0.10154 | 0.10154 | 67.2368 | 5.3268 | 457.55 | 457.55 | 111 | 4.5897 | 0.024738 | 4.5897 | 0.006909 | 0.10183 | 0.10183 | 69.4197 | 5.5393 | 459.5204 | 459.5204 | 113 | 4.4411 | 0.025566 | 4.4411 | 0.0071401 | 0.10243 | 0.10243 | 73.3929 | 5.6619 | 463.371 | 463.371 | 123 | 3.7435 | 0.03033 | 3.7435 | 0.0084706 | 0.10586 | 0.10586 | 86.117 | 7.4121 | 474.3449 | 474.3449 | 95 | 5.9476 | 0.01909 | 5.9476 | 0.0053316 | 0.097759 | 0.097759 | 59.8132 | 3.8991 | 451.554 | 451.554
MT, T12 to 6' LED retrofit | /Door | 1 | 38 | 28 | 124.6014 | 143.2916 | 45.2162 | 0.0856 | 403.176 | 0.31555 | 29.98% | 84 | 9.5174 | 0.013092 | 9.5174 | 0.0047509 | 0.093941 | 0.093941 | 37.8267 | 4.9813 | 436.0214 | 436.0214 | 111 | 6.4426 | 0.01934 | 6.4426 | 0.0070183 | 0.097922 | 0.097922 | 56.2891 | 7.4125 | 452.0526 | 452.0526 | 104 | 7.1731 | 0.017371 | 7.1731 | 0.0063035 | 0.096667 | 0.096667 | 50.1889 | 6.7683 | 446.5966 | 446.5966 | 103 | 7.2811 | 0.017113 | 7.2811 | 0.0062101 | 0.096503 | 0.096503 | 50.635 | 6.828 | 446.983 | 446.983 | 98 | 7.8349 | 0.015903 | 7.8349 | 0.0057712 | 0.095732 | 0.095732 | 48.1853 | 6.2143 | 445.147 | 445.147 | 101 | 7.4998 | 0.016614 | 7.4998 | 0.006029 | 0.096185 | 0.096185 | 49.2987 | 6.7164 | 445.7583 | 445.7583 | 98 | 7.8349 | 0.015903 | 7.8349 | 0.0057712 | 0.095732 | 0.095732 | 48.8217 | 6.4965 | 445.5011 | 445.5011 | 109 | 6.6469 | 0.018746 | 6.6469 | 0.0068026 | 0.097543 | 0.097543 | 58.15 | 7.624 | 453.702 | 453.702 | 111 | 6.4426 | 0.01934 | 6.4426 | 0.0070183 | 0.097922 | 0.097922 | 59.7314 | 7.7867 | 455.1207 | 455.1207 | 115 | 6.044 | 0.020616 | 6.044 | 0.0074811 | 0.098734 | 0.098734 | 63.0297 | 8.2112 | 457.9946 | 457.9946 | 119 | 5.6586 | 0.02202 | 5.6586 | 0.0079907 | 0.099629 | 0.099629 | 66.6015 | 8.4563 | 461.3212 | 461.3212 | 115 | 6.044 | 0.020616 | 6.044 | 0.0074811 | 0.098734 | 0.098734 | 60.1199 | 8.0414 | 455.2545 | 455.2545 | 116 | 5.9465 | 0.020954 | 5.9465 | 0.0076039 | 0.09895 | 0.09895 | 62.0666 | 8.3615 | 456.8811 | 456.8811 | 118 | 5.7538 | 0.021656 | 5.7538 | 0.0078585 | 0.099397 | 0.099397 | 65.6218 | 8.547 | 460.2508 | 460.2508 | 128 | 4.8362 | 0.025764 | 4.8362 | 0.0093496 | 0.10201 | 0.10201 | 77.2184 | 11.2209 | 469.1735 | 469.1735 | 100 | 7.6105 | 0.016372 | 7.6105 | 0.0059413 | 0.096031 | 0.096031 | 54.147 | 5.9594 | 451.3637 | 451.3637
LT, T12 to 6' LED retrofit | /Door | 1 | 0 | -10 | 124.6014 | 143.2916 | 45.2162 | 0.0856 | 403.176 | 0.31555 | 28.4% | 79 | 7.7386 | 0.016101 | 7.7386 | 0.0058429 | 0.095858 | 0.095858 | 44.073 | 5.8038 | 441.4452 | 441.4452 | 106 | 4.9788 | 0.025027 | 4.9788 | 0.0090818 | 0.10154 | 0.10154 | 69.0052 | 9.0871 | 463.0942 | 463.0942 | 99 | 5.5748 | 0.022351 | 5.5748 | 0.0081109 | 0.09984 | 0.09984 | 61.1799 | 8.2505 | 456.1054 | 456.1054 | 98 | 5.6656 | 0.021993 | 5.6656 | 0.0079808 | 0.099612 | 0.099612 | 61.6482 | 8.3131 | 456.5111 | 456.5111 | 93 | 6.144 | 0.02028 | 6.144 | 0.0073595 | 0.098521 | 0.098521 | 58.2125 | 7.5075 | 453.881 | 453.881 | 96 | 5.852 | 0.021292 | 5.852 | 0.0077267 | 0.099166 | 0.099166 | 59.8551 | 8.1546 | 454.8765 | 454.8765 | 93 | 6.144 | 0.02028 | 6.144 | 0.0073595 | 0.098521 | 0.098521 | 58.9813 | 7.8484 | 454.3088 | 454.3088 | 104 | 5.1424 | 0.02423 | 5.1424 | 0.0087928 | 0.10104 | 0.10104 | 71.207 | 9.3359 | 465.0471 | 465.0471 | 106 | 4.9788 | 0.025027 | 4.9788 | 0.0090818 | 0.10154 | 0.10154 | 73.2252 | 9.5458 | 466.8554 | 466.8554 | 110 | 4.6654 | 0.026708 | 4.6654 | 0.0096918 | 0.10262 | 0.10262 | 77.3578 | 10.0778 | 470.456 | 470.456 | 114 | 4.3682 | 0.028525 | 4.3682 | 0.010351 | 0.10377 | 0.10377 | 81.7351 | 10.3778 | 474.5333 | 474.5333 | 110 | 4.6654 | 0.026708 | 4.6654 | 0.0096918 | 0.10262 | 0.10262 | 73.7865 | 9.8694 | 467.0931 | 467.0931 | 111 | 4.5897 | 0.027148 | 4.5897 | 0.0098517 | 0.1029 | 0.1029 | 76.1821 | 10.2631 | 469.095 | 469.095 | 113 | 4.4411 | 0.028056 | 4.4411 | 0.010181 | 0.10347 | 0.10347 | 80.5423 | 10.4903 | 473.228 | 473.228 | 123 | 3.7435 | 0.033284 | 3.7435 | 0.012078 | 0.10681 | 0.10681 | 94.5059 | 13.7331 | 483.9489 | 483.9489 | 95 | 5.9476 | 0.02095 | 5.9476 | 0.0076024 | 0.098947 | 0.098947 | 65.6397 | 7.2242 | 461.5915 | 461.5915
Grocery | [187 empty] | Freezer | #REF! | #REF! | #REF! | #REF! | #REF! | #REF! | #REF! | #REF! | #REF! | #REF! | #REF! | #REF!
MT, T12 to FO retrofit | /Door | 1 | 38 | 28 | 113.541 | 130.5722 | 10.239 | 0.078933 | 322.176 | 0.078416 | 7.45% | 84 | 9.5174 | 0.01193 | 9.5174 | 0.0010758 | 0.089787 | 0.089787 | 34.4689 | 0.28031 | 356.3646 | 356.3646 | 111 | 6.4426 | 0.017624 | 6.4426 | 0.0015893 | 0.094968 | 0.094968 | 51.2925 | 0.41712 | 373.0514 | 373.0514 | 104 | 7.1731 | 0.015829 | 7.1731 | 0.0014274 | 0.093335 | 0.093335 | 45.7339 | 0.38087 | 367.529 | 367.529 | 103 | 7.2811 | 0.015594 | 7.2811 | 0.0014062 | 0.093121 | 0.093121 | 46.1403 | 0.38423 | 367.9321 | 367.9321 | 98 | 7.8349 | 0.014492 | 7.8349 | 0.0013069 | 0.092118 | 0.092118 | 43.9081 | 0.3497 | 365.7344 | 365.7344 | 99 | 7.7222 | 0.014703 | 7.7222 | 0.0013259 | 0.092311 | 0.092311 | 43.6287 | 0.36706 | 365.4376 | 365.4376 | 98 | 7.8349 | 0.014492 | 7.8349 | 0.0013069 | 0.092118 | 0.092118 | 44.488 | 0.36558 | 366.2984 | 366.2984 | 104 | 7.1731 | 0.015829 | 7.1731 | 0.0014274 | 0.093335 | 0.093335 | 49.101 | 0.39755 | 370.8795 | 370.8795 | 109 | 6.6469 | 0.017082 | 6.6469 | 0.0015404 | 0.094475 | 0.094475 | 52.756 | 0.42471 | 374.5073 | 374.5073 | 115 | 6.044 | 0.018786 | 6.044 | 0.0016941 | 0.096025 | 0.096025 | 57.4348 | 0.46207 | 379.1488 | 379.1488 | 119 | 5.6586 | 0.020065 | 5.6586 | 0.0018095 | 0.097189 | 0.097189 | 60.6895 | 0.47586 | 382.3897 | 382.3897 | 115 | 6.044 | 0.018786 | 6.044 | 0.0016941 | 0.096025 | 0.096025 | 54.7833 | 0.45251 | 376.5068 | 376.5068 | 116 | 5.9465 | 0.019094 | 5.9465 | 0.0017219 | 0.096305 | 0.096305 | 56.5572 | 0.47052 | 378.2626 | 378.2626 | 123 | 5.2856 | 0.021481 | 5.2856 | 0.0019371 | 0.098477 | 0.098477 | 65.0928 | 0.52356 | 386.7452 | 386.7452 | 126 | 5.0138 | 0.022646 | 5.0138 | 0.0020422 | 0.099537 | 0.099537 | 67.8713 | 0.60906 | 389.4383 | 389.4383 | 104 | 7.1731 | 0.015829 | 7.1731 | 0.0014274 | 0.093335 | 0.093335 | 52.3491 | 0.3558 | 374.1693 | 374.1693
LT, T12 to FO retrofit | /Door | 1 | 0 | -10 | 113.541 | 130.5722 | 10.239 | 0.078933 | 322.176 | 0.078416 | 7.057% | 79 | 7.7386 | 0.014672 | 7.7386 | 0.0013231 | 0.092282 | 0.092282 | 40.1608 | 0.3266 | 362.0102 | 362.0102 | 106 | 4.9788 | 0.022805 | 4.9788 | 0.0020565 | 0.099682 | 0.099682 | 62.8799 | 0.51135 | 384.5446 | 384.5446 | 99 | 5.5748 | 0.020367 | 5.5748 | 0.0018367 | 0.097464 | 0.097464 | 55.7492 | 0.46428 | 377.461 | 377.461 | 98 | 5.6656 | 0.02004 | 5.6656 | 0.0018072 | 0.097167 | 0.097167 | 56.1759 | 0.4678 | 377.8841 | 377.8841 | 93 | 6.144 | 0.01848 | 6.144 | 0.0016665 | 0.095747 | 0.095747 | 53.0452 | 0.42247 | 374.7987 | 374.7987 | 94 | 6.0449 | 0.018783 | 6.0449 | 0.0016938 | 0.096022 | 0.096022 | 52.8011 | 0.44423 | 374.5329 | 374.5329 | 93 | 6.144 | 0.01848 | 6.144 | 0.0016665 | 0.095747 | 0.095747 | 53.7457 | 0.44165 | 375.4801 | 375.4801 | 99 | 5.5748 | 0.020367 | 5.5748 | 0.0018367 | 0.097464 | 0.097464 | 59.8538 | 0.48461 | 381.5452 | 381.5452 | 104 | 5.1424 | 0.022079 | 5.1424 | 0.0019911 | 0.099022 | 0.099022 | 64.6018 | 0.52007 | 386.2578 | 386.2578 | 110 | 4.6654 | 0.024337 | 4.6654 | 0.0021947 | 0.10108 | 0.10108 | 70.491 | 0.5671 | 392.0999 | 392.0999 | 114 | 4.3682 | 0.025993 | 4.3682 | 0.002344 | 0.10258 | 0.10258 | 74.4798 | 0.58399 | 396.0718 | 396.0718 | 110 | 4.6654 | 0.024337 | 4.6654 | 0.0021947 | 0.10108 | 0.10108 | 67.2368 | 0.55538 | 388.8574 | 388.8574 | 111 | 4.5897 | 0.024738 | 4.5897 | 0.0022309 | 0.10144 | 0.10144 | 69.4197 | 0.57753 | 391.0182 | 391.0182 | 118 | 4.0843 | 0.0278 | 4.0843 | 0.0025069 | 0.10423 | 0.10423 | 79.8061 | 0.6419 | 401.3402 | 401.3402 | 121 | 3.8782 | 0.029276 | 3.8782 | 0.0026401 | 0.10557 | 0.10557 | 83.1257 | 0.74595 | 404.5558 | 404.5558 | 99 | 5.5748 | 0.020367 | 5.5748 | 0.0018367 | 0.097464 | 0.097464 | 63.8131 | 0.43371 | 385.5554 | 385.5554
Grocery | [187 empty] | Freezer | #REF! | #REF! | #REF! | #REF! | #REF! | #REF! | #REF! | #REF! | #REF! | #REF! | #REF! | #REF!
MT, T12 to CC retrofit | /Door | 1 | 38 | 28 | 113.541 | 130.5722 | 70.9563 | 0.066 | 237.204 | 0.54343 | 51.63% | 84 | 9.5174 | 0.01193 | 9.5174 | 0.0074554 | 0.070474 | 0.070474 | 34.4689 | 13.4618 | 258.2111 | 258.2111 | 111 | 6.4426 | 0.017624 | 6.4426 | 0.011014 | 0.07261 | 0.07261 | 51.2925 | 20.0323 | 268.4643 | 268.4643 | 104 | 7.1731 | 0.015829 | 7.1731 | 0.0098919 | 0.071937 | 0.071937 | 45.7339 | 18.2913 | 264.6466 | 264.6466 | 103 | 7.2811 | 0.015594 | 7.2811 | 0.0097453 | 0.071849 | 0.071849 | 46.1403 | 18.4525 | 264.8919 | 264.8919 | 98 | 7.8349 | 0.014492 | 7.8349 | 0.0090565 | 0.071435 | 0.071435 | 43.9081 | 16.7942 | 264.3179 | 264.3179 | 99 | 7.7222 | 0.014703 | 7.7222 | 0.0091886 | 0.071515 | 0.071515 | 43.6287 | 17.6282 | 263.2045 | 263.2045 | 98 | 7.8349 | 0.014492 | 7.8349 | 0.0090565 | 0.071435 | 0.071435 | 44.488 | 17.5568 | 264.1352 | 264.1352 | 104 | 7.1731 | 0.015829 | 7.1731 | 0.0098919 | 0.071937 | 0.071937 | 49.101 | 19.0923 | 267.2127 | 267.2127 | 109 | 6.6469 | 0.017082 | 6.6469 | 0.010675 | 0.072407 | 0.072407 | 52.756 | 20.3967 | 269.5634 | 269.5634 | 115 | 6.044 | 0.018786 | 6.044 | 0.01174 | 0.073046 | 0.073046 | 57.4348 | 22.1906 | 272.4482 | 272.4482 | 119 | 5.6586 | 0.020065 | 5.6586 | 0.01254 | 0.073526 | 0.073526 | 60.6895 | 22.8531 | 275.0405 | 275.0405 | 115 | 6.044 | 0.018786 | 6.044 | 0.01174 | 0.073046 | 0.073046 | 54.7833 | 21.7318 | 270.2555 | 270.2555 | 116 | 5.9465 | 0.019094 | 5.9465 | 0.011932 | 0.073161 | 0.073161 | 56.5572 | 22.5967 | 271.1644 | 271.1644 | 123 | 5.2856 | 0.021481 | 5.2856 | 0.013424 | 0.074057 | 0.074057 | 65.0928 | 25.1438 | 277.153 | 277.153 | 126 | 5.0138 | 0.022646 | 5.0138 | 0.014152 | 0.074494 | 0.074494 | 67.8713 | 29.2502 | 275.8252 | 275.8252 | 104 | 7.1731 | 0.015829 | 7.1731 | 0.0098919 | 0.071937 | 0.071937 | 52.3491 | 17.0871 | 272.466 | 272.466
LT, T12 to CC retrofit | /Door | 1 | 0 | -10 | 113.541 | 130.5722 | 70.9563 | 0.066 | 237.204 | 0.54343 | 48.91% | 79 | 7.7386 | 0.014672 | 7.7386 | 0.0091691 | 0.071503 | 0.071503 | 40.1608 | 15.6848 | 261.68 | 261.68 | 106 | 4.9788 | 0.022805 | 4.9788 | 0.014252 | 0.074553 | 0.074553 | 62.8799 | 24.5577 | 275.5262 | 275.5262 | 99 | 5.5748 | 0.020367 | 5.5748 | 0.012728 | 0.073639 | 0.073639 | 55.7492 | 22.2969 | 270.6563 | 270.6563 | 98 | 5.6656 | 0.02004 | 5.6656 | 0.012524 | 0.073516 | 0.073516 | 56.1759 | 22.4659 | 270.914 | 270.914 | 93 | 6.144 | 0.01848 | 6.144 | 0.011549 | 0.072931 | 0.072931 | 53.0452 | 20.289 | 269.9602 | 269.9602 | 94 | 6.0449 | 0.018783 | 6.0449 | 0.011738 | 0.073045 | 0.073045 | 52.8011 | 21.3343 | 268.6708 | 268.6708 | 93 | 6.144 | 0.01848 | 6.144 | 0.011549 | 0.072931 | 0.072931 | 53.7457 | 21.2103 | 269.7395 | 269.7395 | 99 | 5.5748 | 0.020367 | 5.5748 | 0.012728 | 0.073639 | 0.073639 | 59.8538 | 23.2734 | 273.7844 | 273.7844 | 104 | 5.1424 | 0.022079 | 5.1424 | 0.013798 | 0.074281 | 0.074281 | 64.6018 | 24.9765 | 276.8293 | 276.8293 | 110 | 4.6654 | 0.024337 | 4.6654 | 0.015209 | 0.075128 | 0.075128 | 70.491 | 27.235 | 280.46 | 280.46 | 114 | 4.3682 | 0.025993 | 4.3682 | 0.016244 | 0.075749 | 0.075749 | 74.4798 | 28.0459 | 283.6379 | 283.6379 | 110 | 4.6654 | 0.024337 | 4.6654 | 0.015209 | 0.075128 | 0.075128 | 67.2368 | 26.6719 | 277.7689 | 277.7689 | 111 | 4.5897 | 0.024738 | 4.5897 | 0.01546 | 0.075278 | 0.075278 | 69.4197 | 27.7358 | 278.8879 | 278.8879 | 118 | 4.0843 | 0.0278 | 4.0843 | 0.017373 | 0.076427 | 0.076427 | 79.8061 | 30.8272 | 286.1829 | 286.1829 | 121 | 3.8782 | 0.029276 | 3.8782 | 0.018296 | 0.07698 | 0.07698 | 83.1257 | 35.8243 | 284.5054 | 284.5054 | 99 | 5.5748 | 0.020367 | 5.5748 | 0.012728 | 0.073639 | 0.073639 | 63.8131 | 20.829 | 280.1881 | 280.1881
[15 empty] | CTZ3: incl. direct; CTZ7: incl. direct; CTZ14: incl. direct |  | incl. direct | [6 empty] | incl. direct |  |  |  | incl. direct | [6 empty] | incl. direct |  |  |  | incl. direct | [6 empty] | incl. direct |  |  |  | incl. direct | [6 empty] | incl. direct |  |  |  | incl. direct | [6 empty] | incl. direct |  |  |  | incl. direct | [6 empty] | incl. direct |  |  |  | incl. direct | [6 empty] | incl. direct |  |  |  | incl. direct | [6 empty] | incl. direct |  |  |  | incl. direct | [6 empty] | incl. direct |  |  |  | incl. direct | [6 empty] | incl. direct |  |  |  | incl. direct | [6 empty] | incl. direct |  |  |  | incl. direct | [6 empty] | incl. direct |  |  |  | incl. direct | [6 empty] | incl. direct |  |  |  | incl. direct | [6 empty] | incl. direct |  |  |  | incl. direct
Lighting Retrofits for Reach-ins (T8 Baseline)
Grocery | [187 empty] | Freezer | #REF! | #REF! | #REF! | #REF! | #REF! | #REF! | #REF! | #REF! | #REF! | #REF! | #REF! | #REF!
MT, T8 to 5' LED retrofit | /Door | 1 | 38 | 28 | 46.4486 | 53.4159 | 31.71 | 0.0216 | 101.736 | 0.59364 | 56.4% | 84 | 9.5174 | 0.0048804 | 9.5174 | 0.0033318 | 0.023149 | 0.023149 | 14.1009 | 6.572 | 109.265 | 109.265 | 111 | 6.4426 | 0.0072096 | 6.4426 | 0.004922 | 0.023888 | 0.023888 | 20.9833 | 9.7796 | 112.9397 | 112.9397 | 104 | 7.1731 | 0.0064754 | 7.1731 | 0.0044207 | 0.023655 | 0.023655 | 18.7093 | 8.9297 | 111.5156 | 111.5156 | 103 | 7.2811 | 0.0063793 | 7.2811 | 0.0043551 | 0.023624 | 0.023624 | 18.8756 | 9.0084 | 111.6032 | 111.6032 | 98 | 7.8349 | 0.0059285 | 7.8349 | 0.0040473 | 0.023481 | 0.023481 | 17.9624 | 8.1988 | 111.4996 | 111.4996 | 101 | 7.4998 | 0.0061933 | 7.4998 | 0.0042281 | 0.023565 | 0.023565 | 18.3775 | 8.8612 | 111.2522 | 111.2522 | 98 | 7.8349 | 0.0059285 | 7.8349 | 0.0040473 | 0.023481 | 0.023481 | 18.1996 | 8.5711 | 111.3645 | 111.3645 | 109 | 6.6469 | 0.006988 | 6.6469 | 0.0047706 | 0.023817 | 0.023817 | 21.677 | 10.0587 | 113.3544 | 113.3544 | 111 | 6.4426 | 0.0072096 | 6.4426 | 0.004922 | 0.023888 | 0.023888 | 22.2665 | 10.2733 | 113.7292 | 113.7292 | 115 | 6.044 | 0.007685 | 6.044 | 0.0052465 | 0.024039 | 0.024039 | 23.4961 | 10.8333 | 114.3987 | 114.3987 | 119 | 5.6586 | 0.0082085 | 5.6586 | 0.0056039 | 0.024205 | 0.024205 | 24.8275 | 11.1567 | 115.4068 | 115.4068 | 115 | 6.044 | 0.007685 | 6.044 | 0.0052465 | 0.024039 | 0.024039 | 22.4114 | 10.6093 | 113.538 | 113.538 | 116 | 5.9465 | 0.0078111 | 5.9465 | 0.0053326 | 0.024079 | 0.024079 | 23.137 | 11.0316 | 113.8414 | 113.8414 | 118 | 5.7538 | 0.0080727 | 5.7538 | 0.0055112 | 0.024162 | 0.024162 | 24.4623 | 11.2764 | 114.922 | 114.922 | 128 | 4.8362 | 0.0096044 | 4.8362 | 0.0065569 | 0.024648 | 0.024648 | 28.7853 | 14.8042 | 115.7171 | 115.7171 | 100 | 7.6105 | 0.0061032 | 7.6105 | 0.0041666 | 0.023537 | 0.023537 | 20.1848 | 7.8624 | 114.0584 | 114.0584
LT, T8 HO to 5' LED retrofit | /Door | 1 | 0 | -10 | 72.3202 | 83.1682 | 31.71 | 0.04596 | 216.4716 | 0.38128 | 34.31% | 79 | 7.7386 | 0.0093454 | 7.7386 | 0.0040976 | 0.051208 | 0.051208 | 25.5805 | 4.9179 | 237.1342 | 237.1342 | 106 | 4.9788 | 0.014526 | 4.9788 | 0.0063691 | 0.054117 | 0.054117 | 40.0515 | 7.7 | 248.823 | 248.823 | 99 | 5.5748 | 0.012973 | 5.5748 | 0.0056881 | 0.053245 | 0.053245 | 35.5096 | 6.9912 | 244.99 | 244.99 | 98 | 5.6656 | 0.012765 | 5.6656 | 0.0055969 | 0.053128 | 0.053128 | 35.7814 | 7.0442 | 245.2088 | 245.2088 | 93 | 6.144 | 0.011771 | 6.144 | 0.0051612 | 0.05257 | 0.05257 | 33.7872 | 6.3616 | 243.8973 | 243.8973 | 96 | 5.852 | 0.012358 | 5.852 | 0.0054187 | 0.0529 | 0.0529 | 34.7407 | 6.9099 | 244.3023 | 244.3023 | 93 | 6.144 | 0.011771 | 6.144 | 0.0051612 | 0.05257 | 0.05257 | 34.2335 | 6.6505 | 244.0546 | 244.0546 | 104 | 5.1424 | 0.014063 | 5.1424 | 0.0061664 | 0.053857 | 0.053857 | 41.3294 | 7.9109 | 249.8901 | 249.8901 | 106 | 4.9788 | 0.014526 | 4.9788 | 0.0063691 | 0.054117 | 0.054117 | 42.5008 | 8.0888 | 250.8836 | 250.8836 | 110 | 4.6654 | 0.015501 | 4.6654 | 0.0067969 | 0.054665 | 0.054665 | 44.8994 | 8.5395 | 252.8315 | 252.8315 | 114 | 4.3682 | 0.016556 | 4.3682 | 0.0072593 | 0.055257 | 0.055257 | 47.44 | 8.7938 | 255.1179 | 255.1179 | 110 | 4.6654 | 0.015501 | 4.6654 | 0.0067969 | 0.054665 | 0.054665 | 42.8266 | 8.3629 | 250.9353 | 250.9353 | 111 | 4.5897 | 0.015757 | 4.5897 | 0.006909 | 0.054808 | 0.054808 | 44.217 | 8.6965 | 251.9921 | 251.9921 | 113 | 4.4411 | 0.016284 | 4.4411 | 0.0071401 | 0.055104 | 0.055104 | 46.7478 | 8.8891 | 254.3303 | 254.3303 | 123 | 3.7435 | 0.019319 | 3.7435 | 0.0084706 | 0.056808 | 0.056808 | 54.8524 | 11.6369 | 259.6871 | 259.6871 | 95 | 5.9476 | 0.01216 | 5.9476 | 0.0053316 | 0.052788 | 0.052788 | 38.0981 | 6.1215 | 248.4482 | 248.4482
MT, T8 to Tier 2 LED retrofit | /Door | 1 | 38 | 28 | 46.4486 | 53.4159 | 45.2162 | --- | --- | 0.84649 | 80.42% | 84 | 9.5174 | 0.01193 | 9.5174 | 0.0047509 | #VALUE! | #VALUE! | 34.4689 | 13.3626 | #VALUE! | #VALUE! | 111 | 6.4426 | 0.017624 | 6.4426 | 0.0070183 | #VALUE! | #VALUE! | 51.2925 | 19.8846 | #VALUE! | #VALUE! | 104 | 7.1731 | 0.015829 | 7.1731 | 0.0063035 | #VALUE! | #VALUE! | 45.7339 | 18.1564 | #VALUE! | #VALUE! | 103 | 7.2811 | 0.015594 | 7.2811 | 0.0062101 | #VALUE! | #VALUE! | 46.1403 | 18.3164 | #VALUE! | #VALUE! | 98 | 7.8349 | 0.014492 | 7.8349 | 0.0057712 | #VALUE! | #VALUE! | 43.9081 | 16.6703 | #VALUE! | #VALUE! | 99 | 7.7222 | 0.014703 | 7.7222 | 0.0058553 | #VALUE! | #VALUE! | 43.6287 | 17.4982 | #VALUE! | #VALUE! | 98 | 7.8349 | 0.014492 | 7.8349 | 0.0057712 | #VALUE! | #VALUE! | 44.488 | 17.4273 | #VALUE! | #VALUE! | 104 | 7.1731 | 0.015829 | 7.1731 | 0.0063035 | #VALUE! | #VALUE! | 49.101 | 18.9516 | #VALUE! | #VALUE! | 109 | 6.6469 | 0.017082 | 6.6469 | 0.0068026 | #VALUE! | #VALUE! | 52.756 | 20.2463 | #VALUE! | #VALUE! | 115 | 6.044 | 0.018786 | 6.044 | 0.0074811 | #VALUE! | #VALUE! | 57.4348 | 22.027 | #VALUE! | #VALUE! | 119 | 5.6586 | 0.020065 | 5.6586 | 0.0079907 | #VALUE! | #VALUE! | 60.6895 | 22.6846 | #VALUE! | #VALUE! | 115 | 6.044 | 0.018786 | 6.044 | 0.0074811 | #VALUE! | #VALUE! | 54.7833 | 21.5716 | #VALUE! | #VALUE! | 116 | 5.9465 | 0.019094 | 5.9465 | 0.0076039 | #VALUE! | #VALUE! | 56.5572 | 22.4301 | #VALUE! | #VALUE! | 123 | 5.2856 | 0.021481 | 5.2856 | 0.0085545 | #VALUE! | #VALUE! | 65.0928 | 24.9584 | #VALUE! | #VALUE! | 126 | 5.0138 | 0.022646 | 5.0138 | 0.0090184 | #VALUE! | #VALUE! | 67.8713 | 29.0345 | #VALUE! | #VALUE! | 104 | 7.1731 | 0.015829 | 7.1731 | 0.0063035 | #VALUE! | #VALUE! | 52.3491 | 16.9611 | #VALUE! | #VALUE!
LT, T8 to Tier 2 LED retrofit | /Door | 1 | 0 | -10 | 46.4486 | 53.4159 | 45.2162 | --- | --- | 0.84649 | 76.18% | 79 | 7.7386 | 0.014672 | 7.7386 | 0.0058429 | #VALUE! | #VALUE! | 40.1608 | 15.5691 | #VALUE! | #VALUE! | 106 | 4.9788 | 0.022805 | 4.9788 | 0.0090818 | #VALUE! | #VALUE! | 62.8799 | 24.3767 | #VALUE! | #VALUE! | 99 | 5.5748 | 0.020367 | 5.5748 | 0.0081109 | #VALUE! | #VALUE! | 55.7492 | 22.1325 | #VALUE! | #VALUE! | 98 | 5.6656 | 0.02004 | 5.6656 | 0.0079808 | #VALUE! | #VALUE! | 56.1759 | 22.3003 | #VALUE! | #VALUE! | 93 | 6.144 | 0.01848 | 6.144 | 0.0073595 | #VALUE! | #VALUE! | 53.0452 | 20.1394 | #VALUE! | #VALUE! | 94 | 6.0449 | 0.018783 | 6.0449 | 0.00748 | #VALUE! | #VALUE! | 52.8011 | 21.177 | #VALUE! | #VALUE! | 93 | 6.144 | 0.01848 | 6.144 | 0.0073595 | #VALUE! | #VALUE! | 53.7457 | 21.0539 | #VALUE! | #VALUE! | 99 | 5.5748 | 0.020367 | 5.5748 | 0.0081109 | #VALUE! | #VALUE! | 59.8538 | 23.1018 | #VALUE! | #VALUE! | 104 | 5.1424 | 0.022079 | 5.1424 | 0.0087928 | #VALUE! | #VALUE! | 64.6018 | 24.7924 | #VALUE! | #VALUE! | 110 | 4.6654 | 0.024337 | 4.6654 | 0.0096918 | #VALUE! | #VALUE! | 70.491 | 27.0343 | #VALUE! | #VALUE! | 114 | 4.3682 | 0.025993 | 4.3682 | 0.010351 | #VALUE! | #VALUE! | 74.4798 | 27.8391 | #VALUE! | #VALUE! | 110 | 4.6654 | 0.024337 | 4.6654 | 0.0096918 | #VALUE! | #VALUE! | 67.2368 | 26.4753 | #VALUE! | #VALUE! | 111 | 4.5897 | 0.024738 | 4.5897 | 0.0098517 | #VALUE! | #VALUE! | 69.4197 | 27.5313 | #VALUE! | #VALUE! | 118 | 4.0843 | 0.0278 | 4.0843 | 0.011071 | #VALUE! | #VALUE! | 79.8061 | 30.5999 | #VALUE! | #VALUE! | 121 | 3.8782 | 0.029276 | 3.8782 | 0.011659 | #VALUE! | #VALUE! | 83.1257 | 35.5602 | #VALUE! | #VALUE! | 99 | 5.5748 | 0.020367 | 5.5748 | 0.0081109 | #VALUE! | #VALUE! | 63.8131 | 20.6754 | #VALUE! | #VALUE!
Grocery | [187 empty] | Freezer | #REF! | #REF! | #REF! | #REF! | #REF! | #REF! | #REF! | #REF! | #REF! | #REF! | #REF! | #REF!
MT, T8 to FO retrofit | /Door | 1 | 38 | 28 | 46.4486 | 53.4159 | 10.239 | 0.016533 | 28.272 | 0.19168 | 18.21% | 84 | 9.5174 | 0.01193 | 9.5174 | 0.0010758 | 0.027387 | 0.027387 | 34.4689 | 0.6852 | 62.0557 | 62.0557 | 111 | 6.4426 | 0.017624 | 6.4426 | 0.0015893 | 0.032568 | 0.032568 | 51.2925 | 1.0196 | 78.5449 | 78.5449 | 104 | 7.1731 | 0.015829 | 7.1731 | 0.0014274 | 0.030935 | 0.030935 | 45.7339 | 0.93102 | 73.0749 | 73.0749 | 103 | 7.2811 | 0.015594 | 7.2811 | 0.0014062 | 0.030721 | 0.030721 | 46.1403 | 0.93922 | 73.4731 | 73.4731 | 98 | 7.8349 | 0.014492 | 7.8349 | 0.0013069 | 0.029718 | 0.029718 | 43.9081 | 0.85482 | 71.3253 | 71.3253 | 99 | 7.7222 | 0.014703 | 7.7222 | 0.0013259 | 0.029911 | 0.029911 | 43.6287 | 0.89727 | 71.0034 | 71.0034 | 98 | 7.8349 | 0.014492 | 7.8349 | 0.0013069 | 0.029718 | 0.029718 | 44.488 | 0.89363 | 71.8663 | 71.8663 | 104 | 7.1731 | 0.015829 | 7.1731 | 0.0014274 | 0.030935 | 0.030935 | 49.101 | 0.97179 | 76.4013 | 76.4013 | 109 | 6.6469 | 0.017082 | 6.6469 | 0.0015404 | 0.032075 | 0.032075 | 52.756 | 1.0382 | 79.9898 | 79.9898 | 115 | 6.044 | 0.018786 | 6.044 | 0.0016941 | 0.033625 | 0.033625 | 57.4348 | 1.1295 | 84.5774 | 84.5774 | 119 | 5.6586 | 0.020065 | 5.6586 | 0.0018095 | 0.034789 | 0.034789 | 60.6895 | 1.1632 | 87.7983 | 87.7983 | 115 | 6.044 | 0.018786 | 6.044 | 0.0016941 | 0.033625 | 0.033625 | 54.7833 | 1.1061 | 81.9492 | 81.9492 | 116 | 5.9465 | 0.019094 | 5.9465 | 0.0017219 | 0.033905 | 0.033905 | 56.5572 | 1.1502 | 83.679 | 83.679 | 123 | 5.2856 | 0.021481 | 5.2856 | 0.0019371 | 0.036077 | 0.036077 | 65.0928 | 1.2798 | 92.085 | 92.085 | 126 | 5.0138 | 0.022646 | 5.0138 | 0.0020422 | 0.037137 | 0.037137 | 67.8713 | 1.4888 | 94.6545 | 94.6545 | 104 | 7.1731 | 0.015829 | 7.1731 | 0.0014274 | 0.030935 | 0.030935 | 52.3491 | 0.86972 | 79.7514 | 79.7514
LT, T8 to FO retrofit | /Door | 1 | 0 | -10 | 46.4486 | 53.4159 | 10.239 | 0.016533 | 28.272 | 0.19168 | 17.25% | 79 | 7.7386 | 0.014672 | 7.7386 | 0.0013231 | 0.029882 | 0.029882 | 40.1608 | 0.79835 | 67.6345 | 67.6345 | 106 | 4.9788 | 0.022805 | 4.9788 | 0.0020565 | 0.037282 | 0.037282 | 62.8799 | 1.25 | 89.902 | 89.902 | 99 | 5.5748 | 0.020367 | 5.5748 | 0.0018367 | 0.035064 | 0.035064 | 55.7492 | 1.1349 | 82.8863 | 82.8863 | 98 | 5.6656 | 0.02004 | 5.6656 | 0.0018072 | 0.034767 | 0.034767 | 56.1759 | 1.1435 | 83.3044 | 83.3044 | 93 | 6.144 | 0.01848 | 6.144 | 0.0016665 | 0.033347 | 0.033347 | 53.0452 | 1.0327 | 80.2845 | 80.2845 | 94 | 6.0449 | 0.018783 | 6.0449 | 0.0016938 | 0.033622 | 0.033622 | 52.8011 | 1.0859 | 79.9872 | 79.9872 | 93 | 6.144 | 0.01848 | 6.144 | 0.0016665 | 0.033347 | 0.033347 | 53.7457 | 1.0796 | 80.9381 | 80.9381 | 99 | 5.5748 | 0.020367 | 5.5748 | 0.0018367 | 0.035064 | 0.035064 | 59.8538 | 1.1846 | 86.9412 | 86.9412 | 104 | 5.1424 | 0.022079 | 5.1424 | 0.0019911 | 0.036622 | 0.036622 | 64.6018 | 1.2713 | 91.6025 | 91.6025 | 110 | 4.6654 | 0.024337 | 4.6654 | 0.0021947 | 0.038676 | 0.038676 | 70.491 | 1.3863 | 97.3768 | 97.3768 | 114 | 4.3682 | 0.025993 | 4.3682 | 0.002344 | 0.040182 | 0.040182 | 74.4798 | 1.4275 | 101.3243 | 101.3243 | 110 | 4.6654 | 0.024337 | 4.6654 | 0.0021947 | 0.038676 | 0.038676 | 67.2368 | 1.3576 | 94.1512 | 94.1512 | 111 | 4.5897 | 0.024738 | 4.5897 | 0.0022309 | 0.039041 | 0.039041 | 69.4197 | 1.4117 | 96.28 | 96.28 | 118 | 4.0843 | 0.0278 | 4.0843 | 0.0025069 | 0.041826 | 0.041826 | 79.8061 | 1.5691 | 106.509 | 106.509 | 121 | 3.8782 | 0.029276 | 3.8782 | 0.0026401 | 0.04317 | 0.04317 | 83.1257 | 1.8234 | 109.5743 | 109.5743 | 99 | 5.5748 | 0.020367 | 5.5748 | 0.0018367 | 0.035064 | 0.035064 | 63.8131 | 1.0602 | 91.0249 | 91.0249
Grocery | [187 empty] | Freezer | #REF! | #REF! | #REF! | #REF! | #REF! | #REF! | #REF! | #REF! | #REF! | #REF! | #REF! | #REF!
MT, T8 to CC retrofit | /Door | 1 | 38 | 28 | 46.4486 | 53.4159 | 70.9563 | 0.0036 | -56.7 | 1.3284 | 126.2% | 84 | 9.5174 | 0.01193 | 9.5174 | 0.0074554 | 0.0080744 | 0.0080744 | 34.4689 | 32.9067 | -55.1377 | -55.1377 | 111 | 6.4426 | 0.017624 | 6.4426 | 0.011014 | 0.01021 | 0.01021 | 51.2925 | 48.9678 | -54.3752 | -54.3752 | 104 | 7.1731 | 0.015829 | 7.1731 | 0.0098919 | 0.0095367 | 0.0095367 | 45.7339 | 44.712 | -55.6781 | -55.6781 | 103 | 7.2811 | 0.015594 | 7.2811 | 0.0097453 | 0.0094487 | 0.0094487 | 46.1403 | 45.1061 | -55.6657 | -55.6657 | 98 | 7.8349 | 0.014492 | 7.8349 | 0.0090565 | 0.0090353 | 0.0090353 | 43.9081 | 41.0524 | -53.8443 | -53.8443 | 99 | 7.7222 | 0.014703 | 7.7222 | 0.0091886 | 0.0091146 | 0.0091146 | 43.6287 | 43.0912 | -56.1625 | -56.1625 | 98 | 7.8349 | 0.014492 | 7.8349 | 0.0090565 | 0.0090353 | 0.0090353 | 44.488 | 42.9166 | -55.1286 | -55.1286 | 104 | 7.1731 | 0.015829 | 7.1731 | 0.0098919 | 0.0095367 | 0.0095367 | 49.101 | 46.6701 | -54.2691 | -54.2691 | 109 | 6.6469 | 0.017082 | 6.6469 | 0.010675 | 0.010007 | 0.010007 | 52.756 | 49.8585 | -53.8025 | -53.8025 | 115 | 6.044 | 0.018786 | 6.044 | 0.01174 | 0.010646 | 0.010646 | 57.4348 | 54.2438 | -53.5089 | -53.5089 | 119 | 5.6586 | 0.020065 | 5.6586 | 0.01254 | 0.011126 | 0.011126 | 60.6895 | 55.863 | -51.8735 | -51.8735 | 115 | 6.044 | 0.018786 | 6.044 | 0.01174 | 0.010646 | 0.010646 | 54.7833 | 53.1221 | -55.0388 | -55.0388 | 116 | 5.9465 | 0.019094 | 5.9465 | 0.011932 | 0.010761 | 0.010761 | 56.5572 | 55.2365 | -55.3793 | -55.3793 | 123 | 5.2856 | 0.021481 | 5.2856 | 0.013424 | 0.011657 | 0.011657 | 65.0928 | 61.4626 | -53.0698 | -53.0698 | 126 | 5.0138 | 0.022646 | 5.0138 | 0.014152 | 0.012094 | 0.012094 | 67.8713 | 71.5005 | -60.3291 | -60.3291 | 104 | 7.1731 | 0.015829 | 7.1731 | 0.0098919 | 0.0095367 | 0.0095367 | 52.3491 | 41.7684 | -46.1193 | -46.1193
LT, T8 to CC retrofit | /Door | 1 | 0 | -10 | 46.4486 | 53.4159 | 70.9563 | 0.0036 | -56.7 | 1.3284 | 119.6% | 79 | 7.7386 | 0.014672 | 7.7386 | 0.0091691 | 0.0091029 | 0.0091029 | 40.1608 | 38.3406 | -54.8798 | -54.8798 | 106 | 4.9788 | 0.022805 | 4.9788 | 0.014252 | 0.012153 | 0.012153 | 62.8799 | 60.03 | -53.85 | -53.85 | 99 | 5.5748 | 0.020367 | 5.5748 | 0.012728 | 0.011239 | 0.011239 | 55.7492 | 54.5036 | -55.4543 | -55.4543 | 98 | 5.6656 | 0.02004 | 5.6656 | 0.012524 | 0.011116 | 0.011116 | 56.1759 | 54.9167 | -55.4408 | -55.4408 | 93 | 6.144 | 0.01848 | 6.144 | 0.011549 | 0.010531 | 0.010531 | 53.0452 | 49.5953 | -53.2501 | -53.2501 | 94 | 6.0449 | 0.018783 | 6.0449 | 0.011738 | 0.010645 | 0.010645 | 52.8011 | 52.1506 | -56.0494 | -56.0494 | 93 | 6.144 | 0.01848 | 6.144 | 0.011549 | 0.010531 | 0.010531 | 53.7457 | 51.8474 | -54.8016 | -54.8016 | 99 | 5.5748 | 0.020367 | 5.5748 | 0.012728 | 0.011239 | 0.011239 | 59.8538 | 56.8905 | -53.7367 | -53.7367 | 104 | 5.1424 | 0.022079 | 5.1424 | 0.013798 | 0.011881 | 0.011881 | 64.6018 | 61.0537 | -53.1519 | -53.1519 | 110 | 4.6654 | 0.024337 | 4.6654 | 0.015209 | 0.012728 | 0.012728 | 70.491 | 66.5746 | -52.7835 | -52.7835 | 114 | 4.3682 | 0.025993 | 4.3682 | 0.016244 | 0.013349 | 0.013349 | 74.4798 | 68.5566 | -50.7768 | -50.7768 | 110 | 4.6654 | 0.024337 | 4.6654 | 0.015209 | 0.012728 | 0.012728 | 67.2368 | 65.198 | -54.6612 | -54.6612 | 111 | 4.5897 | 0.024738 | 4.5897 | 0.01546 | 0.012878 | 0.012878 | 69.4197 | 67.7987 | -55.079 | -55.079 | 118 | 4.0843 | 0.0278 | 4.0843 | 0.017373 | 0.014027 | 0.014027 | 79.8061 | 75.3554 | -52.2493 | -52.2493 | 121 | 3.8782 | 0.029276 | 3.8782 | 0.018296 | 0.01458 | 0.01458 | 83.1257 | 87.5705 | -61.1448 | -61.1448 | 99 | 5.5748 | 0.020367 | 5.5748 | 0.012728 | 0.011239 | 0.011239 | 63.8131 | 50.9153 | -43.8022 | -43.8022
Change reference after Copy/paste
34.412
0
51.7178
63.3305
0
2.8975
3.5481
0
Note on B39: Devin Rauss: We're not doing these anymore right? I didn't bother to look at these...

## Multiplex_EEM_Savings_16CTZ
Y = a+b*x1+c*x2+d*x1^2+e*x2^2+f*x1*x2+g*x1^3+h*x2^3+i*x1*x2^2+j*x1^2*x2
[6 empty] | MT | LT
[5 empty] | a | 3.7535 | 9.8665
[5 empty] | b | -0.049642 | -0.23036
[5 empty] | c | 29.459 | 22.9056
|  | MT | LT |  | d | 0.00034207 | 0.0021889 | [7 empty] | CTZ1 | CTZ2 | CTZ3 | CTZ4 | CTZ5 | CTZ6 | CTZ7 | CTZ8 | CTZ9 | CTZ10 | CTZ11 | CTZ12 | CTZ13 | CTZ14 | CTZ15 | CTZ16
| Oversizing Factor (OS) | 13.04% | 13.04% |  | e | -11.7706 | -2.4887 | [5 empty] | Weather Factor |  | 74.26% | 74.8% | 76.05% | 77.87% | 76.26% | 78.9% | 79.73% | 79.38% | 78.58% | 77.74% | 74.95% | 76.13% | 77.88% | 77.03% | 85% | 71.04%
| Defrost Factor | 5% | 10% |  | f | -0.21294 | -0.24805 | [5 empty] | Overall Duty Cycle Factor | MT | 61.34% | 61.79% | 62.82% | 64.33% | 63% | 65.18% | 65.86% | 65.57% | 64.91% | 64.22% | 61.92% | 62.89% | 64.34% | 63.63% | 70.22% | 58.69%
| Weather Div. Factor | 85% | 85% |  | g | -1.4661e-06 | -7.575e-06 | [6 empty] | LT | 58.12% | 58.54% | 59.51% | 60.94% | 59.68% | 61.75% | 62.39% | 62.12% | 61.5% | 60.84% | 58.66% | 59.58% | 60.95% | 60.28% | 66.52% | 55.6%
| Overall Duty Cycle Factor | 70.22% | 66.52% |  | h | 6.8017 | 2.0361 | [5 empty] | EFLH | MT | 2889.3124 | 2910.4544 | 2958.8601 | 3029.8603 | 2967.2949 | 3069.8738 | 3102.0385 | 3088.4402 | 3057.3864 | 3024.6053 | 2916.2404 | 2962.0643 | 3030.2387 | 2997.0853 | 3307.2391 | 2764.0656
| Total Hours | 4710 | 4710 |  | i | -0.020187 | -0.021477 | [6 empty] | LT | 2737.2433 | 2757.2726 | 2803.1306 | 2870.394 | 2811.1215 | 2908.3015 | 2938.7733 | 2925.8907 | 2896.4713 | 2865.4156 | 2762.7541 | 2806.1662 | 2870.7525 | 2839.344 | 3133.1739 | 2618.5885
| EFLH | 3307.2391 | 3133.1739 |  | j | 0.00065794 | 0.00093831
Measure | Measure Unit | Total Unit | Box Temp | SET | Baseline Cooling Load | Compressor Capacity (Baseline Cooling Load with 15% OS) | Post Retrofit Cooling Load | Direct Power Reduction | Direct Energy Reduction | Part-Load-Ratio (Post Retrofit / Comp Cap) | Post Retrofit Duty Cycle Factor w/o Weather Factor Term | CTZ 1 - Arcata Summer Design Dry Bulb (ASHRAE Climatic Region X Data, 0.5% Column) [69oF] |  |  | CTZ9: CTZ 2 - Santa Rosa Summer Design Dry Bulb (ASHRAE Climatic Region X Data, 0.5% Column) [96oF] |  |  |  | CTZ 3 - Oakland Summer Design Dry Bulb (ASHRAE Climatic Region X Data, 0.5% Column) [89oF] | [10 empty] | CTZ 4 - Sunnyvale Summer Design Dry Bulb (ASHRAE Climatic Region X Data, 0.5% Column) [88oF] | [10 empty] | CTZ 5 - Santa Maria Summer Design Dry Bulb (ASHRAE Climatic Region X Data, 0.5% Column) [83oF] | [10 empty] | CTZ 6 - Torrance Summer Design Dry Bulb (ASHRAE Climatic Region X Data, 0.5% Column) [86oF] | [10 empty] | CTZ 7 - San Diego Summer Design Dry Bulb (ASHRAE Climatic Region X Data, 0.5% Column) [83oF] | [10 empty] | CTZ 8 - Fullerton Summer Design Dry Bulb (ASHRAE Climatic Region X Data, 0.5% Column) [94oF] | [10 empty] | CTZ 9 - Burbank - Glendale Summer Design Dry Bulb (ASHRAE Climatic Region X Data, 0.5% Column) [96oF] | [10 empty] | CTZ 10 - Riverside Summer Design Dry Bulb (ASHRAE Climatic Region X Data, 0.5% Column) [100oF] | [10 empty] | CTZ 11 - Red Bluff Summer Design Dry Bulb (ASHRAE Climatic Region X Data, 0.5% Column) [104oF] | [10 empty] | CTZ 12 - Sacramento Summer Design Dry Bulb (ASHRAE Climatic Region X Data, 0.5% Column) [100oF] | [10 empty] | CTZ 13 - Fresno Summer Design Dry Bulb (ASHRAE Climatic Region X Data, 0.5% Column) [101oF] | [10 empty] | CTZ 14 - Palmdale Summer Design Dry Bulb (ASHRAE Climatic Region X Data, 0.5% Column) [103oF] | [10 empty] | CTZ 15 - Palm Springs Intl Summer Design Dry Bulb (ASHRAE Climatic Region X Data, 0.5% Column) [113oF] | [10 empty] | CTZ 16 - Blue Canyon Summer Design Dry Bulb (ASHRAE Climatic Region X Data, 0.5% Column) [85oF]
[12 empty] | SCT | Baseline Comp EER | Comp kW (baseline) | Post Retrofit Comp EER | Post Retrofit Comp kW | Demand Savings | Demand Savings per Unit | Annual Energy (Old Syst.) | Annual Energy (New Syst.) | Annual Energy Savings | Annual Energy Savings per Unit | SCT | Baseline Comp EER | Comp kW (baseline) | Post Retrofit Comp EER | Post Retrofit Comp kW | Demand Savings | Demand Savings per Unit | Annual Energy (Old Syst.) | Annual Energy (New Syst.) | Annual Energy Savings | Annual Energy Savings per Unit | SCT | Baseline Comp EER | Comp kW (baseline) | Post Retrofit Comp EER | Post Retrofit Comp kW | Demand Savings | Demand Savings per Unit | Annual Energy (Old Syst.) | Annual Energy (New Syst.) | Annual Energy Savings | Annual Energy Savings per Unit | SCT | Baseline Comp EER | Comp kW (baseline) | Post Retrofit Comp EER | Post Retrofit Comp kW | Demand Savings | Demand Savings per Unit | Annual Energy (Old Syst.) | Annual Energy (New Syst.) | Annual Energy Savings | Annual Energy Savings per Unit | SCT | Baseline Comp EER | Comp kW (baseline) | Post Retrofit Comp EER | Post Retrofit Comp kW | Demand Savings | Demand Savings per Unit | Annual Energy (Old Syst.) | Annual Energy (New Syst.) | Annual Energy Savings | Annual Energy Savings per Unit | SCT | Baseline Comp EER | Comp kW (baseline) | Post Retrofit Comp EER | Post Retrofit Comp kW | Demand Savings | Demand Savings per Unit | Annual Energy (Old Syst.) | Annual Energy (New Syst.) | Annual Energy Savings | Annual Energy Savings per Unit | SCT | Baseline Comp EER | Comp kW (baseline) | Post Retrofit Comp EER | Post Retrofit Comp kW | Demand Savings | Demand Savings per Unit | Annual Energy (Old Syst.) | Annual Energy (New Syst.) | Annual Energy Savings | Annual Energy Savings per Unit | SCT | Baseline Comp EER | Comp kW (baseline) | Post Retrofit Comp EER | Post Retrofit Comp kW | Demand Savings | Demand Savings per Unit | Annual Energy (Old Syst.) | Annual Energy (New Syst.) | Annual Energy Savings | Annual Energy Savings per Unit | SCT | Baseline Comp EER | Comp kW (baseline) | Post Retrofit Comp EER | Post Retrofit Comp kW | Demand Savings | Demand Savings per Unit | Annual Energy (Old Syst.) | Annual Energy (New Syst.) | Annual Energy Savings | Annual Energy Savings per Unit | SCT | Baseline Comp EER | Comp kW (baseline) | Post Retrofit Comp EER | Post Retrofit Comp kW | Demand Savings | Demand Savings per Unit | Annual Energy (Old Syst.) | Annual Energy (New Syst.) | Annual Energy Savings | Annual Energy Savings per Unit | SCT | Baseline Comp EER | Comp kW (baseline) | Post Retrofit Comp EER | Post Retrofit Comp kW | Demand Savings | Demand Savings per Unit | Annual Energy (Old Syst.) | Annual Energy (New Syst.) | Annual Energy Savings | Annual Energy Savings per Unit | SCT | Baseline Comp EER | Comp kW (baseline) | Post Retrofit Comp EER | Post Retrofit Comp kW | Demand Savings | Demand Savings per Unit | Annual Energy (Old Syst.) | Annual Energy (New Syst.) | Annual Energy Savings | Annual Energy Savings per Unit | SCT | Baseline Comp EER | Comp kW (baseline) | Post Retrofit Comp EER | Post Retrofit Comp kW | Demand Savings | Demand Savings per Unit | Annual Energy (Old Syst.) | Annual Energy (New Syst.) | Annual Energy Savings | Annual Energy Savings per Unit | SCT | Baseline Comp EER | Comp kW (baseline) | Post Retrofit Comp EER | Post Retrofit Comp kW | Demand Savings | Demand Savings per Unit | Annual Energy (Old Syst.) | Annual Energy (New Syst.) | Annual Energy Savings | Annual Energy Savings per Unit | SCT | Baseline Comp EER | Comp kW (baseline) | Post Retrofit Comp EER | Post Retrofit Comp kW | Demand Savings | Demand Savings per Unit | Annual Energy (Old Syst.) | Annual Energy (New Syst.) | Annual Energy Savings | Annual Energy Savings per Unit | SCT | Baseline Comp EER | Comp kW (baseline) | Post Retrofit Comp EER | Post Retrofit Comp kW | Demand Savings | Demand Savings per Unit | Annual Energy (Old Syst.) | Annual Energy (New Syst.) | Annual Energy Savings | Annual Energy Savings per Unit
|  |  | [oF] | [oF] | [Btu/hr] | [Btu/hr] | [Btu/hr] | [kW] | [kWh] |  |  | [oF] | [Btu/hr/watts] | [kW] | [Btu/hr/watts] | [kW] | [DkW] | [DkW/unit] | [kWh] | [kWh] | [DkWh] | [DkWh/unit] | [oF] | [Btu/hr/watts] | [kW] | [Btu/hr/watts] | [kW] | [DkW] | [DkW/unit] | [kWh] | [kWh] | [DkWh] | [DkWh/unit] | [oF] | [Btu/hr/watts] | [kW] | [Btu/hr/watts] | [kW] | [DkW] | [DkW/unit] | [kWh] | [kWh] | [DkWh] | [DkWh/unit] | [oF] | [Btu/hr/watts] | [kW] | [Btu/hr/watts] | [kW] | [DkW] | [DkW/unit] | [kWh] | [kWh] | [DkWh] | [DkWh/unit] | [oF] | [Btu/hr/watts] | [kW] | [Btu/hr/watts] | [kW] | [DkW] | [DkW/unit] | [kWh] | [kWh] | [DkWh] | [DkWh/unit] | [oF] | [Btu/hr/watts] | [kW] | [Btu/hr/watts] | [kW] | [DkW] | [DkW/unit] | [kWh] | [kWh] | [DkWh] | [DkWh/unit] | [oF] | [Btu/hr/watts] | [kW] | [Btu/hr/watts] | [kW] | [DkW] | [DkW/unit] | [kWh] | [kWh] | [DkWh] | [DkWh/unit] | [oF] | [Btu/hr/watts] | [kW] | [Btu/hr/watts] | [kW] | [DkW] | [DkW/unit] | [kWh] | [kWh] | [DkWh] | [DkWh/unit] | [oF] | [Btu/hr/watts] | [kW] | [Btu/hr/watts] | [kW] | [DkW] | [DkW/unit] | [kWh] | [kWh] | [DkWh] | [DkWh/unit] | [oF] | [Btu/hr/watts] | [kW] | [Btu/hr/watts] | [kW] | [DkW] | [DkW/unit] | [kWh] | [kWh] | [DkWh] | [DkWh/unit] | [oF] | [Btu/hr/watts] | [kW] | [Btu/hr/watts] | [kW] | [DkW] | [DkW/unit] | [kWh] | [kWh] | [DkWh] | [DkWh/unit] | [oF] | [Btu/hr/watts] | [kW] | [Btu/hr/watts] | [kW] | [DkW] | [DkW/unit] | [kWh] | [kWh] | [DkWh] | [DkWh/unit] | [oF] | [Btu/hr/watts] | [kW] | [Btu/hr/watts] | [kW] | [DkW] | [DkW/unit] | [kWh] | [kWh] | [DkWh] | [DkWh/unit] | [oF] | [Btu/hr/watts] | [kW] | [Btu/hr/watts] | [kW] | [DkW] | [DkW/unit] | [kWh] | [kWh] | [DkWh] | [DkWh/unit] | [oF] | [Btu/hr/watts] | [kW] | [Btu/hr/watts] | [kW] | [DkW] | [DkW/unit] | [kWh] | [kWh] | [DkWh] | [DkWh/unit] | [oF] | [Btu/hr/watts] | [kW] | [Btu/hr/watts] | [kW] | [DkW] | [DkW/unit] | [kWh] | [kWh] | [DkWh] | [DkWh/unit]
[15 empty] | CTZ3: incl. direct; CTZ7: incl. direct; CTZ14: incl. direct |  | incl. direct | [6 empty] | incl. direct |  |  |  | incl. direct | [6 empty] | incl. direct |  |  |  | incl. direct | [6 empty] | incl. direct |  |  |  | incl. direct | [6 empty] | incl. direct |  |  |  | incl. direct | [6 empty] | incl. direct |  |  |  | incl. direct | [6 empty] | incl. direct |  |  |  | incl. direct | [6 empty] | incl. direct |  |  |  | incl. direct | [6 empty] | incl. direct |  |  |  | incl. direct | [6 empty] | incl. direct |  |  |  | incl. direct | [6 empty] | incl. direct |  |  |  | incl. direct | [6 empty] | incl. direct |  |  |  | incl. direct | [6 empty] | incl. direct |  |  |  | incl. direct | [6 empty] | incl. direct |  |  |  | incl. direct | [6 empty] | incl. direct |  |  |  | incl. direct
Lighting Retrofits for Reach-ins (T12 Baseline)
Grocery | [187 empty] | Freezer | #REF! | #REF! | #REF! | #REF! | #REF! | #REF! | #REF! | #REF! | #REF! | #REF! | #REF! | #REF!
MT, T12 to T8 retrofit | /Door | 1 | 38 | 28 | 113.541 | 130.5722 | 46.4486 | 0 | 293.904 | 0.35573 | 33.79% | 84 | 16.6547 | 0.0068174 | 16.6547 | 0.0027889 | 0.0040284 | 0.0040284 | 19.6975 | 3.2965 | 310.305 | 310.305 | 111 | 10.841 | 0.010473 | 10.841 | 0.0042845 | 0.0061888 | 0.0061888 | 30.4822 | 5.1014 | 319.2848 | 319.2848 | 104 | 11.9903 | 0.0094694 | 11.9903 | 0.0038739 | 0.0055956 | 0.0055956 | 27.3602 | 4.6891 | 316.5751 | 316.5751 | 103 | 12.1711 | 0.0093288 | 12.1711 | 0.0038163 | 0.0055125 | 0.0055125 | 27.6025 | 4.7303 | 316.7762 | 316.7762 | 98 | 13.1473 | 0.008636 | 13.1473 | 0.0035329 | 0.0051031 | 0.0051031 | 26.166 | 4.2886 | 315.7814 | 315.7814 | 99 | 12.942 | 0.0087731 | 12.942 | 0.003589 | 0.0051841 | 0.0051841 | 26.0324 | 4.5073 | 315.4291 | 315.4291 | 98 | 13.1473 | 0.008636 | 13.1473 | 0.0035329 | 0.0051031 | 0.0051031 | 26.5116 | 4.4833 | 315.9322 | 315.9322 | 104 | 11.9903 | 0.0094694 | 11.9903 | 0.0038739 | 0.0055956 | 0.0055956 | 29.3746 | 4.8944 | 318.3841 | 318.3841 | 109 | 11.15 | 0.010183 | 11.15 | 0.0041658 | 0.0060172 | 0.0060172 | 31.4496 | 5.2103 | 320.1433 | 320.1433 | 115 | 10.2624 | 0.011064 | 10.2624 | 0.0045261 | 0.0065377 | 0.0065377 | 33.8262 | 5.6003 | 322.1299 | 322.1299 | 119 | 9.7287 | 0.011671 | 9.7287 | 0.0047744 | 0.0068964 | 0.0068964 | 35.2995 | 5.6959 | 323.5076 | 323.5076 | 115 | 10.2624 | 0.011064 | 10.2624 | 0.0045261 | 0.0065377 | 0.0065377 | 32.2646 | 5.4845 | 320.6841 | 320.6841 | 116 | 10.1252 | 0.011214 | 10.1252 | 0.0045874 | 0.0066263 | 0.0066263 | 33.2159 | 5.6868 | 321.4331 | 321.4331 | 123 | 9.2301 | 0.012301 | 9.2301 | 0.0050323 | 0.0072689 | 0.0072689 | 37.2756 | 6.17 | 325.0096 | 325.0096 | 126 | 8.8734 | 0.012796 | 8.8734 | 0.0052346 | 0.0075611 | 0.0075611 | 38.3498 | 7.0822 | 325.1716 | 325.1716 | 104 | 11.9903 | 0.0094694 | 11.9903 | 0.0038739 | 0.0055956 | 0.0055956 | 31.3177 | 4.3804 | 320.8413 | 320.8413
LT, T12 to T8 retrofit | /Door | 1 | 0 | -10 | 113.541 | 130.5722 | 46.4486 | 0 | 293.904 | 0.35573 | 32.02% | 79 | 9.1087 | 0.012465 | 9.1087 | 0.0050994 | 0.0073658 | 0.0073658 | 34.1202 | 5.7102 | 322.314 | 322.314 | 106 | 6.3763 | 0.017807 | 6.3763 | 0.0072846 | 0.010522 | 0.010522 | 49.0983 | 8.2169 | 334.7854 | 334.7854 | 99 | 7.0393 | 0.01613 | 7.0393 | 0.0065985 | 0.0095312 | 0.0095312 | 44.1508 | 7.5667 | 330.4881 | 330.4881 | 98 | 7.1373 | 0.015908 | 7.1373 | 0.0065078 | 0.0094002 | 0.0094002 | 44.5924 | 7.6418 | 330.8545 | 330.8545 | 93 | 7.6382 | 0.014865 | 7.6382 | 0.0060811 | 0.0087838 | 0.0087838 | 42.668 | 6.9933 | 329.5787 | 329.5787 | 94 | 7.5367 | 0.015065 | 7.5367 | 0.006163 | 0.0089021 | 0.0089021 | 42.3497 | 7.3325 | 328.9212 | 328.9212 | 93 | 7.6382 | 0.014865 | 7.6382 | 0.0060811 | 0.0087838 | 0.0087838 | 43.2315 | 7.3108 | 329.8247 | 329.8247 | 99 | 7.0393 | 0.01613 | 7.0393 | 0.0065985 | 0.0095312 | 0.0095312 | 47.4014 | 7.8981 | 333.4073 | 333.4073 | 104 | 6.5612 | 0.017305 | 6.5612 | 0.0070793 | 0.010226 | 0.010226 | 50.6321 | 8.3884 | 336.1478 | 336.1478 | 110 | 6.0184 | 0.018866 | 6.0184 | 0.0077178 | 0.011148 | 0.011148 | 54.6442 | 9.0469 | 339.5012 | 339.5012 | 114 | 5.6781 | 0.019996 | 5.6781 | 0.0081804 | 0.011816 | 0.011816 | 57.2981 | 9.2456 | 341.9565 | 341.9565 | 110 | 6.0184 | 0.018866 | 6.0184 | 0.0077178 | 0.011148 | 0.011148 | 52.1215 | 8.8599 | 337.1656 | 337.1656 | 111 | 5.9316 | 0.019142 | 5.9316 | 0.0078308 | 0.011311 | 0.011311 | 53.7152 | 9.1964 | 338.4228 | 338.4228 | 118 | 5.3573 | 0.021194 | 5.3573 | 0.0086702 | 0.012524 | 0.012524 | 60.8424 | 10.0709 | 344.6755 | 344.6755 | 121 | 5.1306 | 0.02213 | 5.1306 | 0.0090533 | 0.013077 | 0.013077 | 62.8356 | 11.6041 | 345.1355 | 345.1355 | 99 | 7.0393 | 0.01613 | 7.0393 | 0.0065985 | 0.0095312 | 0.0095312 | 50.537 | 7.0686 | 337.3724 | 337.3724
Grocery | [187 empty] | Freezer | #REF! | #REF! | #REF! | #REF! | #REF! | #REF! | #REF! | #REF! | #REF! | #REF! | #REF! | #REF!
MT, T12 to 5' LED retrofit | /Door | 1 | 38 | 28 | 113.541 | 130.5722 | 31.71 | 0.084 | 395.64 | 0.24285 | 23.07% | 84 | 16.6547 | 0.0068174 | 16.6547 | 0.001904 | 0.088913 | 0.088913 | 19.6975 | 1.5364 | 413.8011 | 413.8011 | 111 | 10.841 | 0.010473 | 10.841 | 0.002925 | 0.091548 | 0.091548 | 30.4822 | 2.3776 | 423.7446 | 423.7446 | 104 | 11.9903 | 0.0094694 | 11.9903 | 0.0026447 | 0.090825 | 0.090825 | 27.3602 | 2.1854 | 420.8148 | 420.8148 | 103 | 12.1711 | 0.0093288 | 12.1711 | 0.0026054 | 0.090723 | 0.090723 | 27.6025 | 2.2046 | 421.0379 | 421.0379 | 98 | 13.1473 | 0.008636 | 13.1473 | 0.0024119 | 0.090224 | 0.090224 | 26.166 | 1.9988 | 419.8073 | 419.8073 | 101 | 12.5467 | 0.0090495 | 12.5467 | 0.0025274 | 0.090522 | 0.090522 | 26.8525 | 2.1669 | 420.3256 | 420.3256 | 98 | 13.1473 | 0.008636 | 13.1473 | 0.0024119 | 0.090224 | 0.090224 | 26.5116 | 2.0895 | 420.062 | 420.062 | 109 | 11.15 | 0.010183 | 11.15 | 0.0028439 | 0.091339 | 0.091339 | 31.5881 | 2.453 | 424.7751 | 424.7751 | 111 | 10.841 | 0.010473 | 10.841 | 0.002925 | 0.091548 | 0.091548 | 32.3463 | 2.4976 | 425.4887 | 425.4887 | 115 | 10.2624 | 0.011064 | 10.2624 | 0.0030899 | 0.091974 | 0.091974 | 33.8262 | 2.6101 | 426.8561 | 426.8561 | 119 | 9.7287 | 0.011671 | 9.7287 | 0.0032594 | 0.092411 | 0.092411 | 35.2995 | 2.6547 | 428.2848 | 428.2848 | 115 | 10.2624 | 0.011064 | 10.2624 | 0.0030899 | 0.091974 | 0.091974 | 32.2646 | 2.5561 | 425.3485 | 425.3485 | 116 | 10.1252 | 0.011214 | 10.1252 | 0.0031318 | 0.092082 | 0.092082 | 33.2159 | 2.6504 | 426.2054 | 426.2054 | 118 | 9.8584 | 0.011517 | 9.8584 | 0.0032165 | 0.092301 | 0.092301 | 34.8997 | 2.6924 | 427.8473 | 427.8473 | 128 | 8.6415 | 0.013139 | 8.6415 | 0.0036695 | 0.09347 | 0.09347 | 39.3788 | 3.3894 | 431.6294 | 431.6294 | 100 | 12.7418 | 0.0089109 | 12.7418 | 0.0024887 | 0.090422 | 0.090422 | 29.4705 | 1.9211 | 423.1894 | 423.1894
LT, T12 to 5' LED retrofit | /Door | 1 | 0 | -10 | 113.541 | 130.5722 | 31.71 | 0.084 | 395.64 | 0.24285 | 21.86% | 79 | 9.1087 | 0.012465 | 9.1087 | 0.0034813 | 0.092984 | 0.092984 | 34.1202 | 2.6613 | 427.0989 | 427.0989 | 106 | 6.3763 | 0.017807 | 6.3763 | 0.0049731 | 0.096834 | 0.096834 | 49.0983 | 3.8296 | 440.9087 | 440.9087 | 99 | 7.0393 | 0.01613 | 7.0393 | 0.0045047 | 0.095625 | 0.095625 | 44.1508 | 3.5266 | 436.2642 | 436.2642 | 98 | 7.1373 | 0.015908 | 7.1373 | 0.0044428 | 0.095465 | 0.095465 | 44.5924 | 3.5616 | 436.6708 | 436.6708 | 93 | 7.6382 | 0.014865 | 7.6382 | 0.0041515 | 0.094713 | 0.094713 | 42.668 | 3.2593 | 435.0487 | 435.0487 | 96 | 7.3357 | 0.015478 | 7.3357 | 0.0043227 | 0.095155 | 0.095155 | 43.5105 | 3.5111 | 435.6394 | 435.6394 | 93 | 7.6382 | 0.014865 | 7.6382 | 0.0041515 | 0.094713 | 0.094713 | 43.2315 | 3.4073 | 435.4642 | 435.4642 | 104 | 6.5612 | 0.017305 | 6.5612 | 0.0048329 | 0.096472 | 0.096472 | 50.8551 | 3.9492 | 442.5458 | 442.5458 | 106 | 6.3763 | 0.017807 | 6.3763 | 0.0049731 | 0.096834 | 0.096834 | 52.1009 | 4.0229 | 443.7179 | 443.7179 | 110 | 6.0184 | 0.018866 | 6.0184 | 0.0052689 | 0.097597 | 0.097597 | 54.6442 | 4.2165 | 446.0677 | 446.0677 | 114 | 5.6781 | 0.019996 | 5.6781 | 0.0055847 | 0.098412 | 0.098412 | 57.2981 | 4.3091 | 448.6291 | 448.6291 | 110 | 6.0184 | 0.018866 | 6.0184 | 0.0052689 | 0.097597 | 0.097597 | 52.1215 | 4.1293 | 443.6322 | 443.6322 | 111 | 5.9316 | 0.019142 | 5.9316 | 0.005346 | 0.097796 | 0.097796 | 53.7152 | 4.2862 | 445.069 | 445.069 | 113 | 5.7614 | 0.019707 | 5.7614 | 0.0055039 | 0.098203 | 0.098203 | 56.5746 | 4.3645 | 447.8502 | 447.8502 | 123 | 4.9865 | 0.02277 | 4.9865 | 0.0063592 | 0.10041 | 0.10041 | 64.6508 | 5.5645 | 454.7263 | 454.7263 | 95 | 7.4359 | 0.015269 | 7.4359 | 0.0042645 | 0.095005 | 0.095005 | 47.8417 | 3.1187 | 440.3629 | 440.3629
MT, T12 to 6' LED retrofit | /Door | 1 | 38 | 28 | 124.6014 | 143.2916 | 45.2162 | 0.0856 | 403.176 | 0.31555 | 29.98% | 84 | 16.6547 | 0.0074815 | 16.6547 | 0.0027149 | 0.090367 | 0.090367 | 21.6163 | 2.8466 | 421.9457 | 421.9457 | 111 | 10.841 | 0.011494 | 10.841 | 0.0041709 | 0.092923 | 0.092923 | 33.4515 | 4.4051 | 432.2224 | 432.2224 | 104 | 11.9903 | 0.010392 | 11.9903 | 0.0037711 | 0.092221 | 0.092221 | 30.0254 | 4.0491 | 429.1523 | 429.1523 | 103 | 12.1711 | 0.010238 | 12.1711 | 0.0037151 | 0.092122 | 0.092122 | 30.2913 | 4.0847 | 429.3827 | 429.3827 | 98 | 13.1473 | 0.0094773 | 13.1473 | 0.0034392 | 0.091638 | 0.091638 | 28.7149 | 3.7033 | 428.1876 | 428.1876 | 101 | 12.5467 | 0.009931 | 12.5467 | 0.0036038 | 0.091927 | 0.091927 | 29.4683 | 4.0147 | 428.6295 | 428.6295 | 98 | 13.1473 | 0.0094773 | 13.1473 | 0.0034392 | 0.091638 | 0.091638 | 29.0942 | 3.8715 | 428.3987 | 428.3987 | 109 | 11.15 | 0.011175 | 11.15 | 0.0040552 | 0.09272 | 0.09272 | 34.6652 | 4.5449 | 433.2962 | 433.2962 | 111 | 10.841 | 0.011494 | 10.841 | 0.0041709 | 0.092923 | 0.092923 | 35.4972 | 4.6275 | 434.0457 | 434.0457 | 115 | 10.2624 | 0.012142 | 10.2624 | 0.004406 | 0.093336 | 0.093336 | 37.1213 | 4.836 | 435.4614 | 435.4614 | 119 | 9.7287 | 0.012808 | 9.7287 | 0.0046477 | 0.09376 | 0.09376 | 38.7381 | 4.9185 | 436.9956 | 436.9956 | 115 | 10.2624 | 0.012142 | 10.2624 | 0.004406 | 0.093336 | 0.093336 | 35.4076 | 4.736 | 433.8476 | 433.8476 | 116 | 10.1252 | 0.012306 | 10.1252 | 0.0044657 | 0.09344 | 0.09344 | 36.4515 | 4.9107 | 434.7169 | 434.7169 | 118 | 9.8584 | 0.012639 | 9.8584 | 0.0045865 | 0.093653 | 0.093653 | 38.2994 | 4.9883 | 436.487 | 436.487 | 128 | 8.6415 | 0.014419 | 8.6415 | 0.0052324 | 0.094786 | 0.094786 | 43.2148 | 6.2797 | 440.111 | 440.111 | 100 | 12.7418 | 0.009779 | 12.7418 | 0.0035487 | 0.09183 | 0.09183 | 32.3413 | 3.5594 | 431.9579 | 431.9579
LT, T12 to 6' LED retrofit | /Door | 1 | 0 | -10 | 124.6014 | 143.2916 | 45.2162 | 0.0856 | 403.176 | 0.31555 | 28.4% | 79 | 9.1087 | 0.013679 | 9.1087 | 0.0049641 | 0.094315 | 0.094315 | 37.4439 | 4.9309 | 435.6891 | 435.6891 | 106 | 6.3763 | 0.019541 | 6.3763 | 0.0070913 | 0.09805 | 0.09805 | 53.8811 | 7.0954 | 449.9617 | 449.9617 | 99 | 7.0393 | 0.017701 | 7.0393 | 0.0064234 | 0.096877 | 0.096877 | 48.4516 | 6.534 | 445.0936 | 445.0936 | 98 | 7.1373 | 0.017458 | 7.1373 | 0.0063352 | 0.096723 | 0.096723 | 48.9362 | 6.5989 | 445.5133 | 445.5133 | 93 | 7.6382 | 0.016313 | 7.6382 | 0.0059197 | 0.095993 | 0.095993 | 46.8244 | 6.0388 | 443.9616 | 443.9616 | 96 | 7.3357 | 0.016986 | 7.3357 | 0.0061639 | 0.096422 | 0.096422 | 47.749 | 6.5053 | 444.4197 | 444.4197 | 93 | 7.6382 | 0.016313 | 7.6382 | 0.0059197 | 0.095993 | 0.095993 | 47.4428 | 6.313 | 444.3058 | 444.3058 | 104 | 6.5612 | 0.018991 | 6.5612 | 0.0068914 | 0.097699 | 0.097699 | 55.809 | 7.3171 | 451.6679 | 451.6679 | 106 | 6.3763 | 0.019541 | 6.3763 | 0.0070913 | 0.09805 | 0.09805 | 57.1761 | 7.4536 | 452.8985 | 452.8985 | 110 | 6.0184 | 0.020704 | 6.0184 | 0.007513 | 0.098791 | 0.098791 | 59.9672 | 7.8122 | 455.331 | 455.331 | 114 | 5.6781 | 0.021944 | 5.6781 | 0.0079633 | 0.099581 | 0.099581 | 62.8797 | 7.9837 | 458.0719 | 458.0719 | 110 | 6.0184 | 0.020704 | 6.0184 | 0.007513 | 0.098791 | 0.098791 | 57.1988 | 7.6507 | 452.7241 | 452.7241 | 111 | 5.9316 | 0.021007 | 5.9316 | 0.007623 | 0.098984 | 0.098984 | 58.9477 | 7.9413 | 454.1824 | 454.1824 | 113 | 5.7614 | 0.021627 | 5.7614 | 0.0078481 | 0.099379 | 0.099379 | 62.0857 | 8.0864 | 457.1753 | 457.1753 | 123 | 4.9865 | 0.024988 | 4.9865 | 0.0090677 | 0.10152 | 0.10152 | 70.9486 | 10.3098 | 463.8148 | 463.8148 | 95 | 7.4359 | 0.016757 | 7.4359 | 0.0060808 | 0.096276 | 0.096276 | 52.5021 | 5.7783 | 449.8997 | 449.8997
Grocery | [187 empty] | Freezer | #REF! | #REF! | #REF! | #REF! | #REF! | #REF! | #REF! | #REF! | #REF! | #REF! | #REF! | #REF!
MT, T12 to FO retrofit | /Door | 1 | 38 | 28 | 113.541 | 130.5722 | 10.239 | 0.078933 | 322.176 | 0.078416 | 7.45% | 84 | 16.6547 | 0.0068174 | 16.6547 | 0.00061478 | 0.085136 | 0.085136 | 19.6975 | 0.16018 | 341.7133 | 341.7133 | 111 | 10.841 | 0.010473 | 10.841 | 0.00094447 | 0.088462 | 0.088462 | 30.4822 | 0.24789 | 352.4103 | 352.4103 | 104 | 11.9903 | 0.0094694 | 11.9903 | 0.00085394 | 0.087549 | 0.087549 | 27.3602 | 0.22785 | 349.3083 | 349.3083 | 103 | 12.1711 | 0.0093288 | 12.1711 | 0.00084126 | 0.087421 | 0.087421 | 27.6025 | 0.22986 | 349.5486 | 349.5486 | 98 | 13.1473 | 0.008636 | 13.1473 | 0.00077879 | 0.086791 | 0.086791 | 26.166 | 0.20839 | 348.1336 | 348.1336 | 99 | 12.942 | 0.0087731 | 12.942 | 0.00079115 | 0.086915 | 0.086915 | 26.0324 | 0.21902 | 347.9893 | 347.9893 | 98 | 13.1473 | 0.008636 | 13.1473 | 0.00077879 | 0.086791 | 0.086791 | 26.5116 | 0.21786 | 348.4697 | 348.4697 | 104 | 11.9903 | 0.0094694 | 11.9903 | 0.00085394 | 0.087549 | 0.087549 | 29.3746 | 0.23783 | 351.3127 | 351.3127 | 109 | 11.15 | 0.010183 | 11.15 | 0.00091829 | 0.088198 | 0.088198 | 31.4496 | 0.25318 | 353.3724 | 353.3724 | 115 | 10.2624 | 0.011064 | 10.2624 | 0.00099772 | 0.088999 | 0.088999 | 33.8262 | 0.27213 | 355.7301 | 355.7301 | 119 | 9.7287 | 0.011671 | 9.7287 | 0.0010525 | 0.089552 | 0.089552 | 35.2995 | 0.27678 | 357.1987 | 357.1987 | 115 | 10.2624 | 0.011064 | 10.2624 | 0.00099772 | 0.088999 | 0.088999 | 32.2646 | 0.26651 | 354.1741 | 354.1741 | 116 | 10.1252 | 0.011214 | 10.1252 | 0.0010112 | 0.089136 | 0.089136 | 33.2159 | 0.27634 | 355.1155 | 355.1155 | 123 | 9.2301 | 0.012301 | 9.2301 | 0.0011093 | 0.090125 | 0.090125 | 37.2756 | 0.29982 | 359.1518 | 359.1518 | 126 | 8.8734 | 0.012796 | 8.8734 | 0.0011539 | 0.090575 | 0.090575 | 38.3498 | 0.34414 | 360.1817 | 360.1817 | 104 | 11.9903 | 0.0094694 | 11.9903 | 0.00085394 | 0.087549 | 0.087549 | 31.3177 | 0.21285 | 353.2809 | 353.2809
LT, T12 to FO retrofit | /Door | 1 | 0 | -10 | 113.541 | 130.5722 | 10.239 | 0.078933 | 322.176 | 0.078416 | 7.057% | 79 | 9.1087 | 0.012465 | 9.1087 | 0.0011241 | 0.090274 | 0.090274 | 34.1202 | 0.27747 | 356.0187 | 356.0187 | 106 | 6.3763 | 0.017807 | 6.3763 | 0.0016058 | 0.095134 | 0.095134 | 49.0983 | 0.39928 | 370.875 | 370.875 | 99 | 7.0393 | 0.01613 | 7.0393 | 0.0014546 | 0.093608 | 0.093608 | 44.1508 | 0.36769 | 365.9591 | 365.9591 | 98 | 7.1373 | 0.015908 | 7.1373 | 0.0014346 | 0.093407 | 0.093407 | 44.5924 | 0.37134 | 366.397 | 366.397 | 93 | 7.6382 | 0.014865 | 7.6382 | 0.0013405 | 0.092458 | 0.092458 | 42.668 | 0.33982 | 364.5042 | 364.5042 | 94 | 7.5367 | 0.015065 | 7.5367 | 0.0013585 | 0.09264 | 0.09264 | 42.3497 | 0.3563 | 364.1694 | 364.1694 | 93 | 7.6382 | 0.014865 | 7.6382 | 0.0013405 | 0.092458 | 0.092458 | 43.2315 | 0.35525 | 365.0522 | 365.0522 | 99 | 7.0393 | 0.01613 | 7.0393 | 0.0014546 | 0.093608 | 0.093608 | 47.4014 | 0.38379 | 369.1936 | 369.1936 | 104 | 6.5612 | 0.017305 | 6.5612 | 0.0015605 | 0.094678 | 0.094678 | 50.6321 | 0.40761 | 372.4005 | 372.4005 | 110 | 6.0184 | 0.018866 | 6.0184 | 0.0017013 | 0.096098 | 0.096098 | 54.6442 | 0.43961 | 376.3806 | 376.3806 | 114 | 5.6781 | 0.019996 | 5.6781 | 0.0018033 | 0.097127 | 0.097127 | 57.2981 | 0.44927 | 379.0248 | 379.0248 | 110 | 6.0184 | 0.018866 | 6.0184 | 0.0017013 | 0.096098 | 0.096098 | 52.1215 | 0.43052 | 373.867 | 373.867 | 111 | 5.9316 | 0.019142 | 5.9316 | 0.0017262 | 0.096349 | 0.096349 | 53.7152 | 0.44688 | 375.4443 | 375.4443 | 118 | 5.3573 | 0.021194 | 5.3573 | 0.0019112 | 0.098216 | 0.098216 | 60.8424 | 0.48937 | 382.5291 | 382.5291 | 121 | 5.1306 | 0.02213 | 5.1306 | 0.0019957 | 0.099068 | 0.099068 | 62.8356 | 0.56387 | 384.4477 | 384.4477 | 99 | 7.0393 | 0.01613 | 7.0393 | 0.0014546 | 0.093608 | 0.093608 | 50.537 | 0.34348 | 372.3695 | 372.3695
Grocery | [187 empty] | Freezer | #REF! | #REF! | #REF! | #REF! | #REF! | #REF! | #REF! | #REF! | #REF! | #REF! | #REF! | #REF!
MT, T12 to CC retrofit | /Door | 1 | 38 | 28 | 113.541 | 130.5722 | 70.9563 | 0.066 | 237.204 | 0.54343 | 51.63% | 84 | 16.6547 | 0.0068174 | 16.6547 | 0.0042604 | 0.068557 | 0.068557 | 19.6975 | 7.6929 | 249.2087 | 249.2087 | 111 | 10.841 | 0.010473 | 10.841 | 0.0065452 | 0.069928 | 0.069928 | 30.4822 | 11.9048 | 255.7814 | 255.7814 | 104 | 11.9903 | 0.0094694 | 11.9903 | 0.0059178 | 0.069552 | 0.069552 | 27.3602 | 10.9427 | 253.6215 | 253.6215 | 103 | 12.1711 | 0.0093288 | 12.1711 | 0.0058299 | 0.069499 | 0.069499 | 27.6025 | 11.0388 | 253.7677 | 253.7677 | 98 | 13.1473 | 0.008636 | 13.1473 | 0.005397 | 0.069239 | 0.069239 | 26.166 | 10.0081 | 253.3619 | 253.3619 | 99 | 12.942 | 0.0087731 | 12.942 | 0.0054827 | 0.06929 | 0.06929 | 26.0324 | 10.5184 | 252.718 | 252.718 | 98 | 13.1473 | 0.008636 | 13.1473 | 0.005397 | 0.069239 | 0.069239 | 26.5116 | 10.4626 | 253.253 | 253.253 | 104 | 11.9903 | 0.0094694 | 11.9903 | 0.0059178 | 0.069552 | 0.069552 | 29.3746 | 11.4219 | 255.1566 | 255.1566 | 109 | 11.15 | 0.010183 | 11.15 | 0.0063638 | 0.069819 | 0.069819 | 31.4496 | 12.1591 | 256.4945 | 256.4945 | 115 | 10.2624 | 0.011064 | 10.2624 | 0.0069142 | 0.07015 | 0.07015 | 33.8262 | 13.0692 | 257.9611 | 257.9611 | 119 | 9.7287 | 0.011671 | 9.7287 | 0.0072935 | 0.070377 | 0.070377 | 35.2995 | 13.2923 | 259.2112 | 259.2112 | 115 | 10.2624 | 0.011064 | 10.2624 | 0.0069142 | 0.07015 | 0.07015 | 32.2646 | 12.7989 | 256.6697 | 256.6697 | 116 | 10.1252 | 0.011214 | 10.1252 | 0.0070079 | 0.070206 | 0.070206 | 33.2159 | 13.271 | 257.1489 | 257.1489 | 123 | 9.2301 | 0.012301 | 9.2301 | 0.0076875 | 0.070614 | 0.070614 | 37.2756 | 14.3987 | 260.0809 | 260.0809 | 126 | 8.8734 | 0.012796 | 8.8734 | 0.0079965 | 0.070799 | 0.070799 | 38.3498 | 16.5275 | 259.0264 | 259.0264 | 104 | 11.9903 | 0.0094694 | 11.9903 | 0.0059178 | 0.069552 | 0.069552 | 31.3177 | 10.2223 | 258.2994 | 258.2994
LT, T12 to CC retrofit | /Door | 1 | 0 | -10 | 113.541 | 130.5722 | 70.9563 | 0.066 | 237.204 | 0.54343 | 48.91% | 79 | 9.1087 | 0.012465 | 9.1087 | 0.00779 | 0.070675 | 0.070675 | 34.1202 | 13.3256 | 257.9986 | 257.9986 | 106 | 6.3763 | 0.017807 | 6.3763 | 0.011128 | 0.072679 | 0.072679 | 49.0983 | 19.1753 | 267.127 | 267.127 | 99 | 7.0393 | 0.01613 | 7.0393 | 0.01008 | 0.07205 | 0.07205 | 44.1508 | 17.6581 | 263.6967 | 263.6967 | 98 | 7.1373 | 0.015908 | 7.1373 | 0.0099416 | 0.071966 | 0.071966 | 44.5924 | 17.8334 | 263.9629 | 263.9629 | 93 | 7.6382 | 0.014865 | 7.6382 | 0.0092896 | 0.071575 | 0.071575 | 42.668 | 16.3199 | 263.5521 | 263.5521 | 94 | 7.5367 | 0.015065 | 7.5367 | 0.0094147 | 0.07165 | 0.07165 | 42.3497 | 17.1114 | 262.4423 | 262.4423 | 93 | 7.6382 | 0.014865 | 7.6382 | 0.0092896 | 0.071575 | 0.071575 | 43.2315 | 17.0609 | 263.3746 | 263.3746 | 99 | 7.0393 | 0.01613 | 7.0393 | 0.01008 | 0.07205 | 0.07205 | 47.4014 | 18.4314 | 266.174 | 266.174 | 104 | 6.5612 | 0.017305 | 6.5612 | 0.010814 | 0.07249 | 0.07249 | 50.6321 | 19.5755 | 268.2606 | 268.2606 | 110 | 6.0184 | 0.018866 | 6.0184 | 0.01179 | 0.073076 | 0.073076 | 54.6442 | 21.1124 | 270.7358 | 270.7358 | 114 | 5.6781 | 0.019996 | 5.6781 | 0.012497 | 0.0735 | 0.0735 | 57.2981 | 21.576 | 272.9261 | 272.9261 | 110 | 6.0184 | 0.018866 | 6.0184 | 0.01179 | 0.073076 | 0.073076 | 52.1215 | 20.6759 | 268.6496 | 268.6496 | 111 | 5.9316 | 0.019142 | 5.9316 | 0.011962 | 0.073179 | 0.073179 | 53.7152 | 21.4613 | 269.4579 | 269.4579 | 118 | 5.3573 | 0.021194 | 5.3573 | 0.013245 | 0.073949 | 0.073949 | 60.8424 | 23.502 | 274.5444 | 274.5444 | 121 | 5.1306 | 0.02213 | 5.1306 | 0.01383 | 0.0743 | 0.0743 | 62.8356 | 27.08 | 272.9596 | 272.9596 | 99 | 7.0393 | 0.01613 | 7.0393 | 0.01008 | 0.07205 | 0.07205 | 50.537 | 16.4956 | 271.2454 | 271.2454
[15 empty] | CTZ3: incl. direct; CTZ7: incl. direct; CTZ14: incl. direct |  | incl. direct | [6 empty] | incl. direct |  |  |  | incl. direct | [6 empty] | incl. direct |  |  |  | incl. direct | [6 empty] | incl. direct |  |  |  | incl. direct | [6 empty] | incl. direct |  |  |  | incl. direct | [6 empty] | incl. direct |  |  |  | incl. direct | [6 empty] | incl. direct |  |  |  | incl. direct | [6 empty] | incl. direct |  |  |  | incl. direct | [6 empty] | incl. direct |  |  |  | incl. direct | [6 empty] | incl. direct |  |  |  | incl. direct | [6 empty] | incl. direct |  |  |  | incl. direct | [6 empty] | incl. direct |  |  |  | incl. direct | [6 empty] | incl. direct |  |  |  | incl. direct | [6 empty] | incl. direct |  |  |  | incl. direct | [6 empty] | incl. direct |  |  |  | incl. direct
Lighting Retrofits for Reach-ins (T8 Baseline)
Grocery | [187 empty] | Freezer | #REF! | #REF! | #REF! | #REF! | #REF! | #REF! | #REF! | #REF! | #REF! | #REF! | #REF! | #REF!
MT, T8 to 5' LED retrofit | /Door | 1 | 38 | 28 | 46.4486 | 53.4159 | 31.71 | 0.0216 | 101.736 | 0.59364 | 56.4% | 84 | 16.6547 | 0.0027889 | 16.6547 | 0.001904 | 0.022485 | 0.022485 | 8.0581 | 3.7556 | 106.0385 | 106.0385 | 111 | 10.841 | 0.0042845 | 10.841 | 0.002925 | 0.02296 | 0.02296 | 12.47 | 5.8118 | 108.3941 | 108.3941 | 104 | 11.9903 | 0.0038739 | 11.9903 | 0.0026447 | 0.022829 | 0.022829 | 11.1928 | 5.3422 | 107.5866 | 107.5866 | 103 | 12.1711 | 0.0038163 | 12.1711 | 0.0026054 | 0.022811 | 0.022811 | 11.2919 | 5.3891 | 107.6389 | 107.6389 | 98 | 13.1473 | 0.0035329 | 13.1473 | 0.0024119 | 0.022721 | 0.022721 | 10.7043 | 4.8859 | 107.5544 | 107.5544 | 101 | 12.5467 | 0.0037021 | 12.5467 | 0.0025274 | 0.022775 | 0.022775 | 10.9851 | 5.2968 | 107.4243 | 107.4243 | 98 | 13.1473 | 0.0035329 | 13.1473 | 0.0024119 | 0.022721 | 0.022721 | 10.8456 | 5.1078 | 107.4739 | 107.4739 | 109 | 11.15 | 0.0041658 | 11.15 | 0.0028439 | 0.022922 | 0.022922 | 12.9224 | 5.9963 | 108.6621 | 108.6621 | 111 | 10.841 | 0.0042845 | 10.841 | 0.002925 | 0.02296 | 0.02296 | 13.2326 | 6.1053 | 108.8633 | 108.8633 | 115 | 10.2624 | 0.0045261 | 10.2624 | 0.0030899 | 0.023036 | 0.023036 | 13.838 | 6.3803 | 109.1937 | 109.1937 | 119 | 9.7287 | 0.0047744 | 9.7287 | 0.0032594 | 0.023115 | 0.023115 | 14.4407 | 6.4892 | 109.6875 | 109.6875 | 115 | 10.2624 | 0.0045261 | 10.2624 | 0.0030899 | 0.023036 | 0.023036 | 13.1992 | 6.2484 | 108.6868 | 108.6868 | 116 | 10.1252 | 0.0045874 | 10.1252 | 0.0031318 | 0.023056 | 0.023056 | 13.5883 | 6.4788 | 108.8455 | 108.8455 | 118 | 9.8584 | 0.0047116 | 9.8584 | 0.0032165 | 0.023095 | 0.023095 | 14.2772 | 6.5813 | 109.4318 | 109.4318 | 128 | 8.6415 | 0.0053751 | 8.6415 | 0.0036695 | 0.023306 | 0.023306 | 16.1095 | 8.2851 | 109.5604 | 109.5604 | 100 | 12.7418 | 0.0036454 | 12.7418 | 0.0024887 | 0.022757 | 0.022757 | 12.0561 | 4.6961 | 109.096 | 109.096
LT, T8 HO to 5' LED retrofit | /Door | 1 | 0 | -10 | 72.3202 | 83.1682 | 31.71 | 0.04596 | 216.4716 | 0.38128 | 34.31% | 79 | 9.1087 | 0.0079397 | 9.1087 | 0.0034813 | 0.050418 | 0.050418 | 21.7329 | 4.1782 | 234.0263 | 234.0263 | 106 | 6.3763 | 0.011342 | 6.3763 | 0.0049731 | 0.052329 | 0.052329 | 31.2733 | 6.0124 | 241.7325 | 241.7325 | 99 | 7.0393 | 0.010274 | 7.0393 | 0.0045047 | 0.051729 | 0.051729 | 28.1219 | 5.5367 | 239.0568 | 239.0568 | 98 | 7.1373 | 0.010133 | 7.1373 | 0.0044428 | 0.05165 | 0.05165 | 28.4032 | 5.5916 | 239.2831 | 239.2831 | 93 | 7.6382 | 0.0094682 | 7.6382 | 0.0041515 | 0.051277 | 0.051277 | 27.1775 | 5.1171 | 238.532 | 238.532 | 96 | 7.3357 | 0.0098587 | 7.3357 | 0.0043227 | 0.051496 | 0.051496 | 27.7141 | 5.5123 | 238.6734 | 238.6734 | 93 | 7.6382 | 0.0094682 | 7.6382 | 0.0041515 | 0.051277 | 0.051277 | 27.5364 | 5.3494 | 238.6585 | 238.6585 | 104 | 6.5612 | 0.011022 | 6.5612 | 0.0048329 | 0.052149 | 0.052149 | 32.3922 | 6.2002 | 242.6636 | 242.6636 | 106 | 6.3763 | 0.011342 | 6.3763 | 0.0049731 | 0.052329 | 0.052329 | 33.1857 | 6.3159 | 243.3414 | 243.3414 | 110 | 6.0184 | 0.012017 | 6.0184 | 0.0052689 | 0.052708 | 0.052708 | 34.8057 | 6.6198 | 244.6575 | 244.6575 | 114 | 5.6781 | 0.012737 | 5.6781 | 0.0055847 | 0.053112 | 0.053112 | 36.4961 | 6.7651 | 246.2026 | 246.2026 | 110 | 6.0184 | 0.012017 | 6.0184 | 0.0052689 | 0.052708 | 0.052708 | 33.1989 | 6.4829 | 243.1876 | 243.1876 | 111 | 5.9316 | 0.012192 | 5.9316 | 0.005346 | 0.052806 | 0.052806 | 34.214 | 6.7292 | 243.9564 | 243.9564 | 113 | 5.7614 | 0.012553 | 5.7614 | 0.0055039 | 0.053009 | 0.053009 | 36.0353 | 6.8521 | 245.6548 | 245.6548 | 123 | 4.9865 | 0.014503 | 4.9865 | 0.0063592 | 0.054104 | 0.054104 | 41.1794 | 8.7362 | 248.9149 | 248.9149 | 95 | 7.4359 | 0.0097259 | 7.4359 | 0.0042645 | 0.051421 | 0.051421 | 30.4728 | 4.8963 | 242.0481 | 242.0481
MT, T8 to Tier 2 LED retrofit | /Door | 1 | 38 | 28 | 46.4486 | 53.4159 | 45.2162 | --- | --- | 0.84649 | 80.42% | 84 | 16.6547 | 0.0068174 | 16.6547 | 0.0027149 | #VALUE! | #VALUE! | 19.6975 | 7.6361 | #VALUE! | #VALUE! | 111 | 10.841 | 0.010473 | 10.841 | 0.0041709 | #VALUE! | #VALUE! | 30.4822 | 11.817 | #VALUE! | #VALUE! | 104 | 11.9903 | 0.0094694 | 11.9903 | 0.0037711 | #VALUE! | #VALUE! | 27.3602 | 10.862 | #VALUE! | #VALUE! | 103 | 12.1711 | 0.0093288 | 12.1711 | 0.0037151 | #VALUE! | #VALUE! | 27.6025 | 10.9574 | #VALUE! | #VALUE! | 98 | 13.1473 | 0.008636 | 13.1473 | 0.0034392 | #VALUE! | #VALUE! | 26.166 | 9.9343 | #VALUE! | #VALUE! | 99 | 12.942 | 0.0087731 | 12.942 | 0.0034938 | #VALUE! | #VALUE! | 26.0324 | 10.4408 | #VALUE! | #VALUE! | 98 | 13.1473 | 0.008636 | 13.1473 | 0.0034392 | #VALUE! | #VALUE! | 26.5116 | 10.3854 | #VALUE! | #VALUE! | 104 | 11.9903 | 0.0094694 | 11.9903 | 0.0037711 | #VALUE! | #VALUE! | 29.3746 | 11.3377 | #VALUE! | #VALUE! | 109 | 11.15 | 0.010183 | 11.15 | 0.0040552 | #VALUE! | #VALUE! | 31.4496 | 12.0695 | #VALUE! | #VALUE! | 115 | 10.2624 | 0.011064 | 10.2624 | 0.004406 | #VALUE! | #VALUE! | 33.8262 | 12.9728 | #VALUE! | #VALUE! | 119 | 9.7287 | 0.011671 | 9.7287 | 0.0046477 | #VALUE! | #VALUE! | 35.2995 | 13.1943 | #VALUE! | #VALUE! | 115 | 10.2624 | 0.011064 | 10.2624 | 0.004406 | #VALUE! | #VALUE! | 32.2646 | 12.7046 | #VALUE! | #VALUE! | 116 | 10.1252 | 0.011214 | 10.1252 | 0.0044657 | #VALUE! | #VALUE! | 33.2159 | 13.1732 | #VALUE! | #VALUE! | 123 | 9.2301 | 0.012301 | 9.2301 | 0.0048988 | #VALUE! | #VALUE! | 37.2756 | 14.2925 | #VALUE! | #VALUE! | 126 | 8.8734 | 0.012796 | 8.8734 | 0.0050957 | #VALUE! | #VALUE! | 38.3498 | 16.4056 | #VALUE! | #VALUE! | 104 | 11.9903 | 0.0094694 | 11.9903 | 0.0037711 | #VALUE! | #VALUE! | 31.3177 | 10.1469 | #VALUE! | #VALUE!
LT, T8 to Tier 2 LED retrofit | /Door | 1 | 0 | -10 | 46.4486 | 53.4159 | 45.2162 | --- | --- | 0.84649 | 76.18% | 79 | 9.1087 | 0.012465 | 9.1087 | 0.0049641 | #VALUE! | #VALUE! | 34.1202 | 13.2274 | #VALUE! | #VALUE! | 106 | 6.3763 | 0.017807 | 6.3763 | 0.0070913 | #VALUE! | #VALUE! | 49.0983 | 19.0339 | #VALUE! | #VALUE! | 99 | 7.0393 | 0.01613 | 7.0393 | 0.0064234 | #VALUE! | #VALUE! | 44.1508 | 17.5279 | #VALUE! | #VALUE! | 98 | 7.1373 | 0.015908 | 7.1373 | 0.0063352 | #VALUE! | #VALUE! | 44.5924 | 17.7019 | #VALUE! | #VALUE! | 93 | 7.6382 | 0.014865 | 7.6382 | 0.0059197 | #VALUE! | #VALUE! | 42.668 | 16.1995 | #VALUE! | #VALUE! | 94 | 7.5367 | 0.015065 | 7.5367 | 0.0059994 | #VALUE! | #VALUE! | 42.3497 | 16.9852 | #VALUE! | #VALUE! | 93 | 7.6382 | 0.014865 | 7.6382 | 0.0059197 | #VALUE! | #VALUE! | 43.2315 | 16.9351 | #VALUE! | #VALUE! | 99 | 7.0393 | 0.01613 | 7.0393 | 0.0064234 | #VALUE! | #VALUE! | 47.4014 | 18.2955 | #VALUE! | #VALUE! | 104 | 6.5612 | 0.017305 | 6.5612 | 0.0068914 | #VALUE! | #VALUE! | 50.6321 | 19.4312 | #VALUE! | #VALUE! | 110 | 6.0184 | 0.018866 | 6.0184 | 0.007513 | #VALUE! | #VALUE! | 54.6442 | 20.9568 | #VALUE! | #VALUE! | 114 | 5.6781 | 0.019996 | 5.6781 | 0.0079633 | #VALUE! | #VALUE! | 57.2981 | 21.4169 | #VALUE! | #VALUE! | 110 | 6.0184 | 0.018866 | 6.0184 | 0.007513 | #VALUE! | #VALUE! | 52.1215 | 20.5234 | #VALUE! | #VALUE! | 111 | 5.9316 | 0.019142 | 5.9316 | 0.007623 | #VALUE! | #VALUE! | 53.7152 | 21.303 | #VALUE! | #VALUE! | 118 | 5.3573 | 0.021194 | 5.3573 | 0.0084402 | #VALUE! | #VALUE! | 60.8424 | 23.3287 | #VALUE! | #VALUE! | 121 | 5.1306 | 0.02213 | 5.1306 | 0.0088131 | #VALUE! | #VALUE! | 62.8356 | 26.8803 | #VALUE! | #VALUE! | 99 | 7.0393 | 0.01613 | 7.0393 | 0.0064234 | #VALUE! | #VALUE! | 50.537 | 16.374 | #VALUE! | #VALUE!
Grocery | [187 empty] | Freezer | #REF! | #REF! | #REF! | #REF! | #REF! | #REF! | #REF! | #REF! | #REF! | #REF! | #REF! | #REF!
MT, T8 to FO retrofit | /Door | 1 | 38 | 28 | 46.4486 | 53.4159 | 10.239 | 0.016533 | 28.272 | 0.19168 | 18.21% | 84 | 16.6547 | 0.0068174 | 16.6547 | 0.00061478 | 0.022736 | 0.022736 | 19.6975 | 0.39156 | 47.578 | 47.578 | 111 | 10.841 | 0.010473 | 10.841 | 0.00094447 | 0.026062 | 0.026062 | 30.4822 | 0.60595 | 58.1482 | 58.1482 | 104 | 11.9903 | 0.0094694 | 11.9903 | 0.00085394 | 0.025149 | 0.025149 | 27.3602 | 0.55698 | 55.0752 | 55.0752 | 103 | 12.1711 | 0.0093288 | 12.1711 | 0.00084126 | 0.025021 | 0.025021 | 27.6025 | 0.56187 | 55.3126 | 55.3126 | 98 | 13.1473 | 0.008636 | 13.1473 | 0.00077879 | 0.024391 | 0.024391 | 26.166 | 0.50941 | 53.9286 | 53.9286 | 99 | 12.942 | 0.0087731 | 12.942 | 0.00079115 | 0.024515 | 0.024515 | 26.0324 | 0.53538 | 53.769 | 53.769 | 98 | 13.1473 | 0.008636 | 13.1473 | 0.00077879 | 0.024391 | 0.024391 | 26.5116 | 0.53254 | 54.251 | 54.251 | 104 | 11.9903 | 0.0094694 | 11.9903 | 0.00085394 | 0.025149 | 0.025149 | 29.3746 | 0.58137 | 57.0652 | 57.0652 | 109 | 11.15 | 0.010183 | 11.15 | 0.00091829 | 0.025798 | 0.025798 | 31.4496 | 0.61889 | 59.1027 | 59.1027 | 115 | 10.2624 | 0.011064 | 10.2624 | 0.00099772 | 0.026599 | 0.026599 | 33.8262 | 0.66521 | 61.433 | 61.433 | 119 | 9.7287 | 0.011671 | 9.7287 | 0.0010525 | 0.027152 | 0.027152 | 35.2995 | 0.67657 | 62.8949 | 62.8949 | 115 | 10.2624 | 0.011064 | 10.2624 | 0.00099772 | 0.026599 | 0.026599 | 32.2646 | 0.65146 | 59.8852 | 59.8852 | 116 | 10.1252 | 0.011214 | 10.1252 | 0.0010112 | 0.026736 | 0.026736 | 33.2159 | 0.67549 | 60.8124 | 60.8124 | 123 | 9.2301 | 0.012301 | 9.2301 | 0.0011093 | 0.027725 | 0.027725 | 37.2756 | 0.73289 | 64.8147 | 64.8147 | 126 | 8.8734 | 0.012796 | 8.8734 | 0.0011539 | 0.028175 | 0.028175 | 38.3498 | 0.84124 | 65.7806 | 65.7806 | 104 | 11.9903 | 0.0094694 | 11.9903 | 0.00085394 | 0.025149 | 0.025149 | 31.3177 | 0.52031 | 59.0694 | 59.0694
LT, T8 to FO retrofit | /Door | 1 | 0 | -10 | 46.4486 | 53.4159 | 10.239 | 0.016533 | 28.272 | 0.19168 | 17.25% | 79 | 9.1087 | 0.012465 | 9.1087 | 0.0011241 | 0.027874 | 0.027874 | 34.1202 | 0.67827 | 61.7139 | 61.7139 | 106 | 6.3763 | 0.017807 | 6.3763 | 0.0016058 | 0.032734 | 0.032734 | 49.0983 | 0.97601 | 76.3943 | 76.3943 | 99 | 7.0393 | 0.01613 | 7.0393 | 0.0014546 | 0.031208 | 0.031208 | 44.1508 | 0.89879 | 71.524 | 71.524 | 98 | 7.1373 | 0.015908 | 7.1373 | 0.0014346 | 0.031007 | 0.031007 | 44.5924 | 0.90771 | 71.9567 | 71.9567 | 93 | 7.6382 | 0.014865 | 7.6382 | 0.0013405 | 0.030058 | 0.030058 | 42.668 | 0.83067 | 70.1093 | 70.1093 | 94 | 7.5367 | 0.015065 | 7.5367 | 0.0013585 | 0.03024 | 0.03024 | 42.3497 | 0.87096 | 69.7507 | 69.7507 | 93 | 7.6382 | 0.014865 | 7.6382 | 0.0013405 | 0.030058 | 0.030058 | 43.2315 | 0.86839 | 70.6351 | 70.6351 | 99 | 7.0393 | 0.01613 | 7.0393 | 0.0014546 | 0.031208 | 0.031208 | 47.4014 | 0.93815 | 74.7352 | 74.7352 | 104 | 6.5612 | 0.017305 | 6.5612 | 0.0015605 | 0.032278 | 0.032278 | 50.6321 | 0.99638 | 77.9077 | 77.9077 | 110 | 6.0184 | 0.018866 | 6.0184 | 0.0017013 | 0.033698 | 0.033698 | 54.6442 | 1.0746 | 81.8416 | 81.8416 | 114 | 5.6781 | 0.019996 | 5.6781 | 0.0018033 | 0.034727 | 0.034727 | 57.2981 | 1.0982 | 84.4719 | 84.4719 | 110 | 6.0184 | 0.018866 | 6.0184 | 0.0017013 | 0.033698 | 0.033698 | 52.1215 | 1.0524 | 79.3411 | 79.3411 | 111 | 5.9316 | 0.019142 | 5.9316 | 0.0017262 | 0.033949 | 0.033949 | 53.7152 | 1.0924 | 80.8948 | 80.8948 | 118 | 5.3573 | 0.021194 | 5.3573 | 0.0019112 | 0.035816 | 0.035816 | 60.8424 | 1.1962 | 87.9182 | 87.9182 | 121 | 5.1306 | 0.02213 | 5.1306 | 0.0019957 | 0.036668 | 0.036668 | 62.8356 | 1.3784 | 89.7292 | 89.7292 | 99 | 7.0393 | 0.01613 | 7.0393 | 0.0014546 | 0.031208 | 0.031208 | 50.537 | 0.83962 | 77.9694 | 77.9694
Grocery | [187 empty] | Freezer | #REF! | #REF! | #REF! | #REF! | #REF! | #REF! | #REF! | #REF! | #REF! | #REF! | #REF! | #REF!
MT, T8 to CC retrofit | /Door | 1 | 38 | 28 | 46.4486 | 53.4159 | 70.9563 | 0.0036 | -56.7 | 1.3284 | 126.2% | 84 | 16.6547 | 0.0068174 | 16.6547 | 0.0042604 | 0.0061569 | 0.0061569 | 19.6975 | 18.8048 | -55.8072 | -55.8072 | 111 | 10.841 | 0.010473 | 10.841 | 0.0065452 | 0.0075281 | 0.0075281 | 30.4822 | 29.1006 | -55.3184 | -55.3184 | 104 | 11.9903 | 0.0094694 | 11.9903 | 0.0059178 | 0.0071516 | 0.0071516 | 27.3602 | 26.7488 | -56.0887 | -56.0887 | 103 | 12.1711 | 0.0093288 | 12.1711 | 0.0058299 | 0.0070989 | 0.0070989 | 27.6025 | 26.9838 | -56.0813 | -56.0813 | 98 | 13.1473 | 0.008636 | 13.1473 | 0.005397 | 0.006839 | 0.006839 | 26.166 | 24.4642 | -54.9982 | -54.9982 | 99 | 12.942 | 0.0087731 | 12.942 | 0.0054827 | 0.0068904 | 0.0068904 | 26.0324 | 25.7116 | -56.3793 | -56.3793 | 98 | 13.1473 | 0.008636 | 13.1473 | 0.005397 | 0.006839 | 0.006839 | 26.5116 | 25.5752 | -55.7636 | -55.7636 | 104 | 11.9903 | 0.0094694 | 11.9903 | 0.0059178 | 0.0071516 | 0.0071516 | 29.3746 | 27.9203 | -55.2457 | -55.2457 | 109 | 11.15 | 0.010183 | 11.15 | 0.0063638 | 0.0074192 | 0.0074192 | 31.4496 | 29.7223 | -54.9727 | -54.9727 | 115 | 10.2624 | 0.011064 | 10.2624 | 0.0069142 | 0.0077496 | 0.0077496 | 33.8262 | 31.9468 | -54.8206 | -54.8206 | 119 | 9.7287 | 0.011671 | 9.7287 | 0.0072935 | 0.0079772 | 0.0079772 | 35.2995 | 32.4922 | -53.8927 | -53.8927 | 115 | 10.2624 | 0.011064 | 10.2624 | 0.0069142 | 0.0077496 | 0.0077496 | 32.2646 | 31.2863 | -55.7216 | -55.7216 | 116 | 10.1252 | 0.011214 | 10.1252 | 0.0070079 | 0.0078058 | 0.0078058 | 33.2159 | 32.4402 | -55.9244 | -55.9244 | 123 | 9.2301 | 0.012301 | 9.2301 | 0.0076875 | 0.0082137 | 0.0082137 | 37.2756 | 35.1968 | -54.6212 | -54.6212 | 126 | 8.8734 | 0.012796 | 8.8734 | 0.0079965 | 0.0083992 | 0.0083992 | 38.3498 | 40.4004 | -58.7506 | -58.7506 | 104 | 11.9903 | 0.0094694 | 11.9903 | 0.0059178 | 0.0071516 | 0.0071516 | 31.3177 | 24.9878 | -50.3701 | -50.3701
LT, T8 to CC retrofit | /Door | 1 | 0 | -10 | 46.4486 | 53.4159 | 70.9563 | 0.0036 | -56.7 | 1.3284 | 119.6% | 79 | 9.1087 | 0.012465 | 9.1087 | 0.00779 | 0.0082752 | 0.0082752 | 34.1202 | 32.5737 | -55.1535 | -55.1535 | 106 | 6.3763 | 0.017807 | 6.3763 | 0.011128 | 0.010279 | 0.010279 | 49.0983 | 46.873 | -54.4747 | -54.4747 | 99 | 7.0393 | 0.01613 | 7.0393 | 0.01008 | 0.0096496 | 0.0096496 | 44.1508 | 43.1643 | -55.7135 | -55.7135 | 98 | 7.1373 | 0.015908 | 7.1373 | 0.0099416 | 0.0095665 | 0.0095665 | 44.5924 | 43.5928 | -55.7004 | -55.7004 | 93 | 7.6382 | 0.014865 | 7.6382 | 0.0092896 | 0.0091752 | 0.0091752 | 42.668 | 39.893 | -53.925 | -53.925 | 94 | 7.5367 | 0.015065 | 7.5367 | 0.0094147 | 0.0092503 | 0.0092503 | 42.3497 | 41.8279 | -56.1782 | -56.1782 | 93 | 7.6382 | 0.014865 | 7.6382 | 0.0092896 | 0.0091752 | 0.0091752 | 43.2315 | 41.7045 | -55.173 | -55.173 | 99 | 7.0393 | 0.01613 | 7.0393 | 0.01008 | 0.0096496 | 0.0096496 | 47.4014 | 45.0546 | -54.3532 | -54.3532 | 104 | 6.5612 | 0.017305 | 6.5612 | 0.010814 | 0.01009 | 0.01009 | 50.6321 | 47.8512 | -53.9191 | -53.9191 | 110 | 6.0184 | 0.018866 | 6.0184 | 0.01179 | 0.010676 | 0.010676 | 54.6442 | 51.6081 | -53.664 | -53.664 | 114 | 5.6781 | 0.019996 | 5.6781 | 0.012497 | 0.0111 | 0.0111 | 57.2981 | 52.7413 | -52.1432 | -52.1432 | 110 | 6.0184 | 0.018866 | 6.0184 | 0.01179 | 0.010676 | 0.010676 | 52.1215 | 50.541 | -55.1195 | -55.1195 | 111 | 5.9316 | 0.019142 | 5.9316 | 0.011962 | 0.010779 | 0.010779 | 53.7152 | 52.4609 | -55.4457 | -55.4457 | 118 | 5.3573 | 0.021194 | 5.3573 | 0.013245 | 0.011549 | 0.011549 | 60.8424 | 57.4493 | -53.3069 | -53.3069 | 121 | 5.1306 | 0.02213 | 5.1306 | 0.01383 | 0.0119 | 0.0119 | 62.8356 | 66.1954 | -60.0599 | -60.0599 | 99 | 7.0393 | 0.01613 | 7.0393 | 0.01008 | 0.0096496 | 0.0096496 | 50.537 | 40.3226 | -46.4856 | -46.4856
Change reference after Copy/paste
26.8698
0
30.8307
49.6357
0
1.7273
2.7809
0

## Summary
| Single Compressor System | [37 empty] | Demand w/Interactive Effects for original measures | [11 empty] | Demand Interactive Effect | [11 empty] | Demand w/interactive effects for new measures
[7 empty] | LT-69439 |  | LT-84544 |  | LT-79548 |  | LT-93848 | [9 empty] | LT-80693 |  | LT-78303 | [13 empty] | LT-84544 |  | LT-69439 |  | LT-79548 |  | LT-93848 |  | LT-80693 |  | LT-78303 |  | LT-69439 |  | LT-84544 |  | LT-79548 |  | LT-93848 |  | LT-80693 |  | LT-78303
Climate Zone | Representative City and Temperature (Summer Design Dry-Bulb, ASHRAE Climatic Region X Data, 0.5% Column) | Measure Unit | Grocery |  | Grocery |  | Grocery |  | Grocery |  | Grocery |  | Grocery |  | Grocery |  | Grocery |  | Grocery |  | Grocery |  | Grocery |  | Grocery |  | Grocery |  | Grocery |  | Grocery |  | Grocery |  | Grocery |  | Grocery
|  |  | MT, T12 to T8 retrofit |  | LT, T12 to T8 retrofit |  | MT, T12 to 5' LED retrofit |  | LT, T12 to 5' LED retrofit |  | MT, T12 to 6' LED retrofit |  | LT, T12 to 6' LED retrofit |  | MT, T12 to FO retrofit |  | LT, T12 to FO retrofit |  | MT, T12 to CC retrofit |  | LT, T12 to CC retrofit |  | MT, T8 to 5' LED retrofit |  | LT, T8 HO to 5' LED retrofit |  | MT, T8 to Tier 2 LED retrofit |  | LT, T8 to Tier 2 LED retrofit |  | MT, T8 to FO retrofit |  | LT, T8 to FO retrofit |  | MT, T8 to CC retrofit |  | LT, T8 to CC retrofit |  | MT |  | LT |  | MT |  | LT |  | MT |  | LT |  | MT |  | LT |  | MT |  | LT |  | MT |  | LT
|  |  | Demand Savings (DkW/unit) | Energy Savings (DkWh/unit) | Demand Savings (DkW/unit) | Energy Savings (DkWh/unit) | Demand Savings (DkW/unit) | Energy Savings (DkWh/unit) | Demand Savings (DkW/unit) | Energy Savings (DkWh/unit) | Demand Savings (DkW/unit) | Energy Savings (DkWh/unit) | Demand Savings (DkW/unit) | Energy Savings (DkWh/unit) | Demand Savings (DkW/unit) | Energy Savings (DkWh/unit) | Demand Savings (DkW/unit) | Energy Savings (DkWh/unit) | Demand Savings (DkW/unit) | Energy Savings (DkWh/unit) | Demand Savings (DkW/unit) | Energy Savings (DkWh/unit) | Demand Savings (DkW/unit) | Energy Savings (DkWh/unit) | Demand Savings (DkW/unit) | Energy Savings (DkWh/unit) | Demand Savings (DkW/unit) | Energy Savings (DkWh/unit) | Demand Savings (DkW/unit) | Energy Savings (DkWh/unit) | Demand Savings (DkW/unit) | Energy Savings (DkWh/unit) | Demand Savings (DkW/unit) | Energy Savings (DkWh/unit) | Demand Savings (DkW/unit) | Energy Savings (DkWh/unit) | Demand Savings (DkW/unit) | Energy Savings (DkWh/unit) | Base 5' T12 | Measure 5' LED | Base 5' T12 | Measure 5' LED | Base 6' T12 | Measure 6' LED | Base 6' T12 | Measure 6' LED | Base 5' T8 | Measure 5' LED | Base 5' T8 | Measure 5' LED | Base 5' T12 | Measure 5' LED | Base 5' T12 | Measure 5' LED | Base 6' T12 | Measure 6' LED | Base 6' T12 | Measure 6' LED | Base 5' T8 | Measure 5' LED | Base 5' T8 | Measure 5' LED
1 | Arcata - 69oF | /Door | 0.0070494 | 322.6044 | 0.0086698 | 327.3437 | 0.092598 | 427.4204 | 0.094574 | 432.6683 | 0.093941 | 436.0214 | 0.095858 | 441.4452 | 0.089787 | 356.3646 | 0.092282 | 362.0102 | 0.070474 | 258.2111 | 0.071503 | 261.68 | 0.023149 | 109.265 | 0.051208 | 237.1342 | #VALUE! | #VALUE! | #VALUE! | #VALUE! | 0.027387 | 62.0557 | 0.029882 | 67.6345 | 0.0080744 | -55.1377 | 0.0091029 | -54.8798 | 0.11753 | 0.024932 | 0.12027 | 0.025698 | 0.12949 | 0.035551 | 0.1325 | 0.036643 | 0.04808 | 0.024932 | 0.076905 | 0.025698 | 1.113 | 1.1542 | 1.1389 | 1.1897 | 1.1125 | 1.1542 | 1.1383 | 1.1897 | 1.113 | 1.1542 | 1.1383 | 1.1897
2 | Santa Rosa - 96oF | /Door | 0.010414 | 336.6125 | 0.013476 | 346.2606 | 0.096702 | 442.9318 | 0.10044 | 453.6154 | 0.097922 | 452.0526 | 0.10154 | 463.0942 | 0.094968 | 373.0514 | 0.099682 | 384.5446 | 0.07261 | 268.4643 | 0.074553 | 275.5262 | 0.023888 | 112.9397 | 0.054117 | 248.823 | #VALUE! | #VALUE! | #VALUE! | #VALUE! | 0.032568 | 78.5449 | 0.037282 | 89.902 | 0.01021 | -54.3752 | 0.012153 | -53.85 | 0.12322 | 0.026522 | 0.12841 | 0.027969 | 0.13574 | 0.037818 | 0.14143 | 0.039882 | 0.05041 | 0.026522 | 0.082086 | 0.027969 | 1.1669 | 1.2279 | 1.216 | 1.2949 | 1.1662 | 1.2279 | 1.215 | 1.2949 | 1.1669 | 1.2279 | 1.215 | 1.2949
3 | Oakland - 89oF | /Door | 0.0093533 | 331.7998 | 0.012035 | 340.0987 | 0.095408 | 437.7208 | 0.098679 | 446.9362 | 0.096667 | 446.5966 | 0.09984 | 456.1054 | 0.093335 | 367.529 | 0.097464 | 377.461 | 0.071937 | 264.6466 | 0.073639 | 270.6563 | 0.023655 | 111.5156 | 0.053245 | 244.99 | #VALUE! | #VALUE! | #VALUE! | #VALUE! | 0.030935 | 73.0749 | 0.035064 | 82.8863 | 0.0095367 | -55.6781 | 0.011239 | -55.4543 | 0.12143 | 0.026021 | 0.12597 | 0.027288 | 0.13377 | 0.037104 | 0.13875 | 0.038911 | 0.049675 | 0.026021 | 0.080533 | 0.027288 | 1.1499 | 1.2047 | 1.1929 | 1.2633 | 1.1492 | 1.2047 | 1.192 | 1.2633 | 1.1499 | 1.2047 | 1.192 | 1.2633
4 | Sunnyvale - 88oF | /Door | 0.0092146 | 332.1372 | 0.011842 | 340.453 | 0.095239 | 438.0951 | 0.098443 | 447.3291 | 0.096503 | 446.983 | 0.099612 | 456.5111 | 0.093121 | 367.9321 | 0.097167 | 377.8841 | 0.071849 | 264.8919 | 0.073516 | 270.914 | 0.023624 | 111.6032 | 0.053128 | 245.2088 | #VALUE! | #VALUE! | #VALUE! | #VALUE! | 0.030721 | 73.4731 | 0.034767 | 83.3044 | 0.0094487 | -55.6657 | 0.011116 | -55.4408 | 0.12119 | 0.025955 | 0.12564 | 0.027197 | 0.13351 | 0.03701 | 0.13839 | 0.038781 | 0.049579 | 0.025955 | 0.080325 | 0.027197 | 1.1477 | 1.2016 | 1.1898 | 1.2591 | 1.147 | 1.2016 | 1.1889 | 1.2591 | 1.1477 | 1.2016 | 1.1889 | 1.2591
5 | Santa Maria - 83oF | /Door | 0.0085633 | 330.6156 | 0.01092 | 338.2551 | 0.094444 | 436.194 | 0.097319 | 444.6332 | 0.095732 | 445.147 | 0.098521 | 453.881 | 0.092118 | 365.7344 | 0.095747 | 374.7987 | 0.071435 | 264.3179 | 0.072931 | 269.9602 | 0.023481 | 111.4996 | 0.05257 | 243.8973 | #VALUE! | #VALUE! | #VALUE! | #VALUE! | 0.029718 | 71.3253 | 0.033347 | 80.2845 | 0.0090353 | -53.8443 | 0.010531 | -53.2501 | 0.12009 | 0.025647 | 0.12408 | 0.026761 | 0.1323 | 0.036571 | 0.13668 | 0.038159 | 0.049128 | 0.025647 | 0.079331 | 0.026761 | 1.1372 | 1.1874 | 1.175 | 1.2389 | 1.1366 | 1.1874 | 1.1742 | 1.2389 | 1.1372 | 1.1874 | 1.1742 | 1.2389
6 | Torrance - 86⁰F | /Door | 0.0086882 | 329.9788 | 0.011099 | 337.5631 | 0.094911 | 436.9376 | 0.097984 | 445.7807 | 0.096185 | 445.7583 | 0.099166 | 454.8765 | 0.092311 | 365.4376 | 0.096022 | 374.5329 | 0.071515 | 263.2045 | 0.073045 | 268.6708 | 0.023565 | 111.2522 | 0.0529 | 244.3023 | #VALUE! | #VALUE! | #VALUE! | #VALUE! | 0.029911 | 71.0034 | 0.033622 | 79.9872 | 0.0091146 | -56.1625 | 0.010645 | -56.0494 | 0.12074 | 0.025828 | 0.125 | 0.027019 | 0.13301 | 0.036829 | 0.13769 | 0.038527 | 0.049393 | 0.025828 | 0.079918 | 0.027019 | 1.1434 | 1.1957 | 1.1837 | 1.2509 | 1.1427 | 1.1957 | 1.1829 | 1.2509 | 1.1434 | 1.1957 | 1.1829 | 1.2509
7 | San Diego - 83oF | /Door | 0.0085633 | 330.8687 | 0.01092 | 338.5609 | 0.094444 | 436.6216 | 0.097319 | 445.1497 | 0.095732 | 445.5011 | 0.098521 | 454.3088 | 0.092118 | 366.2984 | 0.095747 | 375.4801 | 0.071435 | 264.1352 | 0.072931 | 269.7395 | 0.023481 | 111.3645 | 0.05257 | 244.0546 | #VALUE! | #VALUE! | #VALUE! | #VALUE! | 0.029718 | 71.8663 | 0.033347 | 80.9381 | 0.0090353 | -55.1286 | 0.010531 | -54.8016 | 0.12009 | 0.025647 | 0.12408 | 0.026761 | 0.1323 | 0.036571 | 0.13668 | 0.038159 | 0.049128 | 0.025647 | 0.079331 | 0.026761 | 1.1372 | 1.1874 | 1.175 | 1.2389 | 1.1366 | 1.1874 | 1.1742 | 1.2389 | 1.1372 | 1.1874 | 1.1742 | 1.2389
8 | Fullerton - 94⁰F | /Door | 0.0093533 | 334.8237 | 0.012035 | 343.7848 | 0.096311 | 444.5134 | 0.099913 | 455.4874 | 0.097543 | 453.702 | 0.10104 | 465.0471 | 0.093335 | 370.8795 | 0.097464 | 381.5452 | 0.071937 | 267.2127 | 0.073639 | 273.7844 | 0.023817 | 113.3544 | 0.053857 | 249.8901 | #VALUE! | #VALUE! | #VALUE! | #VALUE! | 0.030935 | 76.4013 | 0.035064 | 86.9412 | 0.0095367 | -54.2691 | 0.011239 | -53.7367 | 0.12268 | 0.026371 | 0.12768 | 0.027766 | 0.13515 | 0.037603 | 0.14063 | 0.039593 | 0.050188 | 0.026371 | 0.081623 | 0.027766 | 1.1618 | 1.2209 | 1.2091 | 1.2855 | 1.161 | 1.2209 | 1.2082 | 1.2855 | 1.1618 | 1.2209 | 1.2082 | 1.2855
9 | Burbank-Glendale - 96⁰F | /Door | 0.010094 | 337.9198 | 0.013047 | 347.8031 | 0.096702 | 445.8666 | 0.10044 | 457.2131 | 0.097922 | 455.1207 | 0.10154 | 466.8554 | 0.094475 | 374.5073 | 0.099022 | 386.2578 | 0.072407 | 269.5634 | 0.074281 | 276.8293 | 0.023888 | 113.7292 | 0.054117 | 250.8836 | #VALUE! | #VALUE! | #VALUE! | #VALUE! | 0.032075 | 79.9898 | 0.036622 | 91.6025 | 0.010007 | -53.8025 | 0.011881 | -53.1519 | 0.12322 | 0.026522 | 0.12841 | 0.027969 | 0.13574 | 0.037818 | 0.14143 | 0.039882 | 0.05041 | 0.026522 | 0.082086 | 0.027969 | 1.1669 | 1.2279 | 1.216 | 1.2949 | 1.1662 | 1.2279 | 1.215 | 1.2949 | 1.1669 | 1.2279 | 1.215 | 1.2949
10 | Riverside - 100oF | /Door | 0.011101 | 341.8299 | 0.014381 | 352.7245 | 0.097539 | 448.643 | 0.10154 | 460.6918 | 0.098734 | 457.9946 | 0.10262 | 470.456 | 0.096025 | 379.1488 | 0.10108 | 392.0999 | 0.073046 | 272.4482 | 0.075128 | 280.46 | 0.024039 | 114.3987 | 0.054665 | 252.8315 | #VALUE! | #VALUE! | #VALUE! | #VALUE! | 0.033625 | 84.5774 | 0.038676 | 97.3768 | 0.010646 | -53.5089 | 0.012728 | -52.7835 | 0.12439 | 0.026846 | 0.12994 | 0.028397 | 0.13702 | 0.038281 | 0.14311 | 0.040492 | 0.050885 | 0.026846 | 0.083061 | 0.028397 | 1.1779 | 1.2429 | 1.2305 | 1.3147 | 1.1771 | 1.2429 | 1.2294 | 1.3147 | 1.1779 | 1.2429 | 1.2294 | 1.3147
11 | Red Bluff - 104oF | /Door | 0.011857 | 344.8007 | 0.015359 | 356.3658 | 0.098461 | 451.7654 | 0.10273 | 464.5186 | 0.099629 | 461.3212 | 0.10377 | 474.5333 | 0.097189 | 382.3897 | 0.10258 | 396.0718 | 0.073526 | 275.0405 | 0.075749 | 283.6379 | 0.024205 | 115.4068 | 0.055257 | 255.1179 | #VALUE! | #VALUE! | #VALUE! | #VALUE! | 0.034789 | 87.7983 | 0.040182 | 101.3243 | 0.011126 | -51.8735 | 0.013349 | -50.7768 | 0.12567 | 0.027204 | 0.13159 | 0.028859 | 0.13842 | 0.038791 | 0.14492 | 0.041151 | 0.051409 | 0.027204 | 0.084116 | 0.028859 | 1.19 | 1.2594 | 1.2461 | 1.3361 | 1.1892 | 1.2594 | 1.2451 | 1.3361 | 1.19 | 1.2594 | 1.2451 | 1.3361
12 | Sacramento - 100oF | /Door | 0.011101 | 339.375 | 0.014381 | 349.7115 | 0.097539 | 446.0832 | 0.10154 | 457.55 | 0.098734 | 455.2545 | 0.10262 | 467.0931 | 0.096025 | 376.5068 | 0.10108 | 388.8574 | 0.073046 | 270.2555 | 0.075128 | 277.7689 | 0.024039 | 113.538 | 0.054665 | 250.9353 | #VALUE! | #VALUE! | #VALUE! | #VALUE! | 0.033625 | 81.9492 | 0.038676 | 94.1512 | 0.010646 | -55.0388 | 0.012728 | -54.6612 | 0.12439 | 0.026846 | 0.12994 | 0.028397 | 0.13702 | 0.038281 | 0.14311 | 0.040492 | 0.050885 | 0.026846 | 0.083061 | 0.028397 | 1.1779 | 1.2429 | 1.2305 | 1.3147 | 1.1771 | 1.2429 | 1.2294 | 1.3147 | 1.1779 | 1.2429 | 1.2294 | 1.3147
13 | Fresno - 101oF | /Door | 0.011283 | 340.7782 | 0.014618 | 351.4386 | 0.097761 | 447.6842 | 0.10183 | 459.5204 | 0.09895 | 456.8811 | 0.1029 | 469.095 | 0.096305 | 378.2626 | 0.10144 | 391.0182 | 0.073161 | 271.1644 | 0.075278 | 278.8879 | 0.024079 | 113.8414 | 0.054808 | 251.9921 | #VALUE! | #VALUE! | #VALUE! | #VALUE! | 0.033905 | 83.679 | 0.039041 | 96.28 | 0.010761 | -55.3793 | 0.012878 | -55.079 | 0.12469 | 0.026933 | 0.13034 | 0.028509 | 0.13735 | 0.038404 | 0.14355 | 0.040652 | 0.051011 | 0.026933 | 0.083317 | 0.028509 | 1.1808 | 1.2469 | 1.2343 | 1.3199 | 1.18 | 1.2469 | 1.2332 | 1.3199 | 1.1808 | 1.2469 | 1.2332 | 1.3199
14 | Palmdale - 103⁰F | /Door | 0.012693 | 348.2224 | 0.016427 | 360.5002 | 0.098222 | 450.8238 | 0.10243 | 463.371 | 0.099397 | 460.2508 | 0.10347 | 473.228 | 0.098477 | 386.7452 | 0.10423 | 401.3402 | 0.074057 | 277.153 | 0.076427 | 286.1829 | 0.024162 | 114.922 | 0.055104 | 254.3303 | #VALUE! | #VALUE! | #VALUE! | #VALUE! | 0.036077 | 92.085 | 0.041826 | 106.509 | 0.011657 | -53.0698 | 0.014027 | -52.2493 | 0.12533 | 0.027111 | 0.13117 | 0.02874 | 0.13806 | 0.038659 | 0.14446 | 0.040981 | 0.051273 | 0.027111 | 0.083844 | 0.02874 | 1.1869 | 1.2551 | 1.2421 | 1.3306 | 1.186 | 1.2551 | 1.241 | 1.3306 | 1.1869 | 1.2551 | 1.241 | 1.3306
15 | Palm Springs-Intl - 113⁰F | /Door | 0.013382 | 349.2413 | 0.0173 | 361.6786 | 0.10092 | 459.9478 | 0.10586 | 474.3449 | 0.10201 | 469.1735 | 0.10681 | 483.9489 | 0.099537 | 389.4383 | 0.10557 | 404.5558 | 0.074494 | 275.8252 | 0.07698 | 284.5054 | 0.024648 | 115.7171 | 0.056808 | 259.6871 | #VALUE! | #VALUE! | #VALUE! | #VALUE! | 0.037137 | 94.6545 | 0.04317 | 109.5743 | 0.012094 | -60.3291 | 0.01458 | -61.1448 | 0.12908 | 0.028157 | 0.13593 | 0.030071 | 0.14216 | 0.04015 | 0.14968 | 0.042878 | 0.052804 | 0.028157 | 0.086879 | 0.030071 | 1.2223 | 1.3036 | 1.2872 | 1.3922 | 1.2213 | 1.3036 | 1.2859 | 1.3922 | 1.2223 | 1.3036 | 1.2859 | 1.3922
16 | Blue Canyon - 85⁰F | /Door | 0.0093533 | 338.9311 | 0.012035 | 348.7916 | 0.094752 | 441.7642 | 0.097759 | 451.554 | 0.096031 | 451.3637 | 0.098947 | 461.5915 | 0.093335 | 374.1693 | 0.097464 | 385.5554 | 0.071937 | 272.466 | 0.073639 | 280.1881 | 0.023537 | 114.0584 | 0.052788 | 248.4482 | #VALUE! | #VALUE! | #VALUE! | #VALUE! | 0.030935 | 79.7514 | 0.035064 | 91.0249 | 0.0095367 | -46.1193 | 0.011239 | -43.8022 | 0.12052 | 0.025767 | 0.12469 | 0.026932 | 0.13277 | 0.036741 | 0.13735 | 0.038402 | 0.049303 | 0.025767 | 0.07972 | 0.026932 | 1.1413 | 1.1929 | 1.1808 | 1.2468 | 1.1407 | 1.1929 | 1.18 | 1.2468 | 1.1413 | 1.1929 | 1.18 | 1.2468
|  |  | 0.0070494 | 322.6044 | 0.0086698 | 327.3437 | [20 empty] | #VALUE! | #VALUE! | #VALUE! | #VALUE! | 0.027387 | 62.0557 | 0.029882 | 67.6345 | 0.0080744 | -60.3291 | 0.0091029 | -61.1448
|  |  | 0.013382 | 349.2413 | 0.0173 | 361.6786 | [20 empty] | #VALUE! | #VALUE! | #VALUE! | #VALUE! | 0.037137 | 94.6545 | 0.04317 | 109.5743 | 0.012094 | -46.1193 | 0.01458 | -43.8022
Multiplex Compressor System
[39 empty] | LT-84544 |  | LT-69439 |  | LT-79548 |  | LT-93848 |  | LT-80693 |  | LT-78303 |  | LT-69439 |  | LT-84544 |  | LT-79548 |  | LT-93848 |  | LT-80693 |  | LT-78303
Climate Zone | Representative City and Temperature (Summer Design Dry-Bubl, ASHRAE Climatic Region X Data, 0.5% Column) | Measure Unit | Grocery |  | Grocery |  | Grocery |  | Grocery |  | Grocery |  | Grocery |  | Grocery |  | Grocery |  | Grocery |  | Grocery |  | Grocery |  | Grocery |  | Grocery |  | Grocery |  | Grocery |  | Grocery |  | Grocery |  | Grocery
|  |  | MT, T12 to T8 retrofit |  | LT, T12 to T8 retrofit |  | MT, T12 to 5' LED retrofit |  | LT, T12 to 5' LED retrofit |  | MT, T12 to 6' LED retrofit |  | LT, T12 to 6' LED retrofit |  | MT, T12 to FO retrofit |  | LT, T12 to FO retrofit |  | MT, T12 to CC retrofit |  | LT, T12 to CC retrofit |  | MT, T8 to 5' LED retrofit |  | LT, T8 HO to 5' LED retrofit |  | MT, T8 to Tier 2 LED retrofit |  | LT, T8 to Tier 2 LED retrofit |  | MT, T8 to FO retrofit |  | LT, T8 to FO retrofit |  | MT, T8 to CC retrofit |  | LT, T8 to CC retrofit |  | MT |  | LT |  | MT |  | LT |  | MT |  | LT |  | MT |  | LT |  | MT |  | LT |  | MT |  | LT
|  |  | Demand Savings (DkW/unit) | Energy Savings (DkWh/unit) | Demand Savings (DkW/unit) | Energy Savings (DkWh/unit) | Demand Savings (DkW/unit) | Energy Savings (DkWh/unit) | Demand Savings (DkW/unit) | Energy Savings (DkWh/unit) | Demand Savings (DkW/unit) | Energy Savings (DkWh/unit) | Demand Savings (DkW/unit) | Energy Savings (DkWh/unit) | Demand Savings (DkW/unit) | Energy Savings (DkWh/unit) | Demand Savings (DkW/unit) | Energy Savings (DkWh/unit) | Demand Savings (DkW/unit) | Energy Savings (DkWh/unit) | Demand Savings (DkW/unit) | Energy Savings (DkWh/unit) | Demand Savings (DkW/unit) | Energy Savings (DkWh/unit) | Demand Savings (DkW/unit) | Energy Savings (DkWh/unit) | Demand Savings (DkW/unit) | Energy Savings (DkWh/unit) | Demand Savings (DkW/unit) | Energy Savings (DkWh/unit) | Demand Savings (DkW/unit) | Energy Savings (DkWh/unit) | Demand Savings (DkW/unit) | Energy Savings (DkWh/unit) | Demand Savings (DkW/unit) | Energy Savings (DkWh/unit) | Demand Savings (DkW/unit) | Energy Savings (DkWh/unit) | Base 5' T12 | Measure 5' LED | Base 5' T12 | Measure 5' LED | Base 6' T12 | Measure 6' LED | Base 6' T12 | Measure 6' LED | Base 5' T8 | Measure 5' LED | Base 5' T8 | Measure 5' LED | Base 5' T12 | Measure 5' LED | Base 5' T12 | Measure 5' LED | Base 6' T12 | Measure 6' LED | Base 6' T12 | Measure 6' LED | Base 5' T8 | Measure 5' LED | Base 5' T8 | Measure 5' LED
1 | Arcata - 69oF | /Door | 0.0040284 | 310.305 | 0.0073658 | 322.314 | 0.088913 | 413.8011 | 0.092984 | 427.0989 | 0.090367 | 421.9457 | 0.094315 | 435.6891 | 0.085136 | 341.7133 | 0.090274 | 356.0187 | 0.068557 | 249.2087 | 0.070675 | 257.9986 | 0.022485 | 106.0385 | 0.050418 | 234.0263 | #VALUE! | #VALUE! | #VALUE! | #VALUE! | 0.022736 | 47.578 | 0.027874 | 61.7139 | 0.0061569 | -55.8072 | 0.0082752 | -55.1535 | 0.11242 | 0.023504 | 0.11807 | 0.025081 | 0.12388 | 0.033515 | 0.13008 | 0.035764 | 0.045989 | 0.023504 | 0.0755 | 0.025081 | 1.0646 | 1.0881 | 1.118 | 1.1612 | 1.0643 | 1.0881 | 1.1175 | 1.1612 | 1.0646 | 1.0881 | 1.1175 | 1.1612
2 | Santa Rosa - 96oF | /Door | 0.0061888 | 319.2848 | 0.010522 | 334.7854 | 0.091548 | 423.7446 | 0.096834 | 440.9087 | 0.092923 | 432.2224 | 0.09805 | 449.9617 | 0.088462 | 352.4103 | 0.095134 | 370.875 | 0.069928 | 255.7814 | 0.072679 | 267.127 | 0.02296 | 108.3941 | 0.052329 | 241.7325 | #VALUE! | #VALUE! | #VALUE! | #VALUE! | 0.026062 | 58.1482 | 0.032734 | 76.3943 | 0.0075281 | -55.3184 | 0.010279 | -54.4747 | 0.11607 | 0.024525 | 0.12341 | 0.026573 | 0.12789 | 0.034971 | 0.13594 | 0.037891 | 0.047485 | 0.024525 | 0.078902 | 0.026573 | 1.0992 | 1.1354 | 1.1686 | 1.2302 | 1.0987 | 1.1354 | 1.1679 | 1.2302 | 1.0992 | 1.1354 | 1.1679 | 1.2302
3 | Oakland - 89oF | /Door | 0.0055956 | 316.5751 | 0.0095312 | 330.4881 | 0.090825 | 420.8148 | 0.095625 | 436.2642 | 0.092221 | 429.1523 | 0.096877 | 445.0936 | 0.087549 | 349.3083 | 0.093608 | 365.9591 | 0.069552 | 253.6215 | 0.07205 | 263.6967 | 0.022829 | 107.5866 | 0.051729 | 239.0568 | #VALUE! | #VALUE! | #VALUE! | #VALUE! | 0.025149 | 55.0752 | 0.031208 | 71.524 | 0.0071516 | -56.0887 | 0.0096496 | -55.7135 | 0.11507 | 0.024245 | 0.12173 | 0.026105 | 0.12679 | 0.034571 | 0.1341 | 0.037223 | 0.047074 | 0.024245 | 0.077834 | 0.026105 | 1.0897 | 1.1224 | 1.1527 | 1.2086 | 1.0893 | 1.1224 | 1.1521 | 1.2086 | 1.0897 | 1.1224 | 1.1521 | 1.2086
4 | Sunnyvale - 88oF | /Door | 0.0055125 | 316.7762 | 0.0094002 | 330.8545 | 0.090723 | 421.0379 | 0.095465 | 436.6708 | 0.092122 | 429.3827 | 0.096723 | 445.5133 | 0.087421 | 349.5486 | 0.093407 | 366.397 | 0.069499 | 253.7677 | 0.071966 | 263.9629 | 0.022811 | 107.6389 | 0.05165 | 239.2831 | #VALUE! | #VALUE! | #VALUE! | #VALUE! | 0.025021 | 55.3126 | 0.031007 | 71.9567 | 0.0070989 | -56.0813 | 0.0095665 | -55.7004 | 0.11493 | 0.024205 | 0.12151 | 0.026043 | 0.12664 | 0.034515 | 0.13386 | 0.037135 | 0.047016 | 0.024205 | 0.077693 | 0.026043 | 1.0883 | 1.1206 | 1.1506 | 1.2057 | 1.088 | 1.1206 | 1.15 | 1.2057 | 1.0883 | 1.1206 | 1.15 | 1.2057
5 | Santa Maria - 83oF | /Door | 0.0051031 | 315.7814 | 0.0087838 | 329.5787 | 0.090224 | 419.8073 | 0.094713 | 435.0487 | 0.091638 | 428.1876 | 0.095993 | 443.9616 | 0.086791 | 348.1336 | 0.092458 | 364.5042 | 0.069239 | 253.3619 | 0.071575 | 263.5521 | 0.022721 | 107.5544 | 0.051277 | 238.532 | #VALUE! | #VALUE! | #VALUE! | #VALUE! | 0.024391 | 53.9286 | 0.030058 | 70.1093 | 0.006839 | -54.9982 | 0.0091752 | -53.925 | 0.11424 | 0.024012 | 0.12046 | 0.025751 | 0.12588 | 0.034239 | 0.13271 | 0.03672 | 0.046733 | 0.024012 | 0.077028 | 0.025751 | 1.0818 | 1.1117 | 1.1408 | 1.1922 | 1.0814 | 1.1117 | 1.1401 | 1.1922 | 1.0818 | 1.1117 | 1.1401 | 1.1922
6 | Torrance - 86⁰F | /Door | 0.0051841 | 315.4291 | 0.0089021 | 328.9212 | 0.090522 | 420.3256 | 0.095155 | 435.6394 | 0.091927 | 428.6295 | 0.096422 | 444.4197 | 0.086915 | 347.9893 | 0.09264 | 364.1694 | 0.06929 | 252.718 | 0.07165 | 262.4423 | 0.022775 | 107.4243 | 0.051496 | 238.6734 | #VALUE! | #VALUE! | #VALUE! | #VALUE! | 0.024515 | 53.769 | 0.03024 | 69.7507 | 0.0068904 | -56.3793 | 0.0092503 | -56.1782 | 0.11465 | 0.024127 | 0.12108 | 0.025923 | 0.12633 | 0.034404 | 0.13339 | 0.036964 | 0.046902 | 0.024127 | 0.077419 | 0.025923 | 1.0857 | 1.117 | 1.1466 | 1.2001 | 1.0853 | 1.117 | 1.1459 | 1.2001 | 1.0857 | 1.117 | 1.1459 | 1.2001
7 | San Diego - 83oF | /Door | 0.0051031 | 315.9322 | 0.0087838 | 329.8247 | 0.090224 | 420.062 | 0.094713 | 435.4642 | 0.091638 | 428.3987 | 0.095993 | 444.3058 | 0.086791 | 348.4697 | 0.092458 | 365.0522 | 0.069239 | 253.253 | 0.071575 | 263.3746 | 0.022721 | 107.4739 | 0.051277 | 238.6585 | #VALUE! | #VALUE! | #VALUE! | #VALUE! | 0.024391 | 54.251 | 0.030058 | 70.6351 | 0.006839 | -55.7636 | 0.0091752 | -55.173 | 0.11424 | 0.024012 | 0.12046 | 0.025751 | 0.12588 | 0.034239 | 0.13271 | 0.03672 | 0.046733 | 0.024012 | 0.077028 | 0.025751 | 1.0818 | 1.1117 | 1.1408 | 1.1922 | 1.0814 | 1.1117 | 1.1401 | 1.1922 | 1.0818 | 1.1117 | 1.1401 | 1.1922
8 | Fullerton - 94⁰F | /Door | 0.0055956 | 318.3841 | 0.0095312 | 333.4073 | 0.091339 | 424.7751 | 0.096472 | 442.5458 | 0.09272 | 433.2962 | 0.097699 | 451.6679 | 0.087549 | 351.3127 | 0.093608 | 369.1936 | 0.069552 | 255.1566 | 0.07205 | 266.174 | 0.022922 | 108.6621 | 0.052149 | 242.6636 | #VALUE! | #VALUE! | #VALUE! | #VALUE! | 0.025149 | 57.0652 | 0.031208 | 74.7352 | 0.0071516 | -55.2457 | 0.0096496 | -54.3532 | 0.11578 | 0.024444 | 0.1229 | 0.026433 | 0.12757 | 0.034855 | 0.13539 | 0.037691 | 0.047366 | 0.024444 | 0.078582 | 0.026433 | 1.0964 | 1.1317 | 1.1639 | 1.2237 | 1.096 | 1.1317 | 1.1631 | 1.2237 | 1.0964 | 1.1317 | 1.1631 | 1.2237
9 | Burbank-Glendale - 96⁰F | /Door | 0.0060172 | 320.1433 | 0.010226 | 336.1478 | 0.091548 | 425.4887 | 0.096834 | 443.7179 | 0.092923 | 434.0457 | 0.09805 | 452.8985 | 0.088198 | 353.3724 | 0.094678 | 372.4005 | 0.069819 | 256.4945 | 0.07249 | 268.2606 | 0.02296 | 108.8633 | 0.052329 | 243.3414 | #VALUE! | #VALUE! | #VALUE! | #VALUE! | 0.025798 | 59.1027 | 0.032278 | 77.9077 | 0.0074192 | -54.9727 | 0.01009 | -53.9191 | 0.11607 | 0.024525 | 0.12341 | 0.026573 | 0.12789 | 0.034971 | 0.13594 | 0.037891 | 0.047485 | 0.024525 | 0.078902 | 0.026573 | 1.0992 | 1.1354 | 1.1686 | 1.2302 | 1.0987 | 1.1354 | 1.1679 | 1.2302 | 1.0992 | 1.1354 | 1.1679 | 1.2302
10 | Riverside - 100oF | /Door | 0.0065377 | 322.1299 | 0.011148 | 339.5012 | 0.091974 | 426.8561 | 0.097597 | 446.0677 | 0.093336 | 435.4614 | 0.098791 | 455.331 | 0.088999 | 355.7301 | 0.096098 | 376.3806 | 0.07015 | 257.9611 | 0.073076 | 270.7358 | 0.023036 | 109.1937 | 0.052708 | 244.6575 | #VALUE! | #VALUE! | #VALUE! | #VALUE! | 0.026599 | 61.433 | 0.033698 | 81.8416 | 0.0077496 | -54.8206 | 0.010676 | -53.664 | 0.11666 | 0.02469 | 0.12447 | 0.026869 | 0.12854 | 0.035206 | 0.1371 | 0.038313 | 0.047726 | 0.02469 | 0.079577 | 0.026869 | 1.1048 | 1.1431 | 1.1787 | 1.2439 | 1.1043 | 1.1431 | 1.1779 | 1.2439 | 1.1048 | 1.1431 | 1.1779 | 1.2439
11 | Red Bluff - 104oF | /Door | 0.0068964 | 323.5076 | 0.011816 | 341.9565 | 0.092411 | 428.2848 | 0.098412 | 448.6291 | 0.09376 | 436.9956 | 0.099581 | 458.0719 | 0.089552 | 357.1987 | 0.097127 | 379.0248 | 0.070377 | 259.2112 | 0.0735 | 272.9261 | 0.023115 | 109.6875 | 0.053112 | 246.2026 | #VALUE! | #VALUE! | #VALUE! | #VALUE! | 0.027152 | 62.8949 | 0.034727 | 84.4719 | 0.0079772 | -53.8927 | 0.0111 | -52.1432 | 0.11727 | 0.024859 | 0.1256 | 0.027185 | 0.12921 | 0.035448 | 0.13834 | 0.038763 | 0.047974 | 0.024859 | 0.080297 | 0.027185 | 1.1105 | 1.1509 | 1.1894 | 1.2585 | 1.11 | 1.1509 | 1.1885 | 1.2585 | 1.1105 | 1.1509 | 1.1885 | 1.2585
12 | Sacramento - 100oF | /Door | 0.0065377 | 320.6841 | 0.011148 | 337.1656 | 0.091974 | 425.3485 | 0.097597 | 443.6322 | 0.093336 | 433.8476 | 0.098791 | 452.7241 | 0.088999 | 354.1741 | 0.096098 | 373.867 | 0.07015 | 256.6697 | 0.073076 | 268.6496 | 0.023036 | 108.6868 | 0.052708 | 243.1876 | #VALUE! | #VALUE! | #VALUE! | #VALUE! | 0.026599 | 59.8852 | 0.033698 | 79.3411 | 0.0077496 | -55.7216 | 0.010676 | -55.1195 | 0.11666 | 0.02469 | 0.12447 | 0.026869 | 0.12854 | 0.035206 | 0.1371 | 0.038313 | 0.047726 | 0.02469 | 0.079577 | 0.026869 | 1.1048 | 1.1431 | 1.1787 | 1.2439 | 1.1043 | 1.1431 | 1.1779 | 1.2439 | 1.1048 | 1.1431 | 1.1779 | 1.2439
13 | Fresno - 101oF | /Door | 0.0066263 | 321.4331 | 0.011311 | 338.4228 | 0.092082 | 426.2054 | 0.097796 | 445.069 | 0.09344 | 434.7169 | 0.098984 | 454.1824 | 0.089136 | 355.1155 | 0.096349 | 375.4443 | 0.070206 | 257.1489 | 0.073179 | 269.4579 | 0.023056 | 108.8455 | 0.052806 | 243.9564 | #VALUE! | #VALUE! | #VALUE! | #VALUE! | 0.026736 | 60.8124 | 0.033949 | 80.8948 | 0.0078058 | -55.9244 | 0.010779 | -55.4457 | 0.11681 | 0.024732 | 0.12474 | 0.026946 | 0.12871 | 0.035266 | 0.13741 | 0.038423 | 0.047787 | 0.024732 | 0.079752 | 0.026946 | 1.1062 | 1.145 | 1.1813 | 1.2475 | 1.1057 | 1.145 | 1.1805 | 1.2475 | 1.1062 | 1.145 | 1.1805 | 1.2475
14 | Palmdale - 103⁰F | /Door | 0.0072689 | 325.0096 | 0.012524 | 344.6755 | 0.092301 | 427.8473 | 0.098203 | 447.8502 | 0.093653 | 436.487 | 0.099379 | 457.1753 | 0.090125 | 359.1518 | 0.098216 | 382.5291 | 0.070614 | 260.0809 | 0.073949 | 274.5444 | 0.023095 | 109.4318 | 0.053009 | 245.6548 | #VALUE! | #VALUE! | #VALUE! | #VALUE! | 0.027725 | 64.8147 | 0.035816 | 87.9182 | 0.0082137 | -54.6212 | 0.011549 | -53.3069 | 0.11712 | 0.024817 | 0.12531 | 0.027104 | 0.12904 | 0.035387 | 0.13803 | 0.038648 | 0.047912 | 0.024817 | 0.080113 | 0.027104 | 1.1091 | 1.1489 | 1.1866 | 1.2548 | 1.1086 | 1.1489 | 1.1858 | 1.2548 | 1.1091 | 1.1489 | 1.1858 | 1.2548
15 | Palm Springs-Intl - 113⁰F | /Door | 0.0075611 | 325.1716 | 0.013077 | 345.1355 | 0.09347 | 431.6294 | 0.10041 | 454.7263 | 0.094786 | 440.111 | 0.10152 | 463.8148 | 0.090575 | 360.1817 | 0.099068 | 384.4477 | 0.070799 | 259.0264 | 0.0743 | 272.9596 | 0.023306 | 109.5604 | 0.054104 | 248.9149 | #VALUE! | #VALUE! | #VALUE! | #VALUE! | 0.028175 | 65.7806 | 0.036668 | 89.7292 | 0.0083992 | -58.7506 | 0.0119 | -60.0599 | 0.11874 | 0.02527 | 0.12837 | 0.027959 | 0.13082 | 0.036032 | 0.14139 | 0.039868 | 0.048575 | 0.02527 | 0.082063 | 0.027959 | 1.1244 | 1.1699 | 1.2156 | 1.2944 | 1.1239 | 1.1699 | 1.2147 | 1.2944 | 1.1244 | 1.1699 | 1.2147 | 1.2944
16 | Blue Canyon - 85⁰F | /Door | 0.0055956 | 320.8413 | 0.0095312 | 337.3724 | 0.090422 | 423.1894 | 0.095005 | 440.3629 | 0.09183 | 431.9579 | 0.096276 | 449.8997 | 0.087549 | 353.2809 | 0.093608 | 372.3695 | 0.069552 | 258.2994 | 0.07205 | 271.2454 | 0.022757 | 109.096 | 0.051421 | 242.0481 | #VALUE! | #VALUE! | #VALUE! | #VALUE! | 0.025149 | 59.0694 | 0.031208 | 77.9694 | 0.0071516 | -50.3701 | 0.0096496 | -46.4856 | 0.11451 | 0.024089 | 0.12087 | 0.025864 | 0.12618 | 0.034349 | 0.13316 | 0.036881 | 0.046845 | 0.024089 | 0.077286 | 0.025864 | 1.0844 | 1.1152 | 1.1446 | 1.1974 | 1.084 | 1.1152 | 1.144 | 1.1974 | 1.0844 | 1.1152 | 1.144 | 1.1974
[39 empty] | LT-84544 |  | LT-69439 |  | LT-79548 |  | LT-93848 |  | LT-80693 |  | LT-78303
|  |  | 0.0040284 | 310.305 | 0.0073658 | 322.314 | [20 empty] | #VALUE! | #VALUE! | #VALUE! | #VALUE! | 0.022736 | 47.578 | 0.027874 | 61.7139 | 0.0061569 | -58.7506 | 0.0082752 | -60.0599 | MT |  | LT |  | MT |  | LT |  | MT |  | LT
|  |  | 0.0075611 | 325.1716 | 0.013077 | 345.1355 | [19 empty] | Single | #VALUE! | #VALUE! | #VALUE! | #VALUE! | 0.028175 | 65.7806 | 0.036668 | 89.7292 | 0.0083992 | -53.8927 | 0.0119 | -52.1432 | Base 5' T12 | Measure 5' LED | Base 5' T12 | Measure 5' LED | Base 6' T12 | Measure 6' LED | Base 6' T12 | Measure 6' LED | Base 5' T8 | Measure 5' LED | Base 5' T8 | Measure 5' LED
[26 empty] | 6 | [12 empty] | 0.12074 | 0.025828 | 0.125 | 0.027019 | 0.13301 | 0.036829 | 0.13769 | 0.038527 | 0.049393 | 0.025828 | 0.079918 | 0.027019 | 0.023565 | 0.0529
|  |  | 0.0040284 | 310.305 | [21 empty] | 8 | #VALUE! | #VALUE! |  |  | 0.022736 | 47.578 |  |  | 0.0061569 | -61.1448 |  |  | 0.12268 | 0.026371 | 0.12768 | 0.027766 | 0.13515 | 0.037603 | 0.14063 | 0.039593 | 0.050188 | 0.026371 | 0.081623 | 0.027766
|  |  | 0.0173 | 361.6786 | [21 empty] | 9 | #VALUE! | #VALUE! |  |  | 0.04317 | 109.5743 |  |  | 0.01458 | -43.8022 |  |  | 0.12322 | 0.026522 | 0.12841 | 0.027969 | 0.13574 | 0.037818 | 0.14143 | 0.039882 | 0.05041 | 0.026522 | 0.082086 | 0.027969 |  | RFF | Restaurant - Fast-Food
[26 empty] | 10 | [12 empty] | 0.12439 | 0.026846 | 0.12994 | 0.028397 | 0.13702 | 0.038281 | 0.14311 | 0.040492 | 0.050885 | 0.026846 | 0.083061 | 0.028397 |  | RtS | Retail - Small
[26 empty] | 13 | [12 empty] | 0.12469 | 0.026933 | 0.13034 | 0.028509 | 0.13735 | 0.038404 | 0.14355 | 0.040652 | 0.051011 | 0.026933 | 0.083317 | 0.028509 |  | Ofs | Office Small
[26 empty] | 14 | 16.6 | 26.56 | [10 empty] | 0.12533 | 0.027111 | 0.13117 | 0.02874 | 0.13806 | 0.038659 | 0.14446 | 0.040981 | 0.051273 | 0.027111 | 0.083844 | 0.02874
[26 empty] | 15 | 6 | 9.6 | [10 empty] | 0.12908 | 0.028157 | 0.13593 | 0.030071 | 0.14216 | 0.04015 | 0.14968 | 0.042878 | 0.052804 | 0.028157 | 0.086879 | 0.030071
[26 empty] | 16 | [12 empty] | 0.12052 | 0.025767 | 0.12469 | 0.026932 | 0.13277 | 0.036741 | 0.13735 | 0.038402 | 0.049303 | 0.025767 | 0.07972 | 0.026932
[39 empty] | LT-84544 |  | LT-69439 |  | LT-79548 |  | LT-93848 |  | LT-80693 |  | LT-78303
[39 empty] | MT |  | LT |  | MT |  | LT |  | MT |  | LT
[26 empty] | Multi | [12 empty] | Base 5' T12 | Measure 5' LED | Base 5' T12 | Measure 5' LED | Base 6' T12 | Measure 6' LED | Base 6' T12 | Measure 6' LED | Base 5' T8 | Measure 5' LED | Base 5' T8 | Measure 5' LED
[26 empty] | 6 | [12 empty] | 0.11465 | 0.024127 | 0.12108 | 0.025923 | 0.12633 | 0.034404 | 0.13339 | 0.036964 | 0.046902 | 0.024127 | 0.077419 | 0.025923 |  | Gro | Grocery
[26 empty] | 8 | [12 empty] | 0.11578 | 0.024444 | 0.1229 | 0.026433 | 0.12757 | 0.034855 | 0.13539 | 0.037691 | 0.047366 | 0.024444 | 0.078582 | 0.026433 |  | RSD | Restaurant - Sit-Down
[26 empty] | 9 | [12 empty] | 0.11607 | 0.024525 | 0.12341 | 0.026573 | 0.12789 | 0.034971 | 0.13594 | 0.037891 | 0.047485 | 0.024525 | 0.078902 | 0.026573 |  | Rt3 | Retail - Multistory Large
[26 empty] | 10 | [12 empty] | 0.11666 | 0.02469 | 0.12447 | 0.026869 | 0.12854 | 0.035206 | 0.1371 | 0.038313 | 0.047726 | 0.02469 | 0.079577 | 0.026869 |  | RtL | Retail - Single-Story Large
[26 empty] | 13 | [12 empty] | 0.11681 | 0.024732 | 0.12474 | 0.026946 | 0.12871 | 0.035266 | 0.13741 | 0.038423 | 0.047787 | 0.024732 | 0.079752 | 0.026946 |  | WRf | Warehouse - Refrigerated
[26 empty] | 14 | [12 empty] | 0.11712 | 0.024817 | 0.12531 | 0.027104 | 0.12904 | 0.035387 | 0.13803 | 0.038648 | 0.047912 | 0.024817 | 0.080113 | 0.027104
[26 empty] | 15 | [12 empty] | 0.11874 | 0.02527 | 0.12837 | 0.027959 | 0.13082 | 0.036032 | 0.14139 | 0.039868 | 0.048575 | 0.02527 | 0.082063 | 0.027959
[26 empty] | 16 | [12 empty] | 0.11451 | 0.024089 | 0.12087 | 0.025864 | 0.12618 | 0.034349 | 0.13316 | 0.036881 | 0.046845 | 0.024089 | 0.077286 | 0.025864