## Measure Summary Table
Measure Name | Applied To | Target Sector | Measure Type | Delivery Method | Climate Zone | Building Type | Vintage | Units | Dual Baseline | RUL | EUL | NTG Savings | NTG IMC | GRR | 1st Baseline - PDR | 1st Baseline - Kwh Savings | 1st Baseline - Gas Savings | 1st Baseline - BCC | 1st Baseline - MC | 1st Baseline - IMC | 2nd Baseline - PDR | 2nd Baseline - Kwh Savings | 2nd Baseline - Gas Savings | 2nd Baseline - BCC | 2nd Baseline - MC | 2nd Baseline - IMC
Auto-diverting Tub Spout with thermostatic shut-off Showerhead (1.5 gpm) (2016 Code) –Gas | ShwFLr005 | RES | NC | PreRebDown | 1 | SFm | New | Each | FALSE | 0 | 10 | 0.7 | 0.7 | 1 | [6 empty] | 0 | 0 | 10.1239 | 97.99 | 191.99 | 94
Auto-diverting Tub Spout with thermostatic shut-off Showerhead (1.5 gpm) (2016 Code) –Gas | ShwFLr005 | RES | NC | PreRebDown | 2 | SFm | New | Each | FALSE | 0 | 10 | 0.7 | 0.7 | 1 | [6 empty] | 0 | 0 | 9.0372 | 97.99 | 191.99 | 94
Auto-diverting Tub Spout with thermostatic shut-off Showerhead (1.5 gpm) (2016 Code) –Gas | ShwFLr005 | RES | NC | PreRebDown | 3 | SFm | New | Each | FALSE | 0 | 10 | 0.7 | 0.7 | 1 | [6 empty] | 0 | 0 | 9.0762 | 97.99 | 191.99 | 94
Auto-diverting Tub Spout with thermostatic shut-off Showerhead (1.5 gpm) (2016 Code) –Gas | ShwFLr005 | RES | NC | PreRebDown | 4 | SFm | New | Each | FALSE | 0 | 10 | 0.7 | 0.7 | 1 | [6 empty] | 0 | 0 | 8.6287 | 97.99 | 191.99 | 94
Auto-diverting Tub Spout with thermostatic shut-off Showerhead (1.5 gpm) (2016 Code) –Gas | ShwFLr005 | RES | NC | PreRebDown | 5 | SFm | New | Each | FALSE | 0 | 10 | 0.7 | 0.7 | 1 | [6 empty] | 0 | 0 | 9.3003 | 97.99 | 191.99 | 94
Auto-diverting Tub Spout with thermostatic shut-off Showerhead (1.5 gpm) (2016 Code) –Gas | ShwFLr005 | RES | NC | PreRebDown | 6 | SFm | New | Each | FALSE | 0 | 10 | 0.7 | 0.7 | 1 | [6 empty] | 0 | 0 | 8.2073 | 97.99 | 191.99 | 94
Auto-diverting Tub Spout with thermostatic shut-off Showerhead (1.5 gpm) (2016 Code) –Gas | ShwFLr005 | RES | NC | PreRebDown | 7 | SFm | New | Each | FALSE | 0 | 10 | 0.7 | 0.7 | 1 | [6 empty] | 0 | 0 | 8.0572 | 97.99 | 191.99 | 94
Auto-diverting Tub Spout with thermostatic shut-off Showerhead (1.5 gpm) (2016 Code) –Gas | ShwFLr005 | RES | NC | PreRebDown | 8 | SFm | New | Each | FALSE | 0 | 10 | 0.7 | 0.7 | 1 | [6 empty] | 0 | 0 | 7.8415 | 97.99 | 191.99 | 94
Auto-diverting Tub Spout with thermostatic shut-off Showerhead (1.5 gpm) (2016 Code) –Gas | ShwFLr005 | RES | NC | PreRebDown | 9 | SFm | New | Each | FALSE | 0 | 10 | 0.7 | 0.7 | 1 | [6 empty] | 0 | 0 | 7.8314 | 97.99 | 191.99 | 94
Auto-diverting Tub Spout with thermostatic shut-off Showerhead (1.5 gpm) (2016 Code) –Gas | ShwFLr005 | RES | NC | PreRebDown | 10 | SFm | New | Each | FALSE | 0 | 10 | 0.7 | 0.7 | 1 | [6 empty] | 0 | 0 | 7.7762 | 97.99 | 191.99 | 94
Auto-diverting Tub Spout with thermostatic shut-off Showerhead (1.5 gpm) (2016 Code) –Gas | ShwFLr005 | RES | NC | PreRebDown | 11 | SFm | New | Each | FALSE | 0 | 10 | 0.7 | 0.7 | 1 | [6 empty] | 0 | 0 | 7.9957 | 97.99 | 191.99 | 94
Auto-diverting Tub Spout with thermostatic shut-off Showerhead (1.5 gpm) (2016 Code) –Gas | ShwFLr005 | RES | NC | PreRebDown | 12 | SFm | New | Each | FALSE | 0 | 10 | 0.7 | 0.7 | 1 | [6 empty] | 0 | 0 | 8.3895 | 97.99 | 191.99 | 94
Auto-diverting Tub Spout with thermostatic shut-off Showerhead (1.5 gpm) (2016 Code) –Gas | ShwFLr005 | RES | NC | PreRebDown | 13 | SFm | New | Each | FALSE | 0 | 10 | 0.7 | 0.7 | 1 | [6 empty] | 0 | 0 | 7.8258 | 97.99 | 191.99 | 94
Auto-diverting Tub Spout with thermostatic shut-off Showerhead (1.5 gpm) (2016 Code) –Gas | ShwFLr005 | RES | NC | PreRebDown | 14 | SFm | New | Each | FALSE | 0 | 10 | 0.7 | 0.7 | 1 | [6 empty] | 0 | 0 | 8.0931 | 97.99 | 191.99 | 94
Auto-diverting Tub Spout with thermostatic shut-off Showerhead (1.5 gpm) (2016 Code) –Gas | ShwFLr005 | RES | NC | PreRebDown | 15 | SFm | New | Each | FALSE | 0 | 10 | 0.7 | 0.7 | 1 | [6 empty] | 0 | 0 | 5.7551 | 97.99 | 191.99 | 94
Auto-diverting Tub Spout with thermostatic shut-off Showerhead (1.5 gpm) (2016 Code) –Gas | ShwFLr005 | RES | NC | PreRebDown | 16 | SFm | New | Each | FALSE | 0 | 10 | 0.7 | 0.7 | 1 | [6 empty] | 0 | 0 | 10.0855 | 97.99 | 191.99 | 94
Auto-diverting Tub Spout with thermostatic shut-off Showerhead (1.5 gpm) (2016 Code) –Gas | ShwFLr005 | RES | NC | PreRebDown | 1 | MFm | New | Each | FALSE | 0 | 10 | 0.7 | 0.7 | 1 | [6 empty] | 0 | 0 | 11.3042 | 97.99 | 191.99 | 94
Auto-diverting Tub Spout with thermostatic shut-off Showerhead (1.5 gpm) (2016 Code) –Gas | ShwFLr005 | RES | NC | PreRebDown | 2 | MFm | New | Each | FALSE | 0 | 10 | 0.7 | 0.7 | 1 | [6 empty] | 0 | 0 | 10.0885 | 97.99 | 191.99 | 94
Auto-diverting Tub Spout with thermostatic shut-off Showerhead (1.5 gpm) (2016 Code) –Gas | ShwFLr005 | RES | NC | PreRebDown | 3 | MFm | New | Each | FALSE | 0 | 10 | 0.7 | 0.7 | 1 | [6 empty] | 0 | 0 | 10.1329 | 97.99 | 191.99 | 94
Auto-diverting Tub Spout with thermostatic shut-off Showerhead (1.5 gpm) (2016 Code) –Gas | ShwFLr005 | RES | NC | PreRebDown | 4 | MFm | New | Each | FALSE | 0 | 10 | 0.7 | 0.7 | 1 | [6 empty] | 0 | 0 | 9.6319 | 97.99 | 191.99 | 94
Auto-diverting Tub Spout with thermostatic shut-off Showerhead (1.5 gpm) (2016 Code) –Gas | ShwFLr005 | RES | NC | PreRebDown | 5 | MFm | New | Each | FALSE | 0 | 10 | 0.7 | 0.7 | 1 | [6 empty] | 0 | 0 | 10.3842 | 97.99 | 191.99 | 94
Auto-diverting Tub Spout with thermostatic shut-off Showerhead (1.5 gpm) (2016 Code) –Gas | ShwFLr005 | RES | NC | PreRebDown | 6 | MFm | New | Each | FALSE | 0 | 10 | 0.7 | 0.7 | 1 | [6 empty] | 0 | 0 | 9.1691 | 97.99 | 191.99 | 94
Auto-diverting Tub Spout with thermostatic shut-off Showerhead (1.5 gpm) (2016 Code) –Gas | ShwFLr005 | RES | NC | PreRebDown | 7 | MFm | New | Each | FALSE | 0 | 10 | 0.7 | 0.7 | 1 | [6 empty] | 0 | 0 | 9 | 97.99 | 191.99 | 94
Auto-diverting Tub Spout with thermostatic shut-off Showerhead (1.5 gpm) (2016 Code) –Gas | ShwFLr005 | RES | NC | PreRebDown | 8 | MFm | New | Each | FALSE | 0 | 10 | 0.7 | 0.7 | 1 | [6 empty] | 0 | 0 | 8.762 | 97.99 | 191.99 | 94
Auto-diverting Tub Spout with thermostatic shut-off Showerhead (1.5 gpm) (2016 Code) –Gas | ShwFLr005 | RES | NC | PreRebDown | 9 | MFm | New | Each | FALSE | 0 | 10 | 0.7 | 0.7 | 1 | [6 empty] | 0 | 0 | 8.7535 | 97.99 | 191.99 | 94
Auto-diverting Tub Spout with thermostatic shut-off Showerhead (1.5 gpm) (2016 Code) –Gas | ShwFLr005 | RES | NC | PreRebDown | 10 | MFm | New | Each | FALSE | 0 | 10 | 0.7 | 0.7 | 1 | [6 empty] | 0 | 0 | 8.6953 | 97.99 | 191.99 | 94
Auto-diverting Tub Spout with thermostatic shut-off Showerhead (1.5 gpm) (2016 Code) –Gas | ShwFLr005 | RES | NC | PreRebDown | 11 | MFm | New | Each | FALSE | 0 | 10 | 0.7 | 0.7 | 1 | [6 empty] | 0 | 0 | 8.9653 | 97.99 | 191.99 | 94
Auto-diverting Tub Spout with thermostatic shut-off Showerhead (1.5 gpm) (2016 Code) –Gas | ShwFLr005 | RES | NC | PreRebDown | 12 | MFm | New | Each | FALSE | 0 | 10 | 0.7 | 0.7 | 1 | [6 empty] | 0 | 0 | 9.3846 | 97.99 | 191.99 | 94
Auto-diverting Tub Spout with thermostatic shut-off Showerhead (1.5 gpm) (2016 Code) –Gas | ShwFLr005 | RES | NC | PreRebDown | 13 | MFm | New | Each | FALSE | 0 | 10 | 0.7 | 0.7 | 1 | [6 empty] | 0 | 0 | 8.7747 | 97.99 | 191.99 | 94
Auto-diverting Tub Spout with thermostatic shut-off Showerhead (1.5 gpm) (2016 Code) –Gas | ShwFLr005 | RES | NC | PreRebDown | 14 | MFm | New | Each | FALSE | 0 | 10 | 0.7 | 0.7 | 1 | [6 empty] | 0 | 0 | 9.074 | 97.99 | 191.99 | 94
Auto-diverting Tub Spout with thermostatic shut-off Showerhead (1.5 gpm) (2016 Code) –Gas | ShwFLr005 | RES | NC | PreRebDown | 15 | MFm | New | Each | FALSE | 0 | 10 | 0.7 | 0.7 | 1 | [6 empty] | 0 | 0 | 6.4918 | 97.99 | 191.99 | 94
Auto-diverting Tub Spout with thermostatic shut-off Showerhead (1.5 gpm) (2016 Code) –Gas | ShwFLr005 | RES | NC | PreRebDown | 16 | MFm | New | Each | FALSE | 0 | 10 | 0.7 | 0.7 | 1 | [6 empty] | 0 | 0 | 11.2794 | 97.99 | 191.99 | 94
Auto-diverting Tub Spout with thermostatic shut-off Showerhead (1.5 gpm) (2016 Code) –Gas | ShwFLr005 | RES | ROB | PreRebDown | 1 | SFm | Ex | Each | FALSE | 0 | 10 | 0.7 | 0.7 | 1 | [6 empty] | 0 | 0 | 10.1239 | 97.99 | 191.99 | 94
Auto-diverting Tub Spout with thermostatic shut-off Showerhead (1.5 gpm) (2016 Code) –Gas | ShwFLr005 | RES | ROB | PreRebDown | 2 | SFm | Ex | Each | FALSE | 0 | 10 | 0.7 | 0.7 | 1 | [6 empty] | 0 | 0 | 9.0372 | 97.99 | 191.99 | 94
Auto-diverting Tub Spout with thermostatic shut-off Showerhead (1.5 gpm) (2016 Code) –Gas | ShwFLr005 | RES | ROB | PreRebDown | 3 | SFm | Ex | Each | FALSE | 0 | 10 | 0.7 | 0.7 | 1 | [6 empty] | 0 | 0 | 9.0762 | 97.99 | 191.99 | 94
Auto-diverting Tub Spout with thermostatic shut-off Showerhead (1.5 gpm) (2016 Code) –Gas | ShwFLr005 | RES | ROB | PreRebDown | 4 | SFm | Ex | Each | FALSE | 0 | 10 | 0.7 | 0.7 | 1 | [6 empty] | 0 | 0 | 8.6287 | 97.99 | 191.99 | 94
Auto-diverting Tub Spout with thermostatic shut-off Showerhead (1.5 gpm) (2016 Code) –Gas | ShwFLr005 | RES | ROB | PreRebDown | 5 | SFm | Ex | Each | FALSE | 0 | 10 | 0.7 | 0.7 | 1 | [6 empty] | 0 | 0 | 9.3003 | 97.99 | 191.99 | 94
Auto-diverting Tub Spout with thermostatic shut-off Showerhead (1.5 gpm) (2016 Code) –Gas | ShwFLr005 | RES | ROB | PreRebDown | 6 | SFm | Ex | Each | FALSE | 0 | 10 | 0.7 | 0.7 | 1 | [6 empty] | 0 | 0 | 8.2073 | 97.99 | 191.99 | 94
Auto-diverting Tub Spout with thermostatic shut-off Showerhead (1.5 gpm) (2016 Code) –Gas | ShwFLr005 | RES | ROB | PreRebDown | 7 | SFm | Ex | Each | FALSE | 0 | 10 | 0.7 | 0.7 | 1 | [6 empty] | 0 | 0 | 8.0572 | 97.99 | 191.99 | 94
Auto-diverting Tub Spout with thermostatic shut-off Showerhead (1.5 gpm) (2016 Code) –Gas | ShwFLr005 | RES | ROB | PreRebDown | 8 | SFm | Ex | Each | FALSE | 0 | 10 | 0.7 | 0.7 | 1 | [6 empty] | 0 | 0 | 7.8415 | 97.99 | 191.99 | 94
Auto-diverting Tub Spout with thermostatic shut-off Showerhead (1.5 gpm) (2016 Code) –Gas | ShwFLr005 | RES | ROB | PreRebDown | 9 | SFm | Ex | Each | FALSE | 0 | 10 | 0.7 | 0.7 | 1 | [6 empty] | 0 | 0 | 7.8314 | 97.99 | 191.99 | 94
Auto-diverting Tub Spout with thermostatic shut-off Showerhead (1.5 gpm) (2016 Code) –Gas | ShwFLr005 | RES | ROB | PreRebDown | 10 | SFm | Ex | Each | FALSE | 0 | 10 | 0.7 | 0.7 | 1 | [6 empty] | 0 | 0 | 7.7762 | 97.99 | 191.99 | 94
Auto-diverting Tub Spout with thermostatic shut-off Showerhead (1.5 gpm) (2016 Code) –Gas | ShwFLr005 | RES | ROB | PreRebDown | 11 | SFm | Ex | Each | FALSE | 0 | 10 | 0.7 | 0.7 | 1 | [6 empty] | 0 | 0 | 7.9957 | 97.99 | 191.99 | 94
Auto-diverting Tub Spout with thermostatic shut-off Showerhead (1.5 gpm) (2016 Code) –Gas | ShwFLr005 | RES | ROB | PreRebDown | 12 | SFm | Ex | Each | FALSE | 0 | 10 | 0.7 | 0.7 | 1 | [6 empty] | 0 | 0 | 8.3895 | 97.99 | 191.99 | 94
Auto-diverting Tub Spout with thermostatic shut-off Showerhead (1.5 gpm) (2016 Code) –Gas | ShwFLr005 | RES | ROB | PreRebDown | 13 | SFm | Ex | Each | FALSE | 0 | 10 | 0.7 | 0.7 | 1 | [6 empty] | 0 | 0 | 7.8258 | 97.99 | 191.99 | 94
Auto-diverting Tub Spout with thermostatic shut-off Showerhead (1.5 gpm) (2016 Code) –Gas | ShwFLr005 | RES | ROB | PreRebDown | 14 | SFm | Ex | Each | FALSE | 0 | 10 | 0.7 | 0.7 | 1 | [6 empty] | 0 | 0 | 8.0931 | 97.99 | 191.99 | 94
Auto-diverting Tub Spout with thermostatic shut-off Showerhead (1.5 gpm) (2016 Code) –Gas | ShwFLr005 | RES | ROB | PreRebDown | 15 | SFm | Ex | Each | FALSE | 0 | 10 | 0.7 | 0.7 | 1 | [6 empty] | 0 | 0 | 5.7551 | 97.99 | 191.99 | 94
Auto-diverting Tub Spout with thermostatic shut-off Showerhead (1.5 gpm) (2016 Code) –Gas | ShwFLr005 | RES | ROB | PreRebDown | 16 | SFm | Ex | Each | FALSE | 0 | 10 | 0.7 | 0.7 | 1 | [6 empty] | 0 | 0 | 10.0855 | 97.99 | 191.99 | 94
Auto-diverting Tub Spout with thermostatic shut-off Showerhead (1.5 gpm) (2016 Code) –Gas | ShwFLr005 | RES | ROB | PreRebDown | 1 | MFm | Ex | Each | FALSE | 0 | 10 | 0.7 | 0.7 | 1 | [6 empty] | 0 | 0 | 11.3042 | 97.99 | 191.99 | 94
Auto-diverting Tub Spout with thermostatic shut-off Showerhead (1.5 gpm) (2016 Code) –Gas | ShwFLr005 | RES | ROB | PreRebDown | 2 | MFm | Ex | Each | FALSE | 0 | 10 | 0.7 | 0.7 | 1 | [6 empty] | 0 | 0 | 10.0885 | 97.99 | 191.99 | 94
Auto-diverting Tub Spout with thermostatic shut-off Showerhead (1.5 gpm) (2016 Code) –Gas | ShwFLr005 | RES | ROB | PreRebDown | 3 | MFm | Ex | Each | FALSE | 0 | 10 | 0.7 | 0.7 | 1 | [6 empty] | 0 | 0 | 10.1329 | 97.99 | 191.99 | 94
Auto-diverting Tub Spout with thermostatic shut-off Showerhead (1.5 gpm) (2016 Code) –Gas | ShwFLr005 | RES | ROB | PreRebDown | 4 | MFm | Ex | Each | FALSE | 0 | 10 | 0.7 | 0.7 | 1 | [6 empty] | 0 | 0 | 9.6319 | 97.99 | 191.99 | 94
Auto-diverting Tub Spout with thermostatic shut-off Showerhead (1.5 gpm) (2016 Code) –Gas | ShwFLr005 | RES | ROB | PreRebDown | 5 | MFm | Ex | Each | FALSE | 0 | 10 | 0.7 | 0.7 | 1 | [6 empty] | 0 | 0 | 10.3842 | 97.99 | 191.99 | 94
Auto-diverting Tub Spout with thermostatic shut-off Showerhead (1.5 gpm) (2016 Code) –Gas | ShwFLr005 | RES | ROB | PreRebDown | 6 | MFm | Ex | Each | FALSE | 0 | 10 | 0.7 | 0.7 | 1 | [6 empty] | 0 | 0 | 9.1691 | 97.99 | 191.99 | 94
Auto-diverting Tub Spout with thermostatic shut-off Showerhead (1.5 gpm) (2016 Code) –Gas | ShwFLr005 | RES | ROB | PreRebDown | 7 | MFm | Ex | Each | FALSE | 0 | 10 | 0.7 | 0.7 | 1 | [6 empty] | 0 | 0 | 9 | 97.99 | 191.99 | 94
Auto-diverting Tub Spout with thermostatic shut-off Showerhead (1.5 gpm) (2016 Code) –Gas | ShwFLr005 | RES | ROB | PreRebDown | 8 | MFm | Ex | Each | FALSE | 0 | 10 | 0.7 | 0.7 | 1 | [6 empty] | 0 | 0 | 8.762 | 97.99 | 191.99 | 94
Auto-diverting Tub Spout with thermostatic shut-off Showerhead (1.5 gpm) (2016 Code) –Gas | ShwFLr005 | RES | ROB | PreRebDown | 9 | MFm | Ex | Each | FALSE | 0 | 10 | 0.7 | 0.7 | 1 | [6 empty] | 0 | 0 | 8.7535 | 97.99 | 191.99 | 94
Auto-diverting Tub Spout with thermostatic shut-off Showerhead (1.5 gpm) (2016 Code) –Gas | ShwFLr005 | RES | ROB | PreRebDown | 10 | MFm | Ex | Each | FALSE | 0 | 10 | 0.7 | 0.7 | 1 | [6 empty] | 0 | 0 | 8.6953 | 97.99 | 191.99 | 94
Auto-diverting Tub Spout with thermostatic shut-off Showerhead (1.5 gpm) (2016 Code) –Gas | ShwFLr005 | RES | ROB | PreRebDown | 11 | MFm | Ex | Each | FALSE | 0 | 10 | 0.7 | 0.7 | 1 | [6 empty] | 0 | 0 | 8.9653 | 97.99 | 191.99 | 94
Auto-diverting Tub Spout with thermostatic shut-off Showerhead (1.5 gpm) (2016 Code) –Gas | ShwFLr005 | RES | ROB | PreRebDown | 12 | MFm | Ex | Each | FALSE | 0 | 10 | 0.7 | 0.7 | 1 | [6 empty] | 0 | 0 | 9.3846 | 97.99 | 191.99 | 94
Auto-diverting Tub Spout with thermostatic shut-off Showerhead (1.5 gpm) (2016 Code) –Gas | ShwFLr005 | RES | ROB | PreRebDown | 13 | MFm | Ex | Each | FALSE | 0 | 10 | 0.7 | 0.7 | 1 | [6 empty] | 0 | 0 | 8.7747 | 97.99 | 191.99 | 94
Auto-diverting Tub Spout with thermostatic shut-off Showerhead (1.5 gpm) (2016 Code) –Gas | ShwFLr005 | RES | ROB | PreRebDown | 14 | MFm | Ex | Each | FALSE | 0 | 10 | 0.7 | 0.7 | 1 | [6 empty] | 0 | 0 | 9.074 | 97.99 | 191.99 | 94
Auto-diverting Tub Spout with thermostatic shut-off Showerhead (1.5 gpm) (2016 Code) –Gas | ShwFLr005 | RES | ROB | PreRebDown | 15 | MFm | Ex | Each | FALSE | 0 | 10 | 0.7 | 0.7 | 1 | [6 empty] | 0 | 0 | 6.4918 | 97.99 | 191.99 | 94
Auto-diverting Tub Spout with thermostatic shut-off Showerhead (1.5 gpm) (2016 Code) –Gas | ShwFLr005 | RES | ROB | PreRebDown | 16 | MFm | Ex | Each | FALSE | 0 | 10 | 0.7 | 0.7 | 1 | [6 empty] | 0 | 0 | 11.2794 | 97.99 | 191.99 | 94
Auto-diverting Tub Spout with thermostatic shut-off Showerhead (1.5 gpm) (2016 Code) –Gas | ShwFLr005 | RES | NC | PreRebDI | 1 | SFm | New | Each | FALSE | 0 | 10 | 0.7 | 0.7 | 1 | [6 empty] | 0 | 0 | 10.1239 | 97.99 | 191.99 | 94
Auto-diverting Tub Spout with thermostatic shut-off Showerhead (1.5 gpm) (2016 Code) –Gas | ShwFLr005 | RES | NC | PreRebDI | 2 | SFm | New | Each | FALSE | 0 | 10 | 0.7 | 0.7 | 1 | [6 empty] | 0 | 0 | 9.0372 | 97.99 | 191.99 | 94
Auto-diverting Tub Spout with thermostatic shut-off Showerhead (1.5 gpm) (2016 Code) –Gas | ShwFLr005 | RES | NC | PreRebDI | 3 | SFm | New | Each | FALSE | 0 | 10 | 0.7 | 0.7 | 1 | [6 empty] | 0 | 0 | 9.0762 | 97.99 | 191.99 | 94
Auto-diverting Tub Spout with thermostatic shut-off Showerhead (1.5 gpm) (2016 Code) –Gas | ShwFLr005 | RES | NC | PreRebDI | 4 | SFm | New | Each | FALSE | 0 | 10 | 0.7 | 0.7 | 1 | [6 empty] | 0 | 0 | 8.6287 | 97.99 | 191.99 | 94
Auto-diverting Tub Spout with thermostatic shut-off Showerhead (1.5 gpm) (2016 Code) –Gas | ShwFLr005 | RES | NC | PreRebDI | 5 | SFm | New | Each | FALSE | 0 | 10 | 0.7 | 0.7 | 1 | [6 empty] | 0 | 0 | 9.3003 | 97.99 | 191.99 | 94
Auto-diverting Tub Spout with thermostatic shut-off Showerhead (1.5 gpm) (2016 Code) –Gas | ShwFLr005 | RES | NC | PreRebDI | 6 | SFm | New | Each | FALSE | 0 | 10 | 0.7 | 0.7 | 1 | [6 empty] | 0 | 0 | 8.2073 | 97.99 | 191.99 | 94
Auto-diverting Tub Spout with thermostatic shut-off Showerhead (1.5 gpm) (2016 Code) –Gas | ShwFLr005 | RES | NC | PreRebDI | 7 | SFm | New | Each | FALSE | 0 | 10 | 0.7 | 0.7 | 1 | [6 empty] | 0 | 0 | 8.0572 | 97.99 | 191.99 | 94
Auto-diverting Tub Spout with thermostatic shut-off Showerhead (1.5 gpm) (2016 Code) –Gas | ShwFLr005 | RES | NC | PreRebDI | 8 | SFm | New | Each | FALSE | 0 | 10 | 0.7 | 0.7 | 1 | [6 empty] | 0 | 0 | 7.8415 | 97.99 | 191.99 | 94
Auto-diverting Tub Spout with thermostatic shut-off Showerhead (1.5 gpm) (2016 Code) –Gas | ShwFLr005 | RES | NC | PreRebDI | 9 | SFm | New | Each | FALSE | 0 | 10 | 0.7 | 0.7 | 1 | [6 empty] | 0 | 0 | 7.8314 | 97.99 | 191.99 | 94
Auto-diverting Tub Spout with thermostatic shut-off Showerhead (1.5 gpm) (2016 Code) –Gas | ShwFLr005 | RES | NC | PreRebDI | 10 | SFm | New | Each | FALSE | 0 | 10 | 0.7 | 0.7 | 1 | [6 empty] | 0 | 0 | 7.7762 | 97.99 | 191.99 | 94
Auto-diverting Tub Spout with thermostatic shut-off Showerhead (1.5 gpm) (2016 Code) –Gas | ShwFLr005 | RES | NC | PreRebDI | 11 | SFm | New | Each | FALSE | 0 | 10 | 0.7 | 0.7 | 1 | [6 empty] | 0 | 0 | 7.9957 | 97.99 | 191.99 | 94
Auto-diverting Tub Spout with thermostatic shut-off Showerhead (1.5 gpm) (2016 Code) –Gas | ShwFLr005 | RES | NC | PreRebDI | 12 | SFm | New | Each | FALSE | 0 | 10 | 0.7 | 0.7 | 1 | [6 empty] | 0 | 0 | 8.3895 | 97.99 | 191.99 | 94
Auto-diverting Tub Spout with thermostatic shut-off Showerhead (1.5 gpm) (2016 Code) –Gas | ShwFLr005 | RES | NC | PreRebDI | 13 | SFm | New | Each | FALSE | 0 | 10 | 0.7 | 0.7 | 1 | [6 empty] | 0 | 0 | 7.8258 | 97.99 | 191.99 | 94
Auto-diverting Tub Spout with thermostatic shut-off Showerhead (1.5 gpm) (2016 Code) –Gas | ShwFLr005 | RES | NC | PreRebDI | 14 | SFm | New | Each | FALSE | 0 | 10 | 0.7 | 0.7 | 1 | [6 empty] | 0 | 0 | 8.0931 | 97.99 | 191.99 | 94
Auto-diverting Tub Spout with thermostatic shut-off Showerhead (1.5 gpm) (2016 Code) –Gas | ShwFLr005 | RES | NC | PreRebDI | 15 | SFm | New | Each | FALSE | 0 | 10 | 0.7 | 0.7 | 1 | [6 empty] | 0 | 0 | 5.7551 | 97.99 | 191.99 | 94
Auto-diverting Tub Spout with thermostatic shut-off Showerhead (1.5 gpm) (2016 Code) –Gas | ShwFLr005 | RES | NC | PreRebDI | 16 | SFm | New | Each | FALSE | 0 | 10 | 0.7 | 0.7 | 1 | [6 empty] | 0 | 0 | 10.0855 | 97.99 | 191.99 | 94
Auto-diverting Tub Spout with thermostatic shut-off Showerhead (1.5 gpm) (2016 Code) –Gas | ShwFLr005 | RES | NC | PreRebDI | 1 | MFm | New | Each | FALSE | 0 | 10 | 0.7 | 0.7 | 1 | [6 empty] | 0 | 0 | 11.3042 | 97.99 | 191.99 | 94
Auto-diverting Tub Spout with thermostatic shut-off Showerhead (1.5 gpm) (2016 Code) –Gas | ShwFLr005 | RES | NC | PreRebDI | 2 | MFm | New | Each | FALSE | 0 | 10 | 0.7 | 0.7 | 1 | [6 empty] | 0 | 0 | 10.0885 | 97.99 | 191.99 | 94
Auto-diverting Tub Spout with thermostatic shut-off Showerhead (1.5 gpm) (2016 Code) –Gas | ShwFLr005 | RES | NC | PreRebDI | 3 | MFm | New | Each | FALSE | 0 | 10 | 0.7 | 0.7 | 1 | [6 empty] | 0 | 0 | 10.1329 | 97.99 | 191.99 | 94
Auto-diverting Tub Spout with thermostatic shut-off Showerhead (1.5 gpm) (2016 Code) –Gas | ShwFLr005 | RES | NC | PreRebDI | 4 | MFm | New | Each | FALSE | 0 | 10 | 0.7 | 0.7 | 1 | [6 empty] | 0 | 0 | 9.6319 | 97.99 | 191.99 | 94
Auto-diverting Tub Spout with thermostatic shut-off Showerhead (1.5 gpm) (2016 Code) –Gas | ShwFLr005 | RES | NC | PreRebDI | 5 | MFm | New | Each | FALSE | 0 | 10 | 0.7 | 0.7 | 1 | [6 empty] | 0 | 0 | 10.3842 | 97.99 | 191.99 | 94
Auto-diverting Tub Spout with thermostatic shut-off Showerhead (1.5 gpm) (2016 Code) –Gas | ShwFLr005 | RES | NC | PreRebDI | 6 | MFm | New | Each | FALSE | 0 | 10 | 0.7 | 0.7 | 1 | [6 empty] | 0 | 0 | 9.1691 | 97.99 | 191.99 | 94
Auto-diverting Tub Spout with thermostatic shut-off Showerhead (1.5 gpm) (2016 Code) –Gas | ShwFLr005 | RES | NC | PreRebDI | 7 | MFm | New | Each | FALSE | 0 | 10 | 0.7 | 0.7 | 1 | [6 empty] | 0 | 0 | 9 | 97.99 | 191.99 | 94
Auto-diverting Tub Spout with thermostatic shut-off Showerhead (1.5 gpm) (2016 Code) –Gas | ShwFLr005 | RES | NC | PreRebDI | 8 | MFm | New | Each | FALSE | 0 | 10 | 0.7 | 0.7 | 1 | [6 empty] | 0 | 0 | 8.762 | 97.99 | 191.99 | 94
Auto-diverting Tub Spout with thermostatic shut-off Showerhead (1.5 gpm) (2016 Code) –Gas | ShwFLr005 | RES | NC | PreRebDI | 9 | MFm | New | Each | FALSE | 0 | 10 | 0.7 | 0.7 | 1 | [6 empty] | 0 | 0 | 8.7535 | 97.99 | 191.99 | 94
Auto-diverting Tub Spout with thermostatic shut-off Showerhead (1.5 gpm) (2016 Code) –Gas | ShwFLr005 | RES | NC | PreRebDI | 10 | MFm | New | Each | FALSE | 0 | 10 | 0.7 | 0.7 | 1 | [6 empty] | 0 | 0 | 8.6953 | 97.99 | 191.99 | 94
Auto-diverting Tub Spout with thermostatic shut-off Showerhead (1.5 gpm) (2016 Code) –Gas | ShwFLr005 | RES | NC | PreRebDI | 11 | MFm | New | Each | FALSE | 0 | 10 | 0.7 | 0.7 | 1 | [6 empty] | 0 | 0 | 8.9653 | 97.99 | 191.99 | 94
Auto-diverting Tub Spout with thermostatic shut-off Showerhead (1.5 gpm) (2016 Code) –Gas | ShwFLr005 | RES | NC | PreRebDI | 12 | MFm | New | Each | FALSE | 0 | 10 | 0.7 | 0.7 | 1 | [6 empty] | 0 | 0 | 9.3846 | 97.99 | 191.99 | 94
Auto-diverting Tub Spout with thermostatic shut-off Showerhead (1.5 gpm) (2016 Code) –Gas | ShwFLr005 | RES | NC | PreRebDI | 13 | MFm | New | Each | FALSE | 0 | 10 | 0.7 | 0.7 | 1 | [6 empty] | 0 | 0 | 8.7747 | 97.99 | 191.99 | 94
Auto-diverting Tub Spout with thermostatic shut-off Showerhead (1.5 gpm) (2016 Code) –Gas | ShwFLr005 | RES | NC | PreRebDI | 14 | MFm | New | Each | FALSE | 0 | 10 | 0.7 | 0.7 | 1 | [6 empty] | 0 | 0 | 9.074 | 97.99 | 191.99 | 94
Auto-diverting Tub Spout with thermostatic shut-off Showerhead (1.5 gpm) (2016 Code) –Gas | ShwFLr005 | RES | NC | PreRebDI | 15 | MFm | New | Each | FALSE | 0 | 10 | 0.7 | 0.7 | 1 | [6 empty] | 0 | 0 | 6.4918 | 97.99 | 191.99 | 94
Auto-diverting Tub Spout with thermostatic shut-off Showerhead (1.5 gpm) (2016 Code) –Gas | ShwFLr005 | RES | NC | PreRebDI | 16 | MFm | New | Each | FALSE | 0 | 10 | 0.7 | 0.7 | 1 | [6 empty] | 0 | 0 | 11.2794 | 97.99 | 191.99 | 94
Auto-diverting Tub Spout with thermostatic shut-off Showerhead (1.5 gpm) (2016 Code) –Gas | ShwFLr005 | RES | ROB | PreRebDI | 1 | SFm | Ex | Each | FALSE | 0 | 10 | 0.7 | 0.7 | 1 | [6 empty] | 0 | 0 | 10.1239 | 97.99 | 191.99 | 94
Auto-diverting Tub Spout with thermostatic shut-off Showerhead (1.5 gpm) (2016 Code) –Gas | ShwFLr005 | RES | ROB | PreRebDI | 2 | SFm | Ex | Each | FALSE | 0 | 10 | 0.7 | 0.7 | 1 | [6 empty] | 0 | 0 | 9.0372 | 97.99 | 191.99 | 94
Auto-diverting Tub Spout with thermostatic shut-off Showerhead (1.5 gpm) (2016 Code) –Gas | ShwFLr005 | RES | ROB | PreRebDI | 3 | SFm | Ex | Each | FALSE | 0 | 10 | 0.7 | 0.7 | 1 | [6 empty] | 0 | 0 | 9.0762 | 97.99 | 191.99 | 94
Auto-diverting Tub Spout with thermostatic shut-off Showerhead (1.5 gpm) (2016 Code) –Gas | ShwFLr005 | RES | ROB | PreRebDI | 4 | SFm | Ex | Each | FALSE | 0 | 10 | 0.7 | 0.7 | 1 | [6 empty] | 0 | 0 | 8.6287 | 97.99 | 191.99 | 94
Auto-diverting Tub Spout with thermostatic shut-off Showerhead (1.5 gpm) (2016 Code) –Gas | ShwFLr005 | RES | ROB | PreRebDI | 5 | SFm | Ex | Each | FALSE | 0 | 10 | 0.7 | 0.7 | 1 | [6 empty] | 0 | 0 | 9.3003 | 97.99 | 191.99 | 94
Auto-diverting Tub Spout with thermostatic shut-off Showerhead (1.5 gpm) (2016 Code) –Gas | ShwFLr005 | RES | ROB | PreRebDI | 6 | SFm | Ex | Each | FALSE | 0 | 10 | 0.7 | 0.7 | 1 | [6 empty] | 0 | 0 | 8.2073 | 97.99 | 191.99 | 94
Auto-diverting Tub Spout with thermostatic shut-off Showerhead (1.5 gpm) (2016 Code) –Gas | ShwFLr005 | RES | ROB | PreRebDI | 7 | SFm | Ex | Each | FALSE | 0 | 10 | 0.7 | 0.7 | 1 | [6 empty] | 0 | 0 | 8.0572 | 97.99 | 191.99 | 94
Auto-diverting Tub Spout with thermostatic shut-off Showerhead (1.5 gpm) (2016 Code) –Gas | ShwFLr005 | RES | ROB | PreRebDI | 8 | SFm | Ex | Each | FALSE | 0 | 10 | 0.7 | 0.7 | 1 | [6 empty] | 0 | 0 | 7.8415 | 97.99 | 191.99 | 94
Auto-diverting Tub Spout with thermostatic shut-off Showerhead (1.5 gpm) (2016 Code) –Gas | ShwFLr005 | RES | ROB | PreRebDI | 9 | SFm | Ex | Each | FALSE | 0 | 10 | 0.7 | 0.7 | 1 | [6 empty] | 0 | 0 | 7.8314 | 97.99 | 191.99 | 94
Auto-diverting Tub Spout with thermostatic shut-off Showerhead (1.5 gpm) (2016 Code) –Gas | ShwFLr005 | RES | ROB | PreRebDI | 10 | SFm | Ex | Each | FALSE | 0 | 10 | 0.7 | 0.7 | 1 | [6 empty] | 0 | 0 | 7.7762 | 97.99 | 191.99 | 94
Auto-diverting Tub Spout with thermostatic shut-off Showerhead (1.5 gpm) (2016 Code) –Gas | ShwFLr005 | RES | ROB | PreRebDI | 11 | SFm | Ex | Each | FALSE | 0 | 10 | 0.7 | 0.7 | 1 | [6 empty] | 0 | 0 | 7.9957 | 97.99 | 191.99 | 94
Auto-diverting Tub Spout with thermostatic shut-off Showerhead (1.5 gpm) (2016 Code) –Gas | ShwFLr005 | RES | ROB | PreRebDI | 12 | SFm | Ex | Each | FALSE | 0 | 10 | 0.7 | 0.7 | 1 | [6 empty] | 0 | 0 | 8.3895 | 97.99 | 191.99 | 94
Auto-diverting Tub Spout with thermostatic shut-off Showerhead (1.5 gpm) (2016 Code) –Gas | ShwFLr005 | RES | ROB | PreRebDI | 13 | SFm | Ex | Each | FALSE | 0 | 10 | 0.7 | 0.7 | 1 | [6 empty] | 0 | 0 | 7.8258 | 97.99 | 191.99 | 94
Auto-diverting Tub Spout with thermostatic shut-off Showerhead (1.5 gpm) (2016 Code) –Gas | ShwFLr005 | RES | ROB | PreRebDI | 14 | SFm | Ex | Each | FALSE | 0 | 10 | 0.7 | 0.7 | 1 | [6 empty] | 0 | 0 | 8.0931 | 97.99 | 191.99 | 94
Auto-diverting Tub Spout with thermostatic shut-off Showerhead (1.5 gpm) (2016 Code) –Gas | ShwFLr005 | RES | ROB | PreRebDI | 15 | SFm | Ex | Each | FALSE | 0 | 10 | 0.7 | 0.7 | 1 | [6 empty] | 0 | 0 | 5.7551 | 97.99 | 191.99 | 94
Auto-diverting Tub Spout with thermostatic shut-off Showerhead (1.5 gpm) (2016 Code) –Gas | ShwFLr005 | RES | ROB | PreRebDI | 16 | SFm | Ex | Each | FALSE | 0 | 10 | 0.7 | 0.7 | 1 | [6 empty] | 0 | 0 | 10.0855 | 97.99 | 191.99 | 94
Auto-diverting Tub Spout with thermostatic shut-off Showerhead (1.5 gpm) (2016 Code) –Gas | ShwFLr005 | RES | ROB | PreRebDI | 1 | MFm | Ex | Each | FALSE | 0 | 10 | 0.7 | 0.7 | 1 | [6 empty] | 0 | 0 | 11.3042 | 97.99 | 191.99 | 94
Auto-diverting Tub Spout with thermostatic shut-off Showerhead (1.5 gpm) (2016 Code) –Gas | ShwFLr005 | RES | ROB | PreRebDI | 2 | MFm | Ex | Each | FALSE | 0 | 10 | 0.7 | 0.7 | 1 | [6 empty] | 0 | 0 | 10.0885 | 97.99 | 191.99 | 94
Auto-diverting Tub Spout with thermostatic shut-off Showerhead (1.5 gpm) (2016 Code) –Gas | ShwFLr005 | RES | ROB | PreRebDI | 3 | MFm | Ex | Each | FALSE | 0 | 10 | 0.7 | 0.7 | 1 | [6 empty] | 0 | 0 | 10.1329 | 97.99 | 191.99 | 94
Auto-diverting Tub Spout with thermostatic shut-off Showerhead (1.5 gpm) (2016 Code) –Gas | ShwFLr005 | RES | ROB | PreRebDI | 4 | MFm | Ex | Each | FALSE | 0 | 10 | 0.7 | 0.7 | 1 | [6 empty] | 0 | 0 | 9.6319 | 97.99 | 191.99 | 94
Auto-diverting Tub Spout with thermostatic shut-off Showerhead (1.5 gpm) (2016 Code) –Gas | ShwFLr005 | RES | ROB | PreRebDI | 5 | MFm | Ex | Each | FALSE | 0 | 10 | 0.7 | 0.7 | 1 | [6 empty] | 0 | 0 | 10.3842 | 97.99 | 191.99 | 94
Auto-diverting Tub Spout with thermostatic shut-off Showerhead (1.5 gpm) (2016 Code) –Gas | ShwFLr005 | RES | ROB | PreRebDI | 6 | MFm | Ex | Each | FALSE | 0 | 10 | 0.7 | 0.7 | 1 | [6 empty] | 0 | 0 | 9.1691 | 97.99 | 191.99 | 94
Auto-diverting Tub Spout with thermostatic shut-off Showerhead (1.5 gpm) (2016 Code) –Gas | ShwFLr005 | RES | ROB | PreRebDI | 7 | MFm | Ex | Each | FALSE | 0 | 10 | 0.7 | 0.7 | 1 | [6 empty] | 0 | 0 | 9 | 97.99 | 191.99 | 94
Auto-diverting Tub Spout with thermostatic shut-off Showerhead (1.5 gpm) (2016 Code) –Gas | ShwFLr005 | RES | ROB | PreRebDI | 8 | MFm | Ex | Each | FALSE | 0 | 10 | 0.7 | 0.7 | 1 | [6 empty] | 0 | 0 | 8.762 | 97.99 | 191.99 | 94
Auto-diverting Tub Spout with thermostatic shut-off Showerhead (1.5 gpm) (2016 Code) –Gas | ShwFLr005 | RES | ROB | PreRebDI | 9 | MFm | Ex | Each | FALSE | 0 | 10 | 0.7 | 0.7 | 1 | [6 empty] | 0 | 0 | 8.7535 | 97.99 | 191.99 | 94
Auto-diverting Tub Spout with thermostatic shut-off Showerhead (1.5 gpm) (2016 Code) –Gas | ShwFLr005 | RES | ROB | PreRebDI | 10 | MFm | Ex | Each | FALSE | 0 | 10 | 0.7 | 0.7 | 1 | [6 empty] | 0 | 0 | 8.6953 | 97.99 | 191.99 | 94
Auto-diverting Tub Spout with thermostatic shut-off Showerhead (1.5 gpm) (2016 Code) –Gas | ShwFLr005 | RES | ROB | PreRebDI | 11 | MFm | Ex | Each | FALSE | 0 | 10 | 0.7 | 0.7 | 1 | [6 empty] | 0 | 0 | 8.9653 | 97.99 | 191.99 | 94
Auto-diverting Tub Spout with thermostatic shut-off Showerhead (1.5 gpm) (2016 Code) –Gas | ShwFLr005 | RES | ROB | PreRebDI | 12 | MFm | Ex | Each | FALSE | 0 | 10 | 0.7 | 0.7 | 1 | [6 empty] | 0 | 0 | 9.3846 | 97.99 | 191.99 | 94
Auto-diverting Tub Spout with thermostatic shut-off Showerhead (1.5 gpm) (2016 Code) –Gas | ShwFLr005 | RES | ROB | PreRebDI | 13 | MFm | Ex | Each | FALSE | 0 | 10 | 0.7 | 0.7 | 1 | [6 empty] | 0 | 0 | 8.7747 | 97.99 | 191.99 | 94
Auto-diverting Tub Spout with thermostatic shut-off Showerhead (1.5 gpm) (2016 Code) –Gas | ShwFLr005 | RES | ROB | PreRebDI | 14 | MFm | Ex | Each | FALSE | 0 | 10 | 0.7 | 0.7 | 1 | [6 empty] | 0 | 0 | 9.074 | 97.99 | 191.99 | 94
Auto-diverting Tub Spout with thermostatic shut-off Showerhead (1.5 gpm) (2016 Code) –Gas | ShwFLr005 | RES | ROB | PreRebDI | 15 | MFm | Ex | Each | FALSE | 0 | 10 | 0.7 | 0.7 | 1 | [6 empty] | 0 | 0 | 6.4918 | 97.99 | 191.99 | 94
Auto-diverting Tub Spout with thermostatic shut-off Showerhead (1.5 gpm) (2016 Code) –Gas | ShwFLr005 | RES | ROB | PreRebDI | 16 | MFm | Ex | Each | FALSE | 0 | 10 | 0.7 | 0.7 | 1 | [6 empty] | 0 | 0 | 11.2794 | 97.99 | 191.99 | 94
Auto-diverting Tub Spout with thermostatic shut-off Showerhead (1.5 gpm) (2016 Code) –Electric | ShwFLr006 | RES | NC | PreRebDown | 1 | SFm | New | Each | FALSE | 0 | 10 | 0.7 | 0.7 | 1 | [6 empty] | 0.023748 | 236.4032 | 0 | 97.99 | 191.99 | 94
Auto-diverting Tub Spout with thermostatic shut-off Showerhead (1.5 gpm) (2016 Code) –Electric | ShwFLr006 | RES | NC | PreRebDown | 2 | SFm | New | Each | FALSE | 0 | 10 | 0.7 | 0.7 | 1 | [6 empty] | 0.021199 | 211.0293 | 0 | 97.99 | 191.99 | 94
Auto-diverting Tub Spout with thermostatic shut-off Showerhead (1.5 gpm) (2016 Code) –Electric | ShwFLr006 | RES | NC | PreRebDown | 3 | SFm | New | Each | FALSE | 0 | 10 | 0.7 | 0.7 | 1 | [6 empty] | 0.021291 | 211.9385 | 0 | 97.99 | 191.99 | 94
Auto-diverting Tub Spout with thermostatic shut-off Showerhead (1.5 gpm) (2016 Code) –Electric | ShwFLr006 | RES | NC | PreRebDown | 4 | SFm | New | Each | FALSE | 0 | 10 | 0.7 | 0.7 | 1 | [6 empty] | 0.020241 | 201.4892 | 0 | 97.99 | 191.99 | 94
Auto-diverting Tub Spout with thermostatic shut-off Showerhead (1.5 gpm) (2016 Code) –Electric | ShwFLr006 | RES | NC | PreRebDown | 5 | SFm | New | Each | FALSE | 0 | 10 | 0.7 | 0.7 | 1 | [6 empty] | 0.021816 | 217.1716 | 0 | 97.99 | 191.99 | 94
Auto-diverting Tub Spout with thermostatic shut-off Showerhead (1.5 gpm) (2016 Code) –Electric | ShwFLr006 | RES | NC | PreRebDown | 6 | SFm | New | Each | FALSE | 0 | 10 | 0.7 | 0.7 | 1 | [6 empty] | 0.019252 | 191.6496 | 0 | 97.99 | 191.99 | 94
Auto-diverting Tub Spout with thermostatic shut-off Showerhead (1.5 gpm) (2016 Code) –Electric | ShwFLr006 | RES | NC | PreRebDown | 7 | SFm | New | Each | FALSE | 0 | 10 | 0.7 | 0.7 | 1 | [6 empty] | 0.0189 | 188.1441 | 0 | 97.99 | 191.99 | 94
Auto-diverting Tub Spout with thermostatic shut-off Showerhead (1.5 gpm) (2016 Code) –Electric | ShwFLr006 | RES | NC | PreRebDown | 8 | SFm | New | Each | FALSE | 0 | 10 | 0.7 | 0.7 | 1 | [6 empty] | 0.018394 | 183.1081 | 0 | 97.99 | 191.99 | 94
Auto-diverting Tub Spout with thermostatic shut-off Showerhead (1.5 gpm) (2016 Code) –Electric | ShwFLr006 | RES | NC | PreRebDown | 9 | SFm | New | Each | FALSE | 0 | 10 | 0.7 | 0.7 | 1 | [6 empty] | 0.018371 | 182.8712 | 0 | 97.99 | 191.99 | 94
Auto-diverting Tub Spout with thermostatic shut-off Showerhead (1.5 gpm) (2016 Code) –Electric | ShwFLr006 | RES | NC | PreRebDown | 10 | SFm | New | Each | FALSE | 0 | 10 | 0.7 | 0.7 | 1 | [6 empty] | 0.018241 | 181.5824 | 0 | 97.99 | 191.99 | 94
Auto-diverting Tub Spout with thermostatic shut-off Showerhead (1.5 gpm) (2016 Code) –Electric | ShwFLr006 | RES | NC | PreRebDown | 11 | SFm | New | Each | FALSE | 0 | 10 | 0.7 | 0.7 | 1 | [6 empty] | 0.018756 | 186.7084 | 0 | 97.99 | 191.99 | 94
Auto-diverting Tub Spout with thermostatic shut-off Showerhead (1.5 gpm) (2016 Code) –Electric | ShwFLr006 | RES | NC | PreRebDown | 12 | SFm | New | Each | FALSE | 0 | 10 | 0.7 | 0.7 | 1 | [6 empty] | 0.01968 | 195.905 | 0 | 97.99 | 191.99 | 94
Auto-diverting Tub Spout with thermostatic shut-off Showerhead (1.5 gpm) (2016 Code) –Electric | ShwFLr006 | RES | NC | PreRebDown | 13 | SFm | New | Each | FALSE | 0 | 10 | 0.7 | 0.7 | 1 | [6 empty] | 0.018358 | 182.7408 | 0 | 97.99 | 191.99 | 94
Auto-diverting Tub Spout with thermostatic shut-off Showerhead (1.5 gpm) (2016 Code) –Electric | ShwFLr006 | RES | NC | PreRebDown | 14 | SFm | New | Each | FALSE | 0 | 10 | 0.7 | 0.7 | 1 | [6 empty] | 0.018985 | 188.9839 | 0 | 97.99 | 191.99 | 94
Auto-diverting Tub Spout with thermostatic shut-off Showerhead (1.5 gpm) (2016 Code) –Electric | ShwFLr006 | RES | NC | PreRebDown | 15 | SFm | New | Each | FALSE | 0 | 10 | 0.7 | 0.7 | 1 | [6 empty] | 0.0135 | 134.389 | 0 | 97.99 | 191.99 | 94
Auto-diverting Tub Spout with thermostatic shut-off Showerhead (1.5 gpm) (2016 Code) –Electric | ShwFLr006 | RES | NC | PreRebDown | 16 | SFm | New | Each | FALSE | 0 | 10 | 0.7 | 0.7 | 1 | [6 empty] | 0.023658 | 235.5073 | 0 | 97.99 | 191.99 | 94
Auto-diverting Tub Spout with thermostatic shut-off Showerhead (1.5 gpm) (2016 Code) –Electric | ShwFLr006 | RES | NC | PreRebDown | 1 | MFm | New | Each | FALSE | 0 | 10 | 0.7 | 0.7 | 1 | [6 empty] | 0.026517 | 263.9647 | 0 | 97.99 | 191.99 | 94
Auto-diverting Tub Spout with thermostatic shut-off Showerhead (1.5 gpm) (2016 Code) –Electric | ShwFLr006 | RES | NC | PreRebDown | 2 | MFm | New | Each | FALSE | 0 | 10 | 0.7 | 0.7 | 1 | [6 empty] | 0.023665 | 235.5766 | 0 | 97.99 | 191.99 | 94
Auto-diverting Tub Spout with thermostatic shut-off Showerhead (1.5 gpm) (2016 Code) –Electric | ShwFLr006 | RES | NC | PreRebDown | 3 | MFm | New | Each | FALSE | 0 | 10 | 0.7 | 0.7 | 1 | [6 empty] | 0.02377 | 236.6152 | 0 | 97.99 | 191.99 | 94
Auto-diverting Tub Spout with thermostatic shut-off Showerhead (1.5 gpm) (2016 Code) –Electric | ShwFLr006 | RES | NC | PreRebDown | 4 | MFm | New | Each | FALSE | 0 | 10 | 0.7 | 0.7 | 1 | [6 empty] | 0.022594 | 224.9156 | 0 | 97.99 | 191.99 | 94
Auto-diverting Tub Spout with thermostatic shut-off Showerhead (1.5 gpm) (2016 Code) –Electric | ShwFLr006 | RES | NC | PreRebDown | 5 | MFm | New | Each | FALSE | 0 | 10 | 0.7 | 0.7 | 1 | [6 empty] | 0.024359 | 242.4823 | 0 | 97.99 | 191.99 | 94
Auto-diverting Tub Spout with thermostatic shut-off Showerhead (1.5 gpm) (2016 Code) –Electric | ShwFLr006 | RES | NC | PreRebDown | 6 | MFm | New | Each | FALSE | 0 | 10 | 0.7 | 0.7 | 1 | [6 empty] | 0.021509 | 214.1091 | 0 | 97.99 | 191.99 | 94
Auto-diverting Tub Spout with thermostatic shut-off Showerhead (1.5 gpm) (2016 Code) –Electric | ShwFLr006 | RES | NC | PreRebDown | 7 | MFm | New | Each | FALSE | 0 | 10 | 0.7 | 0.7 | 1 | [6 empty] | 0.021112 | 210.1598 | 0 | 97.99 | 191.99 | 94
Auto-diverting Tub Spout with thermostatic shut-off Showerhead (1.5 gpm) (2016 Code) –Electric | ShwFLr006 | RES | NC | PreRebDown | 8 | MFm | New | Each | FALSE | 0 | 10 | 0.7 | 0.7 | 1 | [6 empty] | 0.020554 | 204.6019 | 0 | 97.99 | 191.99 | 94
Auto-diverting Tub Spout with thermostatic shut-off Showerhead (1.5 gpm) (2016 Code) –Electric | ShwFLr006 | RES | NC | PreRebDown | 9 | MFm | New | Each | FALSE | 0 | 10 | 0.7 | 0.7 | 1 | [6 empty] | 0.020534 | 204.4028 | 0 | 97.99 | 191.99 | 94
Auto-diverting Tub Spout with thermostatic shut-off Showerhead (1.5 gpm) (2016 Code) –Electric | ShwFLr006 | RES | NC | PreRebDown | 10 | MFm | New | Each | FALSE | 0 | 10 | 0.7 | 0.7 | 1 | [6 empty] | 0.020397 | 203.0459 | 0 | 97.99 | 191.99 | 94
Auto-diverting Tub Spout with thermostatic shut-off Showerhead (1.5 gpm) (2016 Code) –Electric | ShwFLr006 | RES | NC | PreRebDown | 11 | MFm | New | Each | FALSE | 0 | 10 | 0.7 | 0.7 | 1 | [6 empty] | 0.02103 | 209.3489 | 0 | 97.99 | 191.99 | 94
Auto-diverting Tub Spout with thermostatic shut-off Showerhead (1.5 gpm) (2016 Code) –Electric | ShwFLr006 | RES | NC | PreRebDown | 12 | MFm | New | Each | FALSE | 0 | 10 | 0.7 | 0.7 | 1 | [6 empty] | 0.022014 | 219.1406 | 0 | 97.99 | 191.99 | 94
Auto-diverting Tub Spout with thermostatic shut-off Showerhead (1.5 gpm) (2016 Code) –Electric | ShwFLr006 | RES | NC | PreRebDown | 13 | MFm | New | Each | FALSE | 0 | 10 | 0.7 | 0.7 | 1 | [6 empty] | 0.020583 | 204.8989 | 0 | 97.99 | 191.99 | 94
Auto-diverting Tub Spout with thermostatic shut-off Showerhead (1.5 gpm) (2016 Code) –Electric | ShwFLr006 | RES | NC | PreRebDown | 14 | MFm | New | Each | FALSE | 0 | 10 | 0.7 | 0.7 | 1 | [6 empty] | 0.021286 | 211.889 | 0 | 97.99 | 191.99 | 94
Auto-diverting Tub Spout with thermostatic shut-off Showerhead (1.5 gpm) (2016 Code) –Electric | ShwFLr006 | RES | NC | PreRebDown | 15 | MFm | New | Each | FALSE | 0 | 10 | 0.7 | 0.7 | 1 | [6 empty] | 0.015228 | 151.5919 | 0 | 97.99 | 191.99 | 94
Auto-diverting Tub Spout with thermostatic shut-off Showerhead (1.5 gpm) (2016 Code) –Electric | ShwFLr006 | RES | NC | PreRebDown | 16 | MFm | New | Each | FALSE | 0 | 10 | 0.7 | 0.7 | 1 | [6 empty] | 0.026459 | 263.3858 | 0 | 97.99 | 191.99 | 94
Auto-diverting Tub Spout with thermostatic shut-off Showerhead (1.5 gpm) (2016 Code) –Electric | ShwFLr006 | RES | ROB | PreRebDown | 1 | SFm | Ex | Each | FALSE | 0 | 10 | 0.7 | 0.7 | 1 | [6 empty] | 0.023748 | 236.4032 | 0 | 97.99 | 191.99 | 94
Auto-diverting Tub Spout with thermostatic shut-off Showerhead (1.5 gpm) (2016 Code) –Electric | ShwFLr006 | RES | ROB | PreRebDown | 2 | SFm | Ex | Each | FALSE | 0 | 10 | 0.7 | 0.7 | 1 | [6 empty] | 0.021199 | 211.0293 | 0 | 97.99 | 191.99 | 94
Auto-diverting Tub Spout with thermostatic shut-off Showerhead (1.5 gpm) (2016 Code) –Electric | ShwFLr006 | RES | ROB | PreRebDown | 3 | SFm | Ex | Each | FALSE | 0 | 10 | 0.7 | 0.7 | 1 | [6 empty] | 0.021291 | 211.9385 | 0 | 97.99 | 191.99 | 94
Auto-diverting Tub Spout with thermostatic shut-off Showerhead (1.5 gpm) (2016 Code) –Electric | ShwFLr006 | RES | ROB | PreRebDown | 4 | SFm | Ex | Each | FALSE | 0 | 10 | 0.7 | 0.7 | 1 | [6 empty] | 0.020241 | 201.4892 | 0 | 97.99 | 191.99 | 94
Auto-diverting Tub Spout with thermostatic shut-off Showerhead (1.5 gpm) (2016 Code) –Electric | ShwFLr006 | RES | ROB | PreRebDown | 5 | SFm | Ex | Each | FALSE | 0 | 10 | 0.7 | 0.7 | 1 | [6 empty] | 0.021816 | 217.1716 | 0 | 97.99 | 191.99 | 94
Auto-diverting Tub Spout with thermostatic shut-off Showerhead (1.5 gpm) (2016 Code) –Electric | ShwFLr006 | RES | ROB | PreRebDown | 6 | SFm | Ex | Each | FALSE | 0 | 10 | 0.7 | 0.7 | 1 | [6 empty] | 0.019252 | 191.6496 | 0 | 97.99 | 191.99 | 94
Auto-diverting Tub Spout with thermostatic shut-off Showerhead (1.5 gpm) (2016 Code) –Electric | ShwFLr006 | RES | ROB | PreRebDown | 7 | SFm | Ex | Each | FALSE | 0 | 10 | 0.7 | 0.7 | 1 | [6 empty] | 0.0189 | 188.1441 | 0 | 97.99 | 191.99 | 94
Auto-diverting Tub Spout with thermostatic shut-off Showerhead (1.5 gpm) (2016 Code) –Electric | ShwFLr006 | RES | ROB | PreRebDown | 8 | SFm | Ex | Each | FALSE | 0 | 10 | 0.7 | 0.7 | 1 | [6 empty] | 0.018394 | 183.1081 | 0 | 97.99 | 191.99 | 94
Auto-diverting Tub Spout with thermostatic shut-off Showerhead (1.5 gpm) (2016 Code) –Electric | ShwFLr006 | RES | ROB | PreRebDown | 9 | SFm | Ex | Each | FALSE | 0 | 10 | 0.7 | 0.7 | 1 | [6 empty] | 0.018371 | 182.8712 | 0 | 97.99 | 191.99 | 94
Auto-diverting Tub Spout with thermostatic shut-off Showerhead (1.5 gpm) (2016 Code) –Electric | ShwFLr006 | RES | ROB | PreRebDown | 10 | SFm | Ex | Each | FALSE | 0 | 10 | 0.7 | 0.7 | 1 | [6 empty] | 0.018241 | 181.5824 | 0 | 97.99 | 191.99 | 94
Auto-diverting Tub Spout with thermostatic shut-off Showerhead (1.5 gpm) (2016 Code) –Electric | ShwFLr006 | RES | ROB | PreRebDown | 11 | SFm | Ex | Each | FALSE | 0 | 10 | 0.7 | 0.7 | 1 | [6 empty] | 0.018756 | 186.7084 | 0 | 97.99 | 191.99 | 94
Auto-diverting Tub Spout with thermostatic shut-off Showerhead (1.5 gpm) (2016 Code) –Electric | ShwFLr006 | RES | ROB | PreRebDown | 12 | SFm | Ex | Each | FALSE | 0 | 10 | 0.7 | 0.7 | 1 | [6 empty] | 0.01968 | 195.905 | 0 | 97.99 | 191.99 | 94
Auto-diverting Tub Spout with thermostatic shut-off Showerhead (1.5 gpm) (2016 Code) –Electric | ShwFLr006 | RES | ROB | PreRebDown | 13 | SFm | Ex | Each | FALSE | 0 | 10 | 0.7 | 0.7 | 1 | [6 empty] | 0.018358 | 182.7408 | 0 | 97.99 | 191.99 | 94
Auto-diverting Tub Spout with thermostatic shut-off Showerhead (1.5 gpm) (2016 Code) –Electric | ShwFLr006 | RES | ROB | PreRebDown | 14 | SFm | Ex | Each | FALSE | 0 | 10 | 0.7 | 0.7 | 1 | [6 empty] | 0.018985 | 188.9839 | 0 | 97.99 | 191.99 | 94
Auto-diverting Tub Spout with thermostatic shut-off Showerhead (1.5 gpm) (2016 Code) –Electric | ShwFLr006 | RES | ROB | PreRebDown | 15 | SFm | Ex | Each | FALSE | 0 | 10 | 0.7 | 0.7 | 1 | [6 empty] | 0.0135 | 134.389 | 0 | 97.99 | 191.99 | 94
Auto-diverting Tub Spout with thermostatic shut-off Showerhead (1.5 gpm) (2016 Code) –Electric | ShwFLr006 | RES | ROB | PreRebDown | 16 | SFm | Ex | Each | FALSE | 0 | 10 | 0.7 | 0.7 | 1 | [6 empty] | 0.023658 | 235.5073 | 0 | 97.99 | 191.99 | 94
Auto-diverting Tub Spout with thermostatic shut-off Showerhead (1.5 gpm) (2016 Code) –Electric | ShwFLr006 | RES | ROB | PreRebDown | 1 | MFm | Ex | Each | FALSE | 0 | 10 | 0.7 | 0.7 | 1 | [6 empty] | 0.026517 | 263.9647 | 0 | 97.99 | 191.99 | 94
Auto-diverting Tub Spout with thermostatic shut-off Showerhead (1.5 gpm) (2016 Code) –Electric | ShwFLr006 | RES | ROB | PreRebDown | 2 | MFm | Ex | Each | FALSE | 0 | 10 | 0.7 | 0.7 | 1 | [6 empty] | 0.023665 | 235.5766 | 0 | 97.99 | 191.99 | 94
Auto-diverting Tub Spout with thermostatic shut-off Showerhead (1.5 gpm) (2016 Code) –Electric | ShwFLr006 | RES | ROB | PreRebDown | 3 | MFm | Ex | Each | FALSE | 0 | 10 | 0.7 | 0.7 | 1 | [6 empty] | 0.02377 | 236.6152 | 0 | 97.99 | 191.99 | 94
Auto-diverting Tub Spout with thermostatic shut-off Showerhead (1.5 gpm) (2016 Code) –Electric | ShwFLr006 | RES | ROB | PreRebDown | 4 | MFm | Ex | Each | FALSE | 0 | 10 | 0.7 | 0.7 | 1 | [6 empty] | 0.022594 | 224.9156 | 0 | 97.99 | 191.99 | 94
Auto-diverting Tub Spout with thermostatic shut-off Showerhead (1.5 gpm) (2016 Code) –Electric | ShwFLr006 | RES | ROB | PreRebDown | 5 | MFm | Ex | Each | FALSE | 0 | 10 | 0.7 | 0.7 | 1 | [6 empty] | 0.024359 | 242.4823 | 0 | 97.99 | 191.99 | 94
Auto-diverting Tub Spout with thermostatic shut-off Showerhead (1.5 gpm) (2016 Code) –Electric | ShwFLr006 | RES | ROB | PreRebDown | 6 | MFm | Ex | Each | FALSE | 0 | 10 | 0.7 | 0.7 | 1 | [6 empty] | 0.021509 | 214.1091 | 0 | 97.99 | 191.99 | 94
Auto-diverting Tub Spout with thermostatic shut-off Showerhead (1.5 gpm) (2016 Code) –Electric | ShwFLr006 | RES | ROB | PreRebDown | 7 | MFm | Ex | Each | FALSE | 0 | 10 | 0.7 | 0.7 | 1 | [6 empty] | 0.021112 | 210.1598 | 0 | 97.99 | 191.99 | 94
Auto-diverting Tub Spout with thermostatic shut-off Showerhead (1.5 gpm) (2016 Code) –Electric | ShwFLr006 | RES | ROB | PreRebDown | 8 | MFm | Ex | Each | FALSE | 0 | 10 | 0.7 | 0.7 | 1 | [6 empty] | 0.020554 | 204.6019 | 0 | 97.99 | 191.99 | 94
Auto-diverting Tub Spout with thermostatic shut-off Showerhead (1.5 gpm) (2016 Code) –Electric | ShwFLr006 | RES | ROB | PreRebDown | 9 | MFm | Ex | Each | FALSE | 0 | 10 | 0.7 | 0.7 | 1 | [6 empty] | 0.020534 | 204.4028 | 0 | 97.99 | 191.99 | 94
Auto-diverting Tub Spout with thermostatic shut-off Showerhead (1.5 gpm) (2016 Code) –Electric | ShwFLr006 | RES | ROB | PreRebDown | 10 | MFm | Ex | Each | FALSE | 0 | 10 | 0.7 | 0.7 | 1 | [6 empty] | 0.020397 | 203.0459 | 0 | 97.99 | 191.99 | 94
Auto-diverting Tub Spout with thermostatic shut-off Showerhead (1.5 gpm) (2016 Code) –Electric | ShwFLr006 | RES | ROB | PreRebDown | 11 | MFm | Ex | Each | FALSE | 0 | 10 | 0.7 | 0.7 | 1 | [6 empty] | 0.02103 | 209.3489 | 0 | 97.99 | 191.99 | 94
Auto-diverting Tub Spout with thermostatic shut-off Showerhead (1.5 gpm) (2016 Code) –Electric | ShwFLr006 | RES | ROB | PreRebDown | 12 | MFm | Ex | Each | FALSE | 0 | 10 | 0.7 | 0.7 | 1 | [6 empty] | 0.022014 | 219.1406 | 0 | 97.99 | 191.99 | 94
Auto-diverting Tub Spout with thermostatic shut-off Showerhead (1.5 gpm) (2016 Code) –Electric | ShwFLr006 | RES | ROB | PreRebDown | 13 | MFm | Ex | Each | FALSE | 0 | 10 | 0.7 | 0.7 | 1 | [6 empty] | 0.020583 | 204.8989 | 0 | 97.99 | 191.99 | 94
Auto-diverting Tub Spout with thermostatic shut-off Showerhead (1.5 gpm) (2016 Code) –Electric | ShwFLr006 | RES | ROB | PreRebDown | 14 | MFm | Ex | Each | FALSE | 0 | 10 | 0.7 | 0.7 | 1 | [6 empty] | 0.021286 | 211.889 | 0 | 97.99 | 191.99 | 94
Auto-diverting Tub Spout with thermostatic shut-off Showerhead (1.5 gpm) (2016 Code) –Electric | ShwFLr006 | RES | ROB | PreRebDown | 15 | MFm | Ex | Each | FALSE | 0 | 10 | 0.7 | 0.7 | 1 | [6 empty] | 0.015228 | 151.5919 | 0 | 97.99 | 191.99 | 94
Auto-diverting Tub Spout with thermostatic shut-off Showerhead (1.5 gpm) (2016 Code) –Electric | ShwFLr006 | RES | ROB | PreRebDown | 16 | MFm | Ex | Each | FALSE | 0 | 10 | 0.7 | 0.7 | 1 | [6 empty] | 0.026459 | 263.3858 | 0 | 97.99 | 191.99 | 94
Auto-diverting Tub Spout with thermostatic shut-off Showerhead (1.5 gpm) (2016 Code) –Electric | ShwFLr006 | RES | NC | PreRebDI | 1 | SFm | New | Each | FALSE | 0 | 10 | 0.7 | 0.7 | 1 | [6 empty] | 0.023748 | 236.4032 | 0 | 97.99 | 191.99 | 94
Auto-diverting Tub Spout with thermostatic shut-off Showerhead (1.5 gpm) (2016 Code) –Electric | ShwFLr006 | RES | NC | PreRebDI | 2 | SFm | New | Each | FALSE | 0 | 10 | 0.7 | 0.7 | 1 | [6 empty] | 0.021199 | 211.0293 | 0 | 97.99 | 191.99 | 94
Auto-diverting Tub Spout with thermostatic shut-off Showerhead (1.5 gpm) (2016 Code) –Electric | ShwFLr006 | RES | NC | PreRebDI | 3 | SFm | New | Each | FALSE | 0 | 10 | 0.7 | 0.7 | 1 | [6 empty] | 0.021291 | 211.9385 | 0 | 97.99 | 191.99 | 94
Auto-diverting Tub Spout with thermostatic shut-off Showerhead (1.5 gpm) (2016 Code) –Electric | ShwFLr006 | RES | NC | PreRebDI | 4 | SFm | New | Each | FALSE | 0 | 10 | 0.7 | 0.7 | 1 | [6 empty] | 0.020241 | 201.4892 | 0 | 97.99 | 191.99 | 94
Auto-diverting Tub Spout with thermostatic shut-off Showerhead (1.5 gpm) (2016 Code) –Electric | ShwFLr006 | RES | NC | PreRebDI | 5 | SFm | New | Each | FALSE | 0 | 10 | 0.7 | 0.7 | 1 | [6 empty] | 0.021816 | 217.1716 | 0 | 97.99 | 191.99 | 94
Auto-diverting Tub Spout with thermostatic shut-off Showerhead (1.5 gpm) (2016 Code) –Electric | ShwFLr006 | RES | NC | PreRebDI | 6 | SFm | New | Each | FALSE | 0 | 10 | 0.7 | 0.7 | 1 | [6 empty] | 0.019252 | 191.6496 | 0 | 97.99 | 191.99 | 94
Auto-diverting Tub Spout with thermostatic shut-off Showerhead (1.5 gpm) (2016 Code) –Electric | ShwFLr006 | RES | NC | PreRebDI | 7 | SFm | New | Each | FALSE | 0 | 10 | 0.7 | 0.7 | 1 | [6 empty] | 0.0189 | 188.1441 | 0 | 97.99 | 191.99 | 94
Auto-diverting Tub Spout with thermostatic shut-off Showerhead (1.5 gpm) (2016 Code) –Electric | ShwFLr006 | RES | NC | PreRebDI | 8 | SFm | New | Each | FALSE | 0 | 10 | 0.7 | 0.7 | 1 | [6 empty] | 0.018394 | 183.1081 | 0 | 97.99 | 191.99 | 94
Auto-diverting Tub Spout with thermostatic shut-off Showerhead (1.5 gpm) (2016 Code) –Electric | ShwFLr006 | RES | NC | PreRebDI | 9 | SFm | New | Each | FALSE | 0 | 10 | 0.7 | 0.7 | 1 | [6 empty] | 0.018371 | 182.8712 | 0 | 97.99 | 191.99 | 94
Auto-diverting Tub Spout with thermostatic shut-off Showerhead (1.5 gpm) (2016 Code) –Electric | ShwFLr006 | RES | NC | PreRebDI | 10 | SFm | New | Each | FALSE | 0 | 10 | 0.7 | 0.7 | 1 | [6 empty] | 0.018241 | 181.5824 | 0 | 97.99 | 191.99 | 94
Auto-diverting Tub Spout with thermostatic shut-off Showerhead (1.5 gpm) (2016 Code) –Electric | ShwFLr006 | RES | NC | PreRebDI | 11 | SFm | New | Each | FALSE | 0 | 10 | 0.7 | 0.7 | 1 | [6 empty] | 0.018756 | 186.7084 | 0 | 97.99 | 191.99 | 94
Auto-diverting Tub Spout with thermostatic shut-off Showerhead (1.5 gpm) (2016 Code) –Electric | ShwFLr006 | RES | NC | PreRebDI | 12 | SFm | New | Each | FALSE | 0 | 10 | 0.7 | 0.7 | 1 | [6 empty] | 0.01968 | 195.905 | 0 | 97.99 | 191.99 | 94
Auto-diverting Tub Spout with thermostatic shut-off Showerhead (1.5 gpm) (2016 Code) –Electric | ShwFLr006 | RES | NC | PreRebDI | 13 | SFm | New | Each | FALSE | 0 | 10 | 0.7 | 0.7 | 1 | [6 empty] | 0.018358 | 182.7408 | 0 | 97.99 | 191.99 | 94
Auto-diverting Tub Spout with thermostatic shut-off Showerhead (1.5 gpm) (2016 Code) –Electric | ShwFLr006 | RES | NC | PreRebDI | 14 | SFm | New | Each | FALSE | 0 | 10 | 0.7 | 0.7 | 1 | [6 empty] | 0.018985 | 188.9839 | 0 | 97.99 | 191.99 | 94
Auto-diverting Tub Spout with thermostatic shut-off Showerhead (1.5 gpm) (2016 Code) –Electric | ShwFLr006 | RES | NC | PreRebDI | 15 | SFm | New | Each | FALSE | 0 | 10 | 0.7 | 0.7 | 1 | [6 empty] | 0.0135 | 134.389 | 0 | 97.99 | 191.99 | 94
Auto-diverting Tub Spout with thermostatic shut-off Showerhead (1.5 gpm) (2016 Code) –Electric | ShwFLr006 | RES | NC | PreRebDI | 16 | SFm | New | Each | FALSE | 0 | 10 | 0.7 | 0.7 | 1 | [6 empty] | 0.023658 | 235.5073 | 0 | 97.99 | 191.99 | 94
Auto-diverting Tub Spout with thermostatic shut-off Showerhead (1.5 gpm) (2016 Code) –Electric | ShwFLr006 | RES | NC | PreRebDI | 1 | MFm | New | Each | FALSE | 0 | 10 | 0.7 | 0.7 | 1 | [6 empty] | 0.026517 | 263.9647 | 0 | 97.99 | 191.99 | 94
Auto-diverting Tub Spout with thermostatic shut-off Showerhead (1.5 gpm) (2016 Code) –Electric | ShwFLr006 | RES | NC | PreRebDI | 2 | MFm | New | Each | FALSE | 0 | 10 | 0.7 | 0.7 | 1 | [6 empty] | 0.023665 | 235.5766 | 0 | 97.99 | 191.99 | 94
Auto-diverting Tub Spout with thermostatic shut-off Showerhead (1.5 gpm) (2016 Code) –Electric | ShwFLr006 | RES | NC | PreRebDI | 3 | MFm | New | Each | FALSE | 0 | 10 | 0.7 | 0.7 | 1 | [6 empty] | 0.02377 | 236.6152 | 0 | 97.99 | 191.99 | 94
Auto-diverting Tub Spout with thermostatic shut-off Showerhead (1.5 gpm) (2016 Code) –Electric | ShwFLr006 | RES | NC | PreRebDI | 4 | MFm | New | Each | FALSE | 0 | 10 | 0.7 | 0.7 | 1 | [6 empty] | 0.022594 | 224.9156 | 0 | 97.99 | 191.99 | 94
Auto-diverting Tub Spout with thermostatic shut-off Showerhead (1.5 gpm) (2016 Code) –Electric | ShwFLr006 | RES | NC | PreRebDI | 5 | MFm | New | Each | FALSE | 0 | 10 | 0.7 | 0.7 | 1 | [6 empty] | 0.024359 | 242.4823 | 0 | 97.99 | 191.99 | 94
Auto-diverting Tub Spout with thermostatic shut-off Showerhead (1.5 gpm) (2016 Code) –Electric | ShwFLr006 | RES | NC | PreRebDI | 6 | MFm | New | Each | FALSE | 0 | 10 | 0.7 | 0.7 | 1 | [6 empty] | 0.021509 | 214.1091 | 0 | 97.99 | 191.99 | 94
Auto-diverting Tub Spout with thermostatic shut-off Showerhead (1.5 gpm) (2016 Code) –Electric | ShwFLr006 | RES | NC | PreRebDI | 7 | MFm | New | Each | FALSE | 0 | 10 | 0.7 | 0.7 | 1 | [6 empty] | 0.021112 | 210.1598 | 0 | 97.99 | 191.99 | 94
Auto-diverting Tub Spout with thermostatic shut-off Showerhead (1.5 gpm) (2016 Code) –Electric | ShwFLr006 | RES | NC | PreRebDI | 8 | MFm | New | Each | FALSE | 0 | 10 | 0.7 | 0.7 | 1 | [6 empty] | 0.020554 | 204.6019 | 0 | 97.99 | 191.99 | 94
Auto-diverting Tub Spout with thermostatic shut-off Showerhead (1.5 gpm) (2016 Code) –Electric | ShwFLr006 | RES | NC | PreRebDI | 9 | MFm | New | Each | FALSE | 0 | 10 | 0.7 | 0.7 | 1 | [6 empty] | 0.020534 | 204.4028 | 0 | 97.99 | 191.99 | 94
Auto-diverting Tub Spout with thermostatic shut-off Showerhead (1.5 gpm) (2016 Code) –Electric | ShwFLr006 | RES | NC | PreRebDI | 10 | MFm | New | Each | FALSE | 0 | 10 | 0.7 | 0.7 | 1 | [6 empty] | 0.020397 | 203.0459 | 0 | 97.99 | 191.99 | 94
Auto-diverting Tub Spout with thermostatic shut-off Showerhead (1.5 gpm) (2016 Code) –Electric | ShwFLr006 | RES | NC | PreRebDI | 11 | MFm | New | Each | FALSE | 0 | 10 | 0.7 | 0.7 | 1 | [6 empty] | 0.02103 | 209.3489 | 0 | 97.99 | 191.99 | 94
Auto-diverting Tub Spout with thermostatic shut-off Showerhead (1.5 gpm) (2016 Code) –Electric | ShwFLr006 | RES | NC | PreRebDI | 12 | MFm | New | Each | FALSE | 0 | 10 | 0.7 | 0.7 | 1 | [6 empty] | 0.022014 | 219.1406 | 0 | 97.99 | 191.99 | 94
Auto-diverting Tub Spout with thermostatic shut-off Showerhead (1.5 gpm) (2016 Code) –Electric | ShwFLr006 | RES | NC | PreRebDI | 13 | MFm | New | Each | FALSE | 0 | 10 | 0.7 | 0.7 | 1 | [6 empty] | 0.020583 | 204.8989 | 0 | 97.99 | 191.99 | 94
Auto-diverting Tub Spout with thermostatic shut-off Showerhead (1.5 gpm) (2016 Code) –Electric | ShwFLr006 | RES | NC | PreRebDI | 14 | MFm | New | Each | FALSE | 0 | 10 | 0.7 | 0.7 | 1 | [6 empty] | 0.021286 | 211.889 | 0 | 97.99 | 191.99 | 94
Auto-diverting Tub Spout with thermostatic shut-off Showerhead (1.5 gpm) (2016 Code) –Electric | ShwFLr006 | RES | NC | PreRebDI | 15 | MFm | New | Each | FALSE | 0 | 10 | 0.7 | 0.7 | 1 | [6 empty] | 0.015228 | 151.5919 | 0 | 97.99 | 191.99 | 94
Auto-diverting Tub Spout with thermostatic shut-off Showerhead (1.5 gpm) (2016 Code) –Electric | ShwFLr006 | RES | NC | PreRebDI | 16 | MFm | New | Each | FALSE | 0 | 10 | 0.7 | 0.7 | 1 | [6 empty] | 0.026459 | 263.3858 | 0 | 97.99 | 191.99 | 94
Auto-diverting Tub Spout with thermostatic shut-off Showerhead (1.5 gpm) (2016 Code) –Electric | ShwFLr006 | RES | ROB | PreRebDI | 1 | SFm | Ex | Each | FALSE | 0 | 10 | 0.7 | 0.7 | 1 | [6 empty] | 0.023748 | 236.4032 | 0 | 97.99 | 191.99 | 94
Auto-diverting Tub Spout with thermostatic shut-off Showerhead (1.5 gpm) (2016 Code) –Electric | ShwFLr006 | RES | ROB | PreRebDI | 2 | SFm | Ex | Each | FALSE | 0 | 10 | 0.7 | 0.7 | 1 | [6 empty] | 0.021199 | 211.0293 | 0 | 97.99 | 191.99 | 94
Auto-diverting Tub Spout with thermostatic shut-off Showerhead (1.5 gpm) (2016 Code) –Electric | ShwFLr006 | RES | ROB | PreRebDI | 3 | SFm | Ex | Each | FALSE | 0 | 10 | 0.7 | 0.7 | 1 | [6 empty] | 0.021291 | 211.9385 | 0 | 97.99 | 191.99 | 94
Auto-diverting Tub Spout with thermostatic shut-off Showerhead (1.5 gpm) (2016 Code) –Electric | ShwFLr006 | RES | ROB | PreRebDI | 4 | SFm | Ex | Each | FALSE | 0 | 10 | 0.7 | 0.7 | 1 | [6 empty] | 0.020241 | 201.4892 | 0 | 97.99 | 191.99 | 94
Auto-diverting Tub Spout with thermostatic shut-off Showerhead (1.5 gpm) (2016 Code) –Electric | ShwFLr006 | RES | ROB | PreRebDI | 5 | SFm | Ex | Each | FALSE | 0 | 10 | 0.7 | 0.7 | 1 | [6 empty] | 0.021816 | 217.1716 | 0 | 97.99 | 191.99 | 94
Auto-diverting Tub Spout with thermostatic shut-off Showerhead (1.5 gpm) (2016 Code) –Electric | ShwFLr006 | RES | ROB | PreRebDI | 6 | SFm | Ex | Each | FALSE | 0 | 10 | 0.7 | 0.7 | 1 | [6 empty] | 0.019252 | 191.6496 | 0 | 97.99 | 191.99 | 94
Auto-diverting Tub Spout with thermostatic shut-off Showerhead (1.5 gpm) (2016 Code) –Electric | ShwFLr006 | RES | ROB | PreRebDI | 7 | SFm | Ex | Each | FALSE | 0 | 10 | 0.7 | 0.7 | 1 | [6 empty] | 0.0189 | 188.1441 | 0 | 97.99 | 191.99 | 94
Auto-diverting Tub Spout with thermostatic shut-off Showerhead (1.5 gpm) (2016 Code) –Electric | ShwFLr006 | RES | ROB | PreRebDI | 8 | SFm | Ex | Each | FALSE | 0 | 10 | 0.7 | 0.7 | 1 | [6 empty] | 0.018394 | 183.1081 | 0 | 97.99 | 191.99 | 94
Auto-diverting Tub Spout with thermostatic shut-off Showerhead (1.5 gpm) (2016 Code) –Electric | ShwFLr006 | RES | ROB | PreRebDI | 9 | SFm | Ex | Each | FALSE | 0 | 10 | 0.7 | 0.7 | 1 | [6 empty] | 0.018371 | 182.8712 | 0 | 97.99 | 191.99 | 94
Auto-diverting Tub Spout with thermostatic shut-off Showerhead (1.5 gpm) (2016 Code) –Electric | ShwFLr006 | RES | ROB | PreRebDI | 10 | SFm | Ex | Each | FALSE | 0 | 10 | 0.7 | 0.7 | 1 | [6 empty] | 0.018241 | 181.5824 | 0 | 97.99 | 191.99 | 94
Auto-diverting Tub Spout with thermostatic shut-off Showerhead (1.5 gpm) (2016 Code) –Electric | ShwFLr006 | RES | ROB | PreRebDI | 11 | SFm | Ex | Each | FALSE | 0 | 10 | 0.7 | 0.7 | 1 | [6 empty] | 0.018756 | 186.7084 | 0 | 97.99 | 191.99 | 94
Auto-diverting Tub Spout with thermostatic shut-off Showerhead (1.5 gpm) (2016 Code) –Electric | ShwFLr006 | RES | ROB | PreRebDI | 12 | SFm | Ex | Each | FALSE | 0 | 10 | 0.7 | 0.7 | 1 | [6 empty] | 0.01968 | 195.905 | 0 | 97.99 | 191.99 | 94
Auto-diverting Tub Spout with thermostatic shut-off Showerhead (1.5 gpm) (2016 Code) –Electric | ShwFLr006 | RES | ROB | PreRebDI | 13 | SFm | Ex | Each | FALSE | 0 | 10 | 0.7 | 0.7 | 1 | [6 empty] | 0.018358 | 182.7408 | 0 | 97.99 | 191.99 | 94
Auto-diverting Tub Spout with thermostatic shut-off Showerhead (1.5 gpm) (2016 Code) –Electric | ShwFLr006 | RES | ROB | PreRebDI | 14 | SFm | Ex | Each | FALSE | 0 | 10 | 0.7 | 0.7 | 1 | [6 empty] | 0.018985 | 188.9839 | 0 | 97.99 | 191.99 | 94
Auto-diverting Tub Spout with thermostatic shut-off Showerhead (1.5 gpm) (2016 Code) –Electric | ShwFLr006 | RES | ROB | PreRebDI | 15 | SFm | Ex | Each | FALSE | 0 | 10 | 0.7 | 0.7 | 1 | [6 empty] | 0.0135 | 134.389 | 0 | 97.99 | 191.99 | 94
Auto-diverting Tub Spout with thermostatic shut-off Showerhead (1.5 gpm) (2016 Code) –Electric | ShwFLr006 | RES | ROB | PreRebDI | 16 | SFm | Ex | Each | FALSE | 0 | 10 | 0.7 | 0.7 | 1 | [6 empty] | 0.023658 | 235.5073 | 0 | 97.99 | 191.99 | 94
Auto-diverting Tub Spout with thermostatic shut-off Showerhead (1.5 gpm) (2016 Code) –Electric | ShwFLr006 | RES | ROB | PreRebDI | 1 | MFm | Ex | Each | FALSE | 0 | 10 | 0.7 | 0.7 | 1 | [6 empty] | 0.026517 | 263.9647 | 0 | 97.99 | 191.99 | 94
Auto-diverting Tub Spout with thermostatic shut-off Showerhead (1.5 gpm) (2016 Code) –Electric | ShwFLr006 | RES | ROB | PreRebDI | 2 | MFm | Ex | Each | FALSE | 0 | 10 | 0.7 | 0.7 | 1 | [6 empty] | 0.023665 | 235.5766 | 0 | 97.99 | 191.99 | 94
Auto-diverting Tub Spout with thermostatic shut-off Showerhead (1.5 gpm) (2016 Code) –Electric | ShwFLr006 | RES | ROB | PreRebDI | 3 | MFm | Ex | Each | FALSE | 0 | 10 | 0.7 | 0.7 | 1 | [6 empty] | 0.02377 | 236.6152 | 0 | 97.99 | 191.99 | 94
Auto-diverting Tub Spout with thermostatic shut-off Showerhead (1.5 gpm) (2016 Code) –Electric | ShwFLr006 | RES | ROB | PreRebDI | 4 | MFm | Ex | Each | FALSE | 0 | 10 | 0.7 | 0.7 | 1 | [6 empty] | 0.022594 | 224.9156 | 0 | 97.99 | 191.99 | 94
Auto-diverting Tub Spout with thermostatic shut-off Showerhead (1.5 gpm) (2016 Code) –Electric | ShwFLr006 | RES | ROB | PreRebDI | 5 | MFm | Ex | Each | FALSE | 0 | 10 | 0.7 | 0.7 | 1 | [6 empty] | 0.024359 | 242.4823 | 0 | 97.99 | 191.99 | 94
Auto-diverting Tub Spout with thermostatic shut-off Showerhead (1.5 gpm) (2016 Code) –Electric | ShwFLr006 | RES | ROB | PreRebDI | 6 | MFm | Ex | Each | FALSE | 0 | 10 | 0.7 | 0.7 | 1 | [6 empty] | 0.021509 | 214.1091 | 0 | 97.99 | 191.99 | 94
Auto-diverting Tub Spout with thermostatic shut-off Showerhead (1.5 gpm) (2016 Code) –Electric | ShwFLr006 | RES | ROB | PreRebDI | 7 | MFm | Ex | Each | FALSE | 0 | 10 | 0.7 | 0.7 | 1 | [6 empty] | 0.021112 | 210.1598 | 0 | 97.99 | 191.99 | 94
Auto-diverting Tub Spout with thermostatic shut-off Showerhead (1.5 gpm) (2016 Code) –Electric | ShwFLr006 | RES | ROB | PreRebDI | 8 | MFm | Ex | Each | FALSE | 0 | 10 | 0.7 | 0.7 | 1 | [6 empty] | 0.020554 | 204.6019 | 0 | 97.99 | 191.99 | 94
Auto-diverting Tub Spout with thermostatic shut-off Showerhead (1.5 gpm) (2016 Code) –Electric | ShwFLr006 | RES | ROB | PreRebDI | 9 | MFm | Ex | Each | FALSE | 0 | 10 | 0.7 | 0.7 | 1 | [6 empty] | 0.020534 | 204.4028 | 0 | 97.99 | 191.99 | 94
Auto-diverting Tub Spout with thermostatic shut-off Showerhead (1.5 gpm) (2016 Code) –Electric | ShwFLr006 | RES | ROB | PreRebDI | 10 | MFm | Ex | Each | FALSE | 0 | 10 | 0.7 | 0.7 | 1 | [6 empty] | 0.020397 | 203.0459 | 0 | 97.99 | 191.99 | 94
Auto-diverting Tub Spout with thermostatic shut-off Showerhead (1.5 gpm) (2016 Code) –Electric | ShwFLr006 | RES | ROB | PreRebDI | 11 | MFm | Ex | Each | FALSE | 0 | 10 | 0.7 | 0.7 | 1 | [6 empty] | 0.02103 | 209.3489 | 0 | 97.99 | 191.99 | 94
Auto-diverting Tub Spout with thermostatic shut-off Showerhead (1.5 gpm) (2016 Code) –Electric | ShwFLr006 | RES | ROB | PreRebDI | 12 | MFm | Ex | Each | FALSE | 0 | 10 | 0.7 | 0.7 | 1 | [6 empty] | 0.022014 | 219.1406 | 0 | 97.99 | 191.99 | 94
Auto-diverting Tub Spout with thermostatic shut-off Showerhead (1.5 gpm) (2016 Code) –Electric | ShwFLr006 | RES | ROB | PreRebDI | 13 | MFm | Ex | Each | FALSE | 0 | 10 | 0.7 | 0.7 | 1 | [6 empty] | 0.020583 | 204.8989 | 0 | 97.99 | 191.99 | 94
Auto-diverting Tub Spout with thermostatic shut-off Showerhead (1.5 gpm) (2016 Code) –Electric | ShwFLr006 | RES | ROB | PreRebDI | 14 | MFm | Ex | Each | FALSE | 0 | 10 | 0.7 | 0.7 | 1 | [6 empty] | 0.021286 | 211.889 | 0 | 97.99 | 191.99 | 94
Auto-diverting Tub Spout with thermostatic shut-off Showerhead (1.5 gpm) (2016 Code) –Electric | ShwFLr006 | RES | ROB | PreRebDI | 15 | MFm | Ex | Each | FALSE | 0 | 10 | 0.7 | 0.7 | 1 | [6 empty] | 0.015228 | 151.5919 | 0 | 97.99 | 191.99 | 94
Auto-diverting Tub Spout with thermostatic shut-off Showerhead (1.5 gpm) (2016 Code) –Electric | ShwFLr006 | RES | ROB | PreRebDI | 16 | MFm | Ex | Each | FALSE | 0 | 10 | 0.7 | 0.7 | 1 | [6 empty] | 0.026459 | 263.3858 | 0 | 97.99 | 191.99 | 94
Auto-diverting Tub Spout with thermostatic shut-off Showerhead (1.5 gpm) (2018 Code) –Gas | ShwFLr007 | RES | ER | PreRebDI | 1 | SFm | Ex | Each | TRUE | 0 | 10 | 0.7 | 0.7 | 1 | 0 | 0 | 14.1227 | 0 | 191.99 | 191.99 | 0 | 0 | 7.3621 | 100.61 | 191.99 | 91.38
Auto-diverting Tub Spout with thermostatic shut-off Showerhead (1.5 gpm) (2018 Code) –Gas | ShwFLr007 | RES | ER | PreRebDI | 2 | SFm | Ex | Each | TRUE | 0 | 10 | 0.7 | 0.7 | 1 | 0 | 0 | 12.6068 | 0 | 191.99 | 191.99 | 0 | 0 | 6.5719 | 100.61 | 191.99 | 91.38
Auto-diverting Tub Spout with thermostatic shut-off Showerhead (1.5 gpm) (2018 Code) –Gas | ShwFLr007 | RES | ER | PreRebDI | 3 | SFm | Ex | Each | TRUE | 0 | 10 | 0.7 | 0.7 | 1 | 0 | 0 | 12.6611 | 0 | 191.99 | 191.99 | 0 | 0 | 6.6003 | 100.61 | 191.99 | 91.38
Auto-diverting Tub Spout with thermostatic shut-off Showerhead (1.5 gpm) (2018 Code) –Gas | ShwFLr007 | RES | ER | PreRebDI | 4 | SFm | Ex | Each | TRUE | 0 | 10 | 0.7 | 0.7 | 1 | 0 | 0 | 12.0369 | 0 | 191.99 | 191.99 | 0 | 0 | 6.2748 | 100.61 | 191.99 | 91.38
Auto-diverting Tub Spout with thermostatic shut-off Showerhead (1.5 gpm) (2018 Code) –Gas | ShwFLr007 | RES | ER | PreRebDI | 5 | SFm | Ex | Each | TRUE | 0 | 10 | 0.7 | 0.7 | 1 | 0 | 0 | 12.9738 | 0 | 191.99 | 191.99 | 0 | 0 | 6.7632 | 100.61 | 191.99 | 91.38
Auto-diverting Tub Spout with thermostatic shut-off Showerhead (1.5 gpm) (2018 Code) –Gas | ShwFLr007 | RES | ER | PreRebDI | 6 | SFm | Ex | Each | TRUE | 0 | 10 | 0.7 | 0.7 | 1 | 0 | 0 | 11.4491 | 0 | 191.99 | 191.99 | 0 | 0 | 5.9684 | 100.61 | 191.99 | 91.38
Auto-diverting Tub Spout with thermostatic shut-off Showerhead (1.5 gpm) (2018 Code) –Gas | ShwFLr007 | RES | ER | PreRebDI | 7 | SFm | Ex | Each | TRUE | 0 | 10 | 0.7 | 0.7 | 1 | 0 | 0 | 11.2397 | 0 | 191.99 | 191.99 | 0 | 0 | 5.8592 | 100.61 | 191.99 | 91.38
Auto-diverting Tub Spout with thermostatic shut-off Showerhead (1.5 gpm) (2018 Code) –Gas | ShwFLr007 | RES | ER | PreRebDI | 8 | SFm | Ex | Each | TRUE | 0 | 10 | 0.7 | 0.7 | 1 | 0 | 0 | 10.9388 | 0 | 191.99 | 191.99 | 0 | 0 | 5.7024 | 100.61 | 191.99 | 91.38
Auto-diverting Tub Spout with thermostatic shut-off Showerhead (1.5 gpm) (2018 Code) –Gas | ShwFLr007 | RES | ER | PreRebDI | 9 | SFm | Ex | Each | TRUE | 0 | 10 | 0.7 | 0.7 | 1 | 0 | 0 | 10.9247 | 0 | 191.99 | 191.99 | 0 | 0 | 5.695 | 100.61 | 191.99 | 91.38
Auto-diverting Tub Spout with thermostatic shut-off Showerhead (1.5 gpm) (2018 Code) –Gas | ShwFLr007 | RES | ER | PreRebDI | 10 | SFm | Ex | Each | TRUE | 0 | 10 | 0.7 | 0.7 | 1 | 0 | 0 | 10.8477 | 0 | 191.99 | 191.99 | 0 | 0 | 5.6549 | 100.61 | 191.99 | 91.38
Auto-diverting Tub Spout with thermostatic shut-off Showerhead (1.5 gpm) (2018 Code) –Gas | ShwFLr007 | RES | ER | PreRebDI | 11 | SFm | Ex | Each | TRUE | 0 | 10 | 0.7 | 0.7 | 1 | 0 | 0 | 11.1539 | 0 | 191.99 | 191.99 | 0 | 0 | 5.8145 | 100.61 | 191.99 | 91.38
Auto-diverting Tub Spout with thermostatic shut-off Showerhead (1.5 gpm) (2018 Code) –Gas | ShwFLr007 | RES | ER | PreRebDI | 12 | SFm | Ex | Each | TRUE | 0 | 10 | 0.7 | 0.7 | 1 | 0 | 0 | 11.7033 | 0 | 191.99 | 191.99 | 0 | 0 | 6.1009 | 100.61 | 191.99 | 91.38
Auto-diverting Tub Spout with thermostatic shut-off Showerhead (1.5 gpm) (2018 Code) –Gas | ShwFLr007 | RES | ER | PreRebDI | 13 | SFm | Ex | Each | TRUE | 0 | 10 | 0.7 | 0.7 | 1 | 0 | 0 | 10.9169 | 0 | 191.99 | 191.99 | 0 | 0 | 5.691 | 100.61 | 191.99 | 91.38
Auto-diverting Tub Spout with thermostatic shut-off Showerhead (1.5 gpm) (2018 Code) –Gas | ShwFLr007 | RES | ER | PreRebDI | 14 | SFm | Ex | Each | TRUE | 0 | 10 | 0.7 | 0.7 | 1 | 0 | 0 | 11.2898 | 0 | 191.99 | 191.99 | 0 | 0 | 5.8854 | 100.61 | 191.99 | 91.38
Auto-diverting Tub Spout with thermostatic shut-off Showerhead (1.5 gpm) (2018 Code) –Gas | ShwFLr007 | RES | ER | PreRebDI | 15 | SFm | Ex | Each | TRUE | 0 | 10 | 0.7 | 0.7 | 1 | 0 | 0 | 8.0284 | 0 | 191.99 | 191.99 | 0 | 0 | 4.1852 | 100.61 | 191.99 | 91.38
Auto-diverting Tub Spout with thermostatic shut-off Showerhead (1.5 gpm) (2018 Code) –Gas | ShwFLr007 | RES | ER | PreRebDI | 16 | SFm | Ex | Each | TRUE | 0 | 10 | 0.7 | 0.7 | 1 | 0 | 0 | 14.0691 | 0 | 191.99 | 191.99 | 0 | 0 | 7.3342 | 100.61 | 191.99 | 91.38
Auto-diverting Tub Spout with thermostatic shut-off Showerhead (1.5 gpm) (2018 Code) –Gas | ShwFLr007 | RES | ER | PreRebDI | 1 | MFm | Ex | Each | TRUE | 0 | 10 | 0.7 | 0.7 | 1 | 0 | 0 | 15.7692 | 0 | 191.99 | 191.99 | 0 | 0 | 8.2205 | 100.61 | 191.99 | 91.38
Auto-diverting Tub Spout with thermostatic shut-off Showerhead (1.5 gpm) (2018 Code) –Gas | ShwFLr007 | RES | ER | PreRebDI | 2 | MFm | Ex | Each | TRUE | 0 | 10 | 0.7 | 0.7 | 1 | 0 | 0 | 14.0733 | 0 | 191.99 | 191.99 | 0 | 0 | 7.3364 | 100.61 | 191.99 | 91.38
Auto-diverting Tub Spout with thermostatic shut-off Showerhead (1.5 gpm) (2018 Code) –Gas | ShwFLr007 | RES | ER | PreRebDI | 3 | MFm | Ex | Each | TRUE | 0 | 10 | 0.7 | 0.7 | 1 | 0 | 0 | 14.1353 | 0 | 191.99 | 191.99 | 0 | 0 | 7.3687 | 100.61 | 191.99 | 91.38
Auto-diverting Tub Spout with thermostatic shut-off Showerhead (1.5 gpm) (2018 Code) –Gas | ShwFLr007 | RES | ER | PreRebDI | 4 | MFm | Ex | Each | TRUE | 0 | 10 | 0.7 | 0.7 | 1 | 0 | 0 | 13.4364 | 0 | 191.99 | 191.99 | 0 | 0 | 7.0044 | 100.61 | 191.99 | 91.38
Auto-diverting Tub Spout with thermostatic shut-off Showerhead (1.5 gpm) (2018 Code) –Gas | ShwFLr007 | RES | ER | PreRebDI | 5 | MFm | Ex | Each | TRUE | 0 | 10 | 0.7 | 0.7 | 1 | 0 | 0 | 14.4858 | 0 | 191.99 | 191.99 | 0 | 0 | 7.5515 | 100.61 | 191.99 | 91.38
Auto-diverting Tub Spout with thermostatic shut-off Showerhead (1.5 gpm) (2018 Code) –Gas | ShwFLr007 | RES | ER | PreRebDI | 6 | MFm | Ex | Each | TRUE | 0 | 10 | 0.7 | 0.7 | 1 | 0 | 0 | 12.7908 | 0 | 191.99 | 191.99 | 0 | 0 | 6.6679 | 100.61 | 191.99 | 91.38
Auto-diverting Tub Spout with thermostatic shut-off Showerhead (1.5 gpm) (2018 Code) –Gas | ShwFLr007 | RES | ER | PreRebDI | 7 | MFm | Ex | Each | TRUE | 0 | 10 | 0.7 | 0.7 | 1 | 0 | 0 | 12.5549 | 0 | 191.99 | 191.99 | 0 | 0 | 6.5449 | 100.61 | 191.99 | 91.38
Auto-diverting Tub Spout with thermostatic shut-off Showerhead (1.5 gpm) (2018 Code) –Gas | ShwFLr007 | RES | ER | PreRebDI | 8 | MFm | Ex | Each | TRUE | 0 | 10 | 0.7 | 0.7 | 1 | 0 | 0 | 12.2229 | 0 | 191.99 | 191.99 | 0 | 0 | 6.3718 | 100.61 | 191.99 | 91.38
Auto-diverting Tub Spout with thermostatic shut-off Showerhead (1.5 gpm) (2018 Code) –Gas | ShwFLr007 | RES | ER | PreRebDI | 9 | MFm | Ex | Each | TRUE | 0 | 10 | 0.7 | 0.7 | 1 | 0 | 0 | 12.211 | 0 | 191.99 | 191.99 | 0 | 0 | 6.3656 | 100.61 | 191.99 | 91.38
Auto-diverting Tub Spout with thermostatic shut-off Showerhead (1.5 gpm) (2018 Code) –Gas | ShwFLr007 | RES | ER | PreRebDI | 10 | MFm | Ex | Each | TRUE | 0 | 10 | 0.7 | 0.7 | 1 | 0 | 0 | 12.1299 | 0 | 191.99 | 191.99 | 0 | 0 | 6.3233 | 100.61 | 191.99 | 91.38
Auto-diverting Tub Spout with thermostatic shut-off Showerhead (1.5 gpm) (2018 Code) –Gas | ShwFLr007 | RES | ER | PreRebDI | 11 | MFm | Ex | Each | TRUE | 0 | 10 | 0.7 | 0.7 | 1 | 0 | 0 | 12.5064 | 0 | 191.99 | 191.99 | 0 | 0 | 6.5196 | 100.61 | 191.99 | 91.38
Auto-diverting Tub Spout with thermostatic shut-off Showerhead (1.5 gpm) (2018 Code) –Gas | ShwFLr007 | RES | ER | PreRebDI | 12 | MFm | Ex | Each | TRUE | 0 | 10 | 0.7 | 0.7 | 1 | 0 | 0 | 13.0914 | 0 | 191.99 | 191.99 | 0 | 0 | 6.8245 | 100.61 | 191.99 | 91.38
Auto-diverting Tub Spout with thermostatic shut-off Showerhead (1.5 gpm) (2018 Code) –Gas | ShwFLr007 | RES | ER | PreRebDI | 13 | MFm | Ex | Each | TRUE | 0 | 10 | 0.7 | 0.7 | 1 | 0 | 0 | 12.2406 | 0 | 191.99 | 191.99 | 0 | 0 | 6.381 | 100.61 | 191.99 | 91.38
Auto-diverting Tub Spout with thermostatic shut-off Showerhead (1.5 gpm) (2018 Code) –Gas | ShwFLr007 | RES | ER | PreRebDI | 14 | MFm | Ex | Each | TRUE | 0 | 10 | 0.7 | 0.7 | 1 | 0 | 0 | 12.6582 | 0 | 191.99 | 191.99 | 0 | 0 | 6.5987 | 100.61 | 191.99 | 91.38
Auto-diverting Tub Spout with thermostatic shut-off Showerhead (1.5 gpm) (2018 Code) –Gas | ShwFLr007 | RES | ER | PreRebDI | 15 | MFm | Ex | Each | TRUE | 0 | 10 | 0.7 | 0.7 | 1 | 0 | 0 | 9.056 | 0 | 191.99 | 191.99 | 0 | 0 | 4.7209 | 100.61 | 191.99 | 91.38
Auto-diverting Tub Spout with thermostatic shut-off Showerhead (1.5 gpm) (2018 Code) –Gas | ShwFLr007 | RES | ER | PreRebDI | 16 | MFm | Ex | Each | TRUE | 0 | 10 | 0.7 | 0.7 | 1 | 0 | 0 | 15.7346 | 0 | 191.99 | 191.99 | 0 | 0 | 8.2024 | 100.61 | 191.99 | 91.38
Auto-diverting Tub Spout with thermostatic shut-off Showerhead (1.5 gpm) (2018 Code) –Electric | ShwFLr008 | RES | ER | PreRebDI | 1 | SFm | Ex | Each | TRUE | 0 | 10 | 0.7 | 0.7 | 1 | 0.033129 | 329.7796 | 0 | 0 | 191.99 | 191.99 | 0.01727 | 171.9142 | 0 | 100.61 | 191.99 | 91.38
Auto-diverting Tub Spout with thermostatic shut-off Showerhead (1.5 gpm) (2018 Code) –Electric | ShwFLr008 | RES | ER | PreRebDI | 2 | SFm | Ex | Each | TRUE | 0 | 10 | 0.7 | 0.7 | 1 | 0.029573 | 294.3833 | 0 | 0 | 191.99 | 191.99 | 0.015416 | 153.4621 | 0 | 100.61 | 191.99 | 91.38
Auto-diverting Tub Spout with thermostatic shut-off Showerhead (1.5 gpm) (2018 Code) –Electric | ShwFLr008 | RES | ER | PreRebDI | 3 | SFm | Ex | Each | TRUE | 0 | 10 | 0.7 | 0.7 | 1 | 0.0297 | 295.6517 | 0 | 0 | 191.99 | 191.99 | 0.015483 | 154.1233 | 0 | 100.61 | 191.99 | 91.38
Auto-diverting Tub Spout with thermostatic shut-off Showerhead (1.5 gpm) (2018 Code) –Electric | ShwFLr008 | RES | ER | PreRebDI | 4 | SFm | Ex | Each | TRUE | 0 | 10 | 0.7 | 0.7 | 1 | 0.028236 | 281.0749 | 0 | 0 | 191.99 | 191.99 | 0.014719 | 146.5245 | 0 | 100.61 | 191.99 | 91.38
Auto-diverting Tub Spout with thermostatic shut-off Showerhead (1.5 gpm) (2018 Code) –Electric | ShwFLr008 | RES | ER | PreRebDI | 5 | SFm | Ex | Each | TRUE | 0 | 10 | 0.7 | 0.7 | 1 | 0.030434 | 302.9517 | 0 | 0 | 191.99 | 191.99 | 0.015865 | 157.9288 | 0 | 100.61 | 191.99 | 91.38
Auto-diverting Tub Spout with thermostatic shut-off Showerhead (1.5 gpm) (2018 Code) –Electric | ShwFLr008 | RES | ER | PreRebDI | 6 | SFm | Ex | Each | TRUE | 0 | 10 | 0.7 | 0.7 | 1 | 0.026857 | 267.3489 | 0 | 0 | 191.99 | 191.99 | 0.014001 | 139.3691 | 0 | 100.61 | 191.99 | 91.38
Auto-diverting Tub Spout with thermostatic shut-off Showerhead (1.5 gpm) (2018 Code) –Electric | ShwFLr008 | RES | ER | PreRebDI | 7 | SFm | Ex | Each | TRUE | 0 | 10 | 0.7 | 0.7 | 1 | 0.026366 | 262.4587 | 0 | 0 | 191.99 | 191.99 | 0.013744 | 136.8198 | 0 | 100.61 | 191.99 | 91.38
Auto-diverting Tub Spout with thermostatic shut-off Showerhead (1.5 gpm) (2018 Code) –Electric | ShwFLr008 | RES | ER | PreRebDI | 8 | SFm | Ex | Each | TRUE | 0 | 10 | 0.7 | 0.7 | 1 | 0.02566 | 255.4337 | 0 | 0 | 191.99 | 191.99 | 0.013377 | 133.1577 | 0 | 100.61 | 191.99 | 91.38
Auto-diverting Tub Spout with thermostatic shut-off Showerhead (1.5 gpm) (2018 Code) –Electric | ShwFLr008 | RES | ER | PreRebDI | 9 | SFm | Ex | Each | TRUE | 0 | 10 | 0.7 | 0.7 | 1 | 0.025627 | 255.1031 | 0 | 0 | 191.99 | 191.99 | 0.013359 | 132.9853 | 0 | 100.61 | 191.99 | 91.38
Auto-diverting Tub Spout with thermostatic shut-off Showerhead (1.5 gpm) (2018 Code) –Electric | ShwFLr008 | RES | ER | PreRebDI | 10 | SFm | Ex | Each | TRUE | 0 | 10 | 0.7 | 0.7 | 1 | 0.025446 | 253.3053 | 0 | 0 | 191.99 | 191.99 | 0.013265 | 132.0481 | 0 | 100.61 | 191.99 | 91.38
Auto-diverting Tub Spout with thermostatic shut-off Showerhead (1.5 gpm) (2018 Code) –Electric | ShwFLr008 | RES | ER | PreRebDI | 11 | SFm | Ex | Each | TRUE | 0 | 10 | 0.7 | 0.7 | 1 | 0.026165 | 260.456 | 0 | 0 | 191.99 | 191.99 | 0.01364 | 135.7758 | 0 | 100.61 | 191.99 | 91.38
Auto-diverting Tub Spout with thermostatic shut-off Showerhead (1.5 gpm) (2018 Code) –Electric | ShwFLr008 | RES | ER | PreRebDI | 12 | SFm | Ex | Each | TRUE | 0 | 10 | 0.7 | 0.7 | 1 | 0.027453 | 273.2851 | 0 | 0 | 191.99 | 191.99 | 0.014311 | 142.4636 | 0 | 100.61 | 191.99 | 91.38
Auto-diverting Tub Spout with thermostatic shut-off Showerhead (1.5 gpm) (2018 Code) –Electric | ShwFLr008 | RES | ER | PreRebDI | 13 | SFm | Ex | Each | TRUE | 0 | 10 | 0.7 | 0.7 | 1 | 0.025609 | 254.9212 | 0 | 0 | 191.99 | 191.99 | 0.01335 | 132.8905 | 0 | 100.61 | 191.99 | 91.38
Auto-diverting Tub Spout with thermostatic shut-off Showerhead (1.5 gpm) (2018 Code) –Electric | ShwFLr008 | RES | ER | PreRebDI | 14 | SFm | Ex | Each | TRUE | 0 | 10 | 0.7 | 0.7 | 1 | 0.026483 | 263.6303 | 0 | 0 | 191.99 | 191.99 | 0.013806 | 137.4306 | 0 | 100.61 | 191.99 | 91.38
Auto-diverting Tub Spout with thermostatic shut-off Showerhead (1.5 gpm) (2018 Code) –Electric | ShwFLr008 | RES | ER | PreRebDI | 15 | SFm | Ex | Each | TRUE | 0 | 10 | 0.7 | 0.7 | 1 | 0.018833 | 187.471 | 0 | 0 | 191.99 | 191.99 | 0.0098175 | 97.7287 | 0 | 100.61 | 191.99 | 91.38
Auto-diverting Tub Spout with thermostatic shut-off Showerhead (1.5 gpm) (2018 Code) –Electric | ShwFLr008 | RES | ER | PreRebDI | 16 | SFm | Ex | Each | TRUE | 0 | 10 | 0.7 | 0.7 | 1 | 0.033003 | 328.5298 | 0 | 0 | 191.99 | 191.99 | 0.017204 | 171.2627 | 0 | 100.61 | 191.99 | 91.38
Auto-diverting Tub Spout with thermostatic shut-off Showerhead (1.5 gpm) (2018 Code) –Electric | ShwFLr008 | RES | ER | PreRebDI | 1 | MFm | Ex | Each | TRUE | 0 | 10 | 0.7 | 0.7 | 1 | 0.036991 | 368.2276 | 0 | 0 | 191.99 | 191.99 | 0.019283 | 191.9572 | 0 | 100.61 | 191.99 | 91.38
Auto-diverting Tub Spout with thermostatic shut-off Showerhead (1.5 gpm) (2018 Code) –Electric | ShwFLr008 | RES | ER | PreRebDI | 2 | MFm | Ex | Each | TRUE | 0 | 10 | 0.7 | 0.7 | 1 | 0.033013 | 328.6266 | 0 | 0 | 191.99 | 191.99 | 0.01721 | 171.3131 | 0 | 100.61 | 191.99 | 91.38
Auto-diverting Tub Spout with thermostatic shut-off Showerhead (1.5 gpm) (2018 Code) –Electric | ShwFLr008 | RES | ER | PreRebDI | 3 | MFm | Ex | Each | TRUE | 0 | 10 | 0.7 | 0.7 | 1 | 0.033158 | 330.0753 | 0 | 0 | 191.99 | 191.99 | 0.017285 | 172.0684 | 0 | 100.61 | 191.99 | 91.38
Auto-diverting Tub Spout with thermostatic shut-off Showerhead (1.5 gpm) (2018 Code) –Electric | ShwFLr008 | RES | ER | PreRebDI | 4 | MFm | Ex | Each | TRUE | 0 | 10 | 0.7 | 0.7 | 1 | 0.031519 | 313.7545 | 0 | 0 | 191.99 | 191.99 | 0.016431 | 163.5603 | 0 | 100.61 | 191.99 | 91.38
Auto-diverting Tub Spout with thermostatic shut-off Showerhead (1.5 gpm) (2018 Code) –Electric | ShwFLr008 | RES | ER | PreRebDI | 5 | MFm | Ex | Each | TRUE | 0 | 10 | 0.7 | 0.7 | 1 | 0.03398 | 338.2599 | 0 | 0 | 191.99 | 191.99 | 0.017714 | 176.335 | 0 | 100.61 | 191.99 | 91.38
Auto-diverting Tub Spout with thermostatic shut-off Showerhead (1.5 gpm) (2018 Code) –Electric | ShwFLr008 | RES | ER | PreRebDI | 6 | MFm | Ex | Each | TRUE | 0 | 10 | 0.7 | 0.7 | 1 | 0.030004 | 298.6796 | 0 | 0 | 191.99 | 191.99 | 0.015641 | 155.7018 | 0 | 100.61 | 191.99 | 91.38
Auto-diverting Tub Spout with thermostatic shut-off Showerhead (1.5 gpm) (2018 Code) –Electric | ShwFLr008 | RES | ER | PreRebDI | 7 | MFm | Ex | Each | TRUE | 0 | 10 | 0.7 | 0.7 | 1 | 0.029451 | 293.1704 | 0 | 0 | 191.99 | 191.99 | 0.015353 | 152.8298 | 0 | 100.61 | 191.99 | 91.38
Auto-diverting Tub Spout with thermostatic shut-off Showerhead (1.5 gpm) (2018 Code) –Electric | ShwFLr008 | RES | ER | PreRebDI | 8 | MFm | Ex | Each | TRUE | 0 | 10 | 0.7 | 0.7 | 1 | 0.028672 | 285.4172 | 0 | 0 | 191.99 | 191.99 | 0.014947 | 148.7881 | 0 | 100.61 | 191.99 | 91.38
Auto-diverting Tub Spout with thermostatic shut-off Showerhead (1.5 gpm) (2018 Code) –Electric | ShwFLr008 | RES | ER | PreRebDI | 9 | MFm | Ex | Each | TRUE | 0 | 10 | 0.7 | 0.7 | 1 | 0.028644 | 285.1395 | 0 | 0 | 191.99 | 191.99 | 0.014932 | 148.6433 | 0 | 100.61 | 191.99 | 91.38
Auto-diverting Tub Spout with thermostatic shut-off Showerhead (1.5 gpm) (2018 Code) –Electric | ShwFLr008 | RES | ER | PreRebDI | 10 | MFm | Ex | Each | TRUE | 0 | 10 | 0.7 | 0.7 | 1 | 0.028454 | 283.2465 | 0 | 0 | 191.99 | 191.99 | 0.014833 | 147.6565 | 0 | 100.61 | 191.99 | 91.38
Auto-diverting Tub Spout with thermostatic shut-off Showerhead (1.5 gpm) (2018 Code) –Electric | ShwFLr008 | RES | ER | PreRebDI | 11 | MFm | Ex | Each | TRUE | 0 | 10 | 0.7 | 0.7 | 1 | 0.029337 | 292.0392 | 0 | 0 | 191.99 | 191.99 | 0.015294 | 152.2401 | 0 | 100.61 | 191.99 | 91.38
Auto-diverting Tub Spout with thermostatic shut-off Showerhead (1.5 gpm) (2018 Code) –Electric | ShwFLr008 | RES | ER | PreRebDI | 12 | MFm | Ex | Each | TRUE | 0 | 10 | 0.7 | 0.7 | 1 | 0.030709 | 305.6985 | 0 | 0 | 191.99 | 191.99 | 0.016009 | 159.3607 | 0 | 100.61 | 191.99 | 91.38
Auto-diverting Tub Spout with thermostatic shut-off Showerhead (1.5 gpm) (2018 Code) –Electric | ShwFLr008 | RES | ER | PreRebDI | 13 | MFm | Ex | Each | TRUE | 0 | 10 | 0.7 | 0.7 | 1 | 0.028714 | 285.8315 | 0 | 0 | 191.99 | 191.99 | 0.014968 | 149.004 | 0 | 100.61 | 191.99 | 91.38
Auto-diverting Tub Spout with thermostatic shut-off Showerhead (1.5 gpm) (2018 Code) –Electric | ShwFLr008 | RES | ER | PreRebDI | 14 | MFm | Ex | Each | TRUE | 0 | 10 | 0.7 | 0.7 | 1 | 0.029693 | 295.5826 | 0 | 0 | 191.99 | 191.99 | 0.015479 | 154.0873 | 0 | 100.61 | 191.99 | 91.38
Auto-diverting Tub Spout with thermostatic shut-off Showerhead (1.5 gpm) (2018 Code) –Electric | ShwFLr008 | RES | ER | PreRebDI | 15 | MFm | Ex | Each | TRUE | 0 | 10 | 0.7 | 0.7 | 1 | 0.021243 | 211.4688 | 0 | 0 | 191.99 | 191.99 | 0.011074 | 110.2388 | 0 | 100.61 | 191.99 | 91.38
Auto-diverting Tub Spout with thermostatic shut-off Showerhead (1.5 gpm) (2018 Code) –Electric | ShwFLr008 | RES | ER | PreRebDI | 16 | MFm | Ex | Each | TRUE | 0 | 10 | 0.7 | 0.7 | 1 | 0.03691 | 367.42 | 0 | 0 | 191.99 | 191.99 | 0.019241 | 191.5362 | 0 | 100.61 | 191.99 | 91.38

## Tub Spout Water Calculation
Calculations for Tub Spout Replacement - General Variables for Water Savings per Shower |  | Base Case |  | Source | Proposed Case |  | Source | Water Savings |  | Calculations for Tub Spout Replacement - Structural Waste |  | Base Case |  | Source | Proposed Case |  | Source/Comments | Water Savings |  | Calculations for Tub Spout Replacement - Behavioral Waste |  | Base Case |  | Source | Proposed Case |  | Source/Comments | Water Savings |  | Calculations for Tub Spout Replacement - Shower Time |  | Base Case |  | Source | Proposed Case |  | Source/Comments | Water Savings
(ShFr) | Showerhead Flow Rate = | 2 | gpm | Title 20 (2015) Section 1605.3 | 1.5 | gpm |  |  |  | (StWt) | Structural Waste (Time) = | [8 empty] | (TsBwP) | Tub Spout Behavioral Waste (Percentage) = | [8 empty] | (ASht) | Actual Shower Time =
[11 empty] | BWt / BWp - BWt = | 33 | sec/Warm-up |  | 33 | sec/Warm-up |  |  |  |  | TMWu * TsWu = | 23.2% | % |  | 0% | % |  |  |  |  | Sht - (StWt + BWt) / C1 = | 6.0667 | min |  | 6.0667 | min
(TFr) | Tub Spout Flow Rate = | 5 | gpm1 |  | 5 | gpm
[10 empty] | (TslStw) | Tub Spout Leak during Structual Waste Time | [8 empty] | (TslBw) | Tub Spout Leak during Behavioral Waste | [8 empty] | (AShtWu) | Actual Shower Time Water Usage =
(C1) | Seconds to Minutes = | 60 | sec/min |  | 60 | sec/min |  |  |  |  | StWt / C1 * TslR = | 0.44 | gal/Warm-up |  | 0 | sec/Warm-up |  |  |  |  | BWt / C1 * TslR = | 0.62667 | gal/Warm-up |  | 0 | gal/Warm-up |  |  |  |  | Asht * ShFr = | 12.1333 | gal/shower |  | 9.1 | gal/shower |  | 3.0333 | gal/showertime
(ShWu) | % of Showerhead Warm-up = | 60% | % | Sherman 2014, pg 8 | 0% | % |  |  |  | (ShStw) | Shower Structure Waste = | [8 empty] | (ShBw) | Shower Behavioral Waste = | [8 empty] | (AShtWuTslW) | Actual Shower Time Water Usage W/ Tub Spout Leak Weighted= |  |  |  | (AShtWuP) |  |  | (ShtWtrS)
[11 empty] | StWt / C1 * ShFr = | 1.1 | gal/Warm-up |  | 0 | gal/Warm-up | Due to forced tub Spout Warm up |  |  |  | BWt / C1 * ShFr = | 1.5667 | gal/Warm-up |  | 0 | gal/Warm-up |  |  |  |  | Asht * (ShFr + TslR * TslP) = | 13.7835 | gal/shower |  | 9.1 | gal/shower |  | 4.6835 | gal/showertime
(TsWu) | % of Tub Spout Warm-up = | 40% | % | Sherman 2014, pg 5 | 100% | %
[10 empty] | (WtP) | Amount of Water in Pipe = | [8 empty] | (TsBw) | Tub Behavioral Waste = | [8 empty] | (AShtWuTsl) | Actual Shower Time Water Usage W/ Tub Spout Leak =
(SP) | Showerhead Warm-up pipe water purged = | 130% | % | Koeller 2007, pg 44‐45 | 130% | % | Koeller 2007, pg 44‐45 |  |  |  | ShStw / SP = | 0.84615 | gal |  | 0.84615 | gal |  |  |  |  | BWt / C1 * TSFr = | 3.9167 | gal/Warm-up |  | 0 | gal/Warm-up |  |  |  |  | Asht * (ShFr + TslR) = | 16.9867 | gal/shower |  | 9.1 | gal/shower |  | 7.8867 | gal/showertime
(TsWuPWt) | Tub Spout Warm-up pipe water purged = | 105.5% | % | Koeller 2007, pg 44‐45 | 105.5% | % | Koeller 2007, pg 44‐45 |  |  | (TsStw) | Tub Structure Waste = | [8 empty] | (WBw) | Weighted Behavioral Waste =
[11 empty] | WtP * TsWuPWt = | 0.89269 | gal/Warm-up |  | 0.89269 | gal/Warm-up |  |  |  |  | ShBw * ShWu + TsBw * TsBwp = | 1.8487 | gal/Warm-up |  | 0 | gal/Warm-up |  | 1.8487 | gal/Warm-up
(BWt) | Behavioral Waste (Time) = | 47 | sec/shower | Sherman 2014, pg 11 | 0 | sec/shower
[10 empty] | (WStw) | Weighted Structural Waste = | [8 empty] | (WBwTslW) | Weighted Behavioral Waste w/ Tub Spout Leak Weighted= | [6 empty] | (BWtrS)
(BWp) | Behavioral Waste (% of Warm-up Waste) = | 59% | % | Sherman 2014, pg 11 | 0% | % |  |  |  |  | ShStw * ShWu + TsStw * TsWu = | 1.0171 | gal/Warm-up |  | 0.89269 | gal/Warm-up |  | 0.12438 | gal/Warm-up |  | (ShBw + TslBw * TslP) * ShWu + TsBw * Bwp = | 1.9765 | gal/Warm-up |  | 0 | gal/Warm-up |  | 1.9765 | gal/Warm-up
(TMWu) | Tub Multitasking Warmup = | 58% | % | Sherman 2014 - pg 5 | 0% | % |  |  |  | (WStwTslW) | Weighted Structural Waste w/ Tub Spout Leak Weighted= | [6 empty] | (StWtrS) |  | (WBwTsl) | Weighted Behavioral Waste w/ Tub Spout Leak=
[11 empty] | (ShStw + TslStw * TslP) * ShWu + TsStw * TsWu = | 1.1068 | gal/Warm-up |  | 0.89269 | gal/Warm-up |  | 0.21414 | gal/Warm-up |  | (ShBw + TslBw) * ShWu + TsBw * TsBwP = | 2.2247 | gal/Warm-up |  | 0 | gal/Warm-up |  | 2.2247 | gal/Warm-up
(TslP) | Tub Spout Leak (Percentage) = | 34% | % | Taitem 2011 - pg 2 | 0% | %
[10 empty] | (WStwTsl) | Weighted Structural Waste w/ Tub Spout Leak=
(TslR) | Tub Spout Leak (Rate) = | 0.8 | gpm | Taitem 2011 - pg 2 | 0 | gpm |  |  |  |  | (ShStw + TslStw) * ShWu + TsStw * TsWu = | 1.2811 | gal/Warm-up |  | 0.89269 | gal/Warm-up |  | 0.38838 | gal/Warm-up
(Sht) | Shower Time = | 7.4 | min | Aquacraft, Inc., 2000 - pg 8 | 7.4 | min | Aquacraft, Inc., 2000
Calculations for Tub Spout Replacement - General Variables for Water Savings per Year |  | Base Case |  | Source | Proposed Case |  | Source | Water Savings
(TShWuPr) | Total Shower Water Usage Pre-existing = | 17.2 | gal/shower | REUWS 1999 - pg 102 Table 5.6 | N/A | gal
(SFSh) | Single Family Showerheads = | 2.01 | showerheads | ASW study | 2.01 | showerheads | ASW study
(MFSh) | Multifamily Showerheads = | 1.5 | showerheads | US Census | 1.5 | showerheads | US Census
(SFMDW - 2.25 gpm) | Single Family Mixed Daily Water for Showers = | 28.01 | gal/day | 2013 Workpaper Disposition for Water Fixtures
(MFMDW - 2.25 gpm) | Multifamily Mixed Daily Water for Showers = | 23.34 | gal/day | 2013 Workpaper Disposition for Water Fixtures
Calculations for Tub Spout Replacement - Usage Summary |  | Base Case |  | Source | Proposed Case |  | Source | Water Savings
(TShWu) | Total Shower Water Usage =
| WStw + WBw + AShtWu | 14.9991 | gal/shower |  | 9.9927 | gal/shower |  | 5.0064 | gal/shower
(TShWuTslw) | Total Shower Water Usage w/ Tub Spout Leak Weighted= | [6 empty] | (TShWtrS)
| WStwTslW + WBwTslW + AShtWu | 16.8668 | gal/shower |  | 9.9927 | gal/shower |  | 6.8741 | gal/shower
6.8741
(TShWuTsl) | Total Shower Water Usage w/ Tub Spout Leak=
| WStwTsl + WBwTsl + AShtWu | 20.4924 | gal/shower |  | 9.9927 | gal/shower |  | 10.4997 | gal/shower
Color Legend
Data from Study
Assumptions
Constants
Calculated Values
Proposed Case Set-up

## Water Gal to Energy Savigns
[5 empty] | Water Savings |  |  | SF Water Savings |  |  | MF Water Savings |  |  | SF Energy Savings |  | MF Energy Savings |  | Cvolume | ρ | Cp | Tin | Tout | REgas
(TShWS) | Total Shower Water Savings w/out Tub Spout Leak= | [16 empty] | Water volume conversion | Water density @ 60°F | Cp of water | Cold water temperature | Water temp @ showerhead | Water heater min. efficiency (Recover Efficiency)
[5 empty] | 5.0064 | gal/shower |  | 1315.9917 | gal/year |  | 1469.4192 | gal/year |  | 6.1006 | Therms/year | 6.8228 | Therms/year | 7.481 | 62.37 | 1 | See Weighted Averages | 106 | 0.813 | [7 empty] | Source
[14 empty] | 142.4555 | kWh/year | 159.3204 | kWh/year | gal / ft3 | lbm / ft3 | btu / lbm / °F | ° F | ° F | unitless |  |  |  | Cvolume | Water volume conversion | 7.481 | gal / ft3
(TShWSTslw) | Total Shower Water Savings w/ Tub Spout Leak Weighted= | [6 empty] | (SFWtrS) |  |  | (MFWtrS) |  |  | 0.014311 | kW/year | 0.016005 | kW/year | [9 empty] | ρ | Water density @ 60°F | 62.37 | lbm / ft3
[5 empty] | 6.8741 | gal/shower |  | 1806.9491 | gal/year |  | 2017.6158 | gal/year |  | 8.3765 | Therms/year | 9.3682 | Therms/year | [9 empty] | Cp | Cp of water | 1 | btu / lbm / °F
[14 empty] | 195.6013 | kWh/year | 218.7581 | kWh/year | (SFSpD) | SF Showers per Day - Showerhead = | [7 empty] | Tin | Cold water temperature | See Weighted Averages | ° F
(TShWSTsl) | Total Shower Water Savings w/ Tub Spout Leak= | [12 empty] | 0.019649 | kW/year | 0.021976 | kW/year |  | SFMDW / (TShWuPr * SFSh) = |  |  | 0.72017 | showers/day | Showerhead Flow Rate | 2 | gpm | Tout | Water temp @ showerhead | 106 | ° F | Water temperature exiting showerhead. ASW survey data
[5 empty] | 10.4997 | gal/shower |  | 2759.9841 | gal/year |  | 3081.7622 | gal/year |  | 12.7945 | Therms/year | 14.3093 | Therms/year | [6 empty] | SFMDW | 24.8978 | gal/day | REgas | Water heater min. efficiency | 0.813 | unitless | Recovery Efficiency (Title 20 gas-fired residential water heaters)
[14 empty] | 298.7669 | kWh/year | 334.1371 | kWh/year | (MFSpD) | MF Showers per Day - Showerhead = |  |  |  |  | MFMDW | 20.7467 | gal/day
(WuWS) | Warm-up Water Savings = | [12 empty] | 0.030013 | kW/year | 0.033566 | kW/year |  | MFMDW / (TShWuPr * MFSh)= |  |  | 0.80413 | showers/day
[5 empty] | 1.9731 | gal/Warm-up |  | 518.6416 | gal/year |  | 579.1084 | gal/year |  | 2.4043 | Therms/year | 2.6889 | Therms/year
[14 empty] | 56.1427 | kWh/year | 62.7893 | kWh/year
(WuWSTslw) | Warm-up w Tub Spout Leak Weighted = | [12 empty] | 0.0056399 | kW/year | 0.0063076 | kW/year
[5 empty] | 2.1907 | gal/Warm-up |  | 575.8405 | gal/year |  | 642.976 | gal/year |  | 2.6694 | Therms/year | 2.9855 | Therms/year | CZ2010 Weather Files (weather files for 2013 Title-24) |  |  |  | CZ2010 Weather Files (weather files for 2013 Title-24)
[14 empty] | 62.3344 | kWh/year | 69.7141 | kWh/year | Weighted Average For SF |  |  |  | Weighted Average For MF
(WuWSTsl) | Warm-up w Tub Spout Leak= | [12 empty] | 0.0062619 | kW/year | 0.0070032 | kW/year | CZ01 | 51.3646 |  |  | CZ01 | 51.3646
[5 empty] | 2.6131 | gal/Warm-up |  | 686.8737 | gal/year |  | 766.9542 | gal/year |  | 3.1842 | Therms/year | 3.5611 | Therms/year | CZ02 | 57.2288 |  |  | CZ02 | 57.2403
[14 empty] | 74.3537 | kWh/year | 83.1563 | kWh/year | CZ03 | 57.0186 |  |  | CZ03 | 57.0254
| 2.0 gpm Baseline Showerhead | [12 empty] | 0.0074693 | kW/year | 0.0083536 | kW/year | CZ04 | 59.4336 |  |  | CZ04 | 59.447
| Therms/year | Single Family | [5 empty] | Multifamily | [9 empty] | CZ05 | 55.8092 |  |  | CZ05 | 55.811
| Climate Zone | TShWS | TShWSTslw | TShWSTsl | WuWS | WuWSTslw | WuWSTsl | TShWS | TShWSTslw | TShWSTsl | WuWS | WuWSTslw | WuWSTsl |  |  |  |  | CZ06 | 61.7076 |  |  | CZ06 | 61.6837
| CZ01 | 7.3731 | 10.1239 | 15.4635 | 2.9058 | 3.2263 | 3.8484 | 8.2328 | 11.3042 | 17.2663 | 3.2446 | 3.6024 | 4.297 |  |  |  |  | CZ07 | 62.5178 |  |  | CZ07 | 62.5011
| CZ02 | 6.5818 | 9.0372 | 13.8037 | 2.5939 | 2.88 | 3.4353 | 7.3474 | 10.0885 | 15.4094 | 2.8956 | 3.215 | 3.8349 |  |  |  |  | CZ08 | 63.6817 |  |  | CZ08 | 63.6515
| CZ03 | 6.6101 | 9.0762 | 13.8632 | 2.6051 | 2.8924 | 3.4501 | 7.3798 | 10.1329 | 15.4773 | 2.9084 | 3.2292 | 3.8518 |  |  |  |  | CZ09 | 63.7364 |  |  | CZ09 | 63.6927
| CZ04 | 6.2842 | 8.6287 | 13.1797 | 2.4767 | 2.7498 | 3.28 | 7.0149 | 9.6319 | 14.712 | 2.7646 | 3.0695 | 3.6614 |  |  |  |  | CZ10 | 64.0343 |  |  | CZ10 | 63.9736
| CZ05 | 6.7733 | 9.3003 | 14.2055 | 2.6694 | 2.9638 | 3.5353 | 7.5627 | 10.3842 | 15.8611 | 2.9805 | 3.3092 | 3.9473 |  |  |  |  | CZ11 | 62.8496 |  |  | CZ11 | 62.669
| CZ06 | 5.9773 | 8.2073 | 12.5361 | 2.3557 | 2.6155 | 3.1198 | 6.6778 | 9.1691 | 14.0052 | 2.6318 | 2.922 | 3.4854 |  |  |  |  | CZ12 | 60.7242 |  |  | CZ12 | 60.6423
| CZ07 | 5.868 | 8.0572 | 12.3068 | 2.3126 | 2.5677 | 3.0628 | 6.5546 | 9 | 13.7468 | 2.5832 | 2.8681 | 3.4212 |  |  |  |  | CZ13 | 63.7666 |  |  | CZ13 | 63.59
| CZ08 | 5.7109 | 7.8415 | 11.9773 | 2.2507 | 2.4989 | 2.9808 | 6.3813 | 8.762 | 13.3833 | 2.5149 | 2.7923 | 3.3307 |  |  |  |  | CZ14 | 62.3237 |  |  | CZ14 | 62.1432
| CZ09 | 5.7035 | 7.8314 | 11.9618 | 2.2478 | 2.4957 | 2.9769 | 6.3751 | 8.7535 | 13.3703 | 2.5125 | 2.7896 | 3.3274 |  |  |  |  | CZ15 | 74.9412 |  |  | CZ15 | 74.6235
| CZ10 | 5.6633 | 7.7762 | 11.8775 | 2.232 | 2.4781 | 2.956 | 6.3328 | 8.6953 | 13.2815 | 2.4958 | 2.771 | 3.3054 |  |  |  |  | CZ16 | 51.5716 |  |  | CZ16 | 51.4844
| CZ11 | 5.8232 | 7.9957 | 12.2128 | 2.295 | 2.5481 | 3.0394 | 6.5294 | 8.9653 | 13.6938 | 2.5733 | 2.8571 | 3.408
| CZ12 | 6.1101 | 8.3895 | 12.8144 | 2.408 | 2.6736 | 3.1891 | 6.8347 | 9.3846 | 14.3343 | 2.6936 | 2.9907 | 3.5674 |  |  |  |  | Average | 60.7943 |  |  | Average | 60.7215
| CZ13 | 5.6995 | 7.8258 | 11.9533 | 2.2462 | 2.4939 | 2.9748 | 6.3906 | 8.7747 | 13.4027 | 2.5186 | 2.7963 | 3.3355 |  |  |  |  | Median | 62.0157 |  |  | Median | 61.9135
| CZ14 | 5.8942 | 8.0931 | 12.3617 | 2.3229 | 2.5791 | 3.0764 | 6.6086 | 9.074 | 13.8599 | 2.6045 | 2.8917 | 3.4493
| CZ15 | 4.1914 | 5.7551 | 8.7906 | 1.6519 | 1.8341 | 2.1877 | 4.728 | 6.4918 | 9.9158 | 1.8633 | 2.0688 | 2.4677
| CZ16 | 7.3452 | 10.0855 | 15.4048 | 2.8948 | 3.2141 | 3.8338 | 8.2147 | 11.2794 | 17.2284 | 3.2375 | 3.5945 | 4.2876
| REelec | Electric water heater recovery efficiency (excludes standby efficiency) = | [5 empty] | 0.98 | unitless | 2013-2014 Water Fixture Disposition
| CkWh | energy conversion constant from Btu's to kilowatt hours = | [5 empty] | 3412 | Btu/kWh
| kWh/year | Single Family | [5 empty] | Multifamily
| Climate Zone | TShWS | TShWSTslw | TShWSTsl | WuWS | WuWSTslw | WuWSTsl | TShWS | TShWSTslw | TShWSTsl | WuWS | WuWSTslw | WuWSTsl
| CZ01 | 172.1712 | 236.4032 | 361.0888 | 67.8539 | 75.3372 | 89.8637 | 192.2441 | 263.9647 | 403.187 | 75.7648 | 84.1206 | 100.3406
| CZ02 | 153.6915 | 211.0293 | 322.332 | 60.5709 | 67.251 | 80.2183 | 171.5692 | 235.5766 | 359.8263 | 67.6166 | 75.0738 | 89.5495
| CZ03 | 154.3537 | 211.9385 | 323.7208 | 60.8319 | 67.5408 | 80.564 | 172.3256 | 236.6152 | 361.4126 | 67.9147 | 75.4048 | 89.9443
| CZ04 | 146.7435 | 201.4892 | 307.7601 | 57.8326 | 64.2108 | 76.5919 | 163.8049 | 224.9156 | 343.5423 | 64.5566 | 71.6763 | 85.4969
| CZ05 | 158.1649 | 217.1716 | 331.7139 | 62.3339 | 69.2085 | 82.5532 | 176.5986 | 242.4823 | 370.3742 | 69.5988 | 77.2745 | 92.1745
| CZ06 | 139.5774 | 191.6496 | 292.7309 | 55.0084 | 61.0751 | 72.8516 | 155.9345 | 214.1091 | 327.0361 | 61.4549 | 68.2325 | 81.3891
| CZ07 | 137.0244 | 188.1441 | 287.3765 | 54.0023 | 59.958 | 71.519 | 153.0583 | 210.1598 | 321.0039 | 60.3213 | 66.9739 | 79.8878
| CZ08 | 133.3567 | 183.1081 | 279.6844 | 52.5568 | 58.3531 | 69.6047 | 149.0105 | 204.6019 | 312.5146 | 58.7261 | 65.2028 | 77.7751
| CZ09 | 133.1841 | 182.8712 | 279.3225 | 52.4888 | 58.2776 | 69.5146 | 148.8655 | 204.4028 | 312.2105 | 58.6689 | 65.1393 | 77.6994
| CZ10 | 132.2455 | 181.5824 | 277.354 | 52.1189 | 57.8669 | 69.0247 | 147.8773 | 203.0459 | 310.1379 | 58.2795 | 64.7069 | 77.1836
| CZ11 | 135.9788 | 186.7084 | 285.1836 | 53.5902 | 59.5004 | 70.9733 | 152.4677 | 209.3489 | 319.7653 | 60.0886 | 66.7155 | 79.5796
| CZ12 | 142.6766 | 195.905 | 299.2307 | 56.2298 | 62.4312 | 74.4692 | 159.599 | 219.1406 | 334.7214 | 62.8991 | 69.836 | 83.3017
| CZ13 | 133.0892 | 182.7408 | 279.1234 | 52.4514 | 58.236 | 69.4651 | 149.2268 | 204.8989 | 312.9682 | 58.8113 | 65.2974 | 77.888
| CZ14 | 137.636 | 188.9839 | 288.6593 | 54.2433 | 60.2256 | 71.8383 | 154.3177 | 211.889 | 323.6451 | 60.8177 | 67.525 | 80.5451
| CZ15 | 97.8748 | 134.389 | 205.2694 | 38.5731 | 42.8272 | 51.0851 | 110.4036 | 151.5919 | 231.5456 | 43.5108 | 48.3095 | 57.6245
| CZ16 | 171.5187 | 235.5073 | 359.7203 | 67.5967 | 75.0517 | 89.5231 | 191.8225 | 263.3858 | 402.3028 | 75.5986 | 83.9361 | 100.1206
| Epp | Percentage of daily DHW energy consumption during peak period = | [5 empty] | 0.11 | Unitless
| kW/year | Single Family | [5 empty] | Multifamily
| Climate Zone | TShWS | TShWSTslw | TShWSTsl | WuWS | WuWSTslw | WuWSTsl | TShWS | TShWSTslw | TShWSTsl | WuWS | WuWSTslw | WuWSTsl
| CZ01 | 0.017296 | 0.023748 | 0.036274 | 0.0068164 | 0.0075681 | 0.0090274 | 0.019312 | 0.026517 | 0.040503 | 0.0076111 | 0.0084505 | 0.01008
| CZ02 | 0.015439 | 0.021199 | 0.03238 | 0.0060847 | 0.0067558 | 0.0080585 | 0.017235 | 0.023665 | 0.036147 | 0.0067925 | 0.0075417 | 0.0089958
| CZ03 | 0.015506 | 0.021291 | 0.03252 | 0.006111 | 0.0067849 | 0.0080932 | 0.017311 | 0.02377 | 0.036306 | 0.0068225 | 0.0075749 | 0.0090355
| CZ04 | 0.014741 | 0.020241 | 0.030917 | 0.0058097 | 0.0064504 | 0.0076942 | 0.016455 | 0.022594 | 0.034511 | 0.0064851 | 0.0072004 | 0.0085887
| CZ05 | 0.015889 | 0.021816 | 0.033323 | 0.0062619 | 0.0069524 | 0.008293 | 0.01774 | 0.024359 | 0.037207 | 0.0069917 | 0.0077627 | 0.0092595
| CZ06 | 0.014021 | 0.019252 | 0.029407 | 0.005526 | 0.0061354 | 0.0073184 | 0.015665 | 0.021509 | 0.032853 | 0.0061736 | 0.0068544 | 0.0081761
| CZ07 | 0.013765 | 0.0189 | 0.028869 | 0.0054249 | 0.0060232 | 0.0071846 | 0.015376 | 0.021112 | 0.032247 | 0.0060597 | 0.006728 | 0.0080253
| CZ08 | 0.013397 | 0.018394 | 0.028096 | 0.0052797 | 0.005862 | 0.0069923 | 0.014969 | 0.020554 | 0.031394 | 0.0058994 | 0.00655 | 0.007813
| CZ09 | 0.013379 | 0.018371 | 0.02806 | 0.0052728 | 0.0058544 | 0.0069832 | 0.014955 | 0.020534 | 0.031364 | 0.0058937 | 0.0065437 | 0.0078054
| CZ10 | 0.013285 | 0.018241 | 0.027862 | 0.0052357 | 0.0058131 | 0.006934 | 0.014855 | 0.020397 | 0.031155 | 0.0058546 | 0.0065002 | 0.0077536
| CZ11 | 0.01366 | 0.018756 | 0.028649 | 0.0053835 | 0.0059772 | 0.0071297 | 0.015316 | 0.02103 | 0.032123 | 0.0060363 | 0.006702 | 0.0079943
| CZ12 | 0.014333 | 0.01968 | 0.03006 | 0.0056487 | 0.0062716 | 0.0074809 | 0.016033 | 0.022014 | 0.033625 | 0.0063186 | 0.0070155 | 0.0083682
| CZ13 | 0.01337 | 0.018358 | 0.02804 | 0.0052691 | 0.0058502 | 0.0069782 | 0.014991 | 0.020583 | 0.03144 | 0.005908 | 0.0065596 | 0.0078244
| CZ14 | 0.013826 | 0.018985 | 0.028998 | 0.0054491 | 0.0060501 | 0.0072166 | 0.015502 | 0.021286 | 0.032512 | 0.0061095 | 0.0067833 | 0.0080913
| CZ15 | 0.0098322 | 0.0135 | 0.020621 | 0.0038749 | 0.0043023 | 0.0051318 | 0.011091 | 0.015228 | 0.02326 | 0.0043709 | 0.004853 | 0.0057888
| CZ16 | 0.01723 | 0.023658 | 0.036136 | 0.0067905 | 0.0075394 | 0.0089932 | 0.01927 | 0.026459 | 0.040414 | 0.0075944 | 0.0084319 | 0.010058
2.25 gpm Baseline Showerhead
| Therms/year | Single Family | [5 empty] | Multifamily
| Climate Zone | TShWS | TShWSTslw | TShWSTsl | WuWS | WuWSTslw | WuWSTsl | TShWS | TShWSTslw | TShWSTsl | WuWS | WuWSTslw | WuWSTsl
| CZ01 | 11.0281 | 14.1227 | 20.1297 | 3.4895 | 3.85 | 4.5499 | 12.3138 | 15.7692 | 22.4766 | 3.8963 | 4.2989 | 5.0803
| CZ02 | 9.8444 | 12.6068 | 17.9691 | 3.1149 | 3.4368 | 4.0615 | 10.9896 | 14.0733 | 20.0593 | 3.4773 | 3.8365 | 4.5339
| CZ03 | 9.8868 | 12.6611 | 18.0465 | 3.1284 | 3.4516 | 4.079 | 11.038 | 14.1353 | 20.1478 | 3.4926 | 3.8535 | 4.5539
| CZ04 | 9.3994 | 12.0369 | 17.1568 | 2.9741 | 3.2814 | 3.8779 | 10.4922 | 13.4364 | 19.1515 | 3.3199 | 3.6629 | 4.3288
| CZ05 | 10.131 | 12.9738 | 18.4921 | 3.2056 | 3.5368 | 4.1797 | 11.3117 | 14.4858 | 20.6473 | 3.5792 | 3.949 | 4.6669
| CZ06 | 8.9404 | 11.4491 | 16.3189 | 2.8289 | 3.1212 | 3.6885 | 9.9881 | 12.7908 | 18.2314 | 3.1604 | 3.4869 | 4.1208
| CZ07 | 8.7768 | 11.2397 | 16.0204 | 2.7771 | 3.0641 | 3.6211 | 9.8039 | 12.5549 | 17.8951 | 3.1021 | 3.4226 | 4.0448
| CZ08 | 8.5419 | 10.9388 | 15.5916 | 2.7028 | 2.9821 | 3.5241 | 9.5446 | 12.2229 | 17.4218 | 3.0201 | 3.3321 | 3.9378
| CZ09 | 8.5309 | 10.9247 | 15.5715 | 2.6993 | 2.9782 | 3.5196 | 9.5353 | 12.211 | 17.4049 | 3.0171 | 3.3289 | 3.934
| CZ10 | 8.4707 | 10.8477 | 15.4617 | 2.6803 | 2.9572 | 3.4948 | 9.472 | 12.1299 | 17.2893 | 2.9971 | 3.3068 | 3.9079
| CZ11 | 8.7099 | 11.1539 | 15.8982 | 2.7559 | 3.0407 | 3.5934 | 9.766 | 12.5064 | 17.826 | 3.0901 | 3.4094 | 4.0292
| CZ12 | 9.1389 | 11.7033 | 16.6813 | 2.8917 | 3.1905 | 3.7704 | 10.2228 | 13.0914 | 18.6598 | 3.2347 | 3.5689 | 4.2176
| CZ13 | 8.5248 | 10.9169 | 15.5604 | 2.6974 | 2.9761 | 3.5171 | 9.5584 | 12.2406 | 17.4471 | 3.0244 | 3.3369 | 3.9435
| CZ14 | 8.816 | 11.2898 | 16.092 | 2.7895 | 3.0777 | 3.6372 | 9.8845 | 12.6582 | 18.0423 | 3.1276 | 3.4508 | 4.0781
| CZ15 | 6.2692 | 8.0284 | 11.4432 | 1.9837 | 2.1886 | 2.5865 | 7.0717 | 9.056 | 12.908 | 2.2376 | 2.4688 | 2.9176
| CZ16 | 10.9863 | 14.0691 | 20.0534 | 3.4763 | 3.8354 | 4.5326 | 12.2868 | 15.7346 | 22.4273 | 3.8878 | 4.2894 | 5.0692
| REelec | Electric water heater recovery efficiency (excludes standby efficiency) = | [5 empty] | 0.98 | unitless | 2013-2014 Water Fixture Disposition
| CkWh | energy conversion constant from Btu's to kilowatt hours = | [5 empty] | 3412 | Btu/kWh
| kWh/year | Single Family | [5 empty] | Multifamily
| Climate Zone | TShWS | TShWSTslw | TShWSTsl | WuWS | WuWSTslw | WuWSTsl | TShWS | TShWSTslw | TShWSTsl | WuWS | WuWSTslw | WuWSTsl
| CZ01 | 257.5187 | 329.7796 | 470.0509 | 81.4831 | 89.9019 | 106.2442 | 287.542 | 368.2276 | 524.8527 | 90.983 | 100.3833 | 118.6309
| CZ02 | 229.8783 | 294.3833 | 419.5988 | 72.7373 | 80.2524 | 94.8406 | 256.6183 | 328.6266 | 468.4074 | 81.1982 | 89.5876 | 105.8727
| CZ03 | 230.8688 | 295.6517 | 421.4067 | 73.0507 | 80.5982 | 95.2493 | 257.7496 | 330.0753 | 470.4724 | 81.5562 | 89.9825 | 106.3395
| CZ04 | 219.4861 | 281.0749 | 400.6298 | 69.449 | 76.6244 | 90.5531 | 245.005 | 313.7545 | 447.2096 | 77.5236 | 85.5333 | 101.0814
| CZ05 | 236.5693 | 302.9517 | 431.8118 | 74.8544 | 82.5883 | 97.6011 | 264.1407 | 338.2599 | 482.1383 | 83.5785 | 92.2137 | 108.9762
| CZ06 | 208.7677 | 267.3489 | 381.0653 | 66.0575 | 72.8825 | 86.131 | 233.2332 | 298.6796 | 425.7225 | 73.7988 | 81.4236 | 96.2248
| CZ07 | 204.949 | 262.4587 | 374.0952 | 64.8493 | 71.5494 | 84.5556 | 228.9312 | 293.1704 | 417.87 | 72.4376 | 79.9218 | 94.4499
| CZ08 | 199.4633 | 255.4337 | 364.082 | 63.1135 | 69.6343 | 82.2923 | 222.8769 | 285.4172 | 406.819 | 70.5219 | 77.8082 | 91.9521
| CZ09 | 199.2052 | 255.1031 | 363.6108 | 63.0318 | 69.5442 | 82.1859 | 222.66 | 285.1395 | 406.4231 | 70.4533 | 77.7324 | 91.8626
| CZ10 | 197.8013 | 253.3053 | 361.0483 | 62.5876 | 69.0541 | 81.6067 | 221.1819 | 283.2465 | 403.7251 | 69.9856 | 77.2164 | 91.2527
| CZ11 | 203.3852 | 260.456 | 371.2406 | 64.3544 | 71.0034 | 83.9104 | 228.0479 | 292.0392 | 416.2576 | 72.1581 | 79.6134 | 94.0855
| CZ12 | 213.4032 | 273.2851 | 389.5265 | 67.5243 | 74.5008 | 88.0435 | 238.7142 | 305.6985 | 435.7269 | 75.5331 | 83.3371 | 98.486
| CZ13 | 199.0632 | 254.9212 | 363.3516 | 62.9869 | 69.4946 | 82.1273 | 223.2004 | 285.8315 | 407.4095 | 70.6243 | 77.9211 | 92.0855
| CZ14 | 205.8639 | 263.6303 | 375.7651 | 65.1387 | 71.8688 | 84.933 | 230.8148 | 295.5826 | 421.3082 | 73.0336 | 80.5794 | 95.227
| CZ15 | 146.3925 | 187.471 | 267.2115 | 46.321 | 51.1068 | 60.397 | 165.132 | 211.4688 | 301.4168 | 52.2505 | 57.6489 | 68.1283
| CZ16 | 256.5427 | 328.5298 | 468.2695 | 81.1743 | 89.5612 | 105.8415 | 286.9113 | 367.42 | 523.7016 | 90.7835 | 100.1631 | 118.3707
| Epp | Percentage of daily DHW energy consumption during peak period = | [5 empty] | 0.11 | Unitless
| kW/year | Single Family | [5 empty] | Multifamily
| Climate Zone | TShWS | TShWSTslw | TShWSTsl | WuWS | WuWSTslw | WuWSTsl | TShWS | TShWSTslw | TShWSTsl | WuWS | WuWSTslw | WuWSTsl
| CZ01 | 0.025869 | 0.033129 | 0.04722 | 0.0081855 | 0.0090312 | 0.010673 | 0.028885 | 0.036991 | 0.052725 | 0.0091398 | 0.010084 | 0.011917
| CZ02 | 0.023093 | 0.029573 | 0.042151 | 0.0073069 | 0.0080619 | 0.0095274 | 0.025779 | 0.033013 | 0.047055 | 0.0081569 | 0.0089997 | 0.010636
| CZ03 | 0.023192 | 0.0297 | 0.042333 | 0.0073384 | 0.0080966 | 0.0095684 | 0.025893 | 0.033158 | 0.047262 | 0.0081929 | 0.0090393 | 0.010683
| CZ04 | 0.022049 | 0.028236 | 0.040246 | 0.0069766 | 0.0076974 | 0.0090967 | 0.024612 | 0.031519 | 0.044925 | 0.0077878 | 0.0085924 | 0.010154
| CZ05 | 0.023765 | 0.030434 | 0.043378 | 0.0075196 | 0.0082965 | 0.0098047 | 0.026535 | 0.03398 | 0.048434 | 0.008396 | 0.0092635 | 0.010947
| CZ06 | 0.020972 | 0.026857 | 0.038281 | 0.0066359 | 0.0073215 | 0.0086524 | 0.02343 | 0.030004 | 0.042767 | 0.0074136 | 0.0081795 | 0.0096664
| CZ07 | 0.020588 | 0.026366 | 0.03758 | 0.0065145 | 0.0071876 | 0.0084942 | 0.022998 | 0.029451 | 0.041978 | 0.0072768 | 0.0080287 | 0.0094881
| CZ08 | 0.020037 | 0.02566 | 0.036574 | 0.0063402 | 0.0069952 | 0.0082668 | 0.022389 | 0.028672 | 0.040868 | 0.0070844 | 0.0078163 | 0.0092372
| CZ09 | 0.020011 | 0.025627 | 0.036527 | 0.006332 | 0.0069862 | 0.0082561 | 0.022368 | 0.028644 | 0.040828 | 0.0070775 | 0.0078087 | 0.0092282
| CZ10 | 0.01987 | 0.025446 | 0.03627 | 0.0062873 | 0.0069369 | 0.0081979 | 0.022219 | 0.028454 | 0.040557 | 0.0070305 | 0.0077569 | 0.0091669
| CZ11 | 0.020431 | 0.026165 | 0.037294 | 0.0064648 | 0.0071328 | 0.0084294 | 0.022909 | 0.029337 | 0.041816 | 0.0072488 | 0.0079977 | 0.0094515
| CZ12 | 0.021438 | 0.027453 | 0.039131 | 0.0067833 | 0.0074841 | 0.0088446 | 0.02398 | 0.030709 | 0.043772 | 0.0075878 | 0.0083718 | 0.0098936
| CZ13 | 0.019997 | 0.025609 | 0.036501 | 0.0063274 | 0.0069812 | 0.0082502 | 0.022422 | 0.028714 | 0.040927 | 0.0070947 | 0.0078277 | 0.0092506
| CZ14 | 0.02068 | 0.026483 | 0.037748 | 0.0065436 | 0.0072197 | 0.0085321 | 0.023187 | 0.029693 | 0.042323 | 0.0073367 | 0.0080947 | 0.0095662
| CZ15 | 0.014706 | 0.018833 | 0.026843 | 0.0046533 | 0.005134 | 0.0060673 | 0.016589 | 0.021243 | 0.030279 | 0.0052489 | 0.0057912 | 0.0068439
| CZ16 | 0.025771 | 0.033003 | 0.047041 | 0.0081545 | 0.008997 | 0.010632 | 0.028822 | 0.03691 | 0.052609 | 0.0091198 | 0.010062 | 0.011891
1.8 gpm Baseline Showerhead
| Therms/year | Single Family | [5 empty] | Multifamily
| Climate Zone | TShWS | TShWSTslw | TShWSTsl | WuWS | WuWSTslw | WuWSTsl | TShWS | TShWSTslw | TShWSTsl | WuWS | WuWSTslw | WuWSTsl
| CZ01 | 4.8865 | 7.3621 | 12.1678 | 2.4741 | 2.7626 | 3.3225 | 5.4562 | 8.2205 | 13.5864 | 2.7626 | 3.0846 | 3.7098
| CZ02 | 4.362 | 6.5719 | 10.8618 | 2.2086 | 2.4661 | 2.9658 | 4.8694 | 7.3364 | 12.1252 | 2.4655 | 2.7529 | 3.3108
| CZ03 | 4.3808 | 6.6003 | 10.9086 | 2.2181 | 2.4767 | 2.9786 | 4.8909 | 7.3687 | 12.1787 | 2.4764 | 2.765 | 3.3254
| CZ04 | 4.1648 | 6.2748 | 10.3707 | 2.1087 | 2.3546 | 2.8318 | 4.6491 | 7.0044 | 11.5765 | 2.3539 | 2.6283 | 3.161
| CZ05 | 4.489 | 6.7632 | 11.1779 | 2.2729 | 2.5378 | 3.0522 | 5.0122 | 7.5515 | 12.4807 | 2.5378 | 2.8336 | 3.4079
| CZ06 | 3.9614 | 5.9684 | 9.8643 | 2.0058 | 2.2396 | 2.6935 | 4.4257 | 6.6679 | 11.0203 | 2.2408 | 2.502 | 3.0091
| CZ07 | 3.889 | 5.8592 | 9.6839 | 1.9691 | 2.1986 | 2.6442 | 4.3441 | 6.5449 | 10.817 | 2.1995 | 2.4559 | 2.9536
| CZ08 | 3.7849 | 5.7024 | 9.4247 | 1.9164 | 2.1398 | 2.5734 | 4.2292 | 6.3718 | 10.531 | 2.1413 | 2.3909 | 2.8755
| CZ09 | 3.78 | 5.695 | 9.4125 | 1.9139 | 2.137 | 2.5701 | 4.2251 | 6.3656 | 10.5207 | 2.1392 | 2.3886 | 2.8727
| CZ10 | 3.7534 | 5.6549 | 9.3461 | 1.9004 | 2.1219 | 2.552 | 4.197 | 6.3233 | 10.4509 | 2.125 | 2.3728 | 2.8536
| CZ11 | 3.8593 | 5.8145 | 9.61 | 1.9541 | 2.1818 | 2.624 | 4.3273 | 6.5196 | 10.7753 | 2.191 | 2.4464 | 2.9422
| CZ12 | 4.0494 | 6.1009 | 10.0833 | 2.0503 | 2.2893 | 2.7533 | 4.5297 | 6.8245 | 11.2793 | 2.2935 | 2.5608 | 3.0798
| CZ13 | 3.7773 | 5.691 | 9.4058 | 1.9125 | 2.1355 | 2.5683 | 4.2353 | 6.381 | 10.5462 | 2.1444 | 2.3944 | 2.8797
| CZ14 | 3.9063 | 5.8854 | 9.7271 | 1.9779 | 2.2084 | 2.656 | 4.3798 | 6.5987 | 10.906 | 2.2176 | 2.4761 | 2.9779
| CZ15 | 2.7779 | 4.1852 | 6.9171 | 1.4065 | 1.5704 | 1.8887 | 3.1334 | 4.7209 | 7.8025 | 1.5865 | 1.7715 | 2.1305
| CZ16 | 4.868 | 7.3342 | 12.1217 | 2.4648 | 2.7521 | 3.3099 | 5.4442 | 8.2024 | 13.5566 | 2.7565 | 3.0779 | 3.7017
| REelec | Electric water heater recovery efficiency (excludes standby efficiency) = | [5 empty] | 0.98 | unitless | 2013-2014 Water Fixture Disposition
| CkWh | energy conversion constant from Btu's to kilowatt hours = | [5 empty] | 3412 | Btu/kWh
| kWh/year | Single Family | [5 empty] | Multifamily
| Climate Zone | TShWS | TShWSTslw | TShWSTsl | WuWS | WuWSTslw | WuWSTsl | TShWS | TShWSTslw | TShWSTsl | WuWS | WuWSTslw | WuWSTsl
| CZ01 | 114.1055 | 171.9142 | 284.1313 | 57.7741 | 64.5091 | 77.5829 | 127.4087 | 191.9572 | 317.2573 | 64.5098 | 72.03 | 86.6281
| CZ02 | 101.8581 | 153.4621 | 253.6345 | 51.573 | 57.5851 | 69.2557 | 113.7065 | 171.3131 | 283.1378 | 57.5721 | 64.2835 | 77.3117
| CZ03 | 102.297 | 154.1233 | 254.7274 | 51.7952 | 57.8332 | 69.5541 | 114.2078 | 172.0684 | 284.386 | 57.8259 | 64.5669 | 77.6525
| CZ04 | 97.2534 | 146.5245 | 242.1683 | 49.2415 | 54.9818 | 66.1248 | 108.5607 | 163.5603 | 270.3244 | 54.9667 | 61.3744 | 73.8129
| CZ05 | 104.8229 | 157.9288 | 261.0169 | 53.0741 | 59.2612 | 71.2715 | 117.0397 | 176.335 | 291.4377 | 59.2598 | 66.1679 | 79.578
| CZ06 | 92.5041 | 139.3691 | 230.3422 | 46.8368 | 52.2968 | 62.8957 | 103.3447 | 155.7018 | 257.3361 | 52.3257 | 58.4255 | 70.2664
| CZ07 | 90.8121 | 136.8198 | 226.129 | 45.9801 | 51.3403 | 61.7452 | 101.4385 | 152.8298 | 252.5895 | 51.3605 | 57.3479 | 68.9703
| CZ08 | 88.3814 | 133.1577 | 220.0763 | 44.7494 | 49.9661 | 60.0925 | 98.7558 | 148.7881 | 245.9095 | 50.0022 | 55.8312 | 67.1464
| CZ09 | 88.267 | 132.9853 | 219.7915 | 44.6915 | 49.9014 | 60.0148 | 98.6597 | 148.6433 | 245.6702 | 49.9536 | 55.7769 | 67.081
| CZ10 | 87.6449 | 132.0481 | 218.2425 | 44.3766 | 49.5497 | 59.5918 | 98.0048 | 147.6565 | 244.0393 | 49.622 | 55.4066 | 66.6357
| CZ11 | 90.1191 | 135.7758 | 224.4035 | 45.6293 | 50.9485 | 61.2741 | 101.0471 | 152.2401 | 251.6149 | 51.1623 | 57.1266 | 68.7042
| CZ12 | 94.5581 | 142.4636 | 235.4568 | 47.8768 | 53.4581 | 64.2922 | 105.7733 | 159.3607 | 263.3835 | 53.5553 | 59.7985 | 71.9177
| CZ13 | 88.2041 | 132.8905 | 219.6348 | 44.6597 | 49.8658 | 59.972 | 98.8992 | 149.004 | 246.2665 | 50.0748 | 55.9123 | 67.2438
| CZ14 | 91.2175 | 137.4306 | 227.1384 | 46.1854 | 51.5694 | 62.0208 | 102.2731 | 154.0873 | 254.6678 | 51.7831 | 57.8197 | 69.5378
| CZ15 | 64.8659 | 97.7287 | 161.5211 | 32.843 | 36.6717 | 44.1038 | 73.1693 | 110.2388 | 182.1971 | 37.0472 | 41.366 | 49.7495
| CZ16 | 113.673 | 171.2627 | 283.0544 | 57.5551 | 64.2646 | 77.2889 | 127.1292 | 191.5362 | 316.5615 | 64.3683 | 71.872 | 86.4381
| Epp | Percentage of daily DHW energy consumption during peak period = | [5 empty] | 0.11 | Unitless
| kW/year | Single Family | [5 empty] | Multifamily
| Climate Zone | TShWS | TShWSTslw | TShWSTsl | WuWS | WuWSTslw | WuWSTsl | TShWS | TShWSTslw | TShWSTsl | WuWS | WuWSTslw | WuWSTsl
| CZ01 | 0.011463 | 0.01727 | 0.028543 | 0.0058038 | 0.0064804 | 0.0077937 | 0.012799 | 0.019283 | 0.031871 | 0.0064804 | 0.0072359 | 0.0087024
| CZ02 | 0.010232 | 0.015416 | 0.025479 | 0.0051809 | 0.0057848 | 0.0069572 | 0.011423 | 0.01721 | 0.028443 | 0.0057835 | 0.0064577 | 0.0077665
| CZ03 | 0.010276 | 0.015483 | 0.025589 | 0.0052032 | 0.0058097 | 0.0069872 | 0.011473 | 0.017285 | 0.028568 | 0.005809 | 0.0064862 | 0.0078007
| CZ04 | 0.0097697 | 0.014719 | 0.024327 | 0.0049466 | 0.0055233 | 0.0066427 | 0.010906 | 0.016431 | 0.027156 | 0.0055218 | 0.0061655 | 0.007415
| CZ05 | 0.01053 | 0.015865 | 0.026221 | 0.0053316 | 0.0059532 | 0.0071597 | 0.011757 | 0.017714 | 0.029277 | 0.005953 | 0.006647 | 0.0079941
| CZ06 | 0.0092926 | 0.014001 | 0.023139 | 0.0047051 | 0.0052536 | 0.0063183 | 0.010382 | 0.015641 | 0.025851 | 0.0052565 | 0.0058692 | 0.0070587
| CZ07 | 0.0091227 | 0.013744 | 0.022716 | 0.004619 | 0.0051575 | 0.0062027 | 0.01019 | 0.015353 | 0.025374 | 0.0051595 | 0.005761 | 0.0069285
| CZ08 | 0.0088785 | 0.013377 | 0.022108 | 0.0044954 | 0.0050194 | 0.0060367 | 0.0099207 | 0.014947 | 0.024703 | 0.0050231 | 0.0056086 | 0.0067453
| CZ09 | 0.008867 | 0.013359 | 0.02208 | 0.0044896 | 0.0050129 | 0.0060289 | 0.009911 | 0.014932 | 0.024679 | 0.0050182 | 0.0056032 | 0.0067387
| CZ10 | 0.0088045 | 0.013265 | 0.021924 | 0.0044579 | 0.0049776 | 0.0059864 | 0.0098452 | 0.014833 | 0.024515 | 0.0049849 | 0.005566 | 0.006694
| CZ11 | 0.0090531 | 0.01364 | 0.022543 | 0.0045838 | 0.0051181 | 0.0061554 | 0.010151 | 0.015294 | 0.025276 | 0.0051396 | 0.0057387 | 0.0069018
| CZ12 | 0.009499 | 0.014311 | 0.023653 | 0.0048095 | 0.0053702 | 0.0064586 | 0.010626 | 0.016009 | 0.026459 | 0.00538 | 0.0060072 | 0.0072246
| CZ13 | 0.0088607 | 0.01335 | 0.022064 | 0.0044864 | 0.0050094 | 0.0060246 | 0.0099351 | 0.014968 | 0.024739 | 0.0050303 | 0.0056168 | 0.0067551
| CZ14 | 0.0091634 | 0.013806 | 0.022818 | 0.0046396 | 0.0051805 | 0.0062304 | 0.010274 | 0.015479 | 0.025583 | 0.005202 | 0.0058084 | 0.0069855
| CZ15 | 0.0065162 | 0.0098175 | 0.016226 | 0.0032993 | 0.0036839 | 0.0044305 | 0.0073503 | 0.011074 | 0.018303 | 0.0037216 | 0.0041555 | 0.0049977
| CZ16 | 0.011419 | 0.017204 | 0.028435 | 0.0057818 | 0.0064558 | 0.0077642 | 0.012771 | 0.019241 | 0.031801 | 0.0064662 | 0.00722 | 0.0086833
Note on I61: DEER 2005

## ED_WaterConsumption
| Temp | C0 | C1 | C2
Sinks | 105 | 12.5 | 4.16 | 0
Bath | 105 | 3.5 | 1.17 | 0
Shower | 105 | 14 | 4.67 | 0
Dishwasher | Tank | 5 | 0 | 0
Clotheswasher | Tank | 7.5 | 2.5 | 0
Building Type | Code | # Bedrms
Single-Family | 23 | 3
Multi-Family | 24 | 2
Mobile Home | 26 | 2
Daily Water Usage : DEER Assumptions
| Single-Family | Multi-Family
Sinks | 24.98 | 20.82
Bath | 7.01 | 5.84
Shower | 28.01 | 23.34
Daily Water Usage : SCG/SDGE Survey
Kitchen Sink | 43.3098
Lavatory Sink | 35.7349
Total Sinks | 79.0447
Shower | 86.1103
Ratio DEER/SCG/SDGE
| Single-Family | Multi-Family
Sinks | 0.31602 | 0.2634
Shower | 0.32528 | 0.27105

## Low_FlowShowerHeads_Savings
| Baseline Calculation | Ratio SF Code | SF Avg | Adjusted SF Avg | Ratio SF 2.2 | Ratio SF 1.8 | Ratio MF Code | MF Avg | Adjusted MF Avg | Ratio MF 2.2 | Ratio MF 1.8 |  | SF = Single Family
| Baseline Flow rate | 2.5 | 2.25 | 2.25 | 2.2 | 1.8 | 2.5 | 2.25 | 2.25 | 2.2 | 1.8 | gpm | MF = Multi Family
| Average shower time | 7.4 | 7.4 | 7.4 |  |  | 7.4 | 7.4 | 7.4 |  |  | min
| Number of showers taken per day per household | 2.79 | 2.79 | 2.79 |  |  | 2.22 | 2.22 | 2.22 |  |  | Showers/household/day | Cold temp | See Weighted Averages
| Throttling factor | 0.9 | 0.9 | 0.9 |  |  | 0.9 | 0.9 | 0.9 |  |  | - | Shower water temp | 106
| days/year | 365 | 365 | 365 |  |  | 365 | 365 | 365 |  |  | days/year | Hot temp | 130
| Number of showerheads per household | 2.01 | 2.01 | 2.01 |  |  | 1.5 | 1.5 | 1.5 |  |  | showerhead/household
| Baseline Water consumption | 5651.5478 | 7592.0272 | 5086.393 | 4973.3621 | 4069.1144 | 6310.4444 | 8094.897 | 5679.4 | 5553.1911 | 4543.52 | Gallons / showerhead / year
| Mixed water daily use for shower | 31.1222 | 41.8082 | 28.01 |  |  | 25.9333 | 33.2667 | 23.34 |  |  | Gallons / household / day
| Hot water daily use for shower | 19.607 | 26.3391 | 17.6463 |  |  | 16.338 | 20.958 | 14.7042
| Measure Calculation | SF 1.5 gpm | SF 1.6 gpm | Adjusted SF 1.6 gpm | SF 1.7 gpm | MF 1.5 gpm | MF 1.6 gpm | Adjusted MF 1.6 gpm | MF 1.7 gpm
| Low Flow rate | 1.5 | 1.6 | 1.6 | 1.7 | 1.5 | 1.6 | 1.6 | 1.7 | gpm
| Average shower time | 7.4 | 7.4 | 7.4 | 7.4 | 7.4 | 7.4 | 7.4 | 7.4 | min
| Number of showers taken per day per household | 2.79 | 2.79 | 2.79 | 2.79 | 2.22 | 2.22 | 2.22 | 2.22 | Showers/household/day
| Throttling factor | 0.9 | 0.9 | 0.9 | 0.9 | 0.9 | 0.9 | 0.9 | 0.9 | -
| days/year | 365 | 365 | 365 | 365 | 365 | 365 | 365 | 365 | days/year
| Number of showerheads per household | 2.01 | 2.01 | 2.01 | 2.01 | 1.5 | 1.5 | 1.5 | 1.5 | showerhead/household
| Measure Water consumption | 3390.9287 | 5398.7749 | 3616.9906 | 3843.0525 | 3786.2667 | 5756.3712 | 4038.6844 | 4291.1022 | Gallons / showerhead / year
| Mixed water daily use for shower | 18.6733 | 29.7302 | 19.9182 | 21.1631 | 15.56 | 23.6563 | 16.5973 | 17.6347 | Gallons / showerhead / day
| Hot water daily use for shower | 11.7642 | 18.7301 | 12.5485 | 13.3328 | 9.8028 | 14.9035 | 10.4563 | 11.1098
| Annual Water Savings Summary | SF |  |  | MF
|  | 1.5 gpm | 1.6 gpm | 1.7 gpm | 1.5 gpm | 1.6 gpm | 1.7 gpm
3084.6258 | 2.5 gpm Baseline Ratio of 2.25 | 2260.6191 | 2034.5572 | 1808.4953 | 2524.1778 | 2271.76 | 2019.3422 | Gallons / showerhead / year
2570.3379 | 2.25 gpm Baseline Avg | 1695.4643 | 1469.4024 | 1243.3405 | 1893.1333 | 1640.7156 | 1388.2978 | Gallons / showerhead / year
| 2.2 gpm Baseline Ratio of 2.25 | 1582.4334 | 1356.3715 | 1130.3096 | 1766.9244 | 1514.5067 | 1262.0889
| 1.8 gpm Baseline Ratio of 2.25 | 678.1857 | 452.1238 | 226.0619 | 757.2533 | 504.8356 | 252.4178
Unit = gallons per showerhead per year
|  | Water volume conversion | Water density @ 60°F | Cp of water | Cold water temperature | water temp @ showerhead | Water heater min. efficiency |  |  | SF
|  | 7.481 | 62.37 | 1 | See Weighted Averages | 106 | 0.77 |  |  | CZ2010 Weather Files (weather files for 2013 Title-24)
|  | gal / ft3 | lbm / ft3 | btu / lbm / °F | ° F | ° F | unitless |  |  |  | Weighted Average
[10 empty] | CZ01 | 51.3646
| Therms Saved | SF |  |  | MF |  |  |  |  | CZ02 | 57.2288
| Baseline Fed - 2.50 gpm | 1.5 gpm | 1.6 gpm | 1.7 gpm | 1.5 gpm | 1.6 gpm | 1.7 gpm |  |  | CZ03 | 57.0186
| 1 | 13.3729 | 12.0357 | 10.6984 | 14.9321 | 13.4388 | 11.9456 |  |  | CZ04 | 59.4336
| 2 | 11.9376 | 10.7438 | 9.5501 | 13.3262 | 11.9936 | 10.6609 |  |  | CZ05 | 55.8092
| 3 | 11.989 | 10.7901 | 9.5912 | 13.3849 | 12.0464 | 10.7079 |  |  | CZ06 | 61.7076
| 4 | 11.3979 | 10.2581 | 9.1183 | 12.7231 | 11.4508 | 10.1785 |  |  | CZ07 | 62.5178
| 5 | 12.285 | 11.0565 | 9.828 | 13.7168 | 12.3451 | 10.9735 |  |  | CZ08 | 63.6817
| 6 | 10.8413 | 9.7572 | 8.673 | 12.1118 | 10.9006 | 9.6894 |  |  | CZ09 | 63.7364
| 7 | 10.643 | 9.5787 | 8.5144 | 11.8884 | 10.6996 | 9.5107 |  |  | CZ10 | 64.0343
| 8 | 10.3581 | 9.3223 | 8.2865 | 11.574 | 10.4166 | 9.2592 |  |  | CZ11 | 62.8496
| 9 | 10.3447 | 9.3103 | 8.2758 | 11.5627 | 10.4065 | 9.2502 |  |  | CZ12 | 60.7242
| 10 | 10.2718 | 9.2446 | 8.2175 | 11.486 | 10.3374 | 9.1888 |  |  | CZ13 | 63.7666
| 11 | 10.5618 | 9.5056 | 8.4494 | 11.8425 | 10.6583 | 9.474 |  |  | CZ14 | 62.3237
| 12 | 11.082 | 9.9738 | 8.8656 | 12.3964 | 11.1568 | 9.9171 |  |  | CZ15 | 74.9412
| 13 | 10.3374 | 9.3036 | 8.2699 | 11.5908 | 10.4317 | 9.2726 |  |  | CZ16 | 51.5716
| 14 | 10.6905 | 9.6215 | 8.5524 | 11.9862 | 10.7876 | 9.589
| 15 | 7.6022 | 6.8419 | 6.0817 | 8.5753 | 7.7178 | 6.8602 |  |  | MF
| 16 | 13.3223 | 11.99 | 10.6578 | 14.8993 | 13.4094 | 11.9194 |  |  | CZ2010 Weather Files (weather files for 2013 Title-24)
| Baseline SCG - 2.25 gpm | 1.5 gpm | 1.6 gpm | 1.7 gpm | 1.5 gpm | 1.6 gpm | 1.7 gpm |  |  |  | Weighted Average
| 1 | 10.0297 | 8.6924 | 7.3551 | 11.199 | 9.7058 | 8.2126 |  |  | CZ01 | 51.3646
| 2 | 8.9532 | 7.7594 | 6.5657 | 9.9946 | 8.662 | 7.3294 |  |  | CZ02 | 57.2403
| 3 | 8.9918 | 7.7929 | 6.594 | 10.0387 | 8.7002 | 7.3617 |  |  | CZ03 | 57.0254
| 4 | 8.5484 | 7.4086 | 6.2689 | 9.5423 | 8.27 | 6.9977 |  |  | CZ04 | 59.447
| 5 | 9.2138 | 7.9853 | 6.7568 | 10.2876 | 8.9159 | 7.5443 |  |  | CZ05 | 55.811
| 6 | 8.131 | 7.0468 | 5.9627 | 9.0839 | 7.8727 | 6.6615 |  |  | CZ06 | 61.6837
| 7 | 7.9823 | 6.918 | 5.8537 | 8.9163 | 7.7275 | 6.5386 |  |  | CZ07 | 62.5011
| 8 | 7.7686 | 6.7328 | 5.697 | 8.6805 | 7.5231 | 6.3657 |  |  | CZ08 | 63.6515
| 9 | 7.7585 | 6.7241 | 5.6896 | 8.6721 | 7.5158 | 6.3595 |  |  | CZ09 | 63.6927
| 10 | 7.7039 | 6.6767 | 5.6495 | 8.6145 | 7.4659 | 6.3173 |  |  | CZ10 | 63.9736
| 11 | 7.9213 | 6.8652 | 5.809 | 8.8819 | 7.6976 | 6.5134 |  |  | CZ11 | 62.669
| 12 | 8.3115 | 7.2033 | 6.0951 | 9.2973 | 8.0577 | 6.818 |  |  | CZ12 | 60.6423
| 13 | 7.753 | 6.7193 | 5.6855 | 8.6931 | 7.534 | 6.3749 |  |  | CZ13 | 63.59
| 14 | 8.0179 | 6.9488 | 5.8798 | 8.9897 | 7.791 | 6.5924 |  |  | CZ14 | 62.1432
| 15 | 5.7016 | 4.9414 | 4.1812 | 6.4315 | 5.5739 | 4.7164 |  |  | CZ15 | 74.6235
| 16 | 9.9917 | 8.6595 | 7.3272 | 11.1745 | 9.6845 | 8.1946 |  |  | CZ16 | 51.4844
| Baseline SCG - 2.2 gpm | 1.5 gpm | 1.6 gpm | 1.7 gpm | 1.5 gpm | 1.6 gpm | 1.7 gpm
| 1 | 9.3611 | 8.0238 | 6.6865 | 10.4524 | 8.9592 | 7.466
| 2 | 8.3563 | 7.1625 | 5.9688 | 9.3283 | 7.9957 | 6.6631
| 3 | 8.3923 | 7.1934 | 5.9945 | 9.3695 | 8.031 | 6.6925
| 4 | 7.9785 | 6.8387 | 5.699 | 8.9062 | 7.6339 | 6.3616
| 5 | 8.5995 | 7.371 | 6.1425 | 9.6018 | 8.2301 | 6.8584
| 6 | 7.5889 | 6.5048 | 5.4207 | 8.4783 | 7.2671 | 6.0559
| 7 | 7.4501 | 6.3858 | 5.3215 | 8.3219 | 7.133 | 5.9442
| 8 | 7.2507 | 6.2149 | 5.1791 | 8.1018 | 6.9444 | 5.787
| 9 | 7.2413 | 6.2068 | 5.1724 | 8.0939 | 6.9376 | 5.7814
| 10 | 7.1903 | 6.1631 | 5.1359 | 8.0402 | 6.8916 | 5.743
| 11 | 7.3933 | 6.3371 | 5.2809 | 8.2898 | 7.1055 | 5.9213
| 12 | 7.7574 | 6.6492 | 5.541 | 8.6775 | 7.4379 | 6.1982
| 13 | 7.2361 | 6.2024 | 5.1687 | 8.1136 | 6.9545 | 5.7954
| 14 | 7.4834 | 6.4143 | 5.3453 | 8.3904 | 7.1917 | 5.9931
| 15 | 5.3215 | 4.5613 | 3.8011 | 6.0027 | 5.1452 | 4.2877
| 16 | 9.3256 | 7.9934 | 6.6611 | 10.4295 | 8.9396 | 7.4497
| Baseline SCG - 1.8 gpm | 1.5 gpm | 1.6 gpm | 1.7 gpm | 1.5 gpm | 1.6 gpm | 1.7 gpm
| 1 | 4.0119 | 2.6746 | 1.3373 | 4.4796 | 2.9864 | 1.4932
| 2 | 3.5813 | 2.3875 | 1.1938 | 3.9979 | 2.6652 | 1.3326
| 3 | 3.5967 | 2.3978 | 1.1989 | 4.0155 | 2.677 | 1.3385
| 4 | 3.4194 | 2.2796 | 1.1398 | 3.8169 | 2.5446 | 1.2723
| 5 | 3.6855 | 2.457 | 1.2285 | 4.115 | 2.7434 | 1.3717
| 6 | 3.2524 | 2.1683 | 1.0841 | 3.6335 | 2.4224 | 1.2112
| 7 | 3.1929 | 2.1286 | 1.0643 | 3.5665 | 2.3777 | 1.1888
| 8 | 3.1074 | 2.0716 | 1.0358 | 3.4722 | 2.3148 | 1.1574
| 9 | 3.1034 | 2.0689 | 1.0345 | 3.4688 | 2.3125 | 1.1563
| 10 | 3.0815 | 2.0544 | 1.0272 | 3.4458 | 2.2972 | 1.1486
| 11 | 3.1685 | 2.1124 | 1.0562 | 3.5528 | 2.3685 | 1.1843
| 12 | 3.3246 | 2.2164 | 1.1082 | 3.7189 | 2.4793 | 1.2396
| 13 | 3.1012 | 2.0675 | 1.0337 | 3.4772 | 2.3182 | 1.1591
| 14 | 3.2072 | 2.1381 | 1.0691 | 3.5959 | 2.3972 | 1.1986
| 15 | 2.2806 | 1.5204 | 0.76022 | 2.5726 | 1.7151 | 0.85753
| 16 | 3.9967 | 2.6645 | 1.3322 | 4.4698 | 2.9799 | 1.4899
Unit = therms/year
Note on D2: CPaek: 2.25 gpm is the average of existing showerhead's flow rate, according to SCG/SDG&E survey study. PG&E used only Fedral guidline 2.5 gpm as a baseline.
Note on E2: CPaek: 2.25 gpm is the average of existing showerhead's flow rate, according to SCG/SDG&E survey study. PG&E used only Fedral guidline 2.5 gpm as a baseline.
Note on C3: CPaek: Shower duration in minute. PG&E asseumed this to be 8.2 min/shower. Sempra Utility survey by ASW shows that to be 11.2 minutes/shower.
Note on D3: CPaek: Shower duration in minute. PG&E asseumed this to be 8.2 min/shower. Sempra Utility survey by ASW shows that to be 11.2 minutes/shower.
Note on C4: CPaek: PG&E used 2.52 showers per day in a household for single family. 2.79 showers/day/household is the average result from reduced SCG/SDG&E survey data.
Note on C7: CPaek: 2.5 showerheads per single-family household was used by PG&E. SCG survey resulted in 1.9 showerheads per household.

## Mixed Daily Water Calculator
*From Disposition | Baseline Calculation | SF Code | SF Avg | Adjusted SF Avg | MF Code | MF Avg | Adjusted MF Avg |  |  | SF = Single Family
| Baseline Flow rate | 2.5 | 2.25 | 2.25 | 2.5 | 2.25 | 2.25 | gpm |  | MF = Multi Family
| Average shower time | 7.4 | 7.4 | 7.4 | 7.4 | 7.4 | 7.4 | min
| Number of showers taken per day per household | 2.79 | 2.79 | 2.79 | 2.22 | 2.22 | 2.22 | Showers/household/day |  | Cold temp | 65
| Throttling factor | 0.9 | 0.9 | 0.9 | 0.9 | 0.9 | 0.9 | - |  | Shower water temp | 106
| days/year | 365 | 365 | 365 | 365 | 365 | 365 | days/year |  | Hot temp | 130
| Number of showerheads per household | 2.01 | 2.01 | 2.01 | 1.5 | 1.5 | 1.5 | showerhead/household
| Baseline Water consumption | 8435.5858 | 7592.0272 | 5086.393 | 8994.33 | 8094.897 | 5679.4 | Gallons / showerhead / year
| Mixed water daily use for shower | 46.4535 | 41.8082 | 28.01 | 36.963 | 33.2667 | 23.34 | Gallons / household / day
| Hot water daily use for shower | 29.2657 | 26.3391 | 17.6463 | 23.2867 | 20.958 | 14.7042
| Measure Calculation | SF 1.5 gpm | SF 1.6 gpm | Adjusted SF 1.6 gpm | SF 1.7 gpm | MF 1.5 gpm | MF 1.6 gpm | Adjusted MF 1.6 gpm | MF 1.7 gpm
| Low Flow rate | 1.5 | 1.6 | 1.6 | 1.7 | 1.5 | 1.6 | 1.6 | 1.7 | gpm
| Average shower time | 7.4 | 7.4 | 7.4 | 7.4 | 7.4 | 7.4 | 7.4 | 7.4 | min
| Number of showers taken per day per household | 2.79 | 2.79 | 2.79 | 2.79 | 2.22 | 2.22 | 2.22 | 2.22 | Showers/household/day
| Throttling factor | 0.9 | 0.9 | 0.9 | 0.9 | 0.9 | 0.9 | 0.9 | 0.9 | -
| days/year | 365 | 365 | 365 | 365 | 365 | 365 | 365 | 365 | days/year
| Number of showerheads per household | 2.01 | 2.01 | 2.01 | 2.01 | 1.5 | 1.5 | 1.5 | 1.5 | showerhead/household
| Measure Water consumption | 3390.9287 | 5398.7749 | 3616.9906 | 3843.0525 | 3786.2667 | 5756.3712 | 4038.6844 | 4291.1022 | Gallons / showerhead / year
| Mixed water daily use for shower | 18.6733 | 29.7302 | 19.9182 | 21.1631 | 15.56 | 23.6563 | 16.5973 | 17.6347 | Gallons / showerhead / day
| Hot water daily use for shower | 11.7642 | 18.7301 | 12.5485 | 13.3328 | 9.8028 | 14.9035 | 10.4563 | 11.1098
Annual Consumption and GPM adjustment
|  | flow rate (GPM) | SF (Gal/day) | MF (Gal/day) | Annual SF Volume(Gal) | Annual MF Volume(Gal)
|  | 2.5 | 31.1222 | 25.9333 | 5651.5478 | 6310.4444
|  | 2.25 | 28.01 | 23.34 | 5086.393 | 5679.4
|  | 2 | 24.8978 | 20.7467 | 4521.2383 | 5048.3556
|  | 1.8 | 22.408 | 18.672 | 4069.1144 | 4543.52
|  | 1.7 | 21.1631 | 17.6347 | 3843.0525 | 4291.1022
|  | 1.6 | 19.9182 | 16.5973 | 3616.9906 | 4038.6844
|  | 1.5 | 18.6733 | 15.56 | 3390.9287 | 3786.2667
|  | 1.25 | 15.5611 | 12.9667 | 2825.7739 | 3155.2222
|  | 1 | 12.4489 | 10.3733 | 2260.6191 | 2524.1778
Note on D2: CPaek: 2.25 gpm is the average of existing showerhead's flow rate, according to SCG/SDG&E survey study. PG&E used only Fedral guidline 2.5 gpm as a baseline.
Note on E2: CPaek: 2.25 gpm is the average of existing showerhead's flow rate, according to SCG/SDG&E survey study. PG&E used only Fedral guidline 2.5 gpm as a baseline.
Note on C3: CPaek: Shower duration in minute. PG&E asseumed this to be 8.2 min/shower. Sempra Utility survey by ASW shows that to be 11.2 minutes/shower.
Note on C4: CPaek: PG&E used 2.52 showers per day in a household for single family. 2.79 showers/day/household is the average result from reduced SCG/SDG&E survey data.
Note on C7: CPaek: 2.5 showerheads per single-family household was used by PG&E. SCG survey resulted in 1.9 showerheads per household.

## SF Weather Data
CZ2010 Weather Files (weather files for 2013 Title-24)
| Jan | Feb | Mar | Apr | May | Jun | Jul | Aug | Sep | Oct | Nov | Dec | Ave | Weighted Average
CZ01 | 49.53 | 48.73 | 48.63 | 49.03 | 50.53 | 52.03 | 53.23 | 54.03 | 54.13 | 53.43 | 52.23 | 50.83 | 51.3796 | 51.3646 | 0.015009
CZ02 | 53.73 | 52.33 | 52.13 | 52.83 | 55.63 | 58.43 | 60.83 | 62.33 | 62.53 | 61.23 | 58.93 | 56.23 | 57.2938 | 57.2288 | 0.065058
CZ03 | 54.53 | 53.43 | 53.33 | 53.83 | 55.83 | 57.83 | 59.63 | 60.73 | 60.83 | 59.93 | 58.23 | 56.23 | 57.0525 | 57.0186 | 0.03383
CZ04 | 55.73 | 54.13 | 54.03 | 54.83 | 57.73 | 60.73 | 63.33 | 64.93 | 65.03 | 63.73 | 61.23 | 58.33 | 59.5133 | 59.4336 | 0.079681
CZ05 | 53.63 | 52.73 | 52.73 | 53.13 | 54.83 | 56.53 | 58.03 | 58.93 | 59.03 | 58.23 | 56.83 | 55.13 | 55.8325 | 55.8092 | 0.023243
CZ06 | 58.93 | 57.83 | 57.73 | 58.23 | 60.43 | 62.63 | 64.53 | 65.73 | 65.83 | 64.93 | 63.03 | 60.93 | 61.7544 | 61.7076 | 0.046743
CZ07 | 60.23 | 59.33 | 59.23 | 59.73 | 61.53 | 63.23 | 64.83 | 65.83 | 65.93 | 65.13 | 63.53 | 61.83 | 62.55 | 62.5178 | 0.032199
CZ08 | 60.73 | 59.53 | 59.43 | 59.93 | 62.33 | 64.73 | 66.73 | 68.03 | 68.13 | 67.03 | 65.13 | 62.83 | 63.7393 | 63.6817 | 0.057652
CZ09 | 60.23 | 58.73 | 58.63 | 59.33 | 62.13 | 64.93 | 67.43 | 68.93 | 69.13 | 67.83 | 65.43 | 62.73 | 63.8199 | 63.7364 | 0.083437
CZ10 | 59.93 | 58.23 | 58.03 | 58.93 | 62.23 | 65.53 | 68.33 | 70.13 | 70.33 | 68.83 | 66.03 | 62.83 | 64.1497 | 64.0343 | 0.11545
CZ11 | 55.83 | 52.83 | 52.63 | 54.03 | 59.83 | 65.53 | 70.53 | 73.63 | 73.93 | 71.33 | 66.53 | 60.93 | 63.1941 | 62.8496 | 0.34451
CZ12 | 55.63 | 53.53 | 53.33 | 54.33 | 58.43 | 62.53 | 66.13 | 68.33 | 68.53 | 66.73 | 63.23 | 59.33 | 60.884 | 60.7242 | 0.15981
CZ13 | 57.03 | 54.03 | 53.83 | 55.23 | 60.83 | 66.33 | 71.13 | 74.23 | 74.53 | 72.03 | 67.33 | 61.93 | 64.1007 | 63.7666 | 0.33413
CZ14 | 55.23 | 52.23 | 51.93 | 53.43 | 59.23 | 65.03 | 70.03 | 73.23 | 73.53 | 70.93 | 66.03 | 60.43 | 62.6695 | 62.3237 | 0.34575
CZ15 | 68.43 | 65.53 | 65.33 | 66.63 | 72.23 | 77.73 | 82.43 | 85.53 | 85.73 | 83.33 | 78.63 | 73.33 | 75.4667 | 74.9412 | 0.5255
CZ16 | 45.33 | 42.73 | 42.43 | 43.73 | 48.73 | 53.83 | 58.13 | 60.93 | 61.13 | 58.93 | 54.63 | 49.83 | 51.7525 | 51.5716 | 0.18082

## MF Weather Data
CZ2010 Weather Files (weather files for 2013 Title-24)
| Jan | Feb | Mar | Apr | May | Jun | Jul | Aug | Sep | Oct | Nov | Dec | Ave | Weighted Average
CZ01 | 49.53 | 48.73 | 48.63 | 49.03 | 50.53 | 52.03 | 53.23 | 54.03 | 54.13 | 53.43 | 52.23 | 50.83 | 51.3796 | 51.3646
CZ02 | 53.73 | 52.33 | 52.13 | 52.83 | 55.63 | 58.43 | 60.83 | 62.33 | 62.53 | 61.23 | 58.93 | 56.23 | 57.2938 | 57.2403
CZ03 | 54.53 | 53.43 | 53.33 | 53.83 | 55.83 | 57.83 | 59.63 | 60.73 | 60.83 | 59.93 | 58.23 | 56.23 | 57.0525 | 57.0254
CZ04 | 55.73 | 54.13 | 54.03 | 54.83 | 57.73 | 60.73 | 63.33 | 64.93 | 65.03 | 63.73 | 61.23 | 58.33 | 59.5133 | 59.447
CZ05 | 53.63 | 52.73 | 52.73 | 53.13 | 54.83 | 56.53 | 58.03 | 58.93 | 59.03 | 58.23 | 56.83 | 55.13 | 55.8325 | 55.811
CZ06 | 58.93 | 57.83 | 57.73 | 58.23 | 60.43 | 62.63 | 64.53 | 65.73 | 65.83 | 64.93 | 63.03 | 60.93 | 61.7544 | 61.6837
CZ07 | 60.23 | 59.33 | 59.23 | 59.73 | 61.53 | 63.23 | 64.83 | 65.83 | 65.93 | 65.13 | 63.53 | 61.83 | 62.55 | 62.5011
CZ08 | 60.73 | 59.53 | 59.43 | 59.93 | 62.33 | 64.73 | 66.73 | 68.03 | 68.13 | 67.03 | 65.13 | 62.83 | 63.7393 | 63.6515
CZ09 | 60.23 | 58.73 | 58.63 | 59.33 | 62.13 | 64.93 | 67.43 | 68.93 | 69.13 | 67.83 | 65.43 | 62.73 | 63.8199 | 63.6927
CZ10 | 59.93 | 58.23 | 58.03 | 58.93 | 62.23 | 65.53 | 68.33 | 70.13 | 70.33 | 68.83 | 66.03 | 62.83 | 64.1497 | 63.9736
CZ11 | 55.83 | 52.83 | 52.63 | 54.03 | 59.83 | 65.53 | 70.53 | 73.63 | 73.93 | 71.33 | 66.53 | 60.93 | 63.1941 | 62.669
CZ12 | 55.63 | 53.53 | 53.33 | 54.33 | 58.43 | 62.53 | 66.13 | 68.33 | 68.53 | 66.73 | 63.23 | 59.33 | 60.884 | 60.6423
CZ13 | 57.03 | 54.03 | 53.83 | 55.23 | 60.83 | 66.33 | 71.13 | 74.23 | 74.53 | 72.03 | 67.33 | 61.93 | 64.1007 | 63.59
CZ14 | 55.23 | 52.23 | 51.93 | 53.43 | 59.23 | 65.03 | 70.03 | 73.23 | 73.53 | 70.93 | 66.03 | 60.43 | 62.6695 | 62.1432
CZ15 | 68.43 | 65.53 | 65.33 | 66.63 | 72.23 | 77.73 | 82.43 | 85.53 | 85.73 | 83.33 | 78.63 | 73.33 | 75.4667 | 74.6235
CZ16 | 45.33 | 42.73 | 42.43 | 43.73 | 48.73 | 53.83 | 58.13 | 60.93 | 61.13 | 58.93 | 54.63 | 49.83 | 51.7525 | 51.4844