NE-HVAC-Chlr-WtrCldScrewChlr-lt75tons-0.702kwpton-0.45IPLV-VarSpd | DEER2020 | D20 v0 | 43468.396 | SDG | Hsp | Ex | CZ10 | Any | Cap-Tons | 962 | 0 | None | 29.5 | 0.018 | 0 | 29.5 | 0.018 | 0 | 0 | 0 | 0 | 0 | 0 | 0 | DEER:HVAC_Chillers | Annual | 2020
NE-HVAC-Chlr-WtrCldScrewChlr-lt75tons-0.702kwpton-0.45IPLV-VarSpd | DEER2020 | D20 v0 | 43468.396 | SDG | Htl | Ex | CZ10 | Any | Cap-Tons | 217 | 0 | None | 68.3 | 0.0336 | 0 | 68.3 | 0.0336 | 0 | 0 | 0 | 0 | 0 | 0 | 0 | DEER:HVAC_Chillers | Annual | 2020
NE-HVAC-Chlr-WtrCldScrewChlr-lt75tons-0.702kwpton-0.45IPLV-VarSpd | DEER2020 | D20 v0 | 43468.396 | SDG | MBT | Ex | CZ10 | Any | Cap-Tons | 371 | 0 | None | 49.3 | 0.0239 | 0 | 49.3 | 0.0239 | 0 | 0 | 0 | 0 | 0 | 0 | 0 | DEER:HVAC_Chillers | Annual | 2020
NE-HVAC-Chlr-WtrCldScrewChlr-lt75tons-0.702kwpton-0.45IPLV-VarSpd | DEER2020 | D20 v0 | 43468.396 | SDG | Nrs | Ex | CZ10 | Any | Cap-Tons | 123 | 0 | None | 80.4 | 0.0458 | 0 | 80.4 | 0.0458 | 0 | 0 | 0 | 0 | 0 | 0 | 0 | DEER:HVAC_Chillers | Annual | 2020
NE-HVAC-Chlr-WtrCldScrewChlr-lt75tons-0.702kwpton-0.45IPLV-VarSpd | DEER2020 | D20 v0 | 43468.396 | SDG | OfL | Ex | CZ10 | Any | Cap-Tons | 444 | 0 | None | 48.1 | 0.0152 | 0 | 48.1 | 0.0152 | 0 | 0 | 0 | 0 | 0 | 0 | 0 | DEER:HVAC_Chillers | Annual | 2020
NE-HVAC-Chlr-WtrCldScrewChlr-lt75tons-0.702kwpton-0.45IPLV-VarSpd | DEER2020 | D20 v0 | 43468.396 | SDG | OfS | Ex | CZ10 | Any | Cap-Tons | 27.6 | 0 | None | 54.2 | 0.0183 | 0 | 54.2 | 0.0183 | 0 | 0 | 0 | 0 | 0 | 0 | 0 | DEER:HVAC_Chillers | Annual | 2020
NE-HVAC-Chlr-WtrCldScrewChlr-lt75tons-0.702kwpton-0.45IPLV-VarSpd | DEER2020 | D20 v0 | 43468.396 | SDG | Rt3 | Ex | CZ10 | Any | Cap-Tons | 300 | 0 | None | 59.2 | 0.0341 | 0 | 59.2 | 0.0341 | 0 | 0 | 0 | 0 | 0 | 0 | 0 | DEER:HVAC_Chillers | Annual | 2020
NE-HVAC-Chlr-WtrCldScrewChlr-lt75tons-0.702kwpton-0.45IPLV-VarSpd | DEER2020 | D20 v0 | 43468.396 | SDG | ECC | Ex | CZ14 | Any | Cap-Tons | 815 | 0 | None | 46.3 | 0.0346 | 0 | 46.3 | 0.0346 | 0 | 0 | 0 | 0 | 0 | 0 | 0 | DEER:HVAC_Chillers | Annual | 2020
NE-HVAC-Chlr-WtrCldScrewChlr-lt75tons-0.702kwpton-0.45IPLV-VarSpd | DEER2020 | D20 v0 | 43468.396 | SDG | Htl | Ex | CZ14 | Any | Cap-Tons | 236 | 0 | None | 61.8 | 0.0304 | 0 | 61.8 | 0.0304 | 0 | 0 | 0 | 0 | 0 | 0 | 0 | DEER:HVAC_Chillers | Annual | 2020
NE-HVAC-Chlr-WtrCldScrewChlr-lt75tons-0.702kwpton-0.45IPLV-VarSpd | DEER2020 | D20 v0 | 43468.396 | SDG | MBT | Ex | CZ14 | Any | Cap-Tons | 400 | 0 | None | 43.2 | 0.0225 | 0 | 43.2 | 0.0225 | 0 | 0 | 0 | 0 | 0 | 0 | 0 | DEER:HVAC_Chillers | Annual | 2020
NE-HVAC-Chlr-WtrCldScrewChlr-lt75tons-0.702kwpton-0.45IPLV-VarSpd | DEER2020 | D20 v0 | 43468.396 | SDG | Nrs | Ex | CZ14 | Any | Cap-Tons | 129 | 0 | None | 72.5 | 0.0387 | 0 | 72.5 | 0.0387 | 0 | 0 | 0 | 0 | 0 | 0 | 0 | DEER:HVAC_Chillers | Annual | 2020
NE-HVAC-Chlr-WtrCldScrewChlr-lt75tons-0.702kwpton-0.45IPLV-VarSpd | DEER2020 | D20 v0 | 43468.396 | SDG | OfL | Ex | CZ14 | Any | Cap-Tons | 456 | 0 | None | 44 | 0.0156 | 0 | 44 | 0.0156 | 0 | 0 | 0 | 0 | 0 | 0 | 0 | DEER:HVAC_Chillers | Annual | 2020
NE-HVAC-Chlr-WtrCldScrewChlr-lt75tons-0.702kwpton-0.45IPLV-VarSpd | DEER2020 | D20 v0 | 43468.396 | SDG | OfS | Ex | CZ14 | Any | Cap-Tons | 29.4 | 0 | None | 49.6 | 0.0181 | 0 | 49.6 | 0.0181 | 0 | 0 | 0 | 0 | 0 | 0 | 0 | DEER:HVAC_Chillers | Annual | 2020
NE-HVAC-Chlr-WtrCldScrewChlr-lt75tons-0.702kwpton-0.45IPLV-VarSpd | DEER2020 | D20 v0 | 43468.396 | SDG | Rt3 | Ex | CZ14 | Any | Cap-Tons | 321 | 0 | None | 51.9 | 0.0283 | 0 | 51.9 | 0.0283 | 0 | 0 | 0 | 0 | 0 | 0 | 0 | DEER:HVAC_Chillers | Annual | 2020
NE-HVAC-Chlr-WtrCldScrewChlr-75to149tons-0.675kwpton-0.441IPLV-VarSpd | DEER2020 | D20 v0 | 43468.396 | PGE | ECC | Ex | CZ01 | Any | Cap-Tons | 344 | 0 | None | 8.7 | 0.0299 | 0 | 8.7 | 0.0299 | 0 | 0 | 0 | 0 | 0 | 0 | 0 | DEER:HVAC_Chillers | Annual | 2020
NE-HVAC-Chlr-WtrCldScrewChlr-75to149tons-0.675kwpton-0.441IPLV-VarSpd | DEER2020 | D20 v0 | 43468.396 | PGE | ESe | Ex | CZ01 | Any | Cap-Tons | 169 | 0 | None | 7.1 | 0.013 | 0 | 7.1 | 0.013 | 0 | 0 | 0 | 0 | 0 | 0 | 0 | DEER:HVAC_Chillers | Annual | 2020
NE-HVAC-Chlr-WtrCldScrewChlr-75to149tons-0.675kwpton-0.441IPLV-VarSpd | DEER2020 | D20 v0 | 43468.396 | PGE | EUn | Ex | CZ01 | Any | Cap-Tons | 1310 | 0 | None | 7.5 | 0.0225 | 0 | 7.5 | 0.0225 | 0 | 0 | 0 | 0 | 0 | 0 | 0 | DEER:HVAC_Chillers | Annual | 2020
NE-HVAC-Chlr-WtrCldScrewChlr-75to149tons-0.675kwpton-0.441IPLV-VarSpd | DEER2020 | D20 v0 | 43468.396 | PGE | Hsp | Ex | CZ01 | Any | Cap-Tons | 533 | 0 | None | 2 | 0.0064 | 0 | 2 | 0.0064 | 0 | 0 | 0 | 0 | 0 | 0 | 0 | DEER:HVAC_Chillers | Annual | 2020
NE-HVAC-Chlr-WtrCldScrewChlr-75to149tons-0.675kwpton-0.441IPLV-VarSpd | DEER2020 | D20 v0 | 43468.396 | PGE | Htl | Ex | CZ01 | Any | Cap-Tons | 109 | 0 | None | 24.8 | 0.0172 | 0 | 24.8 | 0.0172 | 0 | 0 | 0 | 0 | 0 | 0 | 0 | DEER:HVAC_Chillers | Annual | 2020
NE-HVAC-Chlr-WtrCldScrewChlr-75to149tons-0.675kwpton-0.441IPLV-VarSpd | DEER2020 | D20 v0 | 43468.396 | PGE | MBT | Ex | CZ01 | Any | Cap-Tons | 191 | 0 | None | 11.3 | 0.0147 | 0 | 11.3 | 0.0147 | 0 | 0 | 0 | 0 | 0 | 0 | 0 | DEER:HVAC_Chillers | Annual | 2020
NE-HVAC-Chlr-WtrCldScrewChlr-75to149tons-0.675kwpton-0.441IPLV-VarSpd | DEER2020 | D20 v0 | 43468.396 | PGE | Nrs | Ex | CZ01 | Any | Cap-Tons | 64.2 | 0 | None | 7.8 | 0.0153 | 0 | 7.8 | 0.0153 | 0 | 0 | 0 | 0 | 0 | 0 | 0 | DEER:HVAC_Chillers | Annual | 2020
NE-HVAC-Chlr-WtrCldScrewChlr-75to149tons-0.675kwpton-0.441IPLV-VarSpd | DEER2020 | D20 v0 | 43468.396 | PGE | OfL | Ex | CZ01 | Any | Cap-Tons | 264 | 0 | None | 11.9 | 0.0125 | 0 | 11.9 | 0.0125 | 0 | 0 | 0 | 0 | 0 | 0 | 0 | DEER:HVAC_Chillers | Annual | 2020
NE-HVAC-Chlr-WtrCldScrewChlr-75to149tons-0.675kwpton-0.441IPLV-VarSpd | DEER2020 | D20 v0 | 43468.396 | PGE | OfS | Ex | CZ01 | Any | Cap-Tons | 15.6 | 0 | None | 14.6 | 0.0114 | 0 | 14.6 | 0.0114 | 0 | 0 | 0 | 0 | 0 | 0 | 0 | DEER:HVAC_Chillers | Annual | 2020
NE-HVAC-Chlr-WtrCldScrewChlr-75to149tons-0.675kwpton-0.441IPLV-VarSpd | DEER2020 | D20 v0 | 43468.396 | PGE | Rt3 | Ex | CZ01 | Any | Cap-Tons | 149 | 0 | None | 10.1 | 0.0203 | 0 | 10.1 | 0.0203 | 0 | 0 | 0 | 0 | 0 | 0 | 0 | DEER:HVAC_Chillers | Annual | 2020
NE-HVAC-Chlr-WtrCldScrewChlr-75to149tons-0.675kwpton-0.441IPLV-VarSpd | DEER2020 | D20 v0 | 43468.396 | PGE | ECC | Ex | CZ02 | Any | Cap-Tons | 607 | 0 | None | 34.4 | 0.0283 | 0 | 34.4 | 0.0283 | 0 | 0 | 0 | 0 | 0 | 0 | 0 | DEER:HVAC_Chillers | Annual | 2020
NE-HVAC-Chlr-WtrCldScrewChlr-75to149tons-0.675kwpton-0.441IPLV-VarSpd | DEER2020 | D20 v0 | 43468.396 | PGE | ESe | Ex | CZ02 | Any | Cap-Tons | 311 | 0 | None | 28.1 | 0.0132 | 0 | 28.1 | 0.0132 | 0 | 0 | 0 | 0 | 0 | 0 | 0 | DEER:HVAC_Chillers | Annual | 2020
NE-HVAC-Chlr-WtrCldScrewChlr-75to149tons-0.675kwpton-0.441IPLV-VarSpd | DEER2020 | D20 v0 | 43468.396 | PGE | EUn | Ex | CZ02 | Any | Cap-Tons | 2140 | 0 | None | 30.2 | 0.032 | 0 | 30.2 | 0.032 | 0 | 0 | 0 | 0 | 0 | 0 | 0 | DEER:HVAC_Chillers | Annual | 2020
NE-HVAC-Chlr-WtrCldScrewChlr-75to149tons-0.675kwpton-0.441IPLV-VarSpd | DEER2020 | D20 v0 | 43468.396 | PGE | Hsp | Ex | CZ02 | Any | Cap-Tons | 856 | 0 | None | 15.5 | 0.0164 | 0 | 15.5 | 0.0164 | 0 | 0 | 0 | 0 | 0 | 0 | 0 | DEER:HVAC_Chillers | Annual | 2020
NE-HVAC-Chlr-WtrCldScrewChlr-75to149tons-0.675kwpton-0.441IPLV-VarSpd | DEER2020 | D20 v0 | 43468.396 | PGE | Htl | Ex | CZ02 | Any | Cap-Tons | 177 | 0 | None | 49.2 | 0.0379 | 0 | 49.2 | 0.0379 | 0 | 0 | 0 | 0 | 0 | 0 | 0 | DEER:HVAC_Chillers | Annual | 2020
NE-HVAC-Chlr-WtrCldScrewChlr-75to149tons-0.675kwpton-0.441IPLV-VarSpd | DEER2020 | D20 v0 | 43468.396 | PGE | MBT | Ex | CZ02 | Any | Cap-Tons | 314 | 0 | None | 31.4 | 0.0248 | 0 | 31.4 | 0.0248 | 0 | 0 | 0 | 0 | 0 | 0 | 0 | DEER:HVAC_Chillers | Annual | 2020
NE-HVAC-Chlr-WtrCldScrewChlr-75to149tons-0.675kwpton-0.441IPLV-VarSpd | DEER2020 | D20 v0 | 43468.396 | PGE | Nrs | Ex | CZ02 | Any | Cap-Tons | 102 | 0 | None | 47 | 0.047 | 0 | 47 | 0.047 | 0 | 0 | 0 | 0 | 0 | 0 | 0 | DEER:HVAC_Chillers | Annual | 2020
NE-HVAC-Chlr-WtrCldScrewChlr-75to149tons-0.675kwpton-0.441IPLV-VarSpd | DEER2020 | D20 v0 | 43468.396 | PGE | OfL | Ex | CZ02 | Any | Cap-Tons | 384 | 0 | None | 31.6 | 0.019 | 0 | 31.6 | 0.019 | 0 | 0 | 0 | 0 | 0 | 0 | 0 | DEER:HVAC_Chillers | Annual | 2020
NE-HVAC-Chlr-WtrCldScrewChlr-75to149tons-0.675kwpton-0.441IPLV-VarSpd | DEER2020 | D20 v0 | 43468.396 | PGE | OfS | Ex | CZ02 | Any | Cap-Tons | 22.7 | 0 | None | 38.9 | 0.0252 | 0 | 38.9 | 0.0252 | 0 | 0 | 0 | 0 | 0 | 0 | 0 | DEER:HVAC_Chillers | Annual | 2020
NE-HVAC-Chlr-WtrCldScrewChlr-75to149tons-0.675kwpton-0.441IPLV-VarSpd | DEER2020 | D20 v0 | 43468.396 | PGE | Rt3 | Ex | CZ02 | Any | Cap-Tons | 248 | 0 | None | 39.3 | 0.0331 | 0 | 39.3 | 0.0331 | 0 | 0 | 0 | 0 | 0 | 0 | 0 | DEER:HVAC_Chillers | Annual | 2020
NE-HVAC-Chlr-WtrCldScrewChlr-75to149tons-0.675kwpton-0.441IPLV-VarSpd | DEER2020 | D20 v0 | 43468.396 | PGE | ECC | Ex | CZ03 | Any | Cap-Tons | 487 | 0 | None | 26.1 | 0.02 | 0 | 26.1 | 0.02 | 0 | 0 | 0 | 0 | 0 | 0 | 0 | DEER:HVAC_Chillers | Annual | 2020
NE-HVAC-Chlr-WtrCldScrewChlr-75to149tons-0.675kwpton-0.441IPLV-VarSpd | DEER2020 | D20 v0 | 43468.396 | PGE | ESe | Ex | CZ03 | Any | Cap-Tons | 258 | 0 | None | 23.6 | 0.0107 | 0 | 23.6 | 0.0107 | 0 | 0 | 0 | 0 | 0 | 0 | 0 | DEER:HVAC_Chillers | Annual | 2020
NE-HVAC-Chlr-WtrCldScrewChlr-75to149tons-0.675kwpton-0.441IPLV-VarSpd | DEER2020 | D20 v0 | 43468.396 | PGE | EUn | Ex | CZ03 | Any | Cap-Tons | 1740 | 0 | None | 22 | 0.0249 | 0 | 22 | 0.0249 | 0 | 0 | 0 | 0 | 0 | 0 | 0 | DEER:HVAC_Chillers | Annual | 2020
NE-HVAC-Chlr-WtrCldScrewChlr-75to149tons-0.675kwpton-0.441IPLV-VarSpd | DEER2020 | D20 v0 | 43468.396 | PGE | Hsp | Ex | CZ03 | Any | Cap-Tons | 629 | 0 | None | 12.1 | 0.0152 | 0 | 12.1 | 0.0152 | 0 | 0 | 0 | 0 | 0 | 0 | 0 | DEER:HVAC_Chillers | Annual | 2020
NE-HVAC-Chlr-WtrCldScrewChlr-75to149tons-0.675kwpton-0.441IPLV-VarSpd | DEER2020 | D20 v0 | 43468.396 | PGE | Htl | Ex | CZ03 | Any | Cap-Tons | 146 | 0 | None | 44.6 | 0.0301 | 0 | 44.6 | 0.0301 | 0 | 0 | 0 | 0 | 0 | 0 | 0 | DEER:HVAC_Chillers | Annual | 2020
NE-HVAC-Chlr-WtrCldScrewChlr-75to149tons-0.675kwpton-0.441IPLV-VarSpd | DEER2020 | D20 v0 | 43468.396 | PGE | MBT | Ex | CZ03 | Any | Cap-Tons | 249 | 0 | None | 27.5 | 0.0215 | 0 | 27.5 | 0.0215 | 0 | 0 | 0 | 0 | 0 | 0 | 0 | DEER:HVAC_Chillers | Annual | 2020
NE-HVAC-Chlr-WtrCldScrewChlr-75to149tons-0.675kwpton-0.441IPLV-VarSpd | DEER2020 | D20 v0 | 43468.396 | PGE | Nrs | Ex | CZ03 | Any | Cap-Tons | 86.7 | 0 | None | 31.9 | 0.0336 | 0 | 31.9 | 0.0336 | 0 | 0 | 0 | 0 | 0 | 0 | 0 | DEER:HVAC_Chillers | Annual | 2020
NE-HVAC-Chlr-WtrCldScrewChlr-75to149tons-0.675kwpton-0.441IPLV-VarSpd | DEER2020 | D20 v0 | 43468.396 | PGE | OfL | Ex | CZ03 | Any | Cap-Tons | 329 | 0 | None | 25.8 | 0.0164 | 0 | 25.8 | 0.0164 | 0 | 0 | 0 | 0 | 0 | 0 | 0 | DEER:HVAC_Chillers | Annual | 2020
NE-HVAC-Chlr-WtrCldScrewChlr-75to149tons-0.675kwpton-0.441IPLV-VarSpd | DEER2020 | D20 v0 | 43468.396 | PGE | OfS | Ex | CZ03 | Any | Cap-Tons | 20.6 | 0 | None | 28.5 | 0.0181 | 0 | 28.5 | 0.0181 | 0 | 0 | 0 | 0 | 0 | 0 | 0 | DEER:HVAC_Chillers | Annual | 2020
NE-HVAC-Chlr-WtrCldScrewChlr-75to149tons-0.675kwpton-0.441IPLV-VarSpd | DEER2020 | D20 v0 | 43468.396 | PGE | Rt3 | Ex | CZ03 | Any | Cap-Tons | 194 | 0 | None | 30 | 0.029 | 0 | 30 | 0.029 | 0 | 0 | 0 | 0 | 0 | 0 | 0 | DEER:HVAC_Chillers | Annual | 2020
NE-HVAC-Chlr-WtrCldScrewChlr-75to149tons-0.675kwpton-0.441IPLV-VarSpd | DEER2020 | D20 v0 | 43468.396 | PGE | ECC | Ex | CZ04 | Any | Cap-Tons | 625 | 0 | None | 38.2 | 0.0405 | 0 | 38.2 | 0.0405 | 0 | 0 | 0 | 0 | 0 | 0 | 0 | DEER:HVAC_Chillers | Annual | 2020
NE-HVAC-Chlr-WtrCldScrewChlr-75to149tons-0.675kwpton-0.441IPLV-VarSpd | DEER2020 | D20 v0 | 43468.396 | PGE | ESe | Ex | CZ04 | Any | Cap-Tons | 328 | 0 | None | 29.3 | 0.0231 | 0 | 29.3 | 0.0231 | 0 | 0 | 0 | 0 | 0 | 0 | 0 | DEER:HVAC_Chillers | Annual | 2020
NE-HVAC-Chlr-WtrCldScrewChlr-75to149tons-0.675kwpton-0.441IPLV-VarSpd | DEER2020 | D20 v0 | 43468.396 | PGE | EUn | Ex | CZ04 | Any | Cap-Tons | 2160 | 0 | None | 35 | 0.0379 | 0 | 35 | 0.0379 | 0 | 0 | 0 | 0 | 0 | 0 | 0 | DEER:HVAC_Chillers | Annual | 2020
NE-HVAC-Chlr-WtrCldScrewChlr-75to149tons-0.675kwpton-0.441IPLV-VarSpd | DEER2020 | D20 v0 | 43468.396 | PGE | Hsp | Ex | CZ04 | Any | Cap-Tons | 816 | 0 | None | 21.2 | 0.0171 | 0 | 21.2 | 0.0171 | 0 | 0 | 0 | 0 | 0 | 0 | 0 | DEER:HVAC_Chillers | Annual | 2020
NE-HVAC-Chlr-WtrCldScrewChlr-75to149tons-0.675kwpton-0.441IPLV-VarSpd | DEER2020 | D20 v0 | 43468.396 | PGE | Htl | Ex | CZ04 | Any | Cap-Tons | 188 | 0 | None | 54.2 | 0.0317 | 0 | 54.2 | 0.0317 | 0 | 0 | 0 | 0 | 0 | 0 | 0 | DEER:HVAC_Chillers | Annual | 2020
NE-HVAC-Chlr-WtrCldScrewChlr-75to149tons-0.675kwpton-0.441IPLV-VarSpd | DEER2020 | D20 v0 | 43468.396 | PGE | MBT | Ex | CZ04 | Any | Cap-Tons | 311 | 0 | None | 44.6 | 0.0276 | 0 | 44.6 | 0.0276 | 0 | 0 | 0 | 0 | 0 | 0 | 0 | DEER:HVAC_Chillers | Annual | 2020
NE-HVAC-Chlr-WtrCldScrewChlr-75to149tons-0.675kwpton-0.441IPLV-VarSpd | DEER2020 | D20 v0 | 43468.396 | PGE | Nrs | Ex | CZ04 | Any | Cap-Tons | 113 | 0 | None | 56.8 | 0.0405 | 0 | 56.8 | 0.0405 | 0 | 0 | 0 | 0 | 0 | 0 | 0 | DEER:HVAC_Chillers | Annual | 2020
NE-HVAC-Chlr-WtrCldScrewChlr-75to149tons-0.675kwpton-0.441IPLV-VarSpd | DEER2020 | D20 v0 | 43468.396 | PGE | OfL | Ex | CZ04 | Any | Cap-Tons | 391 | 0 | None | 36.4 | 0.0165 | 0 | 36.4 | 0.0165 | 0 | 0 | 0 | 0 | 0 | 0 | 0 | DEER:HVAC_Chillers | Annual | 2020
NE-HVAC-Chlr-WtrCldScrewChlr-75to149tons-0.675kwpton-0.441IPLV-VarSpd | DEER2020 | D20 v0 | 43468.396 | PGE | OfS | Ex | CZ04 | Any | Cap-Tons | 25.1 | 0 | None | 39.7 | 0.0183 | 0 | 39.7 | 0.0183 | 0 | 0 | 0 | 0 | 0 | 0 | 0 | DEER:HVAC_Chillers | Annual | 2020
NE-HVAC-Chlr-WtrCldScrewChlr-75to149tons-0.675kwpton-0.441IPLV-VarSpd | DEER2020 | D20 v0 | 43468.396 | PGE | Rt3 | Ex | CZ04 | Any | Cap-Tons | 248 | 0 | None | 45.1 | 0.0338 | 0 | 45.1 | 0.0338 | 0 | 0 | 0 | 0 | 0 | 0 | 0 | DEER:HVAC_Chillers | Annual | 2020
NE-HVAC-Chlr-WtrCldScrewChlr-75to149tons-0.675kwpton-0.441IPLV-VarSpd | DEER2020 | D20 v0 | 43468.396 | PGE | ECC | Ex | CZ05 | Any | Cap-Tons | 426 | 0 | None | 31 | 0.0291 | 0 | 31 | 0.0291 | 0 | 0 | 0 | 0 | 0 | 0 | 0 | DEER:HVAC_Chillers | Annual | 2020
NE-HVAC-Chlr-WtrCldScrewChlr-75to149tons-0.675kwpton-0.441IPLV-VarSpd | DEER2020 | D20 v0 | 43468.396 | PGE | ESe | Ex | CZ05 | Any | Cap-Tons | 224 | 0 | None | 29.9 | 0.0169 | 0 | 29.9 | 0.0169 | 0 | 0 | 0 | 0 | 0 | 0 | 0 | DEER:HVAC_Chillers | Annual | 2020
NE-HVAC-Chlr-WtrCldScrewChlr-75to149tons-0.675kwpton-0.441IPLV-VarSpd | DEER2020 | D20 v0 | 43468.396 | PGE | EUn | Ex | CZ05 | Any | Cap-Tons | 1540 | 0 | None | 25.5 | 0.0242 | 0 | 25.5 | 0.0242 | 0 | 0 | 0 | 0 | 0 | 0 | 0 | DEER:HVAC_Chillers | Annual | 2020
NE-HVAC-Chlr-WtrCldScrewChlr-75to149tons-0.675kwpton-0.441IPLV-VarSpd | DEER2020 | D20 v0 | 43468.396 | PGE | Hsp | Ex | CZ05 | Any | Cap-Tons | 660 | 0 | None | 11.1 | 0.0097 | 0 | 11.1 | 0.0097 | 0 | 0 | 0 | 0 | 0 | 0 | 0 | DEER:HVAC_Chillers | Annual | 2020
NE-HVAC-Chlr-WtrCldScrewChlr-75to149tons-0.675kwpton-0.441IPLV-VarSpd | DEER2020 | D20 v0 | 43468.396 | PGE | Htl | Ex | CZ05 | Any | Cap-Tons | 124 | 0 | None | 49.7 | 0.0223 | 0 | 49.7 | 0.0223 | 0 | 0 | 0 | 0 | 0 | 0 | 0 | DEER:HVAC_Chillers | Annual | 2020
NE-HVAC-Chlr-WtrCldScrewChlr-75to149tons-0.675kwpton-0.441IPLV-VarSpd | DEER2020 | D20 v0 | 43468.396 | PGE | MBT | Ex | CZ05 | Any | Cap-Tons | 242 | 0 | None | 35.6 | 0.0181 | 0 | 35.6 | 0.0181 | 0 | 0 | 0 | 0 | 0 | 0 | 0 | DEER:HVAC_Chillers | Annual | 2020
NE-HVAC-Chlr-WtrCldScrewChlr-75to149tons-0.675kwpton-0.441IPLV-VarSpd | DEER2020 | D20 v0 | 43468.396 | PGE | Nrs | Ex | CZ05 | Any | Cap-Tons | 80.1 | 0 | None | 38.6 | 0.0259 | 0 | 38.6 | 0.0259 | 0 | 0 | 0 | 0 | 0 | 0 | 0 | DEER:HVAC_Chillers | Annual | 2020
NE-HVAC-Chlr-WtrCldScrewChlr-75to149tons-0.675kwpton-0.441IPLV-VarSpd | DEER2020 | D20 v0 | 43468.396 | PGE | OfL | Ex | CZ05 | Any | Cap-Tons | 324 | 0 | None | 28.9 | 0.0109 | 0 | 28.9 | 0.0109 | 0 | 0 | 0 | 0 | 0 | 0 | 0 | DEER:HVAC_Chillers | Annual | 2020
NE-HVAC-Chlr-WtrCldScrewChlr-75to149tons-0.675kwpton-0.441IPLV-VarSpd | DEER2020 | D20 v0 | 43468.396 | PGE | OfS | Ex | CZ05 | Any | Cap-Tons | 18.5 | 0 | None | 34.5 | 0.0123 | 0 | 34.5 | 0.0123 | 0 | 0 | 0 | 0 | 0 | 0 | 0 | DEER:HVAC_Chillers | Annual | 2020
NE-HVAC-Chlr-WtrCldScrewChlr-75to149tons-0.675kwpton-0.441IPLV-VarSpd | DEER2020 | D20 v0 | 43468.396 | PGE | Rt3 | Ex | CZ05 | Any | Cap-Tons | 188 | 0 | None | 31.3 | 0.0196 | 0 | 31.3 | 0.0196 | 0 | 0 | 0 | 0 | 0 | 0 | 0 | DEER:HVAC_Chillers | Annual | 2020
NE-HVAC-Chlr-WtrCldScrewChlr-75to149tons-0.675kwpton-0.441IPLV-VarSpd | DEER2020 | D20 v0 | 43468.396 | PGE | ECC | Ex | CZ11 | Any | Cap-Tons | 710 | 0 | None | 51.8 | 0.0305 | 0 | 51.8 | 0.0305 | 0 | 0 | 0 | 0 | 0 | 0 | 0 | DEER:HVAC_Chillers | Annual | 2020
NE-HVAC-Chlr-WtrCldScrewChlr-75to149tons-0.675kwpton-0.441IPLV-VarSpd | DEER2020 | D20 v0 | 43468.396 | PGE | ESe | Ex | CZ11 | Any | Cap-Tons | 362 | 0 | None | 35.4 | 0.0119 | 0 | 35.4 | 0.0119 | 0 | 0 | 0 | 0 | 0 | 0 | 0 | DEER:HVAC_Chillers | Annual | 2020
NE-HVAC-Chlr-WtrCldScrewChlr-75to149tons-0.675kwpton-0.441IPLV-VarSpd | DEER2020 | D20 v0 | 43468.396 | PGE | EUn | Ex | CZ11 | Any | Cap-Tons | 2390 | 0 | None | 47.9 | 0.035 | 0 | 47.9 | 0.035 | 0 | 0 | 0 | 0 | 0 | 0 | 0 | DEER:HVAC_Chillers | Annual | 2020
NE-HVAC-Chlr-WtrCldScrewChlr-75to149tons-0.675kwpton-0.441IPLV-VarSpd | DEER2020 | D20 v0 | 43468.396 | PGE | Hsp | Ex | CZ11 | Any | Cap-Tons | 920 | 0 | None | 31.4 | 0.019 | 0 | 31.4 | 0.019 | 0 | 0 | 0 | 0 | 0 | 0 | 0 | DEER:HVAC_Chillers | Annual | 2020
NE-HVAC-Chlr-WtrCldScrewChlr-75to149tons-0.675kwpton-0.441IPLV-VarSpd | DEER2020 | D20 v0 | 43468.396 | PGE | Htl | Ex | CZ11 | Any | Cap-Tons | 227 | 0 | None | 64.8 | 0.0356 | 0 | 64.8 | 0.0356 | 0 | 0 | 0 | 0 | 0 | 0 | 0 | DEER:HVAC_Chillers | Annual | 2020
NE-HVAC-Chlr-WtrCldScrewChlr-75to149tons-0.675kwpton-0.441IPLV-VarSpd | DEER2020 | D20 v0 | 43468.396 | PGE | MBT | Ex | CZ11 | Any | Cap-Tons | 383 | 0 | None | 43 | 0.0249 | 0 | 43 | 0.0249 | 0 | 0 | 0 | 0 | 0 | 0 | 0 | DEER:HVAC_Chillers | Annual | 2020
NE-HVAC-Chlr-WtrCldScrewChlr-75to149tons-0.675kwpton-0.441IPLV-VarSpd | DEER2020 | D20 v0 | 43468.396 | PGE | Nrs | Ex | CZ11 | Any | Cap-Tons | 132 | 0 | None | 76.6 | 0.0464 | 0 | 76.6 | 0.0464 | 0 | 0 | 0 | 0 | 0 | 0 | 0 | DEER:HVAC_Chillers | Annual | 2020
NE-HVAC-Chlr-WtrCldScrewChlr-75to149tons-0.675kwpton-0.441IPLV-VarSpd | DEER2020 | D20 v0 | 43468.396 | PGE | OfL | Ex | CZ11 | Any | Cap-Tons | 444 | 0 | None | 42.5 | 0.0191 | 0 | 42.5 | 0.0191 | 0 | 0 | 0 | 0 | 0 | 0 | 0 | DEER:HVAC_Chillers | Annual | 2020
NE-HVAC-Chlr-WtrCldScrewChlr-75to149tons-0.675kwpton-0.441IPLV-VarSpd | DEER2020 | D20 v0 | 43468.396 | PGE | OfS | Ex | CZ11 | Any | Cap-Tons | 28 | 0 | None | 50.5 | 0.024 | 0 | 50.5 | 0.024 | 0 | 0 | 0 | 0 | 0 | 0 | 0 | DEER:HVAC_Chillers | Annual | 2020
NE-HVAC-Chlr-WtrCldScrewChlr-75to149tons-0.675kwpton-0.441IPLV-VarSpd | DEER2020 | D20 v0 | 43468.396 | PGE | Rt3 | Ex | CZ11 | Any | Cap-Tons | 310 | 0 | None | 51.3 | 0.0296 | 0 | 51.3 | 0.0296 | 0 | 0 | 0 | 0 | 0 | 0 | 0 | DEER:HVAC_Chillers | Annual | 2020
NE-HVAC-Chlr-WtrCldScrewChlr-75to149tons-0.675kwpton-0.441IPLV-VarSpd | DEER2020 | D20 v0 | 43468.396 | PGE | ECC | Ex | CZ12 | Any | Cap-Tons | 643 | 0 | None | 46.5 | 0.0327 | 0 | 46.5 | 0.0327 | 0 | 0 | 0 | 0 | 0 | 0 | 0 | DEER:HVAC_Chillers | Annual | 2020
NE-HVAC-Chlr-WtrCldScrewChlr-75to149tons-0.675kwpton-0.441IPLV-VarSpd | DEER2020 | D20 v0 | 43468.396 | PGE | ESe | Ex | CZ12 | Any | Cap-Tons | 330 | 0 | None | 38 | 0.0145 | 0 | 38 | 0.0145 | 0 | 0 | 0 | 0 | 0 | 0 | 0 | DEER:HVAC_Chillers | Annual | 2020
NE-HVAC-Chlr-WtrCldScrewChlr-75to149tons-0.675kwpton-0.441IPLV-VarSpd | DEER2020 | D20 v0 | 43468.396 | PGE | EUn | Ex | CZ12 | Any | Cap-Tons | 2220 | 0 | None | 41.8 | 0.0351 | 0 | 41.8 | 0.0351 | 0 | 0 | 0 | 0 | 0 | 0 | 0 | DEER:HVAC_Chillers | Annual | 2020
NE-HVAC-Chlr-WtrCldScrewChlr-75to149tons-0.675kwpton-0.441IPLV-VarSpd | DEER2020 | D20 v0 | 43468.396 | PGE | Hsp | Ex | CZ12 | Any | Cap-Tons | 881 | 0 | None | 24.4 | 0.0185 | 0 | 24.4 | 0.0185 | 0 | 0 | 0 | 0 | 0 | 0 | 0 | DEER:HVAC_Chillers | Annual | 2020
NE-HVAC-Chlr-WtrCldScrewChlr-75to149tons-0.675kwpton-0.441IPLV-VarSpd | DEER2020 | D20 v0 | 43468.396 | PGE | Htl | Ex | CZ12 | Any | Cap-Tons | 205 | 0 | None | 58.1 | 0.0379 | 0 | 58.1 | 0.0379 | 0 | 0 | 0 | 0 | 0 | 0 | 0 | DEER:HVAC_Chillers | Annual | 2020
NE-HVAC-Chlr-WtrCldScrewChlr-75to149tons-0.675kwpton-0.441IPLV-VarSpd | DEER2020 | D20 v0 | 43468.396 | PGE | MBT | Ex | CZ12 | Any | Cap-Tons | 359 | 0 | None | 37.4 | 0.0253 | 0 | 37.4 | 0.0253 | 0 | 0 | 0 | 0 | 0 | 0 | 0 | DEER:HVAC_Chillers | Annual | 2020
NE-HVAC-Chlr-WtrCldScrewChlr-75to149tons-0.675kwpton-0.441IPLV-VarSpd | DEER2020 | D20 v0 | 43468.396 | PGE | Nrs | Ex | CZ12 | Any | Cap-Tons | 119 | 0 | None | 61.3 | 0.0464 | 0 | 61.3 | 0.0464 | 0 | 0 | 0 | 0 | 0 | 0 | 0 | DEER:HVAC_Chillers | Annual | 2020
NE-HVAC-Chlr-WtrCldScrewChlr-75to149tons-0.675kwpton-0.441IPLV-VarSpd | DEER2020 | D20 v0 | 43468.396 | PGE | OfL | Ex | CZ12 | Any | Cap-Tons | 422 | 0 | None | 37.5 | 0.0191 | 0 | 37.5 | 0.0191 | 0 | 0 | 0 | 0 | 0 | 0 | 0 | DEER:HVAC_Chillers | Annual | 2020
NE-HVAC-Chlr-WtrCldScrewChlr-75to149tons-0.675kwpton-0.441IPLV-VarSpd | DEER2020 | D20 v0 | 43468.396 | PGE | OfS | Ex | CZ12 | Any | Cap-Tons | 26.1 | 0 | None | 43.8 | 0.0239 | 0 | 43.8 | 0.0239 | 0 | 0 | 0 | 0 | 0 | 0 | 0 | DEER:HVAC_Chillers | Annual | 2020
NE-HVAC-Chlr-WtrCldScrewChlr-75to149tons-0.675kwpton-0.441IPLV-VarSpd | DEER2020 | D20 v0 | 43468.396 | PGE | Rt3 | Ex | CZ12 | Any | Cap-Tons | 291 | 0 | None | 46.5 | 0.0314 | 0 | 46.5 | 0.0314 | 0 | 0 | 0 | 0 | 0 | 0 | 0 | DEER:HVAC_Chillers | Annual | 2020
NE-HVAC-Chlr-WtrCldScrewChlr-75to149tons-0.675kwpton-0.441IPLV-VarSpd | DEER2020 | D20 v0 | 43468.396 | PGE | ECC | Ex | CZ13 | Any | Cap-Tons | 754 | 0 | None | 52.6 | 0.0258 | 0 | 52.6 | 0.0258 | 0 | 0 | 0 | 0 | 0 | 0 | 0 | DEER:HVAC_Chillers | Annual | 2020
NE-HVAC-Chlr-WtrCldScrewChlr-75to149tons-0.675kwpton-0.441IPLV-VarSpd | DEER2020 | D20 v0 | 43468.396 | PGE | ESe | Ex | CZ13 | Any | Cap-Tons | 395 | 0 | None | 35.8 | 0.0099 | 0 | 35.8 | 0.0099 | 0 | 0 | 0 | 0 | 0 | 0 | 0 | DEER:HVAC_Chillers | Annual | 2020
NE-HVAC-Chlr-WtrCldScrewChlr-75to149tons-0.675kwpton-0.441IPLV-VarSpd | DEER2020 | D20 v0 | 43468.396 | PGE | EUn | Ex | CZ13 | Any | Cap-Tons | 2520 | 0 | None | 48 | 0.0315 | 0 | 48 | 0.0315 | 0 | 0 | 0 | 0 | 0 | 0 | 0 | DEER:HVAC_Chillers | Annual | 2020
NE-HVAC-Chlr-WtrCldScrewChlr-75to149tons-0.675kwpton-0.441IPLV-VarSpd | DEER2020 | D20 v0 | 43468.396 | PGE | Hsp | Ex | CZ13 | Any | Cap-Tons | 935 | 0 | None | 33.1 | 0.0178 | 0 | 33.1 | 0.0178 | 0 | 0 | 0 | 0 | 0 | 0 | 0 | DEER:HVAC_Chillers | Annual | 2020
NE-HVAC-Chlr-WtrCldScrewChlr-75to149tons-0.675kwpton-0.441IPLV-VarSpd | DEER2020 | D20 v0 | 43468.396 | PGE | Htl | Ex | CZ13 | Any | Cap-Tons | 226 | 0 | None | 68.9 | 0.0336 | 0 | 68.9 | 0.0336 | 0 | 0 | 0 | 0 | 0 | 0 | 0 | DEER:HVAC_Chillers | Annual | 2020
NE-HVAC-Chlr-WtrCldScrewChlr-75to149tons-0.675kwpton-0.441IPLV-VarSpd | DEER2020 | D20 v0 | 43468.396 | PGE | MBT | Ex | CZ13 | Any | Cap-Tons | 388 | 0 | None | 44.6 | 0.0239 | 0 | 44.6 | 0.0239 | 0 | 0 | 0 | 0 | 0 | 0 | 0 | DEER:HVAC_Chillers | Annual | 2020
NE-HVAC-Chlr-WtrCldScrewChlr-75to149tons-0.675kwpton-0.441IPLV-VarSpd | DEER2020 | D20 v0 | 43468.396 | PGE | Nrs | Ex | CZ13 | Any | Cap-Tons | 132 | 0 | None | 81 | 0.0429 | 0 | 81 | 0.0429 | 0 | 0 | 0 | 0 | 0 | 0 | 0 | DEER:HVAC_Chillers | Annual | 2020
NE-HVAC-Chlr-WtrCldScrewChlr-75to149tons-0.675kwpton-0.441IPLV-VarSpd | DEER2020 | D20 v0 | 43468.396 | PGE | OfL | Ex | CZ13 | Any | Cap-Tons | 435 | 0 | None | 44.8 | 0.0166 | 0 | 44.8 | 0.0166 | 0 | 0 | 0 | 0 | 0 | 0 | 0 | DEER:HVAC_Chillers | Annual | 2020
NE-HVAC-Chlr-WtrCldScrewChlr-75to149tons-0.675kwpton-0.441IPLV-VarSpd | DEER2020 | D20 v0 | 43468.396 | PGE | OfS | Ex | CZ13 | Any | Cap-Tons | 28.3 | 0 | None | 48.6 | 0.0191 | 0 | 48.6 | 0.0191 | 0 | 0 | 0 | 0 | 0 | 0 | 0 | DEER:HVAC_Chillers | Annual | 2020
NE-HVAC-Chlr-WtrCldScrewChlr-75to149tons-0.675kwpton-0.441IPLV-VarSpd | DEER2020 | D20 v0 | 43468.396 | PGE | Rt3 | Ex | CZ13 | Any | Cap-Tons | 315 | 0 | None | 53.5 | 0.0303 | 0 | 53.5 | 0.0303 | 0 | 0 | 0 | 0 | 0 | 0 | 0 | DEER:HVAC_Chillers | Annual | 2020
NE-HVAC-Chlr-WtrCldScrewChlr-75to149tons-0.675kwpton-0.441IPLV-VarSpd | DEER2020 | D20 v0 | 43468.396 | PGE | ECC | Ex | CZ16 | Any | Cap-Tons | 436 | 0 | None | 34.9 | 0.0292 | 0 | 34.9 | 0.0292 | 0 | 0 | 0 | 0 | 0 | 0 | 0 | DEER:HVAC_Chillers | Annual | 2020
NE-HVAC-Chlr-WtrCldScrewChlr-75to149tons-0.675kwpton-0.441IPLV-VarSpd | DEER2020 | D20 v0 | 43468.396 | PGE | ESe | Ex | CZ16 | Any | Cap-Tons | 228 | 0 | None | 22.1 | 0.0133 | 0 | 22.1 | 0.0133 | 0 | 0 | 0 | 0 | 0 | 0 | 0 | DEER:HVAC_Chillers | Annual | 2020
NE-HVAC-Chlr-WtrCldScrewChlr-75to149tons-0.675kwpton-0.441IPLV-VarSpd | DEER2020 | D20 v0 | 43468.396 | PGE | EUn | Ex | CZ16 | Any | Cap-Tons | 1550 | 0 | None | 33.2 | 0.0337 | 0 | 33.2 | 0.0337 | 0 | 0 | 0 | 0 | 0 | 0 | 0 | DEER:HVAC_Chillers | Annual | 2020
NE-HVAC-Chlr-WtrCldScrewChlr-75to149tons-0.675kwpton-0.441IPLV-VarSpd | DEER2020 | D20 v0 | 43468.396 | PGE | Hsp | Ex | CZ16 | Any | Cap-Tons | 644 | 0 | None | 18.3 | 0.0169 | 0 | 18.3 | 0.0169 | 0 | 0 | 0 | 0 | 0 | 0 | 0 | DEER:HVAC_Chillers | Annual | 2020
NE-HVAC-Chlr-WtrCldScrewChlr-75to149tons-0.675kwpton-0.441IPLV-VarSpd | DEER2020 | D20 v0 | 43468.396 | PGE | Htl | Ex | CZ16 | Any | Cap-Tons | 137 | 0 | None | 58 | 0.0415 | 0 | 58 | 0.0415 | 0 | 0 | 0 | 0 | 0 | 0 | 0 | DEER:HVAC_Chillers | Annual | 2020
NE-HVAC-Chlr-WtrCldScrewChlr-75to149tons-0.675kwpton-0.441IPLV-VarSpd | DEER2020 | D20 v0 | 43468.396 | PGE | MBT | Ex | CZ16 | Any | Cap-Tons | 250 | 0 | None | 28.8 | 0.0232 | 0 | 28.8 | 0.0232 | 0 | 0 | 0 | 0 | 0 | 0 | 0 | DEER:HVAC_Chillers | Annual | 2020
NE-HVAC-Chlr-WtrCldScrewChlr-75to149tons-0.675kwpton-0.441IPLV-VarSpd | DEER2020 | D20 v0 | 43468.396 | PGE | Nrs | Ex | CZ16 | Any | Cap-Tons | 80.3 | 0 | None | 51.6 | 0.0469 | 0 | 51.6 | 0.0469 | 0 | 0 | 0 | 0 | 0 | 0 | 0 | DEER:HVAC_Chillers | Annual | 2020
NE-HVAC-Chlr-WtrCldScrewChlr-75to149tons-0.675kwpton-0.441IPLV-VarSpd | DEER2020 | D20 v0 | 43468.396 | PGE | OfL | Ex | CZ16 | Any | Cap-Tons | 315 | 0 | None | 30 | 0.0201 | 0 | 30 | 0.0201 | 0 | 0 | 0 | 0 | 0 | 0 | 0 | DEER:HVAC_Chillers | Annual | 2020
NE-HVAC-Chlr-WtrCldScrewChlr-75to149tons-0.675kwpton-0.441IPLV-VarSpd | DEER2020 | D20 v0 | 43468.396 | PGE | OfS | Ex | CZ16 | Any | Cap-Tons | 19.2 | 0 | None | 34.4 | 0.0243 | 0 | 34.4 | 0.0243 | 0 | 0 | 0 | 0 | 0 | 0 | 0 | DEER:HVAC_Chillers | Annual | 2020
NE-HVAC-Chlr-WtrCldScrewChlr-75to149tons-0.675kwpton-0.441IPLV-VarSpd | DEER2020 | D20 v0 | 43468.396 | PGE | Rt3 | Ex | CZ16 | Any | Cap-Tons | 209 | 0 | None | 33.6 | 0.0289 | 0 | 33.6 | 0.0289 | 0 | 0 | 0 | 0 | 0 | 0 | 0 | DEER:HVAC_Chillers | Annual | 2020
NE-HVAC-Chlr-WtrCldScrewChlr-gte600tons-0.497kwpton-0.323IPLV-VarSpd | DEER2020 | D20 v0 | 43468.396 | PGE | ECC | Ex | CZ01 | Any | Cap-Tons | 344 | 0 | None | 10.2 | 0.0349 | 0 | 10.2 | 0.0349 | 0 | 0 | 0 | 0 | 0 | 0 | 0 | DEER:HVAC_Chillers | Annual | 2020
NE-HVAC-Chlr-WtrCldScrewChlr-gte600tons-0.497kwpton-0.323IPLV-VarSpd | DEER2020 | D20 v0 | 43468.396 | PGE | ESe | Ex | CZ01 | Any | Cap-Tons | 169 | 0 | None | 8.3 | 0.0153 | 0 | 8.3 | 0.0153 | 0 | 0 | 0 | 0 | 0 | 0 | 0 | DEER:HVAC_Chillers | Annual | 2020
NE-HVAC-Chlr-WtrCldScrewChlr-gte600tons-0.497kwpton-0.323IPLV-VarSpd | DEER2020 | D20 v0 | 43468.396 | PGE | EUn | Ex | CZ01 | Any | Cap-Tons | 1310 | 0 | None | 8.8 | 0.0263 | 0 | 8.8 | 0.0263 | 0 | 0 | 0 | 0 | 0 | 0 | 0 | DEER:HVAC_Chillers | Annual | 2020
NE-HVAC-Chlr-WtrCldScrewChlr-gte600tons-0.497kwpton-0.323IPLV-VarSpd | DEER2020 | D20 v0 | 43468.396 | PGE | Hsp | Ex | CZ01 | Any | Cap-Tons | 533 | 0 | None | 2.3 | 0.0075 | 0 | 2.3 | 0.0075 | 0 | 0 | 0 | 0 | 0 | 0 | 0 | DEER:HVAC_Chillers | Annual | 2020
NE-HVAC-Chlr-WtrCldScrewChlr-gte600tons-0.497kwpton-0.323IPLV-VarSpd | DEER2020 | D20 v0 | 43468.396 | PGE | Htl | Ex | CZ01 | Any | Cap-Tons | 109 | 0 | None | 29 | 0.0201 | 0 | 29 | 0.0201 | 0 | 0 | 0 | 0 | 0 | 0 | 0 | DEER:HVAC_Chillers | Annual | 2020
NE-HVAC-Chlr-WtrCldScrewChlr-gte600tons-0.497kwpton-0.323IPLV-VarSpd | DEER2020 | D20 v0 | 43468.396 | PGE | MBT | Ex | CZ01 | Any | Cap-Tons | 191 | 0 | None | 13.3 | 0.0172 | 0 | 13.3 | 0.0172 | 0 | 0 | 0 | 0 | 0 | 0 | 0 | DEER:HVAC_Chillers | Annual | 2020
NE-HVAC-Chlr-WtrCldScrewChlr-gte600tons-0.497kwpton-0.323IPLV-VarSpd | DEER2020 | D20 v0 | 43468.396 | PGE | Nrs | Ex | CZ01 | Any | Cap-Tons | 64.2 | 0 | None | 9.1 | 0.0179 | 0 | 9.1 | 0.0179 | 0 | 0 | 0 | 0 | 0 | 0 | 0 | DEER:HVAC_Chillers | Annual | 2020
NE-HVAC-Chlr-WtrCldScrewChlr-gte600tons-0.497kwpton-0.323IPLV-VarSpd | DEER2020 | D20 v0 | 43468.396 | PGE | OfL | Ex | CZ01 | Any | Cap-Tons | 264 | 0 | None | 14 | 0.0147 | 0 | 14 | 0.0147 | 0 | 0 | 0 | 0 | 0 | 0 | 0 | DEER:HVAC_Chillers | Annual | 2020
NE-HVAC-Chlr-WtrCldScrewChlr-gte600tons-0.497kwpton-0.323IPLV-VarSpd | DEER2020 | D20 v0 | 43468.396 | PGE | OfS | Ex | CZ01 | Any | Cap-Tons | 15.6 | 0 | None | 17.1 | 0.0134 | 0 | 17.1 | 0.0134 | 0 | 0 | 0 | 0 | 0 | 0 | 0 | DEER:HVAC_Chillers | Annual | 2020
NE-HVAC-Chlr-WtrCldScrewChlr-gte600tons-0.497kwpton-0.323IPLV-VarSpd | DEER2020 | D20 v0 | 43468.396 | PGE | Rt3 | Ex | CZ01 | Any | Cap-Tons | 149 | 0 | None | 11.8 | 0.0238 | 0 | 11.8 | 0.0238 | 0 | 0 | 0 | 0 | 0 | 0 | 0 | DEER:HVAC_Chillers | Annual | 2020
NE-HVAC-Chlr-WtrCldScrewChlr-gte600tons-0.497kwpton-0.323IPLV-VarSpd | DEER2020 | D20 v0 | 43468.396 | PGE | ECC | Ex | CZ02 | Any | Cap-Tons | 607 | 0 | None | 40.3 | 0.0331 | 0 | 40.3 | 0.0331 | 0 | 0 | 0 | 0 | 0 | 0 | 0 | DEER:HVAC_Chillers | Annual | 2020
NE-HVAC-Chlr-WtrCldScrewChlr-gte600tons-0.497kwpton-0.323IPLV-VarSpd | DEER2020 | D20 v0 | 43468.396 | PGE | ESe | Ex | CZ02 | Any | Cap-Tons | 311 | 0 | None | 32.9 | 0.0155 | 0 | 32.9 | 0.0155 | 0 | 0 | 0 | 0 | 0 | 0 | 0 | DEER:HVAC_Chillers | Annual | 2020
NE-HVAC-Chlr-WtrCldScrewChlr-gte600tons-0.497kwpton-0.323IPLV-VarSpd | DEER2020 | D20 v0 | 43468.396 | PGE | EUn | Ex | CZ02 | Any | Cap-Tons | 2140 | 0 | None | 35.4 | 0.0374 | 0 | 35.4 | 0.0374 | 0 | 0 | 0 | 0 | 0 | 0 | 0 | DEER:HVAC_Chillers | Annual | 2020
NE-HVAC-Chlr-WtrCldScrewChlr-gte600tons-0.497kwpton-0.323IPLV-VarSpd | DEER2020 | D20 v0 | 43468.396 | PGE | Hsp | Ex | CZ02 | Any | Cap-Tons | 856 | 0 | None | 18.1 | 0.0192 | 0 | 18.1 | 0.0192 | 0 | 0 | 0 | 0 | 0 | 0 | 0 | DEER:HVAC_Chillers | Annual | 2020
NE-HVAC-Chlr-WtrCldScrewChlr-gte600tons-0.497kwpton-0.323IPLV-VarSpd | DEER2020 | D20 v0 | 43468.396 | PGE | Htl | Ex | CZ02 | Any | Cap-Tons | 177 | 0 | None | 57.6 | 0.0443 | 0 | 57.6 | 0.0443 | 0 | 0 | 0 | 0 | 0 | 0 | 0 | DEER:HVAC_Chillers | Annual | 2020
NE-HVAC-Chlr-WtrCldScrewChlr-gte600tons-0.497kwpton-0.323IPLV-VarSpd | DEER2020 | D20 v0 | 43468.396 | PGE | MBT | Ex | CZ02 | Any | Cap-Tons | 314 | 0 | None | 36.7 | 0.029 | 0 | 36.7 | 0.029 | 0 | 0 | 0 | 0 | 0 | 0 | 0 | DEER:HVAC_Chillers | Annual | 2020
NE-HVAC-Chlr-WtrCldScrewChlr-gte600tons-0.497kwpton-0.323IPLV-VarSpd | DEER2020 | D20 v0 | 43468.396 | PGE | Nrs | Ex | CZ02 | Any | Cap-Tons | 102 | 0 | None | 55 | 0.055 | 0 | 55 | 0.055 | 0 | 0 | 0 | 0 | 0 | 0 | 0 | DEER:HVAC_Chillers | Annual | 2020
NE-HVAC-Chlr-WtrCldScrewChlr-gte600tons-0.497kwpton-0.323IPLV-VarSpd | DEER2020 | D20 v0 | 43468.396 | PGE | OfL | Ex | CZ02 | Any | Cap-Tons | 384 | 0 | None | 37 | 0.0223 | 0 | 37 | 0.0223 | 0 | 0 | 0 | 0 | 0 | 0 | 0 | DEER:HVAC_Chillers | Annual | 2020
NE-HVAC-Chlr-WtrCldScrewChlr-gte600tons-0.497kwpton-0.323IPLV-VarSpd | DEER2020 | D20 v0 | 43468.396 | PGE | OfS | Ex | CZ02 | Any | Cap-Tons | 22.7 | 0 | None | 45.5 | 0.0294 | 0 | 45.5 | 0.0294 | 0 | 0 | 0 | 0 | 0 | 0 | 0 | DEER:HVAC_Chillers | Annual | 2020
NE-HVAC-Chlr-WtrCldScrewChlr-gte600tons-0.497kwpton-0.323IPLV-VarSpd | DEER2020 | D20 v0 | 43468.396 | PGE | Rt3 | Ex | CZ02 | Any | Cap-Tons | 248 | 0 | None | 46 | 0.0388 | 0 | 46 | 0.0388 | 0 | 0 | 0 | 0 | 0 | 0 | 0 | DEER:HVAC_Chillers | Annual | 2020
NE-HVAC-Chlr-WtrCldScrewChlr-gte600tons-0.497kwpton-0.323IPLV-VarSpd | DEER2020 | D20 v0 | 43468.396 | PGE | ECC | Ex | CZ03 | Any | Cap-Tons | 487 | 0 | None | 30.5 | 0.0234 | 0 | 30.5 | 0.0234 | 0 | 0 | 0 | 0 | 0 | 0 | 0 | DEER:HVAC_Chillers | Annual | 2020
NE-HVAC-Chlr-WtrCldScrewChlr-gte600tons-0.497kwpton-0.323IPLV-VarSpd | DEER2020 | D20 v0 | 43468.396 | PGE | ESe | Ex | CZ03 | Any | Cap-Tons | 258 | 0 | None | 27.7 | 0.0126 | 0 | 27.7 | 0.0126 | 0 | 0 | 0 | 0 | 0 | 0 | 0 | DEER:HVAC_Chillers | Annual | 2020
NE-HVAC-Chlr-WtrCldScrewChlr-gte600tons-0.497kwpton-0.323IPLV-VarSpd | DEER2020 | D20 v0 | 43468.396 | PGE | EUn | Ex | CZ03 | Any | Cap-Tons | 1740 | 0 | None | 25.7 | 0.0291 | 0 | 25.7 | 0.0291 | 0 | 0 | 0 | 0 | 0 | 0 | 0 | DEER:HVAC_Chillers | Annual | 2020
NE-HVAC-Chlr-WtrCldScrewChlr-gte600tons-0.497kwpton-0.323IPLV-VarSpd | DEER2020 | D20 v0 | 43468.396 | PGE | Hsp | Ex | CZ03 | Any | Cap-Tons | 629 | 0 | None | 14.2 | 0.0178 | 0 | 14.2 | 0.0178 | 0 | 0 | 0 | 0 | 0 | 0 | 0 | DEER:HVAC_Chillers | Annual | 2020
NE-HVAC-Chlr-WtrCldScrewChlr-gte600tons-0.497kwpton-0.323IPLV-VarSpd | DEER2020 | D20 v0 | 43468.396 | PGE | Htl | Ex | CZ03 | Any | Cap-Tons | 146 | 0 | None | 52.2 | 0.0352 | 0 | 52.2 | 0.0352 | 0 | 0 | 0 | 0 | 0 | 0 | 0 | DEER:HVAC_Chillers | Annual | 2020
NE-HVAC-Chlr-WtrCldScrewChlr-gte600tons-0.497kwpton-0.323IPLV-VarSpd | DEER2020 | D20 v0 | 43468.396 | PGE | MBT | Ex | CZ03 | Any | Cap-Tons | 249 | 0 | None | 32.2 | 0.0252 | 0 | 32.2 | 0.0252 | 0 | 0 | 0 | 0 | 0 | 0 | 0 | DEER:HVAC_Chillers | Annual | 2020
NE-HVAC-Chlr-WtrCldScrewChlr-gte600tons-0.497kwpton-0.323IPLV-VarSpd | DEER2020 | D20 v0 | 43468.396 | PGE | Nrs | Ex | CZ03 | Any | Cap-Tons | 86.7 | 0 | None | 37.3 | 0.0393 | 0 | 37.3 | 0.0393 | 0 | 0 | 0 | 0 | 0 | 0 | 0 | DEER:HVAC_Chillers | Annual | 2020
NE-HVAC-Chlr-WtrCldScrewChlr-gte600tons-0.497kwpton-0.323IPLV-VarSpd | DEER2020 | D20 v0 | 43468.396 | PGE | OfL | Ex | CZ03 | Any | Cap-Tons | 329 | 0 | None | 30.2 | 0.0192 | 0 | 30.2 | 0.0192 | 0 | 0 | 0 | 0 | 0 | 0 | 0 | DEER:HVAC_Chillers | Annual | 2020
NE-HVAC-Chlr-WtrCldScrewChlr-gte600tons-0.497kwpton-0.323IPLV-VarSpd | DEER2020 | D20 v0 | 43468.396 | PGE | OfS | Ex | CZ03 | Any | Cap-Tons | 20.6 | 0 | None | 33.3 | 0.0211 | 0 | 33.3 | 0.0211 | 0 | 0 | 0 | 0 | 0 | 0 | 0 | DEER:HVAC_Chillers | Annual | 2020
NE-HVAC-Chlr-WtrCldScrewChlr-gte600tons-0.497kwpton-0.323IPLV-VarSpd | DEER2020 | D20 v0 | 43468.396 | PGE | Rt3 | Ex | CZ03 | Any | Cap-Tons | 194 | 0 | None | 35.1 | 0.0339 | 0 | 35.1 | 0.0339 | 0 | 0 | 0 | 0 | 0 | 0 | 0 | DEER:HVAC_Chillers | Annual | 2020
NE-HVAC-Chlr-WtrCldScrewChlr-gte600tons-0.497kwpton-0.323IPLV-VarSpd | DEER2020 | D20 v0 | 43468.396 | PGE | ECC | Ex | CZ04 | Any | Cap-Tons | 625 | 0 | None | 44.7 | 0.0474 | 0 | 44.7 | 0.0474 | 0 | 0 | 0 | 0 | 0 | 0 | 0 | DEER:HVAC_Chillers | Annual | 2020
NE-HVAC-Chlr-WtrCldScrewChlr-gte600tons-0.497kwpton-0.323IPLV-VarSpd | DEER2020 | D20 v0 | 43468.396 | PGE | ESe | Ex | CZ04 | Any | Cap-Tons | 328 | 0 | None | 34.3 | 0.027 | 0 | 34.3 | 0.027 | 0 | 0 | 0 | 0 | 0 | 0 | 0 | DEER:HVAC_Chillers | Annual | 2020
NE-HVAC-Chlr-WtrCldScrewChlr-gte600tons-0.497kwpton-0.323IPLV-VarSpd | DEER2020 | D20 v0 | 43468.396 | PGE | EUn | Ex | CZ04 | Any | Cap-Tons | 2160 | 0 | None | 40.9 | 0.0443 | 0 | 40.9 | 0.0443 | 0 | 0 | 0 | 0 | 0 | 0 | 0 | DEER:HVAC_Chillers | Annual | 2020
NE-HVAC-Chlr-WtrCldScrewChlr-gte600tons-0.497kwpton-0.323IPLV-VarSpd | DEER2020 | D20 v0 | 43468.396 | PGE | Hsp | Ex | CZ04 | Any | Cap-Tons | 816 | 0 | None | 24.8 | 0.02 | 0 | 24.8 | 0.02 | 0 | 0 | 0 | 0 | 0 | 0 | 0 | DEER:HVAC_Chillers | Annual | 2020
NE-HVAC-Chlr-WtrCldScrewChlr-gte600tons-0.497kwpton-0.323IPLV-VarSpd | DEER2020 | D20 v0 | 43468.396 | PGE | Htl | Ex | CZ04 | Any | Cap-Tons | 188 | 0 | None | 63.4 | 0.0371 | 0 | 63.4 | 0.0371 | 0 | 0 | 0 | 0 | 0 | 0 | 0 | DEER:HVAC_Chillers | Annual | 2020
NE-HVAC-Chlr-WtrCldScrewChlr-gte600tons-0.497kwpton-0.323IPLV-VarSpd | DEER2020 | D20 v0 | 43468.396 | PGE | MBT | Ex | CZ04 | Any | Cap-Tons | 311 | 0 | None | 52.1 | 0.0323 | 0 | 52.1 | 0.0323 | 0 | 0 | 0 | 0 | 0 | 0 | 0 | DEER:HVAC_Chillers | Annual | 2020
NE-HVAC-Chlr-WtrCldScrewChlr-gte600tons-0.497kwpton-0.323IPLV-VarSpd | DEER2020 | D20 v0 | 43468.396 | PGE | Nrs | Ex | CZ04 | Any | Cap-Tons | 113 | 0 | None | 66.5 | 0.0474 | 0 | 66.5 | 0.0474 | 0 | 0 | 0 | 0 | 0 | 0 | 0 | DEER:HVAC_Chillers | Annual | 2020
NE-HVAC-Chlr-WtrCldScrewChlr-gte600tons-0.497kwpton-0.323IPLV-VarSpd | DEER2020 | D20 v0 | 43468.396 | PGE | OfL | Ex | CZ04 | Any | Cap-Tons | 391 | 0 | None | 42.6 | 0.0193 | 0 | 42.6 | 0.0193 | 0 | 0 | 0 | 0 | 0 | 0 | 0 | DEER:HVAC_Chillers | Annual | 2020
NE-HVAC-Chlr-WtrCldScrewChlr-gte600tons-0.497kwpton-0.323IPLV-VarSpd | DEER2020 | D20 v0 | 43468.396 | PGE | OfS | Ex | CZ04 | Any | Cap-Tons | 25.1 | 0 | None | 46.5 | 0.0215 | 0 | 46.5 | 0.0215 | 0 | 0 | 0 | 0 | 0 | 0 | 0 | DEER:HVAC_Chillers | Annual | 2020
NE-HVAC-Chlr-WtrCldScrewChlr-gte600tons-0.497kwpton-0.323IPLV-VarSpd | DEER2020 | D20 v0 | 43468.396 | PGE | Rt3 | Ex | CZ04 | Any | Cap-Tons | 248 | 0 | None | 52.7 | 0.0395 | 0 | 52.7 | 0.0395 | 0 | 0 | 0 | 0 | 0 | 0 | 0 | DEER:HVAC_Chillers | Annual | 2020
NE-HVAC-Chlr-WtrCldScrewChlr-gte600tons-0.497kwpton-0.323IPLV-VarSpd | DEER2020 | D20 v0 | 43468.396 | PGE | ECC | Ex | CZ05 | Any | Cap-Tons | 426 | 0 | None | 36.2 | 0.034 | 0 | 36.2 | 0.034 | 0 | 0 | 0 | 0 | 0 | 0 | 0 | DEER:HVAC_Chillers | Annual | 2020
NE-HVAC-Chlr-WtrCldScrewChlr-gte600tons-0.497kwpton-0.323IPLV-VarSpd | DEER2020 | D20 v0 | 43468.396 | PGE | ESe | Ex | CZ05 | Any | Cap-Tons | 224 | 0 | None | 35 | 0.0198 | 0 | 35 | 0.0198 | 0 | 0 | 0 | 0 | 0 | 0 | 0 | DEER:HVAC_Chillers | Annual | 2020
NE-HVAC-Chlr-WtrCldScrewChlr-gte600tons-0.497kwpton-0.323IPLV-VarSpd | DEER2020 | D20 v0 | 43468.396 | PGE | EUn | Ex | CZ05 | Any | Cap-Tons | 1540 | 0 | None | 29.9 | 0.0283 | 0 | 29.9 | 0.0283 | 0 | 0 | 0 | 0 | 0 | 0 | 0 | DEER:HVAC_Chillers | Annual | 2020
NE-HVAC-Chlr-WtrCldScrewChlr-gte600tons-0.497kwpton-0.323IPLV-VarSpd | DEER2020 | D20 v0 | 43468.396 | PGE | Hsp | Ex | CZ05 | Any | Cap-Tons | 660 | 0 | None | 13 | 0.0114 | 0 | 13 | 0.0114 | 0 | 0 | 0 | 0 | 0 | 0 | 0 | DEER:HVAC_Chillers | Annual | 2020
NE-HVAC-Chlr-WtrCldScrewChlr-gte600tons-0.497kwpton-0.323IPLV-VarSpd | DEER2020 | D20 v0 | 43468.396 | PGE | Htl | Ex | CZ05 | Any | Cap-Tons | 124 | 0 | None | 58.2 | 0.026 | 0 | 58.2 | 0.026 | 0 | 0 | 0 | 0 | 0 | 0 | 0 | DEER:HVAC_Chillers | Annual | 2020
NE-HVAC-Chlr-WtrCldScrewChlr-gte600tons-0.497kwpton-0.323IPLV-VarSpd | DEER2020 | D20 v0 | 43468.396 | PGE | MBT | Ex | CZ05 | Any | Cap-Tons | 242 | 0 | None | 41.7 | 0.0212 | 0 | 41.7 | 0.0212 | 0 | 0 | 0 | 0 | 0 | 0 | 0 | DEER:HVAC_Chillers | Annual | 2020
NE-HVAC-Chlr-WtrCldScrewChlr-gte600tons-0.497kwpton-0.323IPLV-VarSpd | DEER2020 | D20 v0 | 43468.396 | PGE | Nrs | Ex | CZ05 | Any | Cap-Tons | 80.1 | 0 | None | 45.2 | 0.0304 | 0 | 45.2 | 0.0304 | 0 | 0 | 0 | 0 | 0 | 0 | 0 | DEER:HVAC_Chillers | Annual | 2020
NE-HVAC-Chlr-WtrCldScrewChlr-gte600tons-0.497kwpton-0.323IPLV-VarSpd | DEER2020 | D20 v0 | 43468.396 | PGE | OfL | Ex | CZ05 | Any | Cap-Tons | 324 | 0 | None | 33.9 | 0.0128 | 0 | 33.9 | 0.0128 | 0 | 0 | 0 | 0 | 0 | 0 | 0 | DEER:HVAC_Chillers | Annual | 2020
NE-HVAC-Chlr-WtrCldScrewChlr-gte600tons-0.497kwpton-0.323IPLV-VarSpd | DEER2020 | D20 v0 | 43468.396 | PGE | OfS | Ex | CZ05 | Any | Cap-Tons | 18.5 | 0 | None | 40.4 | 0.0144 | 0 | 40.4 | 0.0144 | 0 | 0 | 0 | 0 | 0 | 0 | 0 | DEER:HVAC_Chillers | Annual | 2020
NE-HVAC-Chlr-WtrCldScrewChlr-gte600tons-0.497kwpton-0.323IPLV-VarSpd | DEER2020 | D20 v0 | 43468.396 | PGE | Rt3 | Ex | CZ05 | Any | Cap-Tons | 188 | 0 | None | 36.6 | 0.023 | 0 | 36.6 | 0.023 | 0 | 0 | 0 | 0 | 0 | 0 | 0 | DEER:HVAC_Chillers | Annual | 2020
NE-HVAC-Chlr-WtrCldScrewChlr-gte600tons-0.497kwpton-0.323IPLV-VarSpd | DEER2020 | D20 v0 | 43468.396 | PGE | ECC | Ex | CZ11 | Any | Cap-Tons | 710 | 0 | None | 60.6 | 0.0356 | 0 | 60.6 | 0.0356 | 0 | 0 | 0 | 0 | 0 | 0 | 0 | DEER:HVAC_Chillers | Annual | 2020
NE-HVAC-Chlr-WtrCldScrewChlr-gte600tons-0.497kwpton-0.323IPLV-VarSpd | DEER2020 | D20 v0 | 43468.396 | PGE | ESe | Ex | CZ11 | Any | Cap-Tons | 362 | 0 | None | 41.4 | 0.014 | 0 | 41.4 | 0.014 | 0 | 0 | 0 | 0 | 0 | 0 | 0 | DEER:HVAC_Chillers | Annual | 2020
NE-HVAC-Chlr-WtrCldScrewChlr-gte600tons-0.497kwpton-0.323IPLV-VarSpd | DEER2020 | D20 v0 | 43468.396 | PGE | EUn | Ex | CZ11 | Any | Cap-Tons | 2390 | 0 | None | 56.1 | 0.041 | 0 | 56.1 | 0.041 | 0 | 0 | 0 | 0 | 0 | 0 | 0 | DEER:HVAC_Chillers | Annual | 2020
NE-HVAC-Chlr-WtrCldScrewChlr-gte600tons-0.497kwpton-0.323IPLV-VarSpd | DEER2020 | D20 v0 | 43468.396 | PGE | Hsp | Ex | CZ11 | Any | Cap-Tons | 920 | 0 | None | 36.8 | 0.0222 | 0 | 36.8 | 0.0222 | 0 | 0 | 0 | 0 | 0 | 0 | 0 | DEER:HVAC_Chillers | Annual | 2020
NE-HVAC-Chlr-WtrCldScrewChlr-gte600tons-0.497kwpton-0.323IPLV-VarSpd | DEER2020 | D20 v0 | 43468.396 | PGE | Htl | Ex | CZ11 | Any | Cap-Tons | 227 | 0 | None | 75.8 | 0.0416 | 0 | 75.8 | 0.0416 | 0 | 0 | 0 | 0 | 0 | 0 | 0 | DEER:HVAC_Chillers | Annual | 2020
NE-HVAC-Chlr-WtrCldScrewChlr-gte600tons-0.497kwpton-0.323IPLV-VarSpd | DEER2020 | D20 v0 | 43468.396 | PGE | MBT | Ex | CZ11 | Any | Cap-Tons | 383 | 0 | None | 50.3 | 0.0292 | 0 | 50.3 | 0.0292 | 0 | 0 | 0 | 0 | 0 | 0 | 0 | DEER:HVAC_Chillers | Annual | 2020
NE-HVAC-Chlr-WtrCldScrewChlr-gte600tons-0.497kwpton-0.323IPLV-VarSpd | DEER2020 | D20 v0 | 43468.396 | PGE | Nrs | Ex | CZ11 | Any | Cap-Tons | 132 | 0 | None | 89.7 | 0.0543 | 0 | 89.7 | 0.0543 | 0 | 0 | 0 | 0 | 0 | 0 | 0 | DEER:HVAC_Chillers | Annual | 2020
NE-HVAC-Chlr-WtrCldScrewChlr-gte600tons-0.497kwpton-0.323IPLV-VarSpd | DEER2020 | D20 v0 | 43468.396 | PGE | OfL | Ex | CZ11 | Any | Cap-Tons | 444 | 0 | None | 49.7 | 0.0223 | 0 | 49.7 | 0.0223 | 0 | 0 | 0 | 0 | 0 | 0 | 0 | DEER:HVAC_Chillers | Annual | 2020
NE-HVAC-Chlr-WtrCldScrewChlr-gte600tons-0.497kwpton-0.323IPLV-VarSpd | DEER2020 | D20 v0 | 43468.396 | PGE | OfS | Ex | CZ11 | Any | Cap-Tons | 28 | 0 | None | 59.1 | 0.028 | 0 | 59.1 | 0.028 | 0 | 0 | 0 | 0 | 0 | 0 | 0 | DEER:HVAC_Chillers | Annual | 2020
NE-HVAC-Chlr-WtrCldScrewChlr-gte600tons-0.497kwpton-0.323IPLV-VarSpd | DEER2020 | D20 v0 | 43468.396 | PGE | Rt3 | Ex | CZ11 | Any | Cap-Tons | 310 | 0 | None | 60 | 0.0346 | 0 | 60 | 0.0346 | 0 | 0 | 0 | 0 | 0 | 0 | 0 | DEER:HVAC_Chillers | Annual | 2020
NE-HVAC-Chlr-WtrCldScrewChlr-gte600tons-0.497kwpton-0.323IPLV-VarSpd | DEER2020 | D20 v0 | 43468.396 | PGE | ECC | Ex | CZ12 | Any | Cap-Tons | 643 | 0 | None | 54.4 | 0.0383 | 0 | 54.4 | 0.0383 | 0 | 0 | 0 | 0 | 0 | 0 | 0 | DEER:HVAC_Chillers | Annual | 2020
NE-HVAC-Chlr-WtrCldScrewChlr-gte600tons-0.497kwpton-0.323IPLV-VarSpd | DEER2020 | D20 v0 | 43468.396 | PGE | ESe | Ex | CZ12 | Any | Cap-Tons | 330 | 0 | None | 44.4 | 0.0169 | 0 | 44.4 | 0.0169 | 0 | 0 | 0 | 0 | 0 | 0 | 0 | DEER:HVAC_Chillers | Annual | 2020
NE-HVAC-Chlr-WtrCldScrewChlr-gte600tons-0.497kwpton-0.323IPLV-VarSpd | DEER2020 | D20 v0 | 43468.396 | PGE | EUn | Ex | CZ12 | Any | Cap-Tons | 2220 | 0 | None | 48.9 | 0.041 | 0 | 48.9 | 0.041 | 0 | 0 | 0 | 0 | 0 | 0 | 0 | DEER:HVAC_Chillers | Annual | 2020
NE-HVAC-Chlr-WtrCldScrewChlr-gte600tons-0.497kwpton-0.323IPLV-VarSpd | DEER2020 | D20 v0 | 43468.396 | PGE | Hsp | Ex | CZ12 | Any | Cap-Tons | 881 | 0 | None | 28.5 | 0.0216 | 0 | 28.5 | 0.0216 | 0 | 0 | 0 | 0 | 0 | 0 | 0 | DEER:HVAC_Chillers | Annual | 2020
NE-HVAC-Chlr-WtrCldScrewChlr-gte600tons-0.497kwpton-0.323IPLV-VarSpd | DEER2020 | D20 v0 | 43468.396 | PGE | Htl | Ex | CZ12 | Any | Cap-Tons | 205 | 0 | None | 68 | 0.0443 | 0 | 68 | 0.0443 | 0 | 0 | 0 | 0 | 0 | 0 | 0 | DEER:HVAC_Chillers | Annual | 2020
NE-HVAC-Chlr-WtrCldScrewChlr-gte600tons-0.497kwpton-0.323IPLV-VarSpd | DEER2020 | D20 v0 | 43468.396 | PGE | MBT | Ex | CZ12 | Any | Cap-Tons | 359 | 0 | None | 43.8 | 0.0296 | 0 | 43.8 | 0.0296 | 0 | 0 | 0 | 0 | 0 | 0 | 0 | DEER:HVAC_Chillers | Annual | 2020
NE-HVAC-Chlr-WtrCldScrewChlr-gte600tons-0.497kwpton-0.323IPLV-VarSpd | DEER2020 | D20 v0 | 43468.396 | PGE | Nrs | Ex | CZ12 | Any | Cap-Tons | 119 | 0 | None | 71.7 | 0.0543 | 0 | 71.7 | 0.0543 | 0 | 0 | 0 | 0 | 0 | 0 | 0 | DEER:HVAC_Chillers | Annual | 2020
NE-HVAC-Chlr-WtrCldScrewChlr-gte600tons-0.497kwpton-0.323IPLV-VarSpd | DEER2020 | D20 v0 | 43468.396 | PGE | OfL | Ex | CZ12 | Any | Cap-Tons | 422 | 0 | None | 43.8 | 0.0224 | 0 | 43.8 | 0.0224 | 0 | 0 | 0 | 0 | 0 | 0 | 0 | DEER:HVAC_Chillers | Annual | 2020
NE-HVAC-Chlr-WtrCldScrewChlr-gte600tons-0.497kwpton-0.323IPLV-VarSpd | DEER2020 | D20 v0 | 43468.396 | PGE | OfS | Ex | CZ12 | Any | Cap-Tons | 26.1 | 0 | None | 51.2 | 0.028 | 0 | 51.2 | 0.028 | 0 | 0 | 0 | 0 | 0 | 0 | 0 | DEER:HVAC_Chillers | Annual | 2020
NE-HVAC-Chlr-WtrCldScrewChlr-gte600tons-0.497kwpton-0.323IPLV-VarSpd | DEER2020 | D20 v0 | 43468.396 | PGE | Rt3 | Ex | CZ12 | Any | Cap-Tons | 291 | 0 | None | 54.3 | 0.0367 | 0 | 54.3 | 0.0367 | 0 | 0 | 0 | 0 | 0 | 0 | 0 | DEER:HVAC_Chillers | Annual | 2020
NE-HVAC-Chlr-WtrCldScrewChlr-gte600tons-0.497kwpton-0.323IPLV-VarSpd | DEER2020 | D20 v0 | 43468.396 | PGE | ECC | Ex | CZ13 | Any | Cap-Tons | 754 | 0 | None | 61.6 | 0.0302 | 0 | 61.6 | 0.0302 | 0 | 0 | 0 | 0 | 0 | 0 | 0 | DEER:HVAC_Chillers | Annual | 2020
NE-HVAC-Chlr-WtrCldScrewChlr-gte600tons-0.497kwpton-0.323IPLV-VarSpd | DEER2020 | D20 v0 | 43468.396 | PGE | ESe | Ex | CZ13 | Any | Cap-Tons | 395 | 0 | None | 41.9 | 0.0116 | 0 | 41.9 | 0.0116 | 0 | 0 | 0 | 0 | 0 | 0 | 0 | DEER:HVAC_Chillers | Annual | 2020
NE-HVAC-Chlr-WtrCldScrewChlr-gte600tons-0.497kwpton-0.323IPLV-VarSpd | DEER2020 | D20 v0 | 43468.396 | PGE | EUn | Ex | CZ13 | Any | Cap-Tons | 2520 | 0 | None | 56.2 | 0.0369 | 0 | 56.2 | 0.0369 | 0 | 0 | 0 | 0 | 0 | 0 | 0 | DEER:HVAC_Chillers | Annual | 2020
NE-HVAC-Chlr-WtrCldScrewChlr-gte600tons-0.497kwpton-0.323IPLV-VarSpd | DEER2020 | D20 v0 | 43468.396 | PGE | Hsp | Ex | CZ13 | Any | Cap-Tons | 935 | 0 | None | 38.7 | 0.0209 | 0 | 38.7 | 0.0209 | 0 | 0 | 0 | 0 | 0 | 0 | 0 | DEER:HVAC_Chillers | Annual | 2020
NE-HVAC-Chlr-WtrCldScrewChlr-gte600tons-0.497kwpton-0.323IPLV-VarSpd | DEER2020 | D20 v0 | 43468.396 | PGE | Htl | Ex | CZ13 | Any | Cap-Tons | 226 | 0 | None | 80.7 | 0.0393 | 0 | 80.7 | 0.0393 | 0 | 0 | 0 | 0 | 0 | 0 | 0 | DEER:HVAC_Chillers | Annual | 2020
NE-HVAC-Chlr-WtrCldScrewChlr-gte600tons-0.497kwpton-0.323IPLV-VarSpd | DEER2020 | D20 v0 | 43468.396 | PGE | MBT | Ex | CZ13 | Any | Cap-Tons | 388 | 0 | None | 52.2 | 0.028 | 0 | 52.2 | 0.028 | 0 | 0 | 0 | 0 | 0 | 0 | 0 | DEER:HVAC_Chillers | Annual | 2020
NE-HVAC-Chlr-WtrCldScrewChlr-gte600tons-0.497kwpton-0.323IPLV-VarSpd | DEER2020 | D20 v0 | 43468.396 | PGE | Nrs | Ex | CZ13 | Any | Cap-Tons | 132 | 0 | None | 94.8 | 0.0502 | 0 | 94.8 | 0.0502 | 0 | 0 | 0 | 0 | 0 | 0 | 0 | DEER:HVAC_Chillers | Annual | 2020
NE-HVAC-Chlr-WtrCldScrewChlr-gte600tons-0.497kwpton-0.323IPLV-VarSpd | DEER2020 | D20 v0 | 43468.396 | PGE | OfL | Ex | CZ13 | Any | Cap-Tons | 435 | 0 | None | 52.4 | 0.0194 | 0 | 52.4 | 0.0194 | 0 | 0 | 0 | 0 | 0 | 0 | 0 | DEER:HVAC_Chillers | Annual | 2020
NE-HVAC-Chlr-WtrCldScrewChlr-gte600tons-0.497kwpton-0.323IPLV-VarSpd | DEER2020 | D20 v0 | 43468.396 | PGE | OfS | Ex | CZ13 | Any | Cap-Tons | 28.3 | 0 | None | 56.9 | 0.0224 | 0 | 56.9 | 0.0224 | 0 | 0 | 0 | 0 | 0 | 0 | 0 | DEER:HVAC_Chillers | Annual | 2020
NE-HVAC-Chlr-WtrCldScrewChlr-gte600tons-0.497kwpton-0.323IPLV-VarSpd | DEER2020 | D20 v0 | 43468.396 | PGE | Rt3 | Ex | CZ13 | Any | Cap-Tons | 315 | 0 | None | 62.6 | 0.0354 | 0 | 62.6 | 0.0354 | 0 | 0 | 0 | 0 | 0 | 0 | 0 | DEER:HVAC_Chillers | Annual | 2020
NE-HVAC-Chlr-WtrCldScrewChlr-gte600tons-0.497kwpton-0.323IPLV-VarSpd | DEER2020 | D20 v0 | 43468.396 | PGE | ECC | Ex | CZ16 | Any | Cap-Tons | 436 | 0 | None | 40.8 | 0.0342 | 0 | 40.8 | 0.0342 | 0 | 0 | 0 | 0 | 0 | 0 | 0 | DEER:HVAC_Chillers | Annual | 2020
NE-HVAC-Chlr-WtrCldScrewChlr-gte600tons-0.497kwpton-0.323IPLV-VarSpd | DEER2020 | D20 v0 | 43468.396 | PGE | ESe | Ex | CZ16 | Any | Cap-Tons | 228 | 0 | None | 25.8 | 0.0156 | 0 | 25.8 | 0.0156 | 0 | 0 | 0 | 0 | 0 | 0 | 0 | DEER:HVAC_Chillers | Annual | 2020
NE-HVAC-Chlr-WtrCldScrewChlr-gte600tons-0.497kwpton-0.323IPLV-VarSpd | DEER2020 | D20 v0 | 43468.396 | PGE | EUn | Ex | CZ16 | Any | Cap-Tons | 1550 | 0 | None | 38.9 | 0.0395 | 0 | 38.9 | 0.0395 | 0 | 0 | 0 | 0 | 0 | 0 | 0 | DEER:HVAC_Chillers | Annual | 2020
NE-HVAC-Chlr-WtrCldScrewChlr-gte600tons-0.497kwpton-0.323IPLV-VarSpd | DEER2020 | D20 v0 | 43468.396 | PGE | Hsp | Ex | CZ16 | Any | Cap-Tons | 644 | 0 | None | 21.5 | 0.0198 | 0 | 21.5 | 0.0198 | 0 | 0 | 0 | 0 | 0 | 0 | 0 | DEER:HVAC_Chillers | Annual | 2020
NE-HVAC-Chlr-WtrCldScrewChlr-gte600tons-0.497kwpton-0.323IPLV-VarSpd | DEER2020 | D20 v0 | 43468.396 | PGE | Htl | Ex | CZ16 | Any | Cap-Tons | 137 | 0 | None | 67.8 | 0.0486 | 0 | 67.8 | 0.0486 | 0 | 0 | 0 | 0 | 0 | 0 | 0 | DEER:HVAC_Chillers | Annual | 2020
NE-HVAC-Chlr-WtrCldScrewChlr-gte600tons-0.497kwpton-0.323IPLV-VarSpd | DEER2020 | D20 v0 | 43468.396 | PGE | MBT | Ex | CZ16 | Any | Cap-Tons | 250 | 0 | None | 33.8 | 0.0271 | 0 | 33.8 | 0.0271 | 0 | 0 | 0 | 0 | 0 | 0 | 0 | DEER:HVAC_Chillers | Annual | 2020
NE-HVAC-Chlr-WtrCldScrewChlr-gte600tons-0.497kwpton-0.323IPLV-VarSpd | DEER2020 | D20 v0 | 43468.396 | PGE | Nrs | Ex | CZ16 | Any | Cap-Tons | 80.3 | 0 | None | 60.4 | 0.0549 | 0 | 60.4 | 0.0549 | 0 | 0 | 0 | 0 | 0 | 0 | 0 | DEER:HVAC_Chillers | Annual | 2020
NE-HVAC-Chlr-WtrCldScrewChlr-gte600tons-0.497kwpton-0.323IPLV-VarSpd | DEER2020 | D20 v0 | 43468.396 | PGE | OfL | Ex | CZ16 | Any | Cap-Tons | 315 | 0 | None | 35.2 | 0.0235 | 0 | 35.2 | 0.0235 | 0 | 0 | 0 | 0 | 0 | 0 | 0 | DEER:HVAC_Chillers | Annual | 2020
NE-HVAC-Chlr-WtrCldScrewChlr-gte600tons-0.497kwpton-0.323IPLV-VarSpd | DEER2020 | D20 v0 | 43468.396 | PGE | OfS | Ex | CZ16 | Any | Cap-Tons | 19.2 | 0 | None | 40.2 | 0.0284 | 0 | 40.2 | 0.0284 | 0 | 0 | 0 | 0 | 0 | 0 | 0 | DEER:HVAC_Chillers | Annual | 2020
NE-HVAC-Chlr-WtrCldScrewChlr-gte600tons-0.497kwpton-0.323IPLV-VarSpd | DEER2020 | D20 v0 | 43468.396 | PGE | Rt3 | Ex | CZ16 | Any | Cap-Tons | 209 | 0 | None | 39.3 | 0.0338 | 0 | 39.3 | 0.0338 | 0 | 0 | 0 | 0 | 0 | 0 | 0 | DEER:HVAC_Chillers | Annual | 2020
NE-HVAC-Chlr-WtrCldScrewChlr-gte600tons-0.527kwpton-0.342IPLV-VarSpd | DEER2020 | D20 v0 | 43468.396 | PGE | ECC | Ex | CZ01 | Any | Cap-Tons | 344 | 0 | None | 6.8 | 0.0233 | 0 | 6.8 | 0.0233 | 0 | 0 | 0 | 0 | 0 | 0 | 0 | DEER:HVAC_Chillers | Annual | 2020
NE-HVAC-Chlr-WtrCldScrewChlr-gte600tons-0.527kwpton-0.342IPLV-VarSpd | DEER2020 | D20 v0 | 43468.396 | PGE | ESe | Ex | CZ01 | Any | Cap-Tons | 169 | 0 | None | 5.6 | 0.0102 | 0 | 5.6 | 0.0102 | 0 | 0 | 0 | 0 | 0 | 0 | 0 | DEER:HVAC_Chillers | Annual | 2020
NE-HVAC-Chlr-WtrCldScrewChlr-gte600tons-0.527kwpton-0.342IPLV-VarSpd | DEER2020 | D20 v0 | 43468.396 | PGE | EUn | Ex | CZ01 | Any | Cap-Tons | 1310 | 0 | None | 5.9 | 0.0176 | 0 | 5.9 | 0.0176 | 0 | 0 | 0 | 0 | 0 | 0 | 0 | DEER:HVAC_Chillers | Annual | 2020
NE-HVAC-Chlr-WtrCldScrewChlr-gte600tons-0.527kwpton-0.342IPLV-VarSpd | DEER2020 | D20 v0 | 43468.396 | PGE | Hsp | Ex | CZ01 | Any | Cap-Tons | 533 | 0 | None | 1.6 | 0.005 | 0 | 1.6 | 0.005 | 0 | 0 | 0 | 0 | 0 | 0 | 0 | DEER:HVAC_Chillers | Annual | 2020
NE-HVAC-Chlr-WtrCldScrewChlr-gte600tons-0.527kwpton-0.342IPLV-VarSpd | DEER2020 | D20 v0 | 43468.396 | PGE | Htl | Ex | CZ01 | Any | Cap-Tons | 109 | 0 | None | 19.3 | 0.0134 | 0 | 19.3 | 0.0134 | 0 | 0 | 0 | 0 | 0 | 0 | 0 | DEER:HVAC_Chillers | Annual | 2020
NE-HVAC-Chlr-WtrCldScrewChlr-gte600tons-0.527kwpton-0.342IPLV-VarSpd | DEER2020 | D20 v0 | 43468.396 | PGE | MBT | Ex | CZ01 | Any | Cap-Tons | 191 | 0 | None | 8.8 | 0.0115 | 0 | 8.8 | 0.0115 | 0 | 0 | 0 | 0 | 0 | 0 | 0 | DEER:HVAC_Chillers | Annual | 2020
NE-HVAC-Chlr-WtrCldScrewChlr-gte600tons-0.527kwpton-0.342IPLV-VarSpd | DEER2020 | D20 v0 | 43468.396 | PGE | Nrs | Ex | CZ01 | Any | Cap-Tons | 64.2 | 0 | None | 6.1 | 0.012 | 0 | 6.1 | 0.012 | 0 | 0 | 0 | 0 | 0 | 0 | 0 | DEER:HVAC_Chillers | Annual | 2020
NE-HVAC-Chlr-WtrCldScrewChlr-gte600tons-0.527kwpton-0.342IPLV-VarSpd | DEER2020 | D20 v0 | 43468.396 | PGE | OfL | Ex | CZ01 | Any | Cap-Tons | 264 | 0 | None | 9.3 | 0.0098 | 0 | 9.3 | 0.0098 | 0 | 0 | 0 | 0 | 0 | 0 | 0 | DEER:HVAC_Chillers | Annual | 2020
NE-HVAC-Chlr-WtrCldScrewChlr-gte600tons-0.527kwpton-0.342IPLV-VarSpd | DEER2020 | D20 v0 | 43468.396 | PGE | OfS | Ex | CZ01 | Any | Cap-Tons | 15.6 | 0 | None | 11.4 | 0.0089 | 0 | 11.4 | 0.0089 | 0 | 0 | 0 | 0 | 0 | 0 | 0 | DEER:HVAC_Chillers | Annual | 2020
NE-HVAC-Chlr-WtrCldScrewChlr-gte600tons-0.527kwpton-0.342IPLV-VarSpd | DEER2020 | D20 v0 | 43468.396 | PGE | Rt3 | Ex | CZ01 | Any | Cap-Tons | 149 | 0 | None | 7.9 | 0.0159 | 0 | 7.9 | 0.0159 | 0 | 0 | 0 | 0 | 0 | 0 | 0 | DEER:HVAC_Chillers | Annual | 2020
NE-HVAC-Chlr-WtrCldScrewChlr-gte600tons-0.527kwpton-0.342IPLV-VarSpd | DEER2020 | D20 v0 | 43468.396 | PGE | ECC | Ex | CZ02 | Any | Cap-Tons | 607 | 0 | None | 26.9 | 0.022 | 0 | 26.9 | 0.022 | 0 | 0 | 0 | 0 | 0 | 0 | 0 | DEER:HVAC_Chillers | Annual | 2020
NE-HVAC-Chlr-WtrCldScrewChlr-gte600tons-0.527kwpton-0.342IPLV-VarSpd | DEER2020 | D20 v0 | 43468.396 | PGE | ESe | Ex | CZ02 | Any | Cap-Tons | 311 | 0 | None | 21.9 | 0.0103 | 0 | 21.9 | 0.0103 | 0 | 0 | 0 | 0 | 0 | 0 | 0 | DEER:HVAC_Chillers | Annual | 2020
NE-HVAC-Chlr-WtrCldScrewChlr-gte600tons-0.527kwpton-0.342IPLV-VarSpd | DEER2020 | D20 v0 | 43468.396 | PGE | EUn | Ex | CZ02 | Any | Cap-Tons | 2140 | 0 | None | 23.6 | 0.0249 | 0 | 23.6 | 0.0249 | 0 | 0 | 0 | 0 | 0 | 0 | 0 | DEER:HVAC_Chillers | Annual | 2020
NE-HVAC-Chlr-WtrCldScrewChlr-gte600tons-0.527kwpton-0.342IPLV-VarSpd | DEER2020 | D20 v0 | 43468.396 | PGE | Hsp | Ex | CZ02 | Any | Cap-Tons | 856 | 0 | None | 12.1 | 0.0128 | 0 | 12.1 | 0.0128 | 0 | 0 | 0 | 0 | 0 | 0 | 0 | DEER:HVAC_Chillers | Annual | 2020
NE-HVAC-Chlr-WtrCldScrewChlr-gte600tons-0.527kwpton-0.342IPLV-VarSpd | DEER2020 | D20 v0 | 43468.396 | PGE | Htl | Ex | CZ02 | Any | Cap-Tons | 177 | 0 | None | 38.4 | 0.0296 | 0 | 38.4 | 0.0296 | 0 | 0 | 0 | 0 | 0 | 0 | 0 | DEER:HVAC_Chillers | Annual | 2020
NE-HVAC-Chlr-WtrCldScrewChlr-gte600tons-0.527kwpton-0.342IPLV-VarSpd | DEER2020 | D20 v0 | 43468.396 | PGE | MBT | Ex | CZ02 | Any | Cap-Tons | 314 | 0 | None | 24.5 | 0.0193 | 0 | 24.5 | 0.0193 | 0 | 0 | 0 | 0 | 0 | 0 | 0 | DEER:HVAC_Chillers | Annual | 2020
NE-HVAC-Chlr-WtrCldScrewChlr-gte600tons-0.527kwpton-0.342IPLV-VarSpd | DEER2020 | D20 v0 | 43468.396 | PGE | Nrs | Ex | CZ02 | Any | Cap-Tons | 102 | 0 | None | 36.7 | 0.0367 | 0 | 36.7 | 0.0367 | 0 | 0 | 0 | 0 | 0 | 0 | 0 | DEER:HVAC_Chillers | Annual | 2020
NE-HVAC-Chlr-WtrCldScrewChlr-gte600tons-0.527kwpton-0.342IPLV-VarSpd | DEER2020 | D20 v0 | 43468.396 | PGE | OfL | Ex | CZ02 | Any | Cap-Tons | 384 | 0 | None | 24.7 | 0.0149 | 0 | 24.7 | 0.0149 | 0 | 0 | 0 | 0 | 0 | 0 | 0 | DEER:HVAC_Chillers | Annual | 2020
NE-HVAC-Chlr-WtrCldScrewChlr-gte600tons-0.527kwpton-0.342IPLV-VarSpd | DEER2020 | D20 v0 | 43468.396 | PGE | OfS | Ex | CZ02 | Any | Cap-Tons | 22.7 | 0 | None | 30.3 | 0.0196 | 0 | 30.3 | 0.0196 | 0 | 0 | 0 | 0 | 0 | 0 | 0 | DEER:HVAC_Chillers | Annual | 2020
NE-HVAC-Chlr-WtrCldScrewChlr-gte600tons-0.527kwpton-0.342IPLV-VarSpd | DEER2020 | D20 v0 | 43468.396 | PGE | Rt3 | Ex | CZ02 | Any | Cap-Tons | 248 | 0 | None | 30.7 | 0.0258 | 0 | 30.7 | 0.0258 | 0 | 0 | 0 | 0 | 0 | 0 | 0 | DEER:HVAC_Chillers | Annual | 2020
NE-HVAC-Chlr-WtrCldScrewChlr-gte600tons-0.527kwpton-0.342IPLV-VarSpd | DEER2020 | D20 v0 | 43468.396 | PGE | ECC | Ex | CZ03 | Any | Cap-Tons | 487 | 0 | None | 20.3 | 0.0156 | 0 | 20.3 | 0.0156 | 0 | 0 | 0 | 0 | 0 | 0 | 0 | DEER:HVAC_Chillers | Annual | 2020
NE-HVAC-Chlr-WtrCldScrewChlr-gte600tons-0.527kwpton-0.342IPLV-VarSpd | DEER2020 | D20 v0 | 43468.396 | PGE | ESe | Ex | CZ03 | Any | Cap-Tons | 258 | 0 | None | 18.4 | 0.0084 | 0 | 18.4 | 0.0084 | 0 | 0 | 0 | 0 | 0 | 0 | 0 | DEER:HVAC_Chillers | Annual | 2020
NE-HVAC-Chlr-WtrCldScrewChlr-gte600tons-0.527kwpton-0.342IPLV-VarSpd | DEER2020 | D20 v0 | 43468.396 | PGE | EUn | Ex | CZ03 | Any | Cap-Tons | 1740 | 0 | None | 17.1 | 0.0194 | 0 | 17.1 | 0.0194 | 0 | 0 | 0 | 0 | 0 | 0 | 0 | DEER:HVAC_Chillers | Annual | 2020
NE-HVAC-Chlr-WtrCldScrewChlr-gte600tons-0.527kwpton-0.342IPLV-VarSpd | DEER2020 | D20 v0 | 43468.396 | PGE | Hsp | Ex | CZ03 | Any | Cap-Tons | 629 | 0 | None | 9.5 | 0.0119 | 0 | 9.5 | 0.0119 | 0 | 0 | 0 | 0 | 0 | 0 | 0 | DEER:HVAC_Chillers | Annual | 2020
NE-HVAC-Chlr-WtrCldScrewChlr-gte600tons-0.527kwpton-0.342IPLV-VarSpd | DEER2020 | D20 v0 | 43468.396 | PGE | Htl | Ex | CZ03 | Any | Cap-Tons | 146 | 0 | None | 34.8 | 0.0235 | 0 | 34.8 | 0.0235 | 0 | 0 | 0 | 0 | 0 | 0 | 0 | DEER:HVAC_Chillers | Annual | 2020
NE-HVAC-Chlr-WtrCldScrewChlr-gte600tons-0.527kwpton-0.342IPLV-VarSpd | DEER2020 | D20 v0 | 43468.396 | PGE | MBT | Ex | CZ03 | Any | Cap-Tons | 249 | 0 | None | 21.5 | 0.0168 | 0 | 21.5 | 0.0168 | 0 | 0 | 0 | 0 | 0 | 0 | 0 | DEER:HVAC_Chillers | Annual | 2020
NE-HVAC-Chlr-WtrCldScrewChlr-gte600tons-0.527kwpton-0.342IPLV-VarSpd | DEER2020 | D20 v0 | 43468.396 | PGE | Nrs | Ex | CZ03 | Any | Cap-Tons | 86.7 | 0 | None | 24.9 | 0.0262 | 0 | 24.9 | 0.0262 | 0 | 0 | 0 | 0 | 0 | 0 | 0 | DEER:HVAC_Chillers | Annual | 2020
NE-HVAC-Chlr-WtrCldScrewChlr-gte600tons-0.527kwpton-0.342IPLV-VarSpd | DEER2020 | D20 v0 | 43468.396 | PGE | OfL | Ex | CZ03 | Any | Cap-Tons | 329 | 0 | None | 20.1 | 0.0128 | 0 | 20.1 | 0.0128 | 0 | 0 | 0 | 0 | 0 | 0 | 0 | DEER:HVAC_Chillers | Annual | 2020
NE-HVAC-Chlr-WtrCldScrewChlr-gte600tons-0.527kwpton-0.342IPLV-VarSpd | DEER2020 | D20 v0 | 43468.396 | PGE | OfS | Ex | CZ03 | Any | Cap-Tons | 20.6 | 0 | None | 22.2 | 0.0141 | 0 | 22.2 | 0.0141 | 0 | 0 | 0 | 0 | 0 | 0 | 0 | DEER:HVAC_Chillers | Annual | 2020
NE-HVAC-Chlr-WtrCldScrewChlr-gte600tons-0.527kwpton-0.342IPLV-VarSpd | DEER2020 | D20 v0 | 43468.396 | PGE | Rt3 | Ex | CZ03 | Any | Cap-Tons | 194 | 0 | None | 23.4 | 0.0226 | 0 | 23.4 | 0.0226 | 0 | 0 | 0 | 0 | 0 | 0 | 0 | DEER:HVAC_Chillers | Annual | 2020
NE-HVAC-Chlr-WtrCldScrewChlr-gte600tons-0.527kwpton-0.342IPLV-VarSpd | DEER2020 | D20 v0 | 43468.396 | PGE | ECC | Ex | CZ04 | Any | Cap-Tons | 625 | 0 | None | 29.8 | 0.0316 | 0 | 29.8 | 0.0316 | 0 | 0 | 0 | 0 | 0 | 0 | 0 | DEER:HVAC_Chillers | Annual | 2020
NE-HVAC-Chlr-WtrCldScrewChlr-gte600tons-0.527kwpton-0.342IPLV-VarSpd | DEER2020 | D20 v0 | 43468.396 | PGE | ESe | Ex | CZ04 | Any | Cap-Tons | 328 | 0 | None | 22.9 | 0.018 | 0 | 22.9 | 0.018 | 0 | 0 | 0 | 0 | 0 | 0 | 0 | DEER:HVAC_Chillers | Annual | 2020
NE-HVAC-Chlr-WtrCldScrewChlr-gte600tons-0.527kwpton-0.342IPLV-VarSpd | DEER2020 | D20 v0 | 43468.396 | PGE | EUn | Ex | CZ04 | Any | Cap-Tons | 2160 | 0 | None | 27.3 | 0.0295 | 0 | 27.3 | 0.0295 | 0 | 0 | 0 | 0 | 0 | 0 | 0 | DEER:HVAC_Chillers | Annual | 2020
NE-HVAC-Chlr-WtrCldScrewChlr-gte600tons-0.527kwpton-0.342IPLV-VarSpd | DEER2020 | D20 v0 | 43468.396 | PGE | Hsp | Ex | CZ04 | Any | Cap-Tons | 816 | 0 | None | 16.5 | 0.0134 | 0 | 16.5 | 0.0134 | 0 | 0 | 0 | 0 | 0 | 0 | 0 | DEER:HVAC_Chillers | Annual | 2020
NE-HVAC-Chlr-WtrCldScrewChlr-gte600tons-0.527kwpton-0.342IPLV-VarSpd | DEER2020 | D20 v0 | 43468.396 | PGE | Htl | Ex | CZ04 | Any | Cap-Tons | 188 | 0 | None | 42.3 | 0.0248 | 0 | 42.3 | 0.0248 | 0 | 0 | 0 | 0 | 0 | 0 | 0 | DEER:HVAC_Chillers | Annual | 2020
NE-HVAC-Chlr-WtrCldScrewChlr-gte600tons-0.527kwpton-0.342IPLV-VarSpd | DEER2020 | D20 v0 | 43468.396 | PGE | MBT | Ex | CZ04 | Any | Cap-Tons | 311 | 0 | None | 34.8 | 0.0215 | 0 | 34.8 | 0.0215 | 0 | 0 | 0 | 0 | 0 | 0 | 0 | DEER:HVAC_Chillers | Annual | 2020
NE-HVAC-Chlr-WtrCldScrewChlr-gte600tons-0.527kwpton-0.342IPLV-VarSpd | DEER2020 | D20 v0 | 43468.396 | PGE | Nrs | Ex | CZ04 | Any | Cap-Tons | 113 | 0 | None | 44.3 | 0.0316 | 0 | 44.3 | 0.0316 | 0 | 0 | 0 | 0 | 0 | 0 | 0 | DEER:HVAC_Chillers | Annual | 2020
NE-HVAC-Chlr-WtrCldScrewChlr-gte600tons-0.527kwpton-0.342IPLV-VarSpd | DEER2020 | D20 v0 | 43468.396 | PGE | OfL | Ex | CZ04 | Any | Cap-Tons | 391 | 0 | None | 28.4 | 0.0129 | 0 | 28.4 | 0.0129 | 0 | 0 | 0 | 0 | 0 | 0 | 0 | DEER:HVAC_Chillers | Annual | 2020
NE-HVAC-Chlr-WtrCldScrewChlr-gte600tons-0.527kwpton-0.342IPLV-VarSpd | DEER2020 | D20 v0 | 43468.396 | PGE | OfS | Ex | CZ04 | Any | Cap-Tons | 25.1 | 0 | None | 31 | 0.0143 | 0 | 31 | 0.0143 | 0 | 0 | 0 | 0 | 0 | 0 | 0 | DEER:HVAC_Chillers | Annual | 2020
NE-HVAC-Chlr-WtrCldScrewChlr-gte600tons-0.527kwpton-0.342IPLV-VarSpd | DEER2020 | D20 v0 | 43468.396 | PGE | Rt3 | Ex | CZ04 | Any | Cap-Tons | 248 | 0 | None | 35.2 | 0.0263 | 0 | 35.2 | 0.0263 | 0 | 0 | 0 | 0 | 0 | 0 | 0 | DEER:HVAC_Chillers | Annual | 2020
NE-HVAC-Chlr-WtrCldScrewChlr-gte600tons-0.527kwpton-0.342IPLV-VarSpd | DEER2020 | D20 v0 | 43468.396 | PGE | ECC | Ex | CZ05 | Any | Cap-Tons | 426 | 0 | None | 24.2 | 0.0227 | 0 | 24.2 | 0.0227 | 0 | 0 | 0 | 0 | 0 | 0 | 0 | DEER:HVAC_Chillers | Annual | 2020
NE-HVAC-Chlr-WtrCldScrewChlr-gte600tons-0.527kwpton-0.342IPLV-VarSpd | DEER2020 | D20 v0 | 43468.396 | PGE | ESe | Ex | CZ05 | Any | Cap-Tons | 224 | 0 | None | 23.3 | 0.0132 | 0 | 23.3 | 0.0132 | 0 | 0 | 0 | 0 | 0 | 0 | 0 | DEER:HVAC_Chillers | Annual | 2020
NE-HVAC-Chlr-WtrCldScrewChlr-gte600tons-0.527kwpton-0.342IPLV-VarSpd | DEER2020 | D20 v0 | 43468.396 | PGE | EUn | Ex | CZ05 | Any | Cap-Tons | 1540 | 0 | None | 19.9 | 0.0189 | 0 | 19.9 | 0.0189 | 0 | 0 | 0 | 0 | 0 | 0 | 0 | DEER:HVAC_Chillers | Annual | 2020
NE-HVAC-Chlr-WtrCldScrewChlr-gte600tons-0.527kwpton-0.342IPLV-VarSpd | DEER2020 | D20 v0 | 43468.396 | PGE | Hsp | Ex | CZ05 | Any | Cap-Tons | 660 | 0 | None | 8.7 | 0.0076 | 0 | 8.7 | 0.0076 | 0 | 0 | 0 | 0 | 0 | 0 | 0 | DEER:HVAC_Chillers | Annual | 2020
NE-HVAC-Chlr-WtrCldScrewChlr-gte600tons-0.527kwpton-0.342IPLV-VarSpd | DEER2020 | D20 v0 | 43468.396 | PGE | Htl | Ex | CZ05 | Any | Cap-Tons | 124 | 0 | None | 38.8 | 0.0174 | 0 | 38.8 | 0.0174 | 0 | 0 | 0 | 0 | 0 | 0 | 0 | DEER:HVAC_Chillers | Annual | 2020
NE-HVAC-Chlr-WtrCldScrewChlr-gte600tons-0.527kwpton-0.342IPLV-VarSpd | DEER2020 | D20 v0 | 43468.396 | PGE | MBT | Ex | CZ05 | Any | Cap-Tons | 242 | 0 | None | 27.8 | 0.0141 | 0 | 27.8 | 0.0141 | 0 | 0 | 0 | 0 | 0 | 0 | 0 | DEER:HVAC_Chillers | Annual | 2020
NE-HVAC-Chlr-WtrCldScrewChlr-gte600tons-0.527kwpton-0.342IPLV-VarSpd | DEER2020 | D20 v0 | 43468.396 | PGE | Nrs | Ex | CZ05 | Any | Cap-Tons | 80.1 | 0 | None | 30.1 | 0.0202 | 0 | 30.1 | 0.0202 | 0 | 0 | 0 | 0 | 0 | 0 | 0 | DEER:HVAC_Chillers | Annual | 2020
NE-HVAC-Chlr-WtrCldScrewChlr-gte600tons-0.527kwpton-0.342IPLV-VarSpd | DEER2020 | D20 v0 | 43468.396 | PGE | OfL | Ex | CZ05 | Any | Cap-Tons | 324 | 0 | None | 22.6 | 0.0085 | 0 | 22.6 | 0.0085 | 0 | 0 | 0 | 0 | 0 | 0 | 0 | DEER:HVAC_Chillers | Annual | 2020
NE-HVAC-Chlr-WtrCldScrewChlr-gte600tons-0.527kwpton-0.342IPLV-VarSpd | DEER2020 | D20 v0 | 43468.396 | PGE | OfS | Ex | CZ05 | Any | Cap-Tons | 18.5 | 0 | None | 26.9 | 0.0096 | 0 | 26.9 | 0.0096 | 0 | 0 | 0 | 0 | 0 | 0 | 0 | DEER:HVAC_Chillers | Annual | 2020
NE-HVAC-Chlr-WtrCldScrewChlr-gte600tons-0.527kwpton-0.342IPLV-VarSpd | DEER2020 | D20 v0 | 43468.396 | PGE | Rt3 | Ex | CZ05 | Any | Cap-Tons | 188 | 0 | None | 24.4 | 0.0153 | 0 | 24.4 | 0.0153 | 0 | 0 | 0 | 0 | 0 | 0 | 0 | DEER:HVAC_Chillers | Annual | 2020
NE-HVAC-Chlr-WtrCldScrewChlr-gte600tons-0.527kwpton-0.342IPLV-VarSpd | DEER2020 | D20 v0 | 43468.396 | PGE | ECC | Ex | CZ11 | Any | Cap-Tons | 710 | 0 | None | 40.4 | 0.0238 | 0 | 40.4 | 0.0238 | 0 | 0 | 0 | 0 | 0 | 0 | 0 | DEER:HVAC_Chillers | Annual | 2020
NE-HVAC-Chlr-WtrCldScrewChlr-gte600tons-0.527kwpton-0.342IPLV-VarSpd | DEER2020 | D20 v0 | 43468.396 | PGE | ESe | Ex | CZ11 | Any | Cap-Tons | 362 | 0 | None | 27.6 | 0.0093 | 0 | 27.6 | 0.0093 | 0 | 0 | 0 | 0 | 0 | 0 | 0 | DEER:HVAC_Chillers | Annual | 2020
NE-HVAC-Chlr-WtrCldScrewChlr-gte600tons-0.527kwpton-0.342IPLV-VarSpd | DEER2020 | D20 v0 | 43468.396 | PGE | EUn | Ex | CZ11 | Any | Cap-Tons | 2390 | 0 | None | 37.4 | 0.0273 | 0 | 37.4 | 0.0273 | 0 | 0 | 0 | 0 | 0 | 0 | 0 | DEER:HVAC_Chillers | Annual | 2020
NE-HVAC-Chlr-WtrCldScrewChlr-gte600tons-0.527kwpton-0.342IPLV-VarSpd | DEER2020 | D20 v0 | 43468.396 | PGE | Hsp | Ex | CZ11 | Any | Cap-Tons | 920 | 0 | None | 24.5 | 0.0148 | 0 | 24.5 | 0.0148 | 0 | 0 | 0 | 0 | 0 | 0 | 0 | DEER:HVAC_Chillers | Annual | 2020
NE-HVAC-Chlr-WtrCldScrewChlr-gte600tons-0.527kwpton-0.342IPLV-VarSpd | DEER2020 | D20 v0 | 43468.396 | PGE | Htl | Ex | CZ11 | Any | Cap-Tons | 227 | 0 | None | 50.5 | 0.0277 | 0 | 50.5 | 0.0277 | 0 | 0 | 0 | 0 | 0 | 0 | 0 | DEER:HVAC_Chillers | Annual | 2020
NE-HVAC-Chlr-WtrCldScrewChlr-gte600tons-0.527kwpton-0.342IPLV-VarSpd | DEER2020 | D20 v0 | 43468.396 | PGE | MBT | Ex | CZ11 | Any | Cap-Tons | 383 | 0 | None | 33.6 | 0.0194 | 0 | 33.6 | 0.0194 | 0 | 0 | 0 | 0 | 0 | 0 | 0 | DEER:HVAC_Chillers | Annual | 2020
NE-HVAC-Chlr-WtrCldScrewChlr-gte600tons-0.527kwpton-0.342IPLV-VarSpd | DEER2020 | D20 v0 | 43468.396 | PGE | Nrs | Ex | CZ11 | Any | Cap-Tons | 132 | 0 | None | 59.8 | 0.0362 | 0 | 59.8 | 0.0362 | 0 | 0 | 0 | 0 | 0 | 0 | 0 | DEER:HVAC_Chillers | Annual | 2020
NE-HVAC-Chlr-WtrCldScrewChlr-gte600tons-0.527kwpton-0.342IPLV-VarSpd | DEER2020 | D20 v0 | 43468.396 | PGE | OfL | Ex | CZ11 | Any | Cap-Tons | 444 | 0 | None | 33.1 | 0.0149 | 0 | 33.1 | 0.0149 | 0 | 0 | 0 | 0 | 0 | 0 | 0 | DEER:HVAC_Chillers | Annual | 2020
NE-HVAC-Chlr-WtrCldScrewChlr-gte600tons-0.527kwpton-0.342IPLV-VarSpd | DEER2020 | D20 v0 | 43468.396 | PGE | OfS | Ex | CZ11 | Any | Cap-Tons | 28 | 0 | None | 39.4 | 0.0187 | 0 | 39.4 | 0.0187 | 0 | 0 | 0 | 0 | 0 | 0 | 0 | DEER:HVAC_Chillers | Annual | 2020
NE-HVAC-Chlr-WtrCldScrewChlr-gte600tons-0.527kwpton-0.342IPLV-VarSpd | DEER2020 | D20 v0 | 43468.396 | PGE | Rt3 | Ex | CZ11 | Any | Cap-Tons | 310 | 0 | None | 40 | 0.0231 | 0 | 40 | 0.0231 | 0 | 0 | 0 | 0 | 0 | 0 | 0 | DEER:HVAC_Chillers | Annual | 2020
NE-HVAC-Chlr-WtrCldScrewChlr-gte600tons-0.527kwpton-0.342IPLV-VarSpd | DEER2020 | D20 v0 | 43468.396 | PGE | ECC | Ex | CZ12 | Any | Cap-Tons | 643 | 0 | None | 36.3 | 0.0255 | 0 | 36.3 | 0.0255 | 0 | 0 | 0 | 0 | 0 | 0 | 0 | DEER:HVAC_Chillers | Annual | 2020
NE-HVAC-Chlr-WtrCldScrewChlr-gte600tons-0.527kwpton-0.342IPLV-VarSpd | DEER2020 | D20 v0 | 43468.396 | PGE | ESe | Ex | CZ12 | Any | Cap-Tons | 330 | 0 | None | 29.6 | 0.0113 | 0 | 29.6 | 0.0113 | 0 | 0 | 0 | 0 | 0 | 0 | 0 | DEER:HVAC_Chillers | Annual | 2020
NE-HVAC-Chlr-WtrCldScrewChlr-gte600tons-0.527kwpton-0.342IPLV-VarSpd | DEER2020 | D20 v0 | 43468.396 | PGE | EUn | Ex | CZ12 | Any | Cap-Tons | 2220 | 0 | None | 32.6 | 0.0274 | 0 | 32.6 | 0.0274 | 0 | 0 | 0 | 0 | 0 | 0 | 0 | DEER:HVAC_Chillers | Annual | 2020
NE-HVAC-Chlr-WtrCldScrewChlr-gte600tons-0.527kwpton-0.342IPLV-VarSpd | DEER2020 | D20 v0 | 43468.396 | PGE | Hsp | Ex | CZ12 | Any | Cap-Tons | 881 | 0 | None | 19 | 0.0144 | 0 | 19 | 0.0144 | 0 | 0 | 0 | 0 | 0 | 0 | 0 | DEER:HVAC_Chillers | Annual | 2020
NE-HVAC-Chlr-WtrCldScrewChlr-gte600tons-0.527kwpton-0.342IPLV-VarSpd | DEER2020 | D20 v0 | 43468.396 | PGE | Htl | Ex | CZ12 | Any | Cap-Tons | 205 | 0 | None | 45.3 | 0.0295 | 0 | 45.3 | 0.0295 | 0 | 0 | 0 | 0 | 0 | 0 | 0 | DEER:HVAC_Chillers | Annual | 2020
NE-HVAC-Chlr-WtrCldScrewChlr-gte600tons-0.527kwpton-0.342IPLV-VarSpd | DEER2020 | D20 v0 | 43468.396 | PGE | MBT | Ex | CZ12 | Any | Cap-Tons | 359 | 0 | None | 29.2 | 0.0197 | 0 | 29.2 | 0.0197 | 0 | 0 | 0 | 0 | 0 | 0 | 0 | DEER:HVAC_Chillers | Annual | 2020
NE-HVAC-Chlr-WtrCldScrewChlr-gte600tons-0.527kwpton-0.342IPLV-VarSpd | DEER2020 | D20 v0 | 43468.396 | PGE | Nrs | Ex | CZ12 | Any | Cap-Tons | 119 | 0 | None | 47.8 | 0.0362 | 0 | 47.8 | 0.0362 | 0 | 0 | 0 | 0 | 0 | 0 | 0 | DEER:HVAC_Chillers | Annual | 2020
NE-HVAC-Chlr-WtrCldScrewChlr-gte600tons-0.527kwpton-0.342IPLV-VarSpd | DEER2020 | D20 v0 | 43468.396 | PGE | OfL | Ex | CZ12 | Any | Cap-Tons | 422 | 0 | None | 29.2 | 0.0149 | 0 | 29.2 | 0.0149 | 0 | 0 | 0 | 0 | 0 | 0 | 0 | DEER:HVAC_Chillers | Annual | 2020
NE-HVAC-Chlr-WtrCldScrewChlr-gte600tons-0.527kwpton-0.342IPLV-VarSpd | DEER2020 | D20 v0 | 43468.396 | PGE | OfS | Ex | CZ12 | Any | Cap-Tons | 26.1 | 0 | None | 34.2 | 0.0187 | 0 | 34.2 | 0.0187 | 0 | 0 | 0 | 0 | 0 | 0 | 0 | DEER:HVAC_Chillers | Annual | 2020
NE-HVAC-Chlr-WtrCldScrewChlr-gte600tons-0.527kwpton-0.342IPLV-VarSpd | DEER2020 | D20 v0 | 43468.396 | PGE | Rt3 | Ex | CZ12 | Any | Cap-Tons | 291 | 0 | None | 36.2 | 0.0245 | 0 | 36.2 | 0.0245 | 0 | 0 | 0 | 0 | 0 | 0 | 0 | DEER:HVAC_Chillers | Annual | 2020
NE-HVAC-Chlr-WtrCldScrewChlr-gte600tons-0.527kwpton-0.342IPLV-VarSpd | DEER2020 | D20 v0 | 43468.396 | PGE | ECC | Ex | CZ13 | Any | Cap-Tons | 754 | 0 | None | 41 | 0.0201 | 0 | 41 | 0.0201 | 0 | 0 | 0 | 0 | 0 | 0 | 0 | DEER:HVAC_Chillers | Annual | 2020
NE-HVAC-Chlr-WtrCldScrewChlr-gte600tons-0.527kwpton-0.342IPLV-VarSpd | DEER2020 | D20 v0 | 43468.396 | PGE | ESe | Ex | CZ13 | Any | Cap-Tons | 395 | 0 | None | 27.9 | 0.0077 | 0 | 27.9 | 0.0077 | 0 | 0 | 0 | 0 | 0 | 0 | 0 | DEER:HVAC_Chillers | Annual | 2020
NE-HVAC-Chlr-WtrCldScrewChlr-gte600tons-0.527kwpton-0.342IPLV-VarSpd | DEER2020 | D20 v0 | 43468.396 | PGE | EUn | Ex | CZ13 | Any | Cap-Tons | 2520 | 0 | None | 37.4 | 0.0246 | 0 | 37.4 | 0.0246 | 0 | 0 | 0 | 0 | 0 | 0 | 0 | DEER:HVAC_Chillers | Annual | 2020
NE-HVAC-Chlr-WtrCldScrewChlr-gte600tons-0.527kwpton-0.342IPLV-VarSpd | DEER2020 | D20 v0 | 43468.396 | PGE | Hsp | Ex | CZ13 | Any | Cap-Tons | 935 | 0 | None | 25.8 | 0.0139 | 0 | 25.8 | 0.0139 | 0 | 0 | 0 | 0 | 0 | 0 | 0 | DEER:HVAC_Chillers | Annual | 2020
NE-HVAC-Chlr-WtrCldScrewChlr-gte600tons-0.527kwpton-0.342IPLV-VarSpd | DEER2020 | D20 v0 | 43468.396 | PGE | Htl | Ex | CZ13 | Any | Cap-Tons | 226 | 0 | None | 53.8 | 0.0262 | 0 | 53.8 | 0.0262 | 0 | 0 | 0 | 0 | 0 | 0 | 0 | DEER:HVAC_Chillers | Annual | 2020
NE-HVAC-Chlr-WtrCldScrewChlr-gte600tons-0.527kwpton-0.342IPLV-VarSpd | DEER2020 | D20 v0 | 43468.396 | PGE | MBT | Ex | CZ13 | Any | Cap-Tons | 388 | 0 | None | 34.8 | 0.0186 | 0 | 34.8 | 0.0186 | 0 | 0 | 0 | 0 | 0 | 0 | 0 | DEER:HVAC_Chillers | Annual | 2020
NE-HVAC-Chlr-WtrCldScrewChlr-gte600tons-0.527kwpton-0.342IPLV-VarSpd | DEER2020 | D20 v0 | 43468.396 | PGE | Nrs | Ex | CZ13 | Any | Cap-Tons | 132 | 0 | None | 63.2 | 0.0335 | 0 | 63.2 | 0.0335 | 0 | 0 | 0 | 0 | 0 | 0 | 0 | DEER:HVAC_Chillers | Annual | 2020
NE-HVAC-Chlr-WtrCldScrewChlr-gte600tons-0.527kwpton-0.342IPLV-VarSpd | DEER2020 | D20 v0 | 43468.396 | PGE | OfL | Ex | CZ13 | Any | Cap-Tons | 435 | 0 | None | 34.9 | 0.0129 | 0 | 34.9 | 0.0129 | 0 | 0 | 0 | 0 | 0 | 0 | 0 | DEER:HVAC_Chillers | Annual | 2020
NE-HVAC-Chlr-WtrCldScrewChlr-gte600tons-0.527kwpton-0.342IPLV-VarSpd | DEER2020 | D20 v0 | 43468.396 | PGE | OfS | Ex | CZ13 | Any | Cap-Tons | 28.3 | 0 | None | 37.9 | 0.0149 | 0 | 37.9 | 0.0149 | 0 | 0 | 0 | 0 | 0 | 0 | 0 | DEER:HVAC_Chillers | Annual | 2020
NE-HVAC-Chlr-WtrCldScrewChlr-gte600tons-0.527kwpton-0.342IPLV-VarSpd | DEER2020 | D20 v0 | 43468.396 | PGE | Rt3 | Ex | CZ13 | Any | Cap-Tons | 315 | 0 | None | 41.7 | 0.0236 | 0 | 41.7 | 0.0236 | 0 | 0 | 0 | 0 | 0 | 0 | 0 | DEER:HVAC_Chillers | Annual | 2020
NE-HVAC-Chlr-WtrCldScrewChlr-gte600tons-0.527kwpton-0.342IPLV-VarSpd | DEER2020 | D20 v0 | 43468.396 | PGE | ECC | Ex | CZ16 | Any | Cap-Tons | 436 | 0 | None | 27.2 | 0.0228 | 0 | 27.2 | 0.0228 | 0 | 0 | 0 | 0 | 0 | 0 | 0 | DEER:HVAC_Chillers | Annual | 2020
NE-HVAC-Chlr-WtrCldScrewChlr-gte600tons-0.527kwpton-0.342IPLV-VarSpd | DEER2020 | D20 v0 | 43468.396 | PGE | ESe | Ex | CZ16 | Any | Cap-Tons | 228 | 0 | None | 17.2 | 0.0104 | 0 | 17.2 | 0.0104 | 0 | 0 | 0 | 0 | 0 | 0 | 0 | DEER:HVAC_Chillers | Annual | 2020
NE-HVAC-Chlr-WtrCldScrewChlr-gte600tons-0.527kwpton-0.342IPLV-VarSpd | DEER2020 | D20 v0 | 43468.396 | PGE | EUn | Ex | CZ16 | Any | Cap-Tons | 1550 | 0 | None | 25.9 | 0.0263 | 0 | 25.9 | 0.0263 | 0 | 0 | 0 | 0 | 0 | 0 | 0 | DEER:HVAC_Chillers | Annual | 2020
NE-HVAC-Chlr-WtrCldScrewChlr-gte600tons-0.527kwpton-0.342IPLV-VarSpd | DEER2020 | D20 v0 | 43468.396 | PGE | Hsp | Ex | CZ16 | Any | Cap-Tons | 644 | 0 | None | 14.3 | 0.0132 | 0 | 14.3 | 0.0132 | 0 | 0 | 0 | 0 | 0 | 0 | 0 | DEER:HVAC_Chillers | Annual | 2020
NE-HVAC-Chlr-WtrCldScrewChlr-gte600tons-0.527kwpton-0.342IPLV-VarSpd | DEER2020 | D20 v0 | 43468.396 | PGE | Htl | Ex | CZ16 | Any | Cap-Tons | 137 | 0 | None | 45.2 | 0.0324 | 0 | 45.2 | 0.0324 | 0 | 0 | 0 | 0 | 0 | 0 | 0 | DEER:HVAC_Chillers | Annual | 2020
NE-HVAC-Chlr-WtrCldScrewChlr-gte600tons-0.527kwpton-0.342IPLV-VarSpd | DEER2020 | D20 v0 | 43468.396 | PGE | MBT | Ex | CZ16 | Any | Cap-Tons | 250 | 0 | None | 22.5 | 0.0181 | 0 | 22.5 | 0.0181 | 0 | 0 | 0 | 0 | 0 | 0 | 0 | DEER:HVAC_Chillers | Annual | 2020
NE-HVAC-Chlr-WtrCldScrewChlr-gte600tons-0.527kwpton-0.342IPLV-VarSpd | DEER2020 | D20 v0 | 43468.396 | PGE | Nrs | Ex | CZ16 | Any | Cap-Tons | 80.3 | 0 | None | 40.3 | 0.0366 | 0 | 40.3 | 0.0366 | 0 | 0 | 0 | 0 | 0 | 0 | 0 | DEER:HVAC_Chillers | Annual | 2020
NE-HVAC-Chlr-WtrCldScrewChlr-gte600tons-0.527kwpton-0.342IPLV-VarSpd | DEER2020 | D20 v0 | 43468.396 | PGE | OfL | Ex | CZ16 | Any | Cap-Tons | 315 | 0 | None | 23.4 | 0.0157 | 0 | 23.4 | 0.0157 | 0 | 0 | 0 | 0 | 0 | 0 | 0 | DEER:HVAC_Chillers | Annual | 2020
NE-HVAC-Chlr-WtrCldScrewChlr-gte600tons-0.527kwpton-0.342IPLV-VarSpd | DEER2020 | D20 v0 | 43468.396 | PGE | OfS | Ex | CZ16 | Any | Cap-Tons | 19.2 | 0 | None | 26.8 | 0.019 | 0 | 26.8 | 0.019 | 0 | 0 | 0 | 0 | 0 | 0 | 0 | DEER:HVAC_Chillers | Annual | 2020
NE-HVAC-Chlr-WtrCldScrewChlr-gte600tons-0.527kwpton-0.342IPLV-VarSpd | DEER2020 | D20 v0 | 43468.396 | PGE | Rt3 | Ex | CZ16 | Any | Cap-Tons | 209 | 0 | None | 26.2 | 0.0225 | 0 | 26.2 | 0.0225 | 0 | 0 | 0 | 0 | 0 | 0 | 0 | DEER:HVAC_Chillers | Annual | 2020
NE-HVAC-Chlr-WtrCldScrewChlr-lt75tons-0.663kwpton-0.425IPLV-VarSpd | DEER2020 | D20 v0 | 43468.396 | PGE | ECC | Ex | CZ01 | Any | Cap-Tons | 344 | 0 | None | 13.6 | 0.0466 | 0 | 13.6 | 0.0466 | 0 | 0 | 0 | 0 | 0 | 0 | 0 | DEER:HVAC_Chillers | Annual | 2020
NE-HVAC-Chlr-WtrCldScrewChlr-lt75tons-0.663kwpton-0.425IPLV-VarSpd | DEER2020 | D20 v0 | 43468.396 | PGE | ESe | Ex | CZ01 | Any | Cap-Tons | 169 | 0 | None | 11.1 | 0.0203 | 0 | 11.1 | 0.0203 | 0 | 0 | 0 | 0 | 0 | 0 | 0 | DEER:HVAC_Chillers | Annual | 2020
NE-HVAC-Chlr-WtrCldScrewChlr-lt75tons-0.663kwpton-0.425IPLV-VarSpd | DEER2020 | D20 v0 | 43468.396 | PGE | EUn | Ex | CZ01 | Any | Cap-Tons | 1310 | 0 | None | 11.7 | 0.0351 | 0 | 11.7 | 0.0351 | 0 | 0 | 0 | 0 | 0 | 0 | 0 | DEER:HVAC_Chillers | Annual | 2020
NE-HVAC-Chlr-WtrCldScrewChlr-lt75tons-0.663kwpton-0.425IPLV-VarSpd | DEER2020 | D20 v0 | 43468.396 | PGE | Hsp | Ex | CZ01 | Any | Cap-Tons | 533 | 0 | None | 3.1 | 0.01 | 0 | 3.1 | 0.01 | 0 | 0 | 0 | 0 | 0 | 0 | 0 | DEER:HVAC_Chillers | Annual | 2020
NE-HVAC-Chlr-WtrCldScrewChlr-lt75tons-0.663kwpton-0.425IPLV-VarSpd | DEER2020 | D20 v0 | 43468.396 | PGE | Htl | Ex | CZ01 | Any | Cap-Tons | 109 | 0 | None | 38.7 | 0.0269 | 0 | 38.7 | 0.0269 | 0 | 0 | 0 | 0 | 0 | 0 | 0 | DEER:HVAC_Chillers | Annual | 2020
NE-HVAC-Chlr-WtrCldScrewChlr-lt75tons-0.663kwpton-0.425IPLV-VarSpd | DEER2020 | D20 v0 | 43468.396 | PGE | MBT | Ex | CZ01 | Any | Cap-Tons | 191 | 0 | None | 17.7 | 0.023 | 0 | 17.7 | 0.023 | 0 | 0 | 0 | 0 | 0 | 0 | 0 | DEER:HVAC_Chillers | Annual | 2020
NE-HVAC-Chlr-WtrCldScrewChlr-lt75tons-0.663kwpton-0.425IPLV-VarSpd | DEER2020 | D20 v0 | 43468.396 | PGE | Nrs | Ex | CZ01 | Any | Cap-Tons | 64.2 | 0 | None | 12.1 | 0.0239 | 0 | 12.1 | 0.0239 | 0 | 0 | 0 | 0 | 0 | 0 | 0 | DEER:HVAC_Chillers | Annual | 2020
NE-HVAC-Chlr-WtrCldScrewChlr-lt75tons-0.663kwpton-0.425IPLV-VarSpd | DEER2020 | D20 v0 | 43468.396 | PGE | OfL | Ex | CZ01 | Any | Cap-Tons | 264 | 0 | None | 18.6 | 0.0195 | 0 | 18.6 | 0.0195 | 0 | 0 | 0 | 0 | 0 | 0 | 0 | DEER:HVAC_Chillers | Annual | 2020
NE-HVAC-Chlr-WtrCldScrewChlr-lt75tons-0.663kwpton-0.425IPLV-VarSpd | DEER2020 | D20 v0 | 43468.396 | PGE | OfS | Ex | CZ01 | Any | Cap-Tons | 15.6 | 0 | None | 22.8 | 0.0178 | 0 | 22.8 | 0.0178 | 0 | 0 | 0 | 0 | 0 | 0 | 0 | DEER:HVAC_Chillers | Annual | 2020
NE-HVAC-Chlr-WtrCldScrewChlr-lt75tons-0.663kwpton-0.425IPLV-VarSpd | DEER2020 | D20 v0 | 43468.396 | PGE | Rt3 | Ex | CZ01 | Any | Cap-Tons | 149 | 0 | None | 15.8 | 0.0317 | 0 | 15.8 | 0.0317 | 0 | 0 | 0 | 0 | 0 | 0 | 0 | DEER:HVAC_Chillers | Annual | 2020
NE-HVAC-Chlr-WtrCldScrewChlr-lt75tons-0.663kwpton-0.425IPLV-VarSpd | DEER2020 | D20 v0 | 43468.396 | PGE | ECC | Ex | CZ02 | Any | Cap-Tons | 607 | 0 | None | 53.7 | 0.0441 | 0 | 53.7 | 0.0441 | 0 | 0 | 0 | 0 | 0 | 0 | 0 | DEER:HVAC_Chillers | Annual | 2020
NE-HVAC-Chlr-WtrCldScrewChlr-lt75tons-0.663kwpton-0.425IPLV-VarSpd | DEER2020 | D20 v0 | 43468.396 | PGE | ESe | Ex | CZ02 | Any | Cap-Tons | 311 | 0 | None | 43.9 | 0.0206 | 0 | 43.9 | 0.0206 | 0 | 0 | 0 | 0 | 0 | 0 | 0 | DEER:HVAC_Chillers | Annual | 2020
NE-HVAC-Chlr-WtrCldScrewChlr-lt75tons-0.663kwpton-0.425IPLV-VarSpd | DEER2020 | D20 v0 | 43468.396 | PGE | EUn | Ex | CZ02 | Any | Cap-Tons | 2140 | 0 | None | 47.2 | 0.0499 | 0 | 47.2 | 0.0499 | 0 | 0 | 0 | 0 | 0 | 0 | 0 | DEER:HVAC_Chillers | Annual | 2020
NE-HVAC-Chlr-WtrCldScrewChlr-lt75tons-0.663kwpton-0.425IPLV-VarSpd | DEER2020 | D20 v0 | 43468.396 | PGE | Hsp | Ex | CZ02 | Any | Cap-Tons | 856 | 0 | None | 24.1 | 0.0256 | 0 | 24.1 | 0.0256 | 0 | 0 | 0 | 0 | 0 | 0 | 0 | DEER:HVAC_Chillers | Annual | 2020
NE-HVAC-Chlr-WtrCldScrewChlr-lt75tons-0.663kwpton-0.425IPLV-VarSpd | DEER2020 | D20 v0 | 43468.396 | PGE | Htl | Ex | CZ02 | Any | Cap-Tons | 177 | 0 | None | 76.8 | 0.0591 | 0 | 76.8 | 0.0591 | 0 | 0 | 0 | 0 | 0 | 0 | 0 | DEER:HVAC_Chillers | Annual | 2020
NE-HVAC-Chlr-WtrCldScrewChlr-lt75tons-0.663kwpton-0.425IPLV-VarSpd | DEER2020 | D20 v0 | 43468.396 | PGE | MBT | Ex | CZ02 | Any | Cap-Tons | 314 | 0 | None | 49 | 0.0386 | 0 | 49 | 0.0386 | 0 | 0 | 0 | 0 | 0 | 0 | 0 | DEER:HVAC_Chillers | Annual | 2020
NE-HVAC-Chlr-WtrCldScrewChlr-lt75tons-0.663kwpton-0.425IPLV-VarSpd | DEER2020 | D20 v0 | 43468.396 | PGE | Nrs | Ex | CZ02 | Any | Cap-Tons | 102 | 0 | None | 73.3 | 0.0734 | 0 | 73.3 | 0.0734 | 0 | 0 | 0 | 0 | 0 | 0 | 0 | DEER:HVAC_Chillers | Annual | 2020
NE-HVAC-Chlr-WtrCldScrewChlr-lt75tons-0.663kwpton-0.425IPLV-VarSpd | DEER2020 | D20 v0 | 43468.396 | PGE | OfL | Ex | CZ02 | Any | Cap-Tons | 384 | 0 | None | 49.3 | 0.0297 | 0 | 49.3 | 0.0297 | 0 | 0 | 0 | 0 | 0 | 0 | 0 | DEER:HVAC_Chillers | Annual | 2020
NE-HVAC-Chlr-WtrCldScrewChlr-lt75tons-0.663kwpton-0.425IPLV-VarSpd | DEER2020 | D20 v0 | 43468.396 | PGE | OfS | Ex | CZ02 | Any | Cap-Tons | 22.7 | 0 | None | 60.7 | 0.0392 | 0 | 60.7 | 0.0392 | 0 | 0 | 0 | 0 | 0 | 0 | 0 | DEER:HVAC_Chillers | Annual | 2020
NE-HVAC-Chlr-WtrCldScrewChlr-lt75tons-0.663kwpton-0.425IPLV-VarSpd | DEER2020 | D20 v0 | 43468.396 | PGE | Rt3 | Ex | CZ02 | Any | Cap-Tons | 248 | 0 | None | 61.3 | 0.0517 | 0 | 61.3 | 0.0517 | 0 | 0 | 0 | 0 | 0 | 0 | 0 | DEER:HVAC_Chillers | Annual | 2020
NE-HVAC-Chlr-WtrCldScrewChlr-lt75tons-0.663kwpton-0.425IPLV-VarSpd | DEER2020 | D20 v0 | 43468.396 | PGE | ECC | Ex | CZ03 | Any | Cap-Tons | 487 | 0 | None | 40.7 | 0.0312 | 0 | 40.7 | 0.0312 | 0 | 0 | 0 | 0 | 0 | 0 | 0 | DEER:HVAC_Chillers | Annual | 2020
NE-HVAC-Chlr-WtrCldScrewChlr-lt75tons-0.663kwpton-0.425IPLV-VarSpd | DEER2020 | D20 v0 | 43468.396 | PGE | ESe | Ex | CZ03 | Any | Cap-Tons | 258 | 0 | None | 36.9 | 0.0167 | 0 | 36.9 | 0.0167 | 0 | 0 | 0 | 0 | 0 | 0 | 0 | DEER:HVAC_Chillers | Annual | 2020
NE-HVAC-Chlr-WtrCldScrewChlr-lt75tons-0.663kwpton-0.425IPLV-VarSpd | DEER2020 | D20 v0 | 43468.396 | PGE | EUn | Ex | CZ03 | Any | Cap-Tons | 1740 | 0 | None | 34.3 | 0.0388 | 0 | 34.3 | 0.0388 | 0 | 0 | 0 | 0 | 0 | 0 | 0 | DEER:HVAC_Chillers | Annual | 2020
NE-HVAC-Chlr-WtrCldScrewChlr-lt75tons-0.663kwpton-0.425IPLV-VarSpd | DEER2020 | D20 v0 | 43468.396 | PGE | Hsp | Ex | CZ03 | Any | Cap-Tons | 629 | 0 | None | 19 | 0.0237 | 0 | 19 | 0.0237 | 0 | 0 | 0 | 0 | 0 | 0 | 0 | DEER:HVAC_Chillers | Annual | 2020
NE-HVAC-Chlr-WtrCldScrewChlr-lt75tons-0.663kwpton-0.425IPLV-VarSpd | DEER2020 | D20 v0 | 43468.396 | PGE | Htl | Ex | CZ03 | Any | Cap-Tons | 146 | 0 | None | 69.6 | 0.047 | 0 | 69.6 | 0.047 | 0 | 0 | 0 | 0 | 0 | 0 | 0 | DEER:HVAC_Chillers | Annual | 2020
NE-HVAC-Chlr-WtrCldScrewChlr-lt75tons-0.663kwpton-0.425IPLV-VarSpd | DEER2020 | D20 v0 | 43468.396 | PGE | MBT | Ex | CZ03 | Any | Cap-Tons | 249 | 0 | None | 42.9 | 0.0336 | 0 | 42.9 | 0.0336 | 0 | 0 | 0 | 0 | 0 | 0 | 0 | DEER:HVAC_Chillers | Annual | 2020
NE-HVAC-Chlr-WtrCldScrewChlr-lt75tons-0.663kwpton-0.425IPLV-VarSpd | DEER2020 | D20 v0 | 43468.396 | PGE | Nrs | Ex | CZ03 | Any | Cap-Tons | 86.7 | 0 | None | 49.7 | 0.0524 | 0 | 49.7 | 0.0524 | 0 | 0 | 0 | 0 | 0 | 0 | 0 | DEER:HVAC_Chillers | Annual | 2020
NE-HVAC-Chlr-WtrCldScrewChlr-lt75tons-0.663kwpton-0.425IPLV-VarSpd | DEER2020 | D20 v0 | 43468.396 | PGE | OfL | Ex | CZ03 | Any | Cap-Tons | 329 | 0 | None | 40.3 | 0.0257 | 0 | 40.3 | 0.0257 | 0 | 0 | 0 | 0 | 0 | 0 | 0 | DEER:HVAC_Chillers | Annual | 2020
NE-HVAC-Chlr-WtrCldScrewChlr-lt75tons-0.663kwpton-0.425IPLV-VarSpd | DEER2020 | D20 v0 | 43468.396 | PGE | OfS | Ex | CZ03 | Any | Cap-Tons | 20.6 | 0 | None | 44.4 | 0.0282 | 0 | 44.4 | 0.0282 | 0 | 0 | 0 | 0 | 0 | 0 | 0 | DEER:HVAC_Chillers | Annual | 2020
NE-HVAC-Chlr-WtrCldScrewChlr-lt75tons-0.663kwpton-0.425IPLV-VarSpd | DEER2020 | D20 v0 | 43468.396 | PGE | Rt3 | Ex | CZ03 | Any | Cap-Tons | 194 | 0 | None | 46.8 | 0.0452 | 0 | 46.8 | 0.0452 | 0 | 0 | 0 | 0 | 0 | 0 | 0 | DEER:HVAC_Chillers | Annual | 2020
NE-HVAC-Chlr-WtrCldScrewChlr-lt75tons-0.663kwpton-0.425IPLV-VarSpd | DEER2020 | D20 v0 | 43468.396 | PGE | ECC | Ex | CZ04 | Any | Cap-Tons | 625 | 0 | None | 59.6 | 0.0632 | 0 | 59.6 | 0.0632 | 0 | 0 | 0 | 0 | 0 | 0 | 0 | DEER:HVAC_Chillers | Annual | 2020
NE-HVAC-Chlr-WtrCldScrewChlr-lt75tons-0.663kwpton-0.425IPLV-VarSpd | DEER2020 | D20 v0 | 43468.396 | PGE | ESe | Ex | CZ04 | Any | Cap-Tons | 328 | 0 | None | 45.7 | 0.036 | 0 | 45.7 | 0.036 | 0 | 0 | 0 | 0 | 0 | 0 | 0 | DEER:HVAC_Chillers | Annual | 2020
NE-HVAC-Chlr-WtrCldScrewChlr-lt75tons-0.663kwpton-0.425IPLV-VarSpd | DEER2020 | D20 v0 | 43468.396 | PGE | EUn | Ex | CZ04 | Any | Cap-Tons | 2160 | 0 | None | 54.5 | 0.0591 | 0 | 54.5 | 0.0591 | 0 | 0 | 0 | 0 | 0 | 0 | 0 | DEER:HVAC_Chillers | Annual | 2020
NE-HVAC-Chlr-WtrCldScrewChlr-lt75tons-0.663kwpton-0.425IPLV-VarSpd | DEER2020 | D20 v0 | 43468.396 | PGE | Hsp | Ex | CZ04 | Any | Cap-Tons | 816 | 0 | None | 33 | 0.0267 | 0 | 33 | 0.0267 | 0 | 0 | 0 | 0 | 0 | 0 | 0 | DEER:HVAC_Chillers | Annual | 2020
NE-HVAC-Chlr-WtrCldScrewChlr-lt75tons-0.663kwpton-0.425IPLV-VarSpd | DEER2020 | D20 v0 | 43468.396 | PGE | Htl | Ex | CZ04 | Any | Cap-Tons | 188 | 0 | None | 84.5 | 0.0495 | 0 | 84.5 | 0.0495 | 0 | 0 | 0 | 0 | 0 | 0 | 0 | DEER:HVAC_Chillers | Annual | 2020
NE-HVAC-Chlr-WtrCldScrewChlr-lt75tons-0.663kwpton-0.425IPLV-VarSpd | DEER2020 | D20 v0 | 43468.396 | PGE | MBT | Ex | CZ04 | Any | Cap-Tons | 311 | 0 | None | 69.5 | 0.043 | 0 | 69.5 | 0.043 | 0 | 0 | 0 | 0 | 0 | 0 | 0 | DEER:HVAC_Chillers | Annual | 2020
NE-HVAC-Chlr-WtrCldScrewChlr-lt75tons-0.663kwpton-0.425IPLV-VarSpd | DEER2020 | D20 v0 | 43468.396 | PGE | Nrs | Ex | CZ04 | Any | Cap-Tons | 113 | 0 | None | 88.7 | 0.0633 | 0 | 88.7 | 0.0633 | 0 | 0 | 0 | 0 | 0 | 0 | 0 | DEER:HVAC_Chillers | Annual | 2020
NE-HVAC-Chlr-WtrCldScrewChlr-lt75tons-0.663kwpton-0.425IPLV-VarSpd | DEER2020 | D20 v0 | 43468.396 | PGE | OfL | Ex | CZ04 | Any | Cap-Tons | 391 | 0 | None | 56.8 | 0.0257 | 0 | 56.8 | 0.0257 | 0 | 0 | 0 | 0 | 0 | 0 | 0 | DEER:HVAC_Chillers | Annual | 2020
NE-HVAC-Chlr-WtrCldScrewChlr-lt75tons-0.663kwpton-0.425IPLV-VarSpd | DEER2020 | D20 v0 | 43468.396 | PGE | OfS | Ex | CZ04 | Any | Cap-Tons | 25.1 | 0 | None | 62 | 0.0286 | 0 | 62 | 0.0286 | 0 | 0 | 0 | 0 | 0 | 0 | 0 | DEER:HVAC_Chillers | Annual | 2020
NE-HVAC-Chlr-WtrCldScrewChlr-lt75tons-0.663kwpton-0.425IPLV-VarSpd | DEER2020 | D20 v0 | 43468.396 | PGE | Rt3 | Ex | CZ04 | Any | Cap-Tons | 248 | 0 | None | 70.3 | 0.0527 | 0 | 70.3 | 0.0527 | 0 | 0 | 0 | 0 | 0 | 0 | 0 | DEER:HVAC_Chillers | Annual | 2020
NE-HVAC-Chlr-WtrCldScrewChlr-lt75tons-0.663kwpton-0.425IPLV-VarSpd | DEER2020 | D20 v0 | 43468.396 | PGE | ECC | Ex | CZ05 | Any | Cap-Tons | 426 | 0 | None | 48.3 | 0.0453 | 0 | 48.3 | 0.0453 | 0 | 0 | 0 | 0 | 0 | 0 | 0 | DEER:HVAC_Chillers | Annual | 2020
NE-HVAC-Chlr-WtrCldScrewChlr-lt75tons-0.663kwpton-0.425IPLV-VarSpd | DEER2020 | D20 v0 | 43468.396 | PGE | ESe | Ex | CZ05 | Any | Cap-Tons | 224 | 0 | None | 46.6 | 0.0264 | 0 | 46.6 | 0.0264 | 0 | 0 | 0 | 0 | 0 | 0 | 0 | DEER:HVAC_Chillers | Annual | 2020
NE-HVAC-Chlr-WtrCldScrewChlr-lt75tons-0.663kwpton-0.425IPLV-VarSpd | DEER2020 | D20 v0 | 43468.396 | PGE | EUn | Ex | CZ05 | Any | Cap-Tons | 1540 | 0 | None | 39.9 | 0.0378 | 0 | 39.9 | 0.0378 | 0 | 0 | 0 | 0 | 0 | 0 | 0 | DEER:HVAC_Chillers | Annual | 2020
NE-HVAC-Chlr-WtrCldScrewChlr-lt75tons-0.663kwpton-0.425IPLV-VarSpd | DEER2020 | D20 v0 | 43468.396 | PGE | Hsp | Ex | CZ05 | Any | Cap-Tons | 660 | 0 | None | 17.3 | 0.0152 | 0 | 17.3 | 0.0152 | 0 | 0 | 0 | 0 | 0 | 0 | 0 | DEER:HVAC_Chillers | Annual | 2020
NE-HVAC-Chlr-WtrCldScrewChlr-lt75tons-0.663kwpton-0.425IPLV-VarSpd | DEER2020 | D20 v0 | 43468.396 | PGE | Htl | Ex | CZ05 | Any | Cap-Tons | 124 | 0 | None | 77.6 | 0.0347 | 0 | 77.6 | 0.0347 | 0 | 0 | 0 | 0 | 0 | 0 | 0 | DEER:HVAC_Chillers | Annual | 2020
NE-HVAC-Chlr-WtrCldScrewChlr-lt75tons-0.663kwpton-0.425IPLV-VarSpd | DEER2020 | D20 v0 | 43468.396 | PGE | MBT | Ex | CZ05 | Any | Cap-Tons | 242 | 0 | None | 55.6 | 0.0282 | 0 | 55.6 | 0.0282 | 0 | 0 | 0 | 0 | 0 | 0 | 0 | DEER:HVAC_Chillers | Annual | 2020
NE-HVAC-Chlr-WtrCldScrewChlr-lt75tons-0.663kwpton-0.425IPLV-VarSpd | DEER2020 | D20 v0 | 43468.396 | PGE | Nrs | Ex | CZ05 | Any | Cap-Tons | 80.1 | 0 | None | 60.2 | 0.0405 | 0 | 60.2 | 0.0405 | 0 | 0 | 0 | 0 | 0 | 0 | 0 | DEER:HVAC_Chillers | Annual | 2020
NE-HVAC-Chlr-WtrCldScrewChlr-lt75tons-0.663kwpton-0.425IPLV-VarSpd | DEER2020 | D20 v0 | 43468.396 | PGE | OfL | Ex | CZ05 | Any | Cap-Tons | 324 | 0 | None | 45.1 | 0.0171 | 0 | 45.1 | 0.0171 | 0 | 0 | 0 | 0 | 0 | 0 | 0 | DEER:HVAC_Chillers | Annual | 2020
NE-HVAC-Chlr-WtrCldScrewChlr-lt75tons-0.663kwpton-0.425IPLV-VarSpd | DEER2020 | D20 v0 | 43468.396 | PGE | OfS | Ex | CZ05 | Any | Cap-Tons | 18.5 | 0 | None | 53.8 | 0.0193 | 0 | 53.8 | 0.0193 | 0 | 0 | 0 | 0 | 0 | 0 | 0 | DEER:HVAC_Chillers | Annual | 2020
NE-HVAC-Chlr-WtrCldScrewChlr-lt75tons-0.663kwpton-0.425IPLV-VarSpd | DEER2020 | D20 v0 | 43468.396 | PGE | Rt3 | Ex | CZ05 | Any | Cap-Tons | 188 | 0 | None | 48.8 | 0.0306 | 0 | 48.8 | 0.0306 | 0 | 0 | 0 | 0 | 0 | 0 | 0 | DEER:HVAC_Chillers | Annual | 2020
NE-HVAC-Chlr-WtrCldScrewChlr-lt75tons-0.663kwpton-0.425IPLV-VarSpd | DEER2020 | D20 v0 | 43468.396 | PGE | ECC | Ex | CZ11 | Any | Cap-Tons | 710 | 0 | None | 80.8 | 0.0475 | 0 | 80.8 | 0.0475 | 0 | 0 | 0 | 0 | 0 | 0 | 0 | DEER:HVAC_Chillers | Annual | 2020
NE-HVAC-Chlr-WtrCldScrewChlr-lt75tons-0.663kwpton-0.425IPLV-VarSpd | DEER2020 | D20 v0 | 43468.396 | PGE | ESe | Ex | CZ11 | Any | Cap-Tons | 362 | 0 | None | 55.2 | 0.0186 | 0 | 55.2 | 0.0186 | 0 | 0 | 0 | 0 | 0 | 0 | 0 | DEER:HVAC_Chillers | Annual | 2020
NE-HVAC-Chlr-WtrCldScrewChlr-lt75tons-0.663kwpton-0.425IPLV-VarSpd | DEER2020 | D20 v0 | 43468.396 | PGE | EUn | Ex | CZ11 | Any | Cap-Tons | 2390 | 0 | None | 74.7 | 0.0546 | 0 | 74.7 | 0.0546 | 0 | 0 | 0 | 0 | 0 | 0 | 0 | DEER:HVAC_Chillers | Annual | 2020
NE-HVAC-Chlr-WtrCldScrewChlr-lt75tons-0.663kwpton-0.425IPLV-VarSpd | DEER2020 | D20 v0 | 43468.396 | PGE | Hsp | Ex | CZ11 | Any | Cap-Tons | 920 | 0 | None | 49 | 0.0296 | 0 | 49 | 0.0296 | 0 | 0 | 0 | 0 | 0 | 0 | 0 | DEER:HVAC_Chillers | Annual | 2020
NE-HVAC-Chlr-WtrCldScrewChlr-lt75tons-0.663kwpton-0.425IPLV-VarSpd | DEER2020 | D20 v0 | 43468.396 | PGE | Htl | Ex | CZ11 | Any | Cap-Tons | 227 | 0 | None | 101 | 0.0555 | 0 | 101 | 0.0555 | 0 | 0 | 0 | 0 | 0 | 0 | 0 | DEER:HVAC_Chillers | Annual | 2020
NE-HVAC-Chlr-WtrCldScrewChlr-lt75tons-0.663kwpton-0.425IPLV-VarSpd | DEER2020 | D20 v0 | 43468.396 | PGE | MBT | Ex | CZ11 | Any | Cap-Tons | 383 | 0 | None | 67.1 | 0.0389 | 0 | 67.1 | 0.0389 | 0 | 0 | 0 | 0 | 0 | 0 | 0 | DEER:HVAC_Chillers | Annual | 2020
NE-HVAC-Chlr-WtrCldScrewChlr-lt75tons-0.663kwpton-0.425IPLV-VarSpd | DEER2020 | D20 v0 | 43468.396 | PGE | Nrs | Ex | CZ11 | Any | Cap-Tons | 132 | 0 | None | 120 | 0.0724 | 0 | 120 | 0.0724 | 0 | 0 | 0 | 0 | 0 | 0 | 0 | DEER:HVAC_Chillers | Annual | 2020
NE-HVAC-Chlr-WtrCldScrewChlr-lt75tons-0.663kwpton-0.425IPLV-VarSpd | DEER2020 | D20 v0 | 43468.396 | PGE | OfL | Ex | CZ11 | Any | Cap-Tons | 444 | 0 | None | 66.3 | 0.0297 | 0 | 66.3 | 0.0297 | 0 | 0 | 0 | 0 | 0 | 0 | 0 | DEER:HVAC_Chillers | Annual | 2020
NE-HVAC-Chlr-WtrCldScrewChlr-lt75tons-0.663kwpton-0.425IPLV-VarSpd | DEER2020 | D20 v0 | 43468.396 | PGE | OfS | Ex | CZ11 | Any | Cap-Tons | 28 | 0 | None | 78.8 | 0.0374 | 0 | 78.8 | 0.0374 | 0 | 0 | 0 | 0 | 0 | 0 | 0 | DEER:HVAC_Chillers | Annual | 2020
NE-HVAC-Chlr-WtrCldScrewChlr-lt75tons-0.663kwpton-0.425IPLV-VarSpd | DEER2020 | D20 v0 | 43468.396 | PGE | Rt3 | Ex | CZ11 | Any | Cap-Tons | 310 | 0 | None | 80 | 0.0461 | 0 | 80 | 0.0461 | 0 | 0 | 0 | 0 | 0 | 0 | 0 | DEER:HVAC_Chillers | Annual | 2020
NE-HVAC-Chlr-WtrCldScrewChlr-lt75tons-0.663kwpton-0.425IPLV-VarSpd | DEER2020 | D20 v0 | 43468.396 | PGE | ECC | Ex | CZ12 | Any | Cap-Tons | 643 | 0 | None | 72.6 | 0.051 | 0 | 72.6 | 0.051 | 0 | 0 | 0 | 0 | 0 | 0 | 0 | DEER:HVAC_Chillers | Annual | 2020
NE-HVAC-Chlr-WtrCldScrewChlr-lt75tons-0.663kwpton-0.425IPLV-VarSpd | DEER2020 | D20 v0 | 43468.396 | PGE | ESe | Ex | CZ12 | Any | Cap-Tons | 330 | 0 | None | 59.2 | 0.0225 | 0 | 59.2 | 0.0225 | 0 | 0 | 0 | 0 | 0 | 0 | 0 | DEER:HVAC_Chillers | Annual | 2020
NE-HVAC-Chlr-WtrCldScrewChlr-lt75tons-0.663kwpton-0.425IPLV-VarSpd | DEER2020 | D20 v0 | 43468.396 | PGE | EUn | Ex | CZ12 | Any | Cap-Tons | 2220 | 0 | None | 65.2 | 0.0547 | 0 | 65.2 | 0.0547 | 0 | 0 | 0 | 0 | 0 | 0 | 0 | DEER:HVAC_Chillers | Annual | 2020
NE-HVAC-Chlr-WtrCldScrewChlr-lt75tons-0.663kwpton-0.425IPLV-VarSpd | DEER2020 | D20 v0 | 43468.396 | PGE | Hsp | Ex | CZ12 | Any | Cap-Tons | 881 | 0 | None | 38 | 0.0288 | 0 | 38 | 0.0288 | 0 | 0 | 0 | 0 | 0 | 0 | 0 | DEER:HVAC_Chillers | Annual | 2020
NE-HVAC-Chlr-WtrCldScrewChlr-lt75tons-0.663kwpton-0.425IPLV-VarSpd | DEER2020 | D20 v0 | 43468.396 | PGE | Htl | Ex | CZ12 | Any | Cap-Tons | 205 | 0 | None | 90.6 | 0.0591 | 0 | 90.6 | 0.0591 | 0 | 0 | 0 | 0 | 0 | 0 | 0 | DEER:HVAC_Chillers | Annual | 2020
NE-HVAC-Chlr-WtrCldScrewChlr-lt75tons-0.663kwpton-0.425IPLV-VarSpd | DEER2020 | D20 v0 | 43468.396 | PGE | MBT | Ex | CZ12 | Any | Cap-Tons | 359 | 0 | None | 58.4 | 0.0394 | 0 | 58.4 | 0.0394 | 0 | 0 | 0 | 0 | 0 | 0 | 0 | DEER:HVAC_Chillers | Annual | 2020
NE-HVAC-Chlr-WtrCldScrewChlr-lt75tons-0.663kwpton-0.425IPLV-VarSpd | DEER2020 | D20 v0 | 43468.396 | PGE | Nrs | Ex | CZ12 | Any | Cap-Tons | 119 | 0 | None | 95.6 | 0.0723 | 0 | 95.6 | 0.0723 | 0 | 0 | 0 | 0 | 0 | 0 | 0 | DEER:HVAC_Chillers | Annual | 2020
NE-HVAC-Chlr-WtrCldScrewChlr-lt75tons-0.663kwpton-0.425IPLV-VarSpd | DEER2020 | D20 v0 | 43468.396 | PGE | OfL | Ex | CZ12 | Any | Cap-Tons | 422 | 0 | None | 58.5 | 0.0298 | 0 | 58.5 | 0.0298 | 0 | 0 | 0 | 0 | 0 | 0 | 0 | DEER:HVAC_Chillers | Annual | 2020
NE-HVAC-Chlr-WtrCldScrewChlr-lt75tons-0.663kwpton-0.425IPLV-VarSpd | DEER2020 | D20 v0 | 43468.396 | PGE | OfS | Ex | CZ12 | Any | Cap-Tons | 26.1 | 0 | None | 68.3 | 0.0373 | 0 | 68.3 | 0.0373 | 0 | 0 | 0 | 0 | 0 | 0 | 0 | DEER:HVAC_Chillers | Annual | 2020
NE-HVAC-Chlr-WtrCldScrewChlr-lt75tons-0.663kwpton-0.425IPLV-VarSpd | DEER2020 | D20 v0 | 43468.396 | PGE | Rt3 | Ex | CZ12 | Any | Cap-Tons | 291 | 0 | None | 72.5 | 0.049 | 0 | 72.5 | 0.049 | 0 | 0 | 0 | 0 | 0 | 0 | 0 | DEER:HVAC_Chillers | Annual | 2020
NE-HVAC-Chlr-WtrCldScrewChlr-lt75tons-0.663kwpton-0.425IPLV-VarSpd | DEER2020 | D20 v0 | 43468.396 | PGE | ECC | Ex | CZ13 | Any | Cap-Tons | 754 | 0 | None | 82.1 | 0.0402 | 0 | 82.1 | 0.0402 | 0 | 0 | 0 | 0 | 0 | 0 | 0 | DEER:HVAC_Chillers | Annual | 2020
NE-HVAC-Chlr-WtrCldScrewChlr-lt75tons-0.663kwpton-0.425IPLV-VarSpd | DEER2020 | D20 v0 | 43468.396 | PGE | ESe | Ex | CZ13 | Any | Cap-Tons | 395 | 0 | None | 55.8 | 0.0154 | 0 | 55.8 | 0.0154 | 0 | 0 | 0 | 0 | 0 | 0 | 0 | DEER:HVAC_Chillers | Annual | 2020
NE-HVAC-Chlr-WtrCldScrewChlr-lt75tons-0.663kwpton-0.425IPLV-VarSpd | DEER2020 | D20 v0 | 43468.396 | PGE | EUn | Ex | CZ13 | Any | Cap-Tons | 2520 | 0 | None | 74.9 | 0.0492 | 0 | 74.9 | 0.0492 | 0 | 0 | 0 | 0 | 0 | 0 | 0 | DEER:HVAC_Chillers | Annual | 2020
NE-HVAC-Chlr-WtrCldScrewChlr-lt75tons-0.663kwpton-0.425IPLV-VarSpd | DEER2020 | D20 v0 | 43468.396 | PGE | Hsp | Ex | CZ13 | Any | Cap-Tons | 935 | 0 | None | 51.6 | 0.0278 | 0 | 51.6 | 0.0278 | 0 | 0 | 0 | 0 | 0 | 0 | 0 | DEER:HVAC_Chillers | Annual | 2020
NE-HVAC-Chlr-WtrCldScrewChlr-lt75tons-0.663kwpton-0.425IPLV-VarSpd | DEER2020 | D20 v0 | 43468.396 | PGE | Htl | Ex | CZ13 | Any | Cap-Tons | 226 | 0 | None | 108 | 0.0524 | 0 | 108 | 0.0524 | 0 | 0 | 0 | 0 | 0 | 0 | 0 | DEER:HVAC_Chillers | Annual | 2020
NE-HVAC-Chlr-WtrCldScrewChlr-lt75tons-0.663kwpton-0.425IPLV-VarSpd | DEER2020 | D20 v0 | 43468.396 | PGE | MBT | Ex | CZ13 | Any | Cap-Tons | 388 | 0 | None | 69.7 | 0.0373 | 0 | 69.7 | 0.0373 | 0 | 0 | 0 | 0 | 0 | 0 | 0 | DEER:HVAC_Chillers | Annual | 2020
NE-HVAC-Chlr-WtrCldScrewChlr-lt75tons-0.663kwpton-0.425IPLV-VarSpd | DEER2020 | D20 v0 | 43468.396 | PGE | Nrs | Ex | CZ13 | Any | Cap-Tons | 132 | 0 | None | 126 | 0.067 | 0 | 126 | 0.067 | 0 | 0 | 0 | 0 | 0 | 0 | 0 | DEER:HVAC_Chillers | Annual | 2020
NE-HVAC-Chlr-WtrCldScrewChlr-lt75tons-0.663kwpton-0.425IPLV-VarSpd | DEER2020 | D20 v0 | 43468.396 | PGE | OfL | Ex | CZ13 | Any | Cap-Tons | 435 | 0 | None | 69.9 | 0.0258 | 0 | 69.9 | 0.0258 | 0 | 0 | 0 | 0 | 0 | 0 | 0 | DEER:HVAC_Chillers | Annual | 2020
NE-HVAC-Chlr-WtrCldScrewChlr-lt75tons-0.663kwpton-0.425IPLV-VarSpd | DEER2020 | D20 v0 | 43468.396 | PGE | OfS | Ex | CZ13 | Any | Cap-Tons | 28.3 | 0 | None | 75.9 | 0.0298 | 0 | 75.9 | 0.0298 | 0 | 0 | 0 | 0 | 0 | 0 | 0 | DEER:HVAC_Chillers | Annual | 2020
NE-HVAC-Chlr-WtrCldScrewChlr-lt75tons-0.663kwpton-0.425IPLV-VarSpd | DEER2020 | D20 v0 | 43468.396 | PGE | Rt3 | Ex | CZ13 | Any | Cap-Tons | 315 | 0 | None | 83.4 | 0.0472 | 0 | 83.4 | 0.0472 | 0 | 0 | 0 | 0 | 0 | 0 | 0 | DEER:HVAC_Chillers | Annual | 2020
NE-HVAC-Chlr-WtrCldScrewChlr-lt75tons-0.663kwpton-0.425IPLV-VarSpd | DEER2020 | D20 v0 | 43468.396 | PGE | ECC | Ex | CZ16 | Any | Cap-Tons | 436 | 0 | None | 54.5 | 0.0456 | 0 | 54.5 | 0.0456 | 0 | 0 | 0 | 0 | 0 | 0 | 0 | DEER:HVAC_Chillers | Annual | 2020
NE-HVAC-Chlr-WtrCldScrewChlr-lt75tons-0.663kwpton-0.425IPLV-VarSpd | DEER2020 | D20 v0 | 43468.396 | PGE | ESe | Ex | CZ16 | Any | Cap-Tons | 228 | 0 | None | 34.4 | 0.0208 | 0 | 34.4 | 0.0208 | 0 | 0 | 0 | 0 | 0 | 0 | 0 | DEER:HVAC_Chillers | Annual | 2020
NE-HVAC-Chlr-WtrCldScrewChlr-lt75tons-0.663kwpton-0.425IPLV-VarSpd | DEER2020 | D20 v0 | 43468.396 | PGE | EUn | Ex | CZ16 | Any | Cap-Tons | 1550 | 0 | None | 51.8 | 0.0526 | 0 | 51.8 | 0.0526 | 0 | 0 | 0 | 0 | 0 | 0 | 0 | DEER:HVAC_Chillers | Annual | 2020
NE-HVAC-Chlr-WtrCldScrewChlr-lt75tons-0.663kwpton-0.425IPLV-VarSpd | DEER2020 | D20 v0 | 43468.396 | PGE | Hsp | Ex | CZ16 | Any | Cap-Tons | 644 | 0 | None | 28.6 | 0.0264 | 0 | 28.6 | 0.0264 | 0 | 0 | 0 | 0 | 0 | 0 | 0 | DEER:HVAC_Chillers | Annual | 2020
NE-HVAC-Chlr-WtrCldScrewChlr-lt75tons-0.663kwpton-0.425IPLV-VarSpd | DEER2020 | D20 v0 | 43468.396 | PGE | Htl | Ex | CZ16 | Any | Cap-Tons | 137 | 0 | None | 90.4 | 0.0648 | 0 | 90.4 | 0.0648 | 0 | 0 | 0 | 0 | 0 | 0 | 0 | DEER:HVAC_Chillers | Annual | 2020
NE-HVAC-Chlr-WtrCldScrewChlr-lt75tons-0.663kwpton-0.425IPLV-VarSpd | DEER2020 | D20 v0 | 43468.396 | PGE | MBT | Ex | CZ16 | Any | Cap-Tons | 250 | 0 | None | 45 | 0.0362 | 0 | 45 | 0.0362 | 0 | 0 | 0 | 0 | 0 | 0 | 0 | DEER:HVAC_Chillers | Annual | 2020
NE-HVAC-Chlr-WtrCldScrewChlr-lt75tons-0.663kwpton-0.425IPLV-VarSpd | DEER2020 | D20 v0 | 43468.396 | PGE | Nrs | Ex | CZ16 | Any | Cap-Tons | 80.3 | 0 | None | 80.6 | 0.0732 | 0 | 80.6 | 0.0732 | 0 | 0 | 0 | 0 | 0 | 0 | 0 | DEER:HVAC_Chillers | Annual | 2020
NE-HVAC-Chlr-WtrCldScrewChlr-lt75tons-0.663kwpton-0.425IPLV-VarSpd | DEER2020 | D20 v0 | 43468.396 | PGE | OfL | Ex | CZ16 | Any | Cap-Tons | 315 | 0 | None | 46.9 | 0.0314 | 0 | 46.9 | 0.0314 | 0 | 0 | 0 | 0 | 0 | 0 | 0 | DEER:HVAC_Chillers | Annual | 2020
NE-HVAC-Chlr-WtrCldScrewChlr-lt75tons-0.663kwpton-0.425IPLV-VarSpd | DEER2020 | D20 v0 | 43468.396 | PGE | OfS | Ex | CZ16 | Any | Cap-Tons | 19.2 | 0 | None | 53.7 | 0.0379 | 0 | 53.7 | 0.0379 | 0 | 0 | 0 | 0 | 0 | 0 | 0 | DEER:HVAC_Chillers | Annual | 2020
NE-HVAC-Chlr-WtrCldScrewChlr-lt75tons-0.663kwpton-0.425IPLV-VarSpd | DEER2020 | D20 v0 | 43468.396 | PGE | Rt3 | Ex | CZ16 | Any | Cap-Tons | 209 | 0 | None | 52.5 | 0.045 | 0 | 52.5 | 0.045 | 0 | 0 | 0 | 0 | 0 | 0 | 0 | DEER:HVAC_Chillers | Annual | 2020
NE-HVAC-Chlr-WtrCldScrewChlr-lt75tons-0.702kwpton-0.45IPLV-VarSpd | DEER2020 | D20 v0 | 43468.396 | PGE | ECC | Ex | CZ01 | Any | Cap-Tons | 344 | 0 | None | 9 | 0.0311 | 0 | 9 | 0.0311 | 0 | 0 | 0 | 0 | 0 | 0 | 0 | DEER:HVAC_Chillers | Annual | 2020
NE-HVAC-Chlr-WtrCldScrewChlr-lt75tons-0.702kwpton-0.45IPLV-VarSpd | DEER2020 | D20 v0 | 43468.396 | PGE | ESe | Ex | CZ01 | Any | Cap-Tons | 169 | 0 | None | 7.4 | 0.0136 | 0 | 7.4 | 0.0136 | 0 | 0 | 0 | 0 | 0 | 0 | 0 | DEER:HVAC_Chillers | Annual | 2020
NE-HVAC-Chlr-WtrCldScrewChlr-lt75tons-0.702kwpton-0.45IPLV-VarSpd | DEER2020 | D20 v0 | 43468.396 | PGE | EUn | Ex | CZ01 | Any | Cap-Tons | 1310 | 0 | None | 7.8 | 0.0234 | 0 | 7.8 | 0.0234 | 0 | 0 | 0 | 0 | 0 | 0 | 0 | DEER:HVAC_Chillers | Annual | 2020
NE-HVAC-Chlr-WtrCldScrewChlr-lt75tons-0.702kwpton-0.45IPLV-VarSpd | DEER2020 | D20 v0 | 43468.396 | PGE | Hsp | Ex | CZ01 | Any | Cap-Tons | 533 | 0 | None | 2.1 | 0.0067 | 0 | 2.1 | 0.0067 | 0 | 0 | 0 | 0 | 0 | 0 | 0 | DEER:HVAC_Chillers | Annual | 2020
NE-HVAC-Chlr-WtrCldScrewChlr-lt75tons-0.702kwpton-0.45IPLV-VarSpd | DEER2020 | D20 v0 | 43468.396 | PGE | Htl | Ex | CZ01 | Any | Cap-Tons | 109 | 0 | None | 25.8 | 0.0179 | 0 | 25.8 | 0.0179 | 0 | 0 | 0 | 0 | 0 | 0 | 0 | DEER:HVAC_Chillers | Annual | 2020
NE-HVAC-Chlr-WtrCldScrewChlr-lt75tons-0.702kwpton-0.45IPLV-VarSpd | DEER2020 | D20 v0 | 43468.396 | PGE | MBT | Ex | CZ01 | Any | Cap-Tons | 191 | 0 | None | 11.8 | 0.0153 | 0 | 11.8 | 0.0153 | 0 | 0 | 0 | 0 | 0 | 0 | 0 | DEER:HVAC_Chillers | Annual | 2020
NE-HVAC-Chlr-WtrCldScrewChlr-lt75tons-0.702kwpton-0.45IPLV-VarSpd | DEER2020 | D20 v0 | 43468.396 | PGE | Nrs | Ex | CZ01 | Any | Cap-Tons | 64.2 | 0 | None | 8.1 | 0.0159 | 0 | 8.1 | 0.0159 | 0 | 0 | 0 | 0 | 0 | 0 | 0 | DEER:HVAC_Chillers | Annual | 2020
NE-HVAC-Chlr-WtrCldScrewChlr-lt75tons-0.702kwpton-0.45IPLV-VarSpd | DEER2020 | D20 v0 | 43468.396 | PGE | OfL | Ex | CZ01 | Any | Cap-Tons | 264 | 0 | None | 12.4 | 0.013 | 0 | 12.4 | 0.013 | 0 | 0 | 0 | 0 | 0 | 0 | 0 | DEER:HVAC_Chillers | Annual | 2020
NE-HVAC-Chlr-WtrCldScrewChlr-lt75tons-0.702kwpton-0.45IPLV-VarSpd | DEER2020 | D20 v0 | 43468.396 | PGE | OfS | Ex | CZ01 | Any | Cap-Tons | 15.6 | 0 | None | 15.2 | 0.0119 | 0 | 15.2 | 0.0119 | 0 | 0 | 0 | 0 | 0 | 0 | 0 | DEER:HVAC_Chillers | Annual | 2020
NE-HVAC-Chlr-WtrCldScrewChlr-lt75tons-0.702kwpton-0.45IPLV-VarSpd | DEER2020 | D20 v0 | 43468.396 | PGE | Rt3 | Ex | CZ01 | Any | Cap-Tons | 149 | 0 | None | 10.5 | 0.0211 | 0 | 10.5 | 0.0211 | 0 | 0 | 0 | 0 | 0 | 0 | 0 | DEER:HVAC_Chillers | Annual | 2020
NE-HVAC-Chlr-WtrCldScrewChlr-lt75tons-0.702kwpton-0.45IPLV-VarSpd | DEER2020 | D20 v0 | 43468.396 | PGE | ECC | Ex | CZ02 | Any | Cap-Tons | 607 | 0 | None | 35.8 | 0.0294 | 0 | 35.8 | 0.0294 | 0 | 0 | 0 | 0 | 0 | 0 | 0 | DEER:HVAC_Chillers | Annual | 2020
NE-HVAC-Chlr-WtrCldScrewChlr-lt75tons-0.702kwpton-0.45IPLV-VarSpd | DEER2020 | D20 v0 | 43468.396 | PGE | ESe | Ex | CZ02 | Any | Cap-Tons | 311 | 0 | None | 29.3 | 0.0138 | 0 | 29.3 | 0.0138 | 0 | 0 | 0 | 0 | 0 | 0 | 0 | DEER:HVAC_Chillers | Annual | 2020
NE-HVAC-Chlr-WtrCldScrewChlr-lt75tons-0.702kwpton-0.45IPLV-VarSpd | DEER2020 | D20 v0 | 43468.396 | PGE | EUn | Ex | CZ02 | Any | Cap-Tons | 2140 | 0 | None | 31.4 | 0.0332 | 0 | 31.4 | 0.0332 | 0 | 0 | 0 | 0 | 0 | 0 | 0 | DEER:HVAC_Chillers | Annual | 2020
NE-HVAC-Chlr-WtrCldScrewChlr-lt75tons-0.702kwpton-0.45IPLV-VarSpd | DEER2020 | D20 v0 | 43468.396 | PGE | Hsp | Ex | CZ02 | Any | Cap-Tons | 856 | 0 | None | 16.1 | 0.0171 | 0 | 16.1 | 0.0171 | 0 | 0 | 0 | 0 | 0 | 0 | 0 | DEER:HVAC_Chillers | Annual | 2020
NE-HVAC-Chlr-WtrCldScrewChlr-lt75tons-0.702kwpton-0.45IPLV-VarSpd | DEER2020 | D20 v0 | 43468.396 | PGE | Htl | Ex | CZ02 | Any | Cap-Tons | 177 | 0 | None | 51.2 | 0.0394 | 0 | 51.2 | 0.0394 | 0 | 0 | 0 | 0 | 0 | 0 | 0 | DEER:HVAC_Chillers | Annual | 2020
NE-HVAC-Chlr-WtrCldScrewChlr-lt75tons-0.702kwpton-0.45IPLV-VarSpd | DEER2020 | D20 v0 | 43468.396 | PGE | MBT | Ex | CZ02 | Any | Cap-Tons | 314 | 0 | None | 32.7 | 0.0257 | 0 | 32.7 | 0.0257 | 0 | 0 | 0 | 0 | 0 | 0 | 0 | DEER:HVAC_Chillers | Annual | 2020
NE-HVAC-Chlr-WtrCldScrewChlr-lt75tons-0.702kwpton-0.45IPLV-VarSpd | DEER2020 | D20 v0 | 43468.396 | PGE | Nrs | Ex | CZ02 | Any | Cap-Tons | 102 | 0 | None | 48.9 | 0.0489 | 0 | 48.9 | 0.0489 | 0 | 0 | 0 | 0 | 0 | 0 | 0 | DEER:HVAC_Chillers | Annual | 2020
NE-HVAC-Chlr-WtrCldScrewChlr-lt75tons-0.702kwpton-0.45IPLV-VarSpd | DEER2020 | D20 v0 | 43468.396 | PGE | OfL | Ex | CZ02 | Any | Cap-Tons | 384 | 0 | None | 32.9 | 0.0198 | 0 | 32.9 | 0.0198 | 0 | 0 | 0 | 0 | 0 | 0 | 0 | DEER:HVAC_Chillers | Annual | 2020
NE-HVAC-Chlr-WtrCldScrewChlr-lt75tons-0.702kwpton-0.45IPLV-VarSpd | DEER2020 | D20 v0 | 43468.396 | PGE | OfS | Ex | CZ02 | Any | Cap-Tons | 22.7 | 0 | None | 40.5 | 0.0262 | 0 | 40.5 | 0.0262 | 0 | 0 | 0 | 0 | 0 | 0 | 0 | DEER:HVAC_Chillers | Annual | 2020
NE-HVAC-Chlr-WtrCldScrewChlr-lt75tons-0.702kwpton-0.45IPLV-VarSpd | DEER2020 | D20 v0 | 43468.396 | PGE | Rt3 | Ex | CZ02 | Any | Cap-Tons | 248 | 0 | None | 40.9 | 0.0345 | 0 | 40.9 | 0.0345 | 0 | 0 | 0 | 0 | 0 | 0 | 0 | DEER:HVAC_Chillers | Annual | 2020
NE-HVAC-Chlr-WtrCldScrewChlr-lt75tons-0.702kwpton-0.45IPLV-VarSpd | DEER2020 | D20 v0 | 43468.396 | PGE | ECC | Ex | CZ03 | Any | Cap-Tons | 487 | 0 | None | 27.1 | 0.0208 | 0 | 27.1 | 0.0208 | 0 | 0 | 0 | 0 | 0 | 0 | 0 | DEER:HVAC_Chillers | Annual | 2020
NE-HVAC-Chlr-WtrCldScrewChlr-lt75tons-0.702kwpton-0.45IPLV-VarSpd | DEER2020 | D20 v0 | 43468.396 | PGE | ESe | Ex | CZ03 | Any | Cap-Tons | 258 | 0 | None | 24.6 | 0.0112 | 0 | 24.6 | 0.0112 | 0 | 0 | 0 | 0 | 0 | 0 | 0 | DEER:HVAC_Chillers | Annual | 2020
NE-HVAC-Chlr-WtrCldScrewChlr-lt75tons-0.702kwpton-0.45IPLV-VarSpd | DEER2020 | D20 v0 | 43468.396 | PGE | EUn | Ex | CZ03 | Any | Cap-Tons | 1740 | 0 | None | 22.8 | 0.0259 | 0 | 22.8 | 0.0259 | 0 | 0 | 0 | 0 | 0 | 0 | 0 | DEER:HVAC_Chillers | Annual | 2020
NE-HVAC-Chlr-WtrCldScrewChlr-lt75tons-0.702kwpton-0.45IPLV-VarSpd | DEER2020 | D20 v0 | 43468.396 | PGE | Hsp | Ex | CZ03 | Any | Cap-Tons | 629 | 0 | None | 12.6 | 0.0158 | 0 | 12.6 | 0.0158 | 0 | 0 | 0 | 0 | 0 | 0 | 0 | DEER:HVAC_Chillers | Annual | 2020
NE-HVAC-Chlr-WtrCldScrewChlr-lt75tons-0.702kwpton-0.45IPLV-VarSpd | DEER2020 | D20 v0 | 43468.396 | PGE | Htl | Ex | CZ03 | Any | Cap-Tons | 146 | 0 | None | 46.4 | 0.0313 | 0 | 46.4 | 0.0313 | 0 | 0 | 0 | 0 | 0 | 0 | 0 | DEER:HVAC_Chillers | Annual | 2020
NE-HVAC-Chlr-WtrCldScrewChlr-lt75tons-0.702kwpton-0.45IPLV-VarSpd | DEER2020 | D20 v0 | 43468.396 | PGE | MBT | Ex | CZ03 | Any | Cap-Tons | 249 | 0 | None | 28.6 | 0.0224 | 0 | 28.6 | 0.0224 | 0 | 0 | 0 | 0 | 0 | 0 | 0 | DEER:HVAC_Chillers | Annual | 2020
NE-HVAC-Chlr-WtrCldScrewChlr-lt75tons-0.702kwpton-0.45IPLV-VarSpd | DEER2020 | D20 v0 | 43468.396 | PGE | Nrs | Ex | CZ03 | Any | Cap-Tons | 86.7 | 0 | None | 33.2 | 0.0349 | 0 | 33.2 | 0.0349 | 0 | 0 | 0 | 0 | 0 | 0 | 0 | DEER:HVAC_Chillers | Annual | 2020
NE-HVAC-Chlr-WtrCldScrewChlr-lt75tons-0.702kwpton-0.45IPLV-VarSpd | DEER2020 | D20 v0 | 43468.396 | PGE | OfL | Ex | CZ03 | Any | Cap-Tons | 329 | 0 | None | 26.8 | 0.0171 | 0 | 26.8 | 0.0171 | 0 | 0 | 0 | 0 | 0 | 0 | 0 | DEER:HVAC_Chillers | Annual | 2020
NE-HVAC-Chlr-WtrCldScrewChlr-lt75tons-0.702kwpton-0.45IPLV-VarSpd | DEER2020 | D20 v0 | 43468.396 | PGE | OfS | Ex | CZ03 | Any | Cap-Tons | 20.6 | 0 | None | 29.6 | 0.0188 | 0 | 29.6 | 0.0188 | 0 | 0 | 0 | 0 | 0 | 0 | 0 | DEER:HVAC_Chillers | Annual | 2020
NE-HVAC-Chlr-WtrCldScrewChlr-lt75tons-0.702kwpton-0.45IPLV-VarSpd | DEER2020 | D20 v0 | 43468.396 | PGE | Rt3 | Ex | CZ03 | Any | Cap-Tons | 194 | 0 | None | 31.2 | 0.0301 | 0 | 31.2 | 0.0301 | 0 | 0 | 0 | 0 | 0 | 0 | 0 | DEER:HVAC_Chillers | Annual | 2020
NE-HVAC-Chlr-WtrCldScrewChlr-lt75tons-0.702kwpton-0.45IPLV-VarSpd | DEER2020 | D20 v0 | 43468.396 | PGE | ECC | Ex | CZ04 | Any | Cap-Tons | 625 | 0 | None | 39.7 | 0.0421 | 0 | 39.7 | 0.0421 | 0 | 0 | 0 | 0 | 0 | 0 | 0 | DEER:HVAC_Chillers | Annual | 2020
NE-HVAC-Chlr-WtrCldScrewChlr-lt75tons-0.702kwpton-0.45IPLV-VarSpd | DEER2020 | D20 v0 | 43468.396 | PGE | ESe | Ex | CZ04 | Any | Cap-Tons | 328 | 0 | None | 30.5 | 0.024 | 0 | 30.5 | 0.024 | 0 | 0 | 0 | 0 | 0 | 0 | 0 | DEER:HVAC_Chillers | Annual | 2020
NE-HVAC-Chlr-WtrCldScrewChlr-lt75tons-0.702kwpton-0.45IPLV-VarSpd | DEER2020 | D20 v0 | 43468.396 | PGE | EUn | Ex | CZ04 | Any | Cap-Tons | 2160 | 0 | None | 36.4 | 0.0394 | 0 | 36.4 | 0.0394 | 0 | 0 | 0 | 0 | 0 | 0 | 0 | DEER:HVAC_Chillers | Annual | 2020
NE-HVAC-Chlr-WtrCldScrewChlr-lt75tons-0.702kwpton-0.45IPLV-VarSpd | DEER2020 | D20 v0 | 43468.396 | PGE | Hsp | Ex | CZ04 | Any | Cap-Tons | 816 | 0 | None | 22 | 0.0178 | 0 | 22 | 0.0178 | 0 | 0 | 0 | 0 | 0 | 0 | 0 | DEER:HVAC_Chillers | Annual | 2020
NE-HVAC-Chlr-WtrCldScrewChlr-lt75tons-0.702kwpton-0.45IPLV-VarSpd | DEER2020 | D20 v0 | 43468.396 | PGE | Htl | Ex | CZ04 | Any | Cap-Tons | 188 | 0 | None | 56.3 | 0.033 | 0 | 56.3 | 0.033 | 0 | 0 | 0 | 0 | 0 | 0 | 0 | DEER:HVAC_Chillers | Annual | 2020
NE-HVAC-Chlr-WtrCldScrewChlr-lt75tons-0.702kwpton-0.45IPLV-VarSpd | DEER2020 | D20 v0 | 43468.396 | PGE | MBT | Ex | CZ04 | Any | Cap-Tons | 311 | 0 | None | 46.3 | 0.0287 | 0 | 46.3 | 0.0287 | 0 | 0 | 0 | 0 | 0 | 0 | 0 | DEER:HVAC_Chillers | Annual | 2020
NE-HVAC-Chlr-WtrCldScrewChlr-lt75tons-0.702kwpton-0.45IPLV-VarSpd | DEER2020 | D20 v0 | 43468.396 | PGE | Nrs | Ex | CZ04 | Any | Cap-Tons | 113 | 0 | None | 59.1 | 0.0422 | 0 | 59.1 | 0.0422 | 0 | 0 | 0 | 0 | 0 | 0 | 0 | DEER:HVAC_Chillers | Annual | 2020
NE-HVAC-Chlr-WtrCldScrewChlr-lt75tons-0.702kwpton-0.45IPLV-VarSpd | DEER2020 | D20 v0 | 43468.396 | PGE | OfL | Ex | CZ04 | Any | Cap-Tons | 391 | 0 | None | 37.8 | 0.0172 | 0 | 37.8 | 0.0172 | 0 | 0 | 0 | 0 | 0 | 0 | 0 | DEER:HVAC_Chillers | Annual | 2020
NE-HVAC-Chlr-WtrCldScrewChlr-lt75tons-0.702kwpton-0.45IPLV-VarSpd | DEER2020 | D20 v0 | 43468.396 | PGE | OfS | Ex | CZ04 | Any | Cap-Tons | 25.1 | 0 | None | 41.3 | 0.0191 | 0 | 41.3 | 0.0191 | 0 | 0 | 0 | 0 | 0 | 0 | 0 | DEER:HVAC_Chillers | Annual | 2020
NE-HVAC-Chlr-WtrCldScrewChlr-lt75tons-0.702kwpton-0.45IPLV-VarSpd | DEER2020 | D20 v0 | 43468.396 | PGE | Rt3 | Ex | CZ04 | Any | Cap-Tons | 248 | 0 | None | 46.9 | 0.0351 | 0 | 46.9 | 0.0351 | 0 | 0 | 0 | 0 | 0 | 0 | 0 | DEER:HVAC_Chillers | Annual | 2020
NE-HVAC-Chlr-WtrCldScrewChlr-lt75tons-0.702kwpton-0.45IPLV-VarSpd | DEER2020 | D20 v0 | 43468.396 | PGE | ECC | Ex | CZ05 | Any | Cap-Tons | 426 | 0 | None | 32.2 | 0.0302 | 0 | 32.2 | 0.0302 | 0 | 0 | 0 | 0 | 0 | 0 | 0 | DEER:HVAC_Chillers | Annual | 2020
NE-HVAC-Chlr-WtrCldScrewChlr-lt75tons-0.702kwpton-0.45IPLV-VarSpd | DEER2020 | D20 v0 | 43468.396 | PGE | ESe | Ex | CZ05 | Any | Cap-Tons | 224 | 0 | None | 31.1 | 0.0176 | 0 | 31.1 | 0.0176 | 0 | 0 | 0 | 0 | 0 | 0 | 0 | DEER:HVAC_Chillers | Annual | 2020
NE-HVAC-Chlr-WtrCldScrewChlr-lt75tons-0.702kwpton-0.45IPLV-VarSpd | DEER2020 | D20 v0 | 43468.396 | PGE | EUn | Ex | CZ05 | Any | Cap-Tons | 1540 | 0 | None | 26.6 | 0.0252 | 0 | 26.6 | 0.0252 | 0 | 0 | 0 | 0 | 0 | 0 | 0 | DEER:HVAC_Chillers | Annual | 2020
NE-HVAC-Chlr-WtrCldScrewChlr-lt75tons-0.702kwpton-0.45IPLV-VarSpd | DEER2020 | D20 v0 | 43468.396 | PGE | Hsp | Ex | CZ05 | Any | Cap-Tons | 660 | 0 | None | 11.6 | 0.0101 | 0 | 11.6 | 0.0101 | 0 | 0 | 0 | 0 | 0 | 0 | 0 | DEER:HVAC_Chillers | Annual | 2020
NE-HVAC-Chlr-WtrCldScrewChlr-lt75tons-0.702kwpton-0.45IPLV-VarSpd | DEER2020 | D20 v0 | 43468.396 | PGE | Htl | Ex | CZ05 | Any | Cap-Tons | 124 | 0 | None | 51.7 | 0.0231 | 0 | 51.7 | 0.0231 | 0 | 0 | 0 | 0 | 0 | 0 | 0 | DEER:HVAC_Chillers | Annual | 2020
NE-HVAC-Chlr-WtrCldScrewChlr-lt75tons-0.702kwpton-0.45IPLV-VarSpd | DEER2020 | D20 v0 | 43468.396 | PGE | MBT | Ex | CZ05 | Any | Cap-Tons | 242 | 0 | None | 37.1 | 0.0188 | 0 | 37.1 | 0.0188 | 0 | 0 | 0 | 0 | 0 | 0 | 0 | DEER:HVAC_Chillers | Annual | 2020
NE-HVAC-Chlr-WtrCldScrewChlr-lt75tons-0.702kwpton-0.45IPLV-VarSpd | DEER2020 | D20 v0 | 43468.396 | PGE | Nrs | Ex | CZ05 | Any | Cap-Tons | 80.1 | 0 | None | 40.2 | 0.027 | 0 | 40.2 | 0.027 | 0 | 0 | 0 | 0 | 0 | 0 | 0 | DEER:HVAC_Chillers | Annual | 2020
NE-HVAC-Chlr-WtrCldScrewChlr-lt75tons-0.702kwpton-0.45IPLV-VarSpd | DEER2020 | D20 v0 | 43468.396 | PGE | OfL | Ex | CZ05 | Any | Cap-Tons | 324 | 0 | None | 30.1 | 0.0114 | 0 | 30.1 | 0.0114 | 0 | 0 | 0 | 0 | 0 | 0 | 0 | DEER:HVAC_Chillers | Annual | 2020
NE-HVAC-Chlr-WtrCldScrewChlr-lt75tons-0.702kwpton-0.45IPLV-VarSpd | DEER2020 | D20 v0 | 43468.396 | PGE | OfS | Ex | CZ05 | Any | Cap-Tons | 18.5 | 0 | None | 35.9 | 0.0128 | 0 | 35.9 | 0.0128 | 0 | 0 | 0 | 0 | 0 | 0 | 0 | DEER:HVAC_Chillers | Annual | 2020
NE-HVAC-Chlr-WtrCldScrewChlr-lt75tons-0.702kwpton-0.45IPLV-VarSpd | DEER2020 | D20 v0 | 43468.396 | PGE | Rt3 | Ex | CZ05 | Any | Cap-Tons | 188 | 0 | None | 32.5 | 0.0204 | 0 | 32.5 | 0.0204 | 0 | 0 | 0 | 0 | 0 | 0 | 0 | DEER:HVAC_Chillers | Annual | 2020
NE-HVAC-Chlr-WtrCldScrewChlr-lt75tons-0.702kwpton-0.45IPLV-VarSpd | DEER2020 | D20 v0 | 43468.396 | PGE | ECC | Ex | CZ11 | Any | Cap-Tons | 710 | 0 | None | 53.9 | 0.0317 | 0 | 53.9 | 0.0317 | 0 | 0 | 0 | 0 | 0 | 0 | 0 | DEER:HVAC_Chillers | Annual | 2020
NE-HVAC-Chlr-WtrCldScrewChlr-lt75tons-0.702kwpton-0.45IPLV-VarSpd | DEER2020 | D20 v0 | 43468.396 | PGE | ESe | Ex | CZ11 | Any | Cap-Tons | 362 | 0 | None | 36.8 | 0.0124 | 0 | 36.8 | 0.0124 | 0 | 0 | 0 | 0 | 0 | 0 | 0 | DEER:HVAC_Chillers | Annual | 2020
NE-HVAC-Chlr-WtrCldScrewChlr-lt75tons-0.702kwpton-0.45IPLV-VarSpd | DEER2020 | D20 v0 | 43468.396 | PGE | EUn | Ex | CZ11 | Any | Cap-Tons | 2390 | 0 | None | 49.8 | 0.0364 | 0 | 49.8 | 0.0364 | 0 | 0 | 0 | 0 | 0 | 0 | 0 | DEER:HVAC_Chillers | Annual | 2020
NE-HVAC-Chlr-WtrCldScrewChlr-lt75tons-0.702kwpton-0.45IPLV-VarSpd | DEER2020 | D20 v0 | 43468.396 | PGE | Hsp | Ex | CZ11 | Any | Cap-Tons | 920 | 0 | None | 32.7 | 0.0197 | 0 | 32.7 | 0.0197 | 0 | 0 | 0 | 0 | 0 | 0 | 0 | DEER:HVAC_Chillers | Annual | 2020
NE-HVAC-Chlr-WtrCldScrewChlr-lt75tons-0.702kwpton-0.45IPLV-VarSpd | DEER2020 | D20 v0 | 43468.396 | PGE | Htl | Ex | CZ11 | Any | Cap-Tons | 227 | 0 | None | 67.4 | 0.037 | 0 | 67.4 | 0.037 | 0 | 0 | 0 | 0 | 0 | 0 | 0 | DEER:HVAC_Chillers | Annual | 2020
NE-HVAC-Chlr-WtrCldScrewChlr-lt75tons-0.702kwpton-0.45IPLV-VarSpd | DEER2020 | D20 v0 | 43468.396 | PGE | MBT | Ex | CZ11 | Any | Cap-Tons | 383 | 0 | None | 44.7 | 0.0259 | 0 | 44.7 | 0.0259 | 0 | 0 | 0 | 0 | 0 | 0 | 0 | DEER:HVAC_Chillers | Annual | 2020
NE-HVAC-Chlr-WtrCldScrewChlr-lt75tons-0.702kwpton-0.45IPLV-VarSpd | DEER2020 | D20 v0 | 43468.396 | PGE | Nrs | Ex | CZ11 | Any | Cap-Tons | 132 | 0 | None | 79.7 | 0.0483 | 0 | 79.7 | 0.0483 | 0 | 0 | 0 | 0 | 0 | 0 | 0 | DEER:HVAC_Chillers | Annual | 2020
NE-HVAC-Chlr-WtrCldScrewChlr-lt75tons-0.702kwpton-0.45IPLV-VarSpd | DEER2020 | D20 v0 | 43468.396 | PGE | OfL | Ex | CZ11 | Any | Cap-Tons | 444 | 0 | None | 44.2 | 0.0198 | 0 | 44.2 | 0.0198 | 0 | 0 | 0 | 0 | 0 | 0 | 0 | DEER:HVAC_Chillers | Annual | 2020
NE-HVAC-Chlr-WtrCldScrewChlr-lt75tons-0.702kwpton-0.45IPLV-VarSpd | DEER2020 | D20 v0 | 43468.396 | PGE | OfS | Ex | CZ11 | Any | Cap-Tons | 28 | 0 | None | 52.6 | 0.0249 | 0 | 52.6 | 0.0249 | 0 | 0 | 0 | 0 | 0 | 0 | 0 | DEER:HVAC_Chillers | Annual | 2020
NE-HVAC-Chlr-WtrCldScrewChlr-lt75tons-0.702kwpton-0.45IPLV-VarSpd | DEER2020 | D20 v0 | 43468.396 | PGE | Rt3 | Ex | CZ11 | Any | Cap-Tons | 310 | 0 | None | 53.4 | 0.0308 | 0 | 53.4 | 0.0308 | 0 | 0 | 0 | 0 | 0 | 0 | 0 | DEER:HVAC_Chillers | Annual | 2020
NE-HVAC-Chlr-WtrCldScrewChlr-lt75tons-0.702kwpton-0.45IPLV-VarSpd | DEER2020 | D20 v0 | 43468.396 | PGE | ECC | Ex | CZ12 | Any | Cap-Tons | 643 | 0 | None | 48.4 | 0.034 | 0 | 48.4 | 0.034 | 0 | 0 | 0 | 0 | 0 | 0 | 0 | DEER:HVAC_Chillers | Annual | 2020
NE-HVAC-Chlr-WtrCldScrewChlr-lt75tons-0.702kwpton-0.45IPLV-VarSpd | DEER2020 | D20 v0 | 43468.396 | PGE | ESe | Ex | CZ12 | Any | Cap-Tons | 330 | 0 | None | 39.5 | 0.015 | 0 | 39.5 | 0.015 | 0 | 0 | 0 | 0 | 0 | 0 | 0 | DEER:HVAC_Chillers | Annual | 2020
NE-HVAC-Chlr-WtrCldScrewChlr-lt75tons-0.702kwpton-0.45IPLV-VarSpd | DEER2020 | D20 v0 | 43468.396 | PGE | EUn | Ex | CZ12 | Any | Cap-Tons | 2220 | 0 | None | 43.4 | 0.0365 | 0 | 43.4 | 0.0365 | 0 | 0 | 0 | 0 | 0 | 0 | 0 | DEER:HVAC_Chillers | Annual | 2020
NE-HVAC-Chlr-WtrCldScrewChlr-lt75tons-0.702kwpton-0.45IPLV-VarSpd | DEER2020 | D20 v0 | 43468.396 | PGE | Hsp | Ex | CZ12 | Any | Cap-Tons | 881 | 0 | None | 25.4 | 0.0192 | 0 | 25.4 | 0.0192 | 0 | 0 | 0 | 0 | 0 | 0 | 0 | DEER:HVAC_Chillers | Annual | 2020
NE-HVAC-Chlr-WtrCldScrewChlr-lt75tons-0.702kwpton-0.45IPLV-VarSpd | DEER2020 | D20 v0 | 43468.396 | PGE | Htl | Ex | CZ12 | Any | Cap-Tons | 205 | 0 | None | 60.4 | 0.0394 | 0 | 60.4 | 0.0394 | 0 | 0 | 0 | 0 | 0 | 0 | 0 | DEER:HVAC_Chillers | Annual | 2020
NE-HVAC-Chlr-WtrCldScrewChlr-lt75tons-0.702kwpton-0.45IPLV-VarSpd | DEER2020 | D20 v0 | 43468.396 | PGE | MBT | Ex | CZ12 | Any | Cap-Tons | 359 | 0 | None | 38.9 | 0.0263 | 0 | 38.9 | 0.0263 | 0 | 0 | 0 | 0 | 0 | 0 | 0 | DEER:HVAC_Chillers | Annual | 2020
NE-HVAC-Chlr-WtrCldScrewChlr-lt75tons-0.702kwpton-0.45IPLV-VarSpd | DEER2020 | D20 v0 | 43468.396 | PGE | Nrs | Ex | CZ12 | Any | Cap-Tons | 119 | 0 | None | 63.7 | 0.0482 | 0 | 63.7 | 0.0482 | 0 | 0 | 0 | 0 | 0 | 0 | 0 | DEER:HVAC_Chillers | Annual | 2020
NE-HVAC-Chlr-WtrCldScrewChlr-lt75tons-0.702kwpton-0.45IPLV-VarSpd | DEER2020 | D20 v0 | 43468.396 | PGE | OfL | Ex | CZ12 | Any | Cap-Tons | 422 | 0 | None | 39 | 0.0199 | 0 | 39 | 0.0199 | 0 | 0 | 0 | 0 | 0 | 0 | 0 | DEER:HVAC_Chillers | Annual | 2020
NE-HVAC-Chlr-WtrCldScrewChlr-lt75tons-0.702kwpton-0.45IPLV-VarSpd | DEER2020 | D20 v0 | 43468.396 | PGE | OfS | Ex | CZ12 | Any | Cap-Tons | 26.1 | 0 | None | 45.5 | 0.0249 | 0 | 45.5 | 0.0249 | 0 | 0 | 0 | 0 | 0 | 0 | 0 | DEER:HVAC_Chillers | Annual | 2020
NE-HVAC-Chlr-WtrCldScrewChlr-lt75tons-0.702kwpton-0.45IPLV-VarSpd | DEER2020 | D20 v0 | 43468.396 | PGE | Rt3 | Ex | CZ12 | Any | Cap-Tons | 291 | 0 | None | 48.3 | 0.0327 | 0 | 48.3 | 0.0327 | 0 | 0 | 0 | 0 | 0 | 0 | 0 | DEER:HVAC_Chillers | Annual | 2020
NE-HVAC-Chlr-WtrCldScrewChlr-lt75tons-0.702kwpton-0.45IPLV-VarSpd | DEER2020 | D20 v0 | 43468.396 | PGE | ECC | Ex | CZ13 | Any | Cap-Tons | 754 | 0 | None | 54.7 | 0.0268 | 0 | 54.7 | 0.0268 | 0 | 0 | 0 | 0 | 0 | 0 | 0 | DEER:HVAC_Chillers | Annual | 2020
NE-HVAC-Chlr-WtrCldScrewChlr-lt75tons-0.702kwpton-0.45IPLV-VarSpd | DEER2020 | D20 v0 | 43468.396 | PGE | ESe | Ex | CZ13 | Any | Cap-Tons | 395 | 0 | None | 37.2 | 0.0103 | 0 | 37.2 | 0.0103 | 0 | 0 | 0 | 0 | 0 | 0 | 0 | DEER:HVAC_Chillers | Annual | 2020
NE-HVAC-Chlr-WtrCldScrewChlr-lt75tons-0.702kwpton-0.45IPLV-VarSpd | DEER2020 | D20 v0 | 43468.396 | PGE | EUn | Ex | CZ13 | Any | Cap-Tons | 2520 | 0 | None | 49.9 | 0.0328 | 0 | 49.9 | 0.0328 | 0 | 0 | 0 | 0 | 0 | 0 | 0 | DEER:HVAC_Chillers | Annual | 2020
NE-HVAC-Chlr-WtrCldScrewChlr-lt75tons-0.702kwpton-0.45IPLV-VarSpd | DEER2020 | D20 v0 | 43468.396 | PGE | Hsp | Ex | CZ13 | Any | Cap-Tons | 935 | 0 | None | 34.4 | 0.0186 | 0 | 34.4 | 0.0186 | 0 | 0 | 0 | 0 | 0 | 0 | 0 | DEER:HVAC_Chillers | Annual | 2020
NE-HVAC-Chlr-WtrCldScrewChlr-lt75tons-0.702kwpton-0.45IPLV-VarSpd | DEER2020 | D20 v0 | 43468.396 | PGE | Htl | Ex | CZ13 | Any | Cap-Tons | 226 | 0 | None | 71.7 | 0.0349 | 0 | 71.7 | 0.0349 | 0 | 0 | 0 | 0 | 0 | 0 | 0 | DEER:HVAC_Chillers | Annual | 2020
NE-HVAC-Chlr-WtrCldScrewChlr-lt75tons-0.702kwpton-0.45IPLV-VarSpd | DEER2020 | D20 v0 | 43468.396 | PGE | MBT | Ex | CZ13 | Any | Cap-Tons | 388 | 0 | None | 46.4 | 0.0249 | 0 | 46.4 | 0.0249 | 0 | 0 | 0 | 0 | 0 | 0 | 0 | DEER:HVAC_Chillers | Annual | 2020
NE-HVAC-Chlr-WtrCldScrewChlr-lt75tons-0.702kwpton-0.45IPLV-VarSpd | DEER2020 | D20 v0 | 43468.396 | PGE | Nrs | Ex | CZ13 | Any | Cap-Tons | 132 | 0 | None | 84.3 | 0.0446 | 0 | 84.3 | 0.0446 | 0 | 0 | 0 | 0 | 0 | 0 | 0 | DEER:HVAC_Chillers | Annual | 2020
NE-HVAC-Chlr-WtrCldScrewChlr-lt75tons-0.702kwpton-0.45IPLV-VarSpd | DEER2020 | D20 v0 | 43468.396 | PGE | OfL | Ex | CZ13 | Any | Cap-Tons | 435 | 0 | None | 46.6 | 0.0172 | 0 | 46.6 | 0.0172 | 0 | 0 | 0 | 0 | 0 | 0 | 0 | DEER:HVAC_Chillers | Annual | 2020
NE-HVAC-Chlr-WtrCldScrewChlr-lt75tons-0.702kwpton-0.45IPLV-VarSpd | DEER2020 | D20 v0 | 43468.396 | PGE | OfS | Ex | CZ13 | Any | Cap-Tons | 28.3 | 0 | None | 50.6 | 0.0199 | 0 | 50.6 | 0.0199 | 0 | 0 | 0 | 0 | 0 | 0 | 0 | DEER:HVAC_Chillers | Annual | 2020
NE-HVAC-Chlr-WtrCldScrewChlr-lt75tons-0.702kwpton-0.45IPLV-VarSpd | DEER2020 | D20 v0 | 43468.396 | PGE | Rt3 | Ex | CZ13 | Any | Cap-Tons | 315 | 0 | None | 55.6 | 0.0315 | 0 | 55.6 | 0.0315 | 0 | 0 | 0 | 0 | 0 | 0 | 0 | DEER:HVAC_Chillers | Annual | 2020
NE-HVAC-Chlr-WtrCldScrewChlr-lt75tons-0.702kwpton-0.45IPLV-VarSpd | DEER2020 | D20 v0 | 43468.396 | PGE | ECC | Ex | CZ16 | Any | Cap-Tons | 436 | 0 | None | 36.3 | 0.0304 | 0 | 36.3 | 0.0304 | 0 | 0 | 0 | 0 | 0 | 0 | 0 | DEER:HVAC_Chillers | Annual | 2020
NE-HVAC-Chlr-WtrCldScrewChlr-lt75tons-0.702kwpton-0.45IPLV-VarSpd | DEER2020 | D20 v0 | 43468.396 | PGE | ESe | Ex | CZ16 | Any | Cap-Tons | 228 | 0 | None | 22.9 | 0.0139 | 0 | 22.9 | 0.0139 | 0 | 0 | 0 | 0 | 0 | 0 | 0 | DEER:HVAC_Chillers | Annual | 2020
NE-HVAC-Chlr-WtrCldScrewChlr-lt75tons-0.702kwpton-0.45IPLV-VarSpd | DEER2020 | D20 v0 | 43468.396 | PGE | EUn | Ex | CZ16 | Any | Cap-Tons | 1550 | 0 | None | 34.5 | 0.0351 | 0 | 34.5 | 0.0351 | 0 | 0 | 0 | 0 | 0 | 0 | 0 | DEER:HVAC_Chillers | Annual | 2020
NE-HVAC-Chlr-WtrCldScrewChlr-lt75tons-0.702kwpton-0.45IPLV-VarSpd | DEER2020 | D20 v0 | 43468.396 | PGE | Hsp | Ex | CZ16 | Any | Cap-Tons | 644 | 0 | None | 19.1 | 0.0176 | 0 | 19.1 | 0.0176 | 0 | 0 | 0 | 0 | 0 | 0 | 0 | DEER:HVAC_Chillers | Annual | 2020
NE-HVAC-Chlr-WtrCldScrewChlr-lt75tons-0.702kwpton-0.45IPLV-VarSpd | DEER2020 | D20 v0 | 43468.396 | PGE | Htl | Ex | CZ16 | Any | Cap-Tons | 137 | 0 | None | 60.3 | 0.0432 | 0 | 60.3 | 0.0432 | 0 | 0 | 0 | 0 | 0 | 0 | 0 | DEER:HVAC_Chillers | Annual | 2020
NE-HVAC-Chlr-WtrCldScrewChlr-lt75tons-0.702kwpton-0.45IPLV-VarSpd | DEER2020 | D20 v0 | 43468.396 | PGE | MBT | Ex | CZ16 | Any | Cap-Tons | 250 | 0 | None | 30 | 0.0241 | 0 | 30 | 0.0241 | 0 | 0 | 0 | 0 | 0 | 0 | 0 | DEER:HVAC_Chillers | Annual | 2020
NE-HVAC-Chlr-WtrCldScrewChlr-lt75tons-0.702kwpton-0.45IPLV-VarSpd | DEER2020 | D20 v0 | 43468.396 | PGE | Nrs | Ex | CZ16 | Any | Cap-Tons | 80.3 | 0 | None | 53.7 | 0.0488 | 0 | 53.7 | 0.0488 | 0 | 0 | 0 | 0 | 0 | 0 | 0 | DEER:HVAC_Chillers | Annual | 2020
NE-HVAC-Chlr-WtrCldScrewChlr-lt75tons-0.702kwpton-0.45IPLV-VarSpd | DEER2020 | D20 v0 | 43468.396 | PGE | OfL | Ex | CZ16 | Any | Cap-Tons | 315 | 0 | None | 31.3 | 0.0209 | 0 | 31.3 | 0.0209 | 0 | 0 | 0 | 0 | 0 | 0 | 0 | DEER:HVAC_Chillers | Annual | 2020
NE-HVAC-Chlr-WtrCldScrewChlr-lt75tons-0.702kwpton-0.45IPLV-VarSpd | DEER2020 | D20 v0 | 43468.396 | PGE | OfS | Ex | CZ16 | Any | Cap-Tons | 19.2 | 0 | None | 35.8 | 0.0253 | 0 | 35.8 | 0.0253 | 0 | 0 | 0 | 0 | 0 | 0 | 0 | DEER:HVAC_Chillers | Annual | 2020
NE-HVAC-Chlr-WtrCldScrewChlr-lt75tons-0.702kwpton-0.45IPLV-VarSpd | DEER2020 | D20 v0 | 43468.396 | PGE | Rt3 | Ex | CZ16 | Any | Cap-Tons | 209 | 0 | None | 35 | 0.03 | 0 | 35 | 0.03 | 0 | 0 | 0 | 0 | 0 | 0 | 0 | DEER:HVAC_Chillers | Annual | 2020
NE-HVAC-Chlr-WtrCldScrewChlr-75to149tons-0.675kwpton-0.441IPLV-VarSpd | DEER2020 | D20 v0 | 43468.396 | SDG | ECC | Ex | CZ06 | Any | Cap-Tons | 664 | 0 | None | 48.1 | 0.0355 | 0 | 48.1 | 0.0355 | 0 | 0 | 0 | 0 | 0 | 0 | 0 | DEER:HVAC_Chillers | Annual | 2020
NE-HVAC-Chlr-WtrCldScrewChlr-75to149tons-0.675kwpton-0.441IPLV-VarSpd | DEER2020 | D20 v0 | 43468.396 | SDG | ESe | Ex | CZ06 | Any | Cap-Tons | 366 | 0 | None | 33.9 | 0.0188 | 0 | 33.9 | 0.0188 | 0 | 0 | 0 | 0 | 0 | 0 | 0 | DEER:HVAC_Chillers | Annual | 2020
NE-HVAC-Chlr-WtrCldScrewChlr-75to149tons-0.675kwpton-0.441IPLV-VarSpd | DEER2020 | D20 v0 | 43474.3727 | SDG | ECC | Old | CZ06 | Any | Cap-Tons | 763 | 0 | None | 50.4 | 0.0372 | 0 | 50.4 | 0.0372 | 0 | 0 | 0 | 0 | 0 | 0 | 0 | DEER:HVAC_Chillers | Annual | 2020
NE-HVAC-Chlr-WtrCldScrewChlr-75to149tons-0.675kwpton-0.441IPLV-VarSpd | DEER2020 | D20 v0 | 43474.3727 | SDG | ESe | Old | CZ06 | Any | Cap-Tons | 393 | 0 | None | 34.6 | 0.0199 | 0 | 34.6 | 0.0199 | 0 | 0 | 0 | 0 | 0 | 0 | 0 | DEER:HVAC_Chillers | Annual | 2020
NE-HVAC-Chlr-WtrCldScrewChlr-75to149tons-0.675kwpton-0.441IPLV-VarSpd | DEER2020 | D20 v0 | 43474.3727 | SDG | EUn | Old | CZ06 | Any | Cap-Tons | 2600 | 0 | None | 46.3 | 0.0362 | 0 | 46.3 | 0.0362 | 0 | 0 | 0 | 0 | 0 | 0 | 0 | DEER:HVAC_Chillers | Annual | 2020
NE-HVAC-Chlr-WtrCldScrewChlr-75to149tons-0.675kwpton-0.441IPLV-VarSpd | DEER2020 | D20 v0 | 43474.3727 | SDG | Hsp | Old | CZ06 | Any | Cap-Tons | 810 | 0 | None | 37.5 | 0.0194 | 0 | 37.5 | 0.0194 | 0 | 0 | 0 | 0 | 0 | 0 | 0 | DEER:HVAC_Chillers | Annual | 2020
NE-HVAC-Chlr-WtrCldScrewChlr-75to149tons-0.675kwpton-0.441IPLV-VarSpd | DEER2020 | D20 v0 | 43474.3727 | SDG | Htl | Old | CZ06 | Any | Cap-Tons | 267 | 0 | None | 74.7 | 0.0311 | 0 | 74.7 | 0.0311 | 0 | 0 | 0 | 0 | 0 | 0 | 0 | DEER:HVAC_Chillers | Annual | 2020
NE-HVAC-Chlr-WtrCldScrewChlr-75to149tons-0.675kwpton-0.441IPLV-VarSpd | DEER2020 | D20 v0 | 43474.3727 | SDG | MBT | Old | CZ06 | Any | Cap-Tons | 354 | 0 | None | 46.2 | 0.0223 | 0 | 46.2 | 0.0223 | 0 | 0 | 0 | 0 | 0 | 0 | 0 | DEER:HVAC_Chillers | Annual | 2020
NE-HVAC-Chlr-WtrCldScrewChlr-75to149tons-0.675kwpton-0.441IPLV-VarSpd | DEER2020 | D20 v0 | 43474.3727 | SDG | Nrs | Old | CZ06 | Any | Cap-Tons | 128 | 0 | None | 90.5 | 0.0448 | 0 | 90.5 | 0.0448 | 0 | 0 | 0 | 0 | 0 | 0 | 0 | DEER:HVAC_Chillers | Annual | 2020
NE-HVAC-Chlr-WtrCldScrewChlr-75to149tons-0.675kwpton-0.441IPLV-VarSpd | DEER2020 | D20 v0 | 43474.3727 | SDG | OfL | Old | CZ06 | Any | Cap-Tons | 481 | 0 | None | 48.5 | 0.0175 | 0 | 48.5 | 0.0175 | 0 | 0 | 0 | 0 | 0 | 0 | 0 | DEER:HVAC_Chillers | Annual | 2020
NE-HVAC-Chlr-WtrCldScrewChlr-75to149tons-0.675kwpton-0.441IPLV-VarSpd | DEER2020 | D20 v0 | 43474.3727 | SDG | OfS | Old | CZ06 | Any | Cap-Tons | 31.9 | 0 | None | 55.8 | 0.0208 | 0 | 55.8 | 0.0208 | 0 | 0 | 0 | 0 | 0 | 0 | 0 | DEER:HVAC_Chillers | Annual | 2020
NE-HVAC-Chlr-WtrCldScrewChlr-75to149tons-0.675kwpton-0.441IPLV-VarSpd | DEER2020 | D20 v0 | 43474.3727 | SDG | Rt3 | Old | CZ06 | Any | Cap-Tons | 266 | 0 | None | 53.7 | 0.0303 | 0 | 53.7 | 0.0303 | 0 | 0 | 0 | 0 | 0 | 0 | 0 | DEER:HVAC_Chillers | Annual | 2020
NE-HVAC-Chlr-WtrCldScrewChlr-75to149tons-0.675kwpton-0.441IPLV-VarSpd | DEER2020 | D20 v0 | 43474.3727 | SDG | ECC | Old | CZ07 | Any | Cap-Tons | 720 | 0 | None | 47.7 | 0.0361 | 0 | 47.7 | 0.0361 | 0 | 0 | 0 | 0 | 0 | 0 | 0 | DEER:HVAC_Chillers | Annual | 2020
NE-HVAC-Chlr-WtrCldScrewChlr-75to149tons-0.675kwpton-0.441IPLV-VarSpd | DEER2020 | D20 v0 | 43474.3727 | SDG | ESe | Old | CZ07 | Any | Cap-Tons | 372 | 0 | None | 46.9 | 0.0245 | 0 | 46.9 | 0.0245 | 0 | 0 | 0 | 0 | 0 | 0 | 0 | DEER:HVAC_Chillers | Annual | 2020
NE-HVAC-Chlr-WtrCldScrewChlr-75to149tons-0.675kwpton-0.441IPLV-VarSpd | DEER2020 | D20 v0 | 43474.3727 | SDG | EUn | Old | CZ07 | Any | Cap-Tons | 2520 | 0 | None | 41.1 | 0.0326 | 0 | 41.1 | 0.0326 | 0 | 0 | 0 | 0 | 0 | 0 | 0 | DEER:HVAC_Chillers | Annual | 2020
NE-HVAC-Chlr-WtrCldScrewChlr-75to149tons-0.675kwpton-0.441IPLV-VarSpd | DEER2020 | D20 v0 | 43474.3727 | SDG | Hsp | Old | CZ07 | Any | Cap-Tons | 821 | 0 | None | 35.4 | 0.0178 | 0 | 35.4 | 0.0178 | 0 | 0 | 0 | 0 | 0 | 0 | 0 | DEER:HVAC_Chillers | Annual | 2020
NE-HVAC-Chlr-WtrCldScrewChlr-75to149tons-0.675kwpton-0.441IPLV-VarSpd | DEER2020 | D20 v0 | 43474.3727 | SDG | Htl | Old | CZ07 | Any | Cap-Tons | 250 | 0 | None | 78.6 | 0.0277 | 0 | 78.6 | 0.0277 | 0 | 0 | 0 | 0 | 0 | 0 | 0 | DEER:HVAC_Chillers | Annual | 2020
NE-HVAC-Chlr-WtrCldScrewChlr-75to149tons-0.675kwpton-0.441IPLV-VarSpd | DEER2020 | D20 v0 | 43474.3727 | SDG | MBT | Old | CZ07 | Any | Cap-Tons | 338 | 0 | None | 61.1 | 0.0289 | 0 | 61.1 | 0.0289 | 0 | 0 | 0 | 0 | 0 | 0 | 0 | DEER:HVAC_Chillers | Annual | 2020
NE-HVAC-Chlr-WtrCldScrewChlr-75to149tons-0.675kwpton-0.441IPLV-VarSpd | DEER2020 | D20 v0 | 43474.3727 | SDG | Nrs | Old | CZ07 | Any | Cap-Tons | 119 | 0 | None | 92 | 0.0405 | 0 | 92 | 0.0405 | 0 | 0 | 0 | 0 | 0 | 0 | 0 | DEER:HVAC_Chillers | Annual | 2020
NE-HVAC-Chlr-WtrCldScrewChlr-75to149tons-0.675kwpton-0.441IPLV-VarSpd | DEER2020 | D20 v0 | 43474.3727 | SDG | OfL | Old | CZ07 | Any | Cap-Tons | 458 | 0 | None | 44.1 | 0.0148 | 0 | 44.1 | 0.0148 | 0 | 0 | 0 | 0 | 0 | 0 | 0 | DEER:HVAC_Chillers | Annual | 2020
NE-HVAC-Chlr-WtrCldScrewChlr-75to149tons-0.675kwpton-0.441IPLV-VarSpd | DEER2020 | D20 v0 | 43474.3727 | SDG | OfS | Old | CZ07 | Any | Cap-Tons | 30.5 | 0 | None | 52.2 | 0.0182 | 0 | 52.2 | 0.0182 | 0 | 0 | 0 | 0 | 0 | 0 | 0 | DEER:HVAC_Chillers | Annual | 2020
NE-HVAC-Chlr-WtrCldScrewChlr-75to149tons-0.675kwpton-0.441IPLV-VarSpd | DEER2020 | D20 v0 | 43474.3727 | SDG | Rt3 | Old | CZ07 | Any | Cap-Tons | 266 | 0 | None | 48 | 0.0279 | 0 | 48 | 0.0279 | 0 | 0 | 0 | 0 | 0 | 0 | 0 | DEER:HVAC_Chillers | Annual | 2020
NE-HVAC-Chlr-WtrCldScrewChlr-75to149tons-0.675kwpton-0.441IPLV-VarSpd | DEER2020 | D20 v0 | 43474.3727 | SDG | ECC | Old | CZ08 | Any | Cap-Tons | 812 | 0 | None | 57 | 0.0345 | 0 | 57 | 0.0345 | 0 | 0 | 0 | 0 | 0 | 0 | 0 | DEER:HVAC_Chillers | Annual | 2020
NE-HVAC-Chlr-WtrCldScrewChlr-75to149tons-0.675kwpton-0.441IPLV-VarSpd | DEER2020 | D20 v0 | 43474.3727 | SDG | ESe | Old | CZ08 | Any | Cap-Tons | 422 | 0 | None | 55 | 0.025 | 0 | 55 | 0.025 | 0 | 0 | 0 | 0 | 0 | 0 | 0 | DEER:HVAC_Chillers | Annual | 2020
NE-HVAC-Chlr-WtrCldScrewChlr-75to149tons-0.675kwpton-0.441IPLV-VarSpd | DEER2020 | D20 v0 | 43474.3727 | SDG | EUn | Old | CZ08 | Any | Cap-Tons | 2860 | 0 | None | 50.8 | 0.0323 | 0 | 50.8 | 0.0323 | 0 | 0 | 0 | 0 | 0 | 0 | 0 | DEER:HVAC_Chillers | Annual | 2020
NE-HVAC-Chlr-WtrCldScrewChlr-75to149tons-0.675kwpton-0.441IPLV-VarSpd | DEER2020 | D20 v0 | 43474.3727 | SDG | Htl | Old | CZ08 | Any | Cap-Tons | 283 | 0 | None | 79.7 | 0.0285 | 0 | 79.7 | 0.0285 | 0 | 0 | 0 | 0 | 0 | 0 | 0 | DEER:HVAC_Chillers | Annual | 2020
NE-HVAC-Chlr-WtrCldScrewChlr-75to149tons-0.675kwpton-0.441IPLV-VarSpd | DEER2020 | D20 v0 | 43474.3727 | SDG | MBT | Old | CZ08 | Any | Cap-Tons | 388 | 0 | None | 49.3 | 0.0204 | 0 | 49.3 | 0.0204 | 0 | 0 | 0 | 0 | 0 | 0 | 0 | DEER:HVAC_Chillers | Annual | 2020
NE-HVAC-Chlr-WtrCldScrewChlr-75to149tons-0.675kwpton-0.441IPLV-VarSpd | DEER2020 | D20 v0 | 43474.3727 | SDG | Nrs | Old | CZ08 | Any | Cap-Tons | 138 | 0 | None | 101 | 0.0417 | 0 | 101 | 0.0417 | 0 | 0 | 0 | 0 | 0 | 0 | 0 | DEER:HVAC_Chillers | Annual | 2020
NE-HVAC-Chlr-WtrCldScrewChlr-75to149tons-0.675kwpton-0.441IPLV-VarSpd | DEER2020 | D20 v0 | 43474.3727 | SDG | OfL | Old | CZ08 | Any | Cap-Tons | 527 | 0 | None | 49.8 | 0.0145 | 0 | 49.8 | 0.0145 | 0 | 0 | 0 | 0 | 0 | 0 | 0 | DEER:HVAC_Chillers | Annual | 2020
NE-HVAC-Chlr-WtrCldScrewChlr-75to149tons-0.675kwpton-0.441IPLV-VarSpd | DEER2020 | D20 v0 | 43474.3727 | SDG | OfS | Old | CZ08 | Any | Cap-Tons | 33.1 | 0 | None | 60.7 | 0.0198 | 0 | 60.7 | 0.0198 | 0 | 0 | 0 | 0 | 0 | 0 | 0 | DEER:HVAC_Chillers | Annual | 2020
NE-HVAC-Chlr-WtrCldScrewChlr-75to149tons-0.675kwpton-0.441IPLV-VarSpd | DEER2020 | D20 v0 | 43474.3727 | SDG | Rt3 | Old | CZ08 | Any | Cap-Tons | 297 | 0 | None | 56.8 | 0.0268 | 0 | 56.8 | 0.0268 | 0 | 0 | 0 | 0 | 0 | 0 | 0 | DEER:HVAC_Chillers | Annual | 2020
NE-HVAC-Chlr-WtrCldScrewChlr-75to149tons-0.675kwpton-0.441IPLV-VarSpd | DEER2020 | D20 v0 | 43474.3727 | SDG | ECC | Old | CZ10 | Any | Cap-Tons | 884 | 0 | None | 57.8 | 0.045 | 0 | 57.8 | 0.045 | 0 | 0 | 0 | 0 | 0 | 0 | 0 | DEER:HVAC_Chillers | Annual | 2020
NE-HVAC-Chlr-WtrCldScrewChlr-75to149tons-0.675kwpton-0.441IPLV-VarSpd | DEER2020 | D20 v0 | 43474.3727 | SDG | ESe | Old | CZ10 | Any | Cap-Tons | 455 | 0 | None | 56 | 0.0317 | 0 | 56 | 0.0317 | 0 | 0 | 0 | 0 | 0 | 0 | 0 | DEER:HVAC_Chillers | Annual | 2020
NE-HVAC-Chlr-WtrCldScrewChlr-75to149tons-0.675kwpton-0.441IPLV-VarSpd | DEER2020 | D20 v0 | 43474.3727 | SDG | EUn | Old | CZ10 | Any | Cap-Tons | 3070 | 0 | None | 54.1 | 0.0389 | 0 | 54.1 | 0.0389 | 0 | 0 | 0 | 0 | 0 | 0 | 0 | DEER:HVAC_Chillers | Annual | 2020
NE-HVAC-Chlr-WtrCldScrewChlr-75to149tons-0.675kwpton-0.441IPLV-VarSpd | DEER2020 | D20 v0 | 43474.3727 | SDG | Hsp | Old | CZ10 | Any | Cap-Tons | 897 | 0 | None | 42.7 | 0.0212 | 0 | 42.7 | 0.0212 | 0 | 0 | 0 | 0 | 0 | 0 | 0 | DEER:HVAC_Chillers | Annual | 2020
NE-HVAC-Chlr-WtrCldScrewChlr-75to149tons-0.675kwpton-0.441IPLV-VarSpd | DEER2020 | D20 v0 | 43474.3727 | SDG | Htl | Old | CZ10 | Any | Cap-Tons | 323 | 0 | None | 76.8 | 0.0335 | 0 | 76.8 | 0.0335 | 0 | 0 | 0 | 0 | 0 | 0 | 0 | DEER:HVAC_Chillers | Annual | 2020
NE-HVAC-Chlr-WtrCldScrewChlr-75to149tons-0.675kwpton-0.441IPLV-VarSpd | DEER2020 | D20 v0 | 43474.3727 | SDG | MBT | Old | CZ10 | Any | Cap-Tons | 415 | 0 | None | 48.4 | 0.0244 | 0 | 48.4 | 0.0244 | 0 | 0 | 0 | 0 | 0 | 0 | 0 | DEER:HVAC_Chillers | Annual | 2020
NE-HVAC-Chlr-WtrCldScrewChlr-75to149tons-0.675kwpton-0.441IPLV-VarSpd | DEER2020 | D20 v0 | 43474.3727 | SDG | Nrs | Old | CZ10 | Any | Cap-Tons | 156 | 0 | None | 98.2 | 0.0491 | 0 | 98.2 | 0.0491 | 0 | 0 | 0 | 0 | 0 | 0 | 0 | DEER:HVAC_Chillers | Annual | 2020
NE-HVAC-Chlr-WtrCldScrewChlr-75to149tons-0.675kwpton-0.441IPLV-VarSpd | DEER2020 | D20 v0 | 43474.3727 | SDG | OfL | Old | CZ10 | Any | Cap-Tons | 532 | 0 | None | 52.2 | 0.0206 | 0 | 52.2 | 0.0206 | 0 | 0 | 0 | 0 | 0 | 0 | 0 | DEER:HVAC_Chillers | Annual | 2020
NE-HVAC-Chlr-WtrCldScrewChlr-75to149tons-0.675kwpton-0.441IPLV-VarSpd | DEER2020 | D20 v0 | 43474.3727 | SDG | OfS | Old | CZ10 | Any | Cap-Tons | 37 | 0 | None | 59.7 | 0.0254 | 0 | 59.7 | 0.0254 | 0 | 0 | 0 | 0 | 0 | 0 | 0 | DEER:HVAC_Chillers | Annual | 2020
NE-HVAC-Chlr-WtrCldScrewChlr-75to149tons-0.675kwpton-0.441IPLV-VarSpd | DEER2020 | D20 v0 | 43474.3727 | SDG | Rt3 | Old | CZ10 | Any | Cap-Tons | 315 | 0 | None | 57.3 | 0.0311 | 0 | 57.3 | 0.0311 | 0 | 0 | 0 | 0 | 0 | 0 | 0 | DEER:HVAC_Chillers | Annual | 2020
NE-HVAC-Chlr-WtrCldScrewChlr-75to149tons-0.675kwpton-0.441IPLV-VarSpd | DEER2020 | D20 v0 | 43474.3727 | SDG | ECC | Old | CZ14 | Any | Cap-Tons | 951 | 0 | None | 50.8 | 0.0335 | 0 | 50.8 | 0.0335 | 0 | 0 | 0 | 0 | 0 | 0 | 0 | DEER:HVAC_Chillers | Annual | 2020
NE-HVAC-Chlr-WtrCldScrewChlr-75to149tons-0.675kwpton-0.441IPLV-VarSpd | DEER2020 | D20 v0 | 43474.3727 | SDG | ESe | Old | CZ14 | Any | Cap-Tons | 491 | 0 | None | 35.6 | 0.0223 | 0 | 35.6 | 0.0223 | 0 | 0 | 0 | 0 | 0 | 0 | 0 | DEER:HVAC_Chillers | Annual | 2020
NE-HVAC-Chlr-WtrCldScrewChlr-75to149tons-0.675kwpton-0.441IPLV-VarSpd | DEER2020 | D20 v0 | 43474.3727 | SDG | EUn | Old | CZ14 | Any | Cap-Tons | 3180 | 0 | None | 50.9 | 0.0365 | 0 | 50.9 | 0.0365 | 0 | 0 | 0 | 0 | 0 | 0 | 0 | DEER:HVAC_Chillers | Annual | 2020
NE-HVAC-Chlr-WtrCldScrewChlr-75to149tons-0.675kwpton-0.441IPLV-VarSpd | DEER2020 | D20 v0 | 43474.3727 | SDG | Hsp | Old | CZ14 | Any | Cap-Tons | 941 | 0 | None | 37.2 | 0.0189 | 0 | 37.2 | 0.0189 | 0 | 0 | 0 | 0 | 0 | 0 | 0 | DEER:HVAC_Chillers | Annual | 2020
NE-HVAC-Chlr-WtrCldScrewChlr-75to149tons-0.675kwpton-0.441IPLV-VarSpd | DEER2020 | D20 v0 | 43474.3727 | SDG | Htl | Old | CZ14 | Any | Cap-Tons | 322 | 0 | None | 73.6 | 0.032 | 0 | 73.6 | 0.032 | 0 | 0 | 0 | 0 | 0 | 0 | 0 | DEER:HVAC_Chillers | Annual | 2020
NE-HVAC-Chlr-WtrCldScrewChlr-75to149tons-0.675kwpton-0.441IPLV-VarSpd | DEER2020 | D20 v0 | 43474.3727 | SDG | MBT | Old | CZ14 | Any | Cap-Tons | 438 | 0 | None | 44.1 | 0.0223 | 0 | 44.1 | 0.0223 | 0 | 0 | 0 | 0 | 0 | 0 | 0 | DEER:HVAC_Chillers | Annual | 2020
NE-HVAC-Chlr-WtrCldScrewChlr-75to149tons-0.675kwpton-0.441IPLV-VarSpd | DEER2020 | D20 v0 | 43474.3727 | SDG | Nrs | Old | CZ14 | Any | Cap-Tons | 165 | 0 | None | 97.2 | 0.0462 | 0 | 97.2 | 0.0462 | 0 | 0 | 0 | 0 | 0 | 0 | 0 | DEER:HVAC_Chillers | Annual | 2020
NE-HVAC-Chlr-WtrCldScrewChlr-75to149tons-0.675kwpton-0.441IPLV-VarSpd | DEER2020 | D20 v0 | 43474.3727 | SDG | OfL | Old | CZ14 | Any | Cap-Tons | 553 | 0 | None | 49 | 0.0216 | 0 | 49 | 0.0216 | 0 | 0 | 0 | 0 | 0 | 0 | 0 | DEER:HVAC_Chillers | Annual | 2020
NE-HVAC-Chlr-WtrCldScrewChlr-75to149tons-0.675kwpton-0.441IPLV-VarSpd | DEER2020 | D20 v0 | 43474.3727 | SDG | OfS | Old | CZ14 | Any | Cap-Tons | 38.4 | 0 | None | 58.3 | 0.0249 | 0 | 58.3 | 0.0249 | 0 | 0 | 0 | 0 | 0 | 0 | 0 | DEER:HVAC_Chillers | Annual | 2020
NE-HVAC-Chlr-WtrCldScrewChlr-75to149tons-0.675kwpton-0.441IPLV-VarSpd | DEER2020 | D20 v0 | 43474.3727 | SDG | Rt3 | Old | CZ14 | Any | Cap-Tons | 340 | 0 | None | 50.6 | 0.0273 | 0 | 50.6 | 0.0273 | 0 | 0 | 0 | 0 | 0 | 0 | 0 | DEER:HVAC_Chillers | Annual | 2020
NE-HVAC-Chlr-WtrCldScrewChlr-75to149tons-0.675kwpton-0.441IPLV-VarSpd | DEER2020 | D20 v0 | 43468.396 | SDG | MBT | Ex | CZ14 | Any | Cap-Tons | 400 | 0 | None | 41.5 | 0.0216 | 0 | 41.5 | 0.0216 | 0 | 0 | 0 | 0 | 0 | 0 | 0 | DEER:HVAC_Chillers | Annual | 2020
NE-HVAC-Chlr-WtrCldScrewChlr-75to149tons-0.675kwpton-0.441IPLV-VarSpd | DEER2020 | D20 v0 | 43468.396 | SDG | Nrs | Ex | CZ14 | Any | Cap-Tons | 129 | 0 | None | 69.7 | 0.0372 | 0 | 69.7 | 0.0372 | 0 | 0 | 0 | 0 | 0 | 0 | 0 | DEER:HVAC_Chillers | Annual | 2020
NE-HVAC-Chlr-WtrCldScrewChlr-75to149tons-0.675kwpton-0.441IPLV-VarSpd | DEER2020 | D20 v0 | 43468.396 | SDG | OfL | Ex | CZ14 | Any | Cap-Tons | 456 | 0 | None | 42.3 | 0.015 | 0 | 42.3 | 0.015 | 0 | 0 | 0 | 0 | 0 | 0 | 0 | DEER:HVAC_Chillers | Annual | 2020
NE-HVAC-Chlr-WtrCldScrewChlr-75to149tons-0.675kwpton-0.441IPLV-VarSpd | DEER2020 | D20 v0 | 43474.3727 | SDG | ESe | Old | CZ15 | Any | Cap-Tons | 633 | 0 | None | 55.9 | 0.0212 | 0 | 55.9 | 0.0212 | 0 | 0 | 0 | 0 | 0 | 0 | 0 | DEER:HVAC_Chillers | Annual | 2020
NE-HVAC-Chlr-WtrCldScrewChlr-75to149tons-0.675kwpton-0.441IPLV-VarSpd | DEER2020 | D20 v0 | 43468.396 | SDG | OfS | Ex | CZ14 | Any | Cap-Tons | 29.4 | 0 | None | 47.7 | 0.0174 | 0 | 47.7 | 0.0174 | 0 | 0 | 0 | 0 | 0 | 0 | 0 | DEER:HVAC_Chillers | Annual | 2020
NE-HVAC-Chlr-WtrCldScrewChlr-75to149tons-0.675kwpton-0.441IPLV-VarSpd | DEER2020 | D20 v0 | 43468.396 | SDG | Rt3 | Ex | CZ14 | Any | Cap-Tons | 321 | 0 | None | 49.9 | 0.0272 | 0 | 49.9 | 0.0272 | 0 | 0 | 0 | 0 | 0 | 0 | 0 | DEER:HVAC_Chillers | Annual | 2020
NE-HVAC-Chlr-WtrCldScrewChlr-75to149tons-0.675kwpton-0.441IPLV-VarSpd | DEER2020 | D20 v0 | 43468.396 | SDG | ESe | Ex | CZ15 | Any | Cap-Tons | 559 | 0 | None | 48.6 | 0.0196 | 0 | 48.6 | 0.0196 | 0 | 0 | 0 | 0 | 0 | 0 | 0 | DEER:HVAC_Chillers | Annual | 2020
NE-HVAC-Chlr-WtrCldScrewChlr-75to149tons-0.675kwpton-0.441IPLV-VarSpd | DEER2020 | D20 v0 | 43468.396 | SDG | Htl | Ex | CZ15 | Any | Cap-Tons | 304 | 0 | None | 84.7 | 0.0275 | 0 | 84.7 | 0.0275 | 0 | 0 | 0 | 0 | 0 | 0 | 0 | DEER:HVAC_Chillers | Annual | 2020
NE-HVAC-Chlr-WtrCldScrewChlr-75to149tons-0.675kwpton-0.441IPLV-VarSpd | DEER2020 | D20 v0 | 43474.3727 | SDG | Htl | Old | CZ15 | Any | Cap-Tons | 385 | 0 | None | 102 | 0.03 | 0 | 102 | 0.03 | 0 | 0 | 0 | 0 | 0 | 0 | 0 | DEER:HVAC_Chillers | Annual | 2020
NE-HVAC-Chlr-WtrCldScrewChlr-75to149tons-0.675kwpton-0.441IPLV-VarSpd | DEER2020 | D20 v0 | 43474.3727 | SDG | OfL | Old | CZ15 | Any | Cap-Tons | 656 | 0 | None | 69.8 | 0.0194 | 0 | 69.8 | 0.0194 | 0 | 0 | 0 | 0 | 0 | 0 | 0 | DEER:HVAC_Chillers | Annual | 2020
NE-HVAC-Chlr-WtrCldScrewChlr-75to149tons-0.675kwpton-0.441IPLV-VarSpd | DEER2020 | D20 v0 | 43468.396 | SDG | MBT | Ex | CZ15 | Any | Cap-Tons | 494 | 0 | None | 61.5 | 0.0218 | 0 | 61.5 | 0.0218 | 0 | 0 | 0 | 0 | 0 | 0 | 0 | DEER:HVAC_Chillers | Annual | 2020
NE-HVAC-Chlr-WtrCldScrewChlr-75to149tons-0.675kwpton-0.441IPLV-VarSpd | DEER2020 | D20 v0 | 43468.396 | SDG | OfL | Ex | CZ15 | Any | Cap-Tons | 552 | 0 | None | 59.7 | 0.0142 | 0 | 59.7 | 0.0142 | 0 | 0 | 0 | 0 | 0 | 0 | 0 | DEER:HVAC_Chillers | Annual | 2020
NE-HVAC-Chlr-WtrCldScrewChlr-75to149tons-0.675kwpton-0.441IPLV-VarSpd | DEER2020 | D20 v0 | 43468.396 | SDG | OfS | Ex | CZ15 | Any | Cap-Tons | 35 | 0 | None | 72.3 | 0.0191 | 0 | 72.3 | 0.0191 | 0 | 0 | 0 | 0 | 0 | 0 | 0 | DEER:HVAC_Chillers | Annual | 2020
NE-HVAC-Chlr-WtrCldScrewChlr-75to149tons-0.675kwpton-0.441IPLV-VarSpd | DEER2020 | D20 v0 | 43474.3727 | SDG | OfS | Old | CZ15 | Any | Cap-Tons | 44.3 | 0 | None | 87.8 | 0.0241 | 0 | 87.8 | 0.0241 | 0 | 0 | 0 | 0 | 0 | 0 | 0 | DEER:HVAC_Chillers | Annual | 2020
NE-HVAC-Chlr-WtrCldScrewChlr-75to149tons-0.675kwpton-0.441IPLV-VarSpd | DEER2020 | D20 v0 | 43474.3727 | SDG | Rt3 | Old | CZ15 | Any | Cap-Tons | 416 | 0 | None | 74.4 | 0.0273 | 0 | 74.4 | 0.0273 | 0 | 0 | 0 | 0 | 0 | 0 | 0 | DEER:HVAC_Chillers | Annual | 2020
NE-HVAC-Chlr-WtrCldScrewChlr-gte600tons-0.497kwpton-0.323IPLV-VarSpd | DEER2020 | D20 v0 | 43468.396 | SDG | ECC | Ex | CZ06 | Any | Cap-Tons | 664 | 0 | None | 56.3 | 0.0415 | 0 | 56.3 | 0.0415 | 0 | 0 | 0 | 0 | 0 | 0 | 0 | DEER:HVAC_Chillers | Annual | 2020
NE-HVAC-Chlr-WtrCldScrewChlr-gte600tons-0.497kwpton-0.323IPLV-VarSpd | DEER2020 | D20 v0 | 43474.3727 | SDG | ECC | Old | CZ06 | Any | Cap-Tons | 763 | 0 | None | 59 | 0.0435 | 0 | 59 | 0.0435 | 0 | 0 | 0 | 0 | 0 | 0 | 0 | DEER:HVAC_Chillers | Annual | 2020
NE-HVAC-Chlr-WtrCldScrewChlr-gte600tons-0.497kwpton-0.323IPLV-VarSpd | DEER2020 | D20 v0 | 43474.3727 | SDG | ESe | Old | CZ06 | Any | Cap-Tons | 393 | 0 | None | 40.5 | 0.0233 | 0 | 40.5 | 0.0233 | 0 | 0 | 0 | 0 | 0 | 0 | 0 | DEER:HVAC_Chillers | Annual | 2020
NE-HVAC-Chlr-WtrCldScrewChlr-gte600tons-0.497kwpton-0.323IPLV-VarSpd | DEER2020 | D20 v0 | 43474.3727 | SDG | EUn | Old | CZ06 | Any | Cap-Tons | 2600 | 0 | None | 54.2 | 0.0423 | 0 | 54.2 | 0.0423 | 0 | 0 | 0 | 0 | 0 | 0 | 0 | DEER:HVAC_Chillers | Annual | 2020
NE-HVAC-Chlr-WtrCldScrewChlr-gte600tons-0.497kwpton-0.323IPLV-VarSpd | DEER2020 | D20 v0 | 43474.3727 | SDG | Hsp | Old | CZ06 | Any | Cap-Tons | 810 | 0 | None | 43.9 | 0.0228 | 0 | 43.9 | 0.0228 | 0 | 0 | 0 | 0 | 0 | 0 | 0 | DEER:HVAC_Chillers | Annual | 2020
NE-HVAC-Chlr-WtrCldScrewChlr-gte600tons-0.497kwpton-0.323IPLV-VarSpd | DEER2020 | D20 v0 | 43474.3727 | SDG | Htl | Old | CZ06 | Any | Cap-Tons | 267 | 0 | None | 87.4 | 0.0364 | 0 | 87.4 | 0.0364 | 0 | 0 | 0 | 0 | 0 | 0 | 0 | DEER:HVAC_Chillers | Annual | 2020
NE-HVAC-Chlr-WtrCldScrewChlr-gte600tons-0.497kwpton-0.323IPLV-VarSpd | DEER2020 | D20 v0 | 43474.3727 | SDG | MBT | Old | CZ06 | Any | Cap-Tons | 354 | 0 | None | 54 | 0.0261 | 0 | 54 | 0.0261 | 0 | 0 | 0 | 0 | 0 | 0 | 0 | DEER:HVAC_Chillers | Annual | 2020
NE-HVAC-Chlr-WtrCldScrewChlr-gte600tons-0.497kwpton-0.323IPLV-VarSpd | DEER2020 | D20 v0 | 43474.3727 | SDG | Nrs | Old | CZ06 | Any | Cap-Tons | 128 | 0 | None | 106 | 0.0525 | 0 | 106 | 0.0525 | 0 | 0 | 0 | 0 | 0 | 0 | 0 | DEER:HVAC_Chillers | Annual | 2020
NE-HVAC-Chlr-WtrCldScrewChlr-gte600tons-0.497kwpton-0.323IPLV-VarSpd | DEER2020 | D20 v0 | 43474.3727 | SDG | OfL | Old | CZ06 | Any | Cap-Tons | 481 | 0 | None | 56.8 | 0.0204 | 0 | 56.8 | 0.0204 | 0 | 0 | 0 | 0 | 0 | 0 | 0 | DEER:HVAC_Chillers | Annual | 2020
NE-HVAC-Chlr-WtrCldScrewChlr-gte600tons-0.497kwpton-0.323IPLV-VarSpd | DEER2020 | D20 v0 | 43474.3727 | SDG | OfS | Old | CZ06 | Any | Cap-Tons | 31.9 | 0 | None | 65.3 | 0.0243 | 0 | 65.3 | 0.0243 | 0 | 0 | 0 | 0 | 0 | 0 | 0 | DEER:HVAC_Chillers | Annual | 2020
NE-HVAC-Chlr-WtrCldScrewChlr-gte600tons-0.497kwpton-0.323IPLV-VarSpd | DEER2020 | D20 v0 | 43474.3727 | SDG | Rt3 | Old | CZ06 | Any | Cap-Tons | 266 | 0 | None | 62.9 | 0.0354 | 0 | 62.9 | 0.0354 | 0 | 0 | 0 | 0 | 0 | 0 | 0 | DEER:HVAC_Chillers | Annual | 2020
NE-HVAC-Chlr-WtrCldScrewChlr-gte600tons-0.497kwpton-0.323IPLV-VarSpd | DEER2020 | D20 v0 | 43474.3727 | SDG | ECC | Old | CZ07 | Any | Cap-Tons | 720 | 0 | None | 55.8 | 0.0423 | 0 | 55.8 | 0.0423 | 0 | 0 | 0 | 0 | 0 | 0 | 0 | DEER:HVAC_Chillers | Annual | 2020
NE-HVAC-Chlr-WtrCldScrewChlr-gte600tons-0.497kwpton-0.323IPLV-VarSpd | DEER2020 | D20 v0 | 43474.3727 | SDG | ESe | Old | CZ07 | Any | Cap-Tons | 372 | 0 | None | 54.9 | 0.0287 | 0 | 54.9 | 0.0287 | 0 | 0 | 0 | 0 | 0 | 0 | 0 | DEER:HVAC_Chillers | Annual | 2020
NE-HVAC-Chlr-WtrCldScrewChlr-gte600tons-0.497kwpton-0.323IPLV-VarSpd | DEER2020 | D20 v0 | 43474.3727 | SDG | EUn | Old | CZ07 | Any | Cap-Tons | 2520 | 0 | None | 48 | 0.0381 | 0 | 48 | 0.0381 | 0 | 0 | 0 | 0 | 0 | 0 | 0 | DEER:HVAC_Chillers | Annual | 2020
NE-HVAC-Chlr-WtrCldScrewChlr-gte600tons-0.497kwpton-0.323IPLV-VarSpd | DEER2020 | D20 v0 | 43474.3727 | SDG | Hsp | Old | CZ07 | Any | Cap-Tons | 821 | 0 | None | 41.5 | 0.0208 | 0 | 41.5 | 0.0208 | 0 | 0 | 0 | 0 | 0 | 0 | 0 | DEER:HVAC_Chillers | Annual | 2020
NE-HVAC-Chlr-WtrCldScrewChlr-gte600tons-0.497kwpton-0.323IPLV-VarSpd | DEER2020 | D20 v0 | 43474.3727 | SDG | Htl | Old | CZ07 | Any | Cap-Tons | 250 | 0 | None | 92 | 0.0325 | 0 | 92 | 0.0325 | 0 | 0 | 0 | 0 | 0 | 0 | 0 | DEER:HVAC_Chillers | Annual | 2020
NE-HVAC-Chlr-WtrCldScrewChlr-gte600tons-0.497kwpton-0.323IPLV-VarSpd | DEER2020 | D20 v0 | 43474.3727 | SDG | MBT | Old | CZ07 | Any | Cap-Tons | 338 | 0 | None | 71.5 | 0.0338 | 0 | 71.5 | 0.0338 | 0 | 0 | 0 | 0 | 0 | 0 | 0 | DEER:HVAC_Chillers | Annual | 2020
NE-HVAC-Chlr-WtrCldScrewChlr-gte600tons-0.497kwpton-0.323IPLV-VarSpd | DEER2020 | D20 v0 | 43474.3727 | SDG | Nrs | Old | CZ07 | Any | Cap-Tons | 119 | 0 | None | 108 | 0.0473 | 0 | 108 | 0.0473 | 0 | 0 | 0 | 0 | 0 | 0 | 0 | DEER:HVAC_Chillers | Annual | 2020
NE-HVAC-Chlr-WtrCldScrewChlr-gte600tons-0.497kwpton-0.323IPLV-VarSpd | DEER2020 | D20 v0 | 43474.3727 | SDG | OfL | Old | CZ07 | Any | Cap-Tons | 458 | 0 | None | 51.6 | 0.0173 | 0 | 51.6 | 0.0173 | 0 | 0 | 0 | 0 | 0 | 0 | 0 | DEER:HVAC_Chillers | Annual | 2020
NE-HVAC-Chlr-WtrCldScrewChlr-gte600tons-0.497kwpton-0.323IPLV-VarSpd | DEER2020 | D20 v0 | 43474.3727 | SDG | OfS | Old | CZ07 | Any | Cap-Tons | 30.5 | 0 | None | 61.1 | 0.0213 | 0 | 61.1 | 0.0213 | 0 | 0 | 0 | 0 | 0 | 0 | 0 | DEER:HVAC_Chillers | Annual | 2020
NE-HVAC-Chlr-WtrCldScrewChlr-gte600tons-0.497kwpton-0.323IPLV-VarSpd | DEER2020 | D20 v0 | 43474.3727 | SDG | Rt3 | Old | CZ07 | Any | Cap-Tons | 266 | 0 | None | 56.1 | 0.0326 | 0 | 56.1 | 0.0326 | 0 | 0 | 0 | 0 | 0 | 0 | 0 | DEER:HVAC_Chillers | Annual | 2020
NE-HVAC-Chlr-WtrCldScrewChlr-gte600tons-0.497kwpton-0.323IPLV-VarSpd | DEER2020 | D20 v0 | 43474.3727 | SDG | ECC | Old | CZ08 | Any | Cap-Tons | 812 | 0 | None | 66.7 | 0.0404 | 0 | 66.7 | 0.0404 | 0 | 0 | 0 | 0 | 0 | 0 | 0 | DEER:HVAC_Chillers | Annual | 2020
NE-HVAC-Chlr-WtrCldScrewChlr-gte600tons-0.497kwpton-0.323IPLV-VarSpd | DEER2020 | D20 v0 | 43474.3727 | SDG | ESe | Old | CZ08 | Any | Cap-Tons | 422 | 0 | None | 64.3 | 0.0293 | 0 | 64.3 | 0.0293 | 0 | 0 | 0 | 0 | 0 | 0 | 0 | DEER:HVAC_Chillers | Annual | 2020
NE-HVAC-Chlr-WtrCldScrewChlr-gte600tons-0.497kwpton-0.323IPLV-VarSpd | DEER2020 | D20 v0 | 43474.3727 | SDG | Hsp | Old | CZ08 | Any | Cap-Tons | 884 | 0 | None | 47.6 | 0.0213 | 0 | 47.6 | 0.0213 | 0 | 0 | 0 | 0 | 0 | 0 | 0 | DEER:HVAC_Chillers | Annual | 2020
NE-HVAC-Chlr-WtrCldScrewChlr-gte600tons-0.497kwpton-0.323IPLV-VarSpd | DEER2020 | D20 v0 | 43474.3727 | SDG | Htl | Old | CZ08 | Any | Cap-Tons | 283 | 0 | None | 93.2 | 0.0333 | 0 | 93.2 | 0.0333 | 0 | 0 | 0 | 0 | 0 | 0 | 0 | DEER:HVAC_Chillers | Annual | 2020
NE-HVAC-Chlr-WtrCldScrewChlr-gte600tons-0.497kwpton-0.323IPLV-VarSpd | DEER2020 | D20 v0 | 43474.3727 | SDG | MBT | Old | CZ08 | Any | Cap-Tons | 388 | 0 | None | 57.6 | 0.0239 | 0 | 57.6 | 0.0239 | 0 | 0 | 0 | 0 | 0 | 0 | 0 | DEER:HVAC_Chillers | Annual | 2020
NE-HVAC-Chlr-WtrCldScrewChlr-gte600tons-0.497kwpton-0.323IPLV-VarSpd | DEER2020 | D20 v0 | 43474.3727 | SDG | Nrs | Old | CZ08 | Any | Cap-Tons | 138 | 0 | None | 118 | 0.0488 | 0 | 118 | 0.0488 | 0 | 0 | 0 | 0 | 0 | 0 | 0 | DEER:HVAC_Chillers | Annual | 2020
NE-HVAC-Chlr-WtrCldScrewChlr-gte600tons-0.497kwpton-0.323IPLV-VarSpd | DEER2020 | D20 v0 | 43474.3727 | SDG | OfL | Old | CZ08 | Any | Cap-Tons | 527 | 0 | None | 58.3 | 0.0169 | 0 | 58.3 | 0.0169 | 0 | 0 | 0 | 0 | 0 | 0 | 0 | DEER:HVAC_Chillers | Annual | 2020
NE-HVAC-Chlr-WtrCldScrewChlr-gte600tons-0.497kwpton-0.323IPLV-VarSpd | DEER2020 | D20 v0 | 43474.3727 | SDG | OfS | Old | CZ08 | Any | Cap-Tons | 33.1 | 0 | None | 71 | 0.0232 | 0 | 71 | 0.0232 | 0 | 0 | 0 | 0 | 0 | 0 | 0 | DEER:HVAC_Chillers | Annual | 2020
NE-HVAC-Chlr-WtrCldScrewChlr-gte600tons-0.497kwpton-0.323IPLV-VarSpd | DEER2020 | D20 v0 | 43474.3727 | SDG | Rt3 | Old | CZ08 | Any | Cap-Tons | 297 | 0 | None | 66.5 | 0.0314 | 0 | 66.5 | 0.0314 | 0 | 0 | 0 | 0 | 0 | 0 | 0 | DEER:HVAC_Chillers | Annual | 2020
NE-HVAC-Chlr-WtrCldScrewChlr-gte600tons-0.497kwpton-0.323IPLV-VarSpd | DEER2020 | D20 v0 | 43474.3727 | SDG | ECC | Old | CZ10 | Any | Cap-Tons | 884 | 0 | None | 67.7 | 0.0526 | 0 | 67.7 | 0.0526 | 0 | 0 | 0 | 0 | 0 | 0 | 0 | DEER:HVAC_Chillers | Annual | 2020
NE-HVAC-Chlr-WtrCldScrewChlr-gte600tons-0.497kwpton-0.323IPLV-VarSpd | DEER2020 | D20 v0 | 43474.3727 | SDG | ESe | Old | CZ10 | Any | Cap-Tons | 455 | 0 | None | 65.5 | 0.0371 | 0 | 65.5 | 0.0371 | 0 | 0 | 0 | 0 | 0 | 0 | 0 | DEER:HVAC_Chillers | Annual | 2020
NE-HVAC-Chlr-WtrCldScrewChlr-gte600tons-0.497kwpton-0.323IPLV-VarSpd | DEER2020 | D20 v0 | 43474.3727 | SDG | EUn | Old | CZ10 | Any | Cap-Tons | 3070 | 0 | None | 63.3 | 0.0456 | 0 | 63.3 | 0.0456 | 0 | 0 | 0 | 0 | 0 | 0 | 0 | DEER:HVAC_Chillers | Annual | 2020
NE-HVAC-Chlr-WtrCldScrewChlr-gte600tons-0.497kwpton-0.323IPLV-VarSpd | DEER2020 | D20 v0 | 43474.3727 | SDG | Hsp | Old | CZ10 | Any | Cap-Tons | 897 | 0 | None | 49.9 | 0.0248 | 0 | 49.9 | 0.0248 | 0 | 0 | 0 | 0 | 0 | 0 | 0 | DEER:HVAC_Chillers | Annual | 2020
NE-HVAC-Chlr-WtrCldScrewChlr-gte600tons-0.497kwpton-0.323IPLV-VarSpd | DEER2020 | D20 v0 | 43474.3727 | SDG | Htl | Old | CZ10 | Any | Cap-Tons | 323 | 0 | None | 89.9 | 0.0392 | 0 | 89.9 | 0.0392 | 0 | 0 | 0 | 0 | 0 | 0 | 0 | DEER:HVAC_Chillers | Annual | 2020
NE-HVAC-Chlr-WtrCldScrewChlr-gte600tons-0.497kwpton-0.323IPLV-VarSpd | DEER2020 | D20 v0 | 43474.3727 | SDG | MBT | Old | CZ10 | Any | Cap-Tons | 415 | 0 | None | 56.6 | 0.0286 | 0 | 56.6 | 0.0286 | 0 | 0 | 0 | 0 | 0 | 0 | 0 | DEER:HVAC_Chillers | Annual | 2020
NE-HVAC-Chlr-WtrCldScrewChlr-gte600tons-0.497kwpton-0.323IPLV-VarSpd | DEER2020 | D20 v0 | 43474.3727 | SDG | Nrs | Old | CZ10 | Any | Cap-Tons | 156 | 0 | None | 115 | 0.0574 | 0 | 115 | 0.0574 | 0 | 0 | 0 | 0 | 0 | 0 | 0 | DEER:HVAC_Chillers | Annual | 2020
NE-HVAC-Chlr-WtrCldScrewChlr-gte600tons-0.497kwpton-0.323IPLV-VarSpd | DEER2020 | D20 v0 | 43474.3727 | SDG | OfL | Old | CZ10 | Any | Cap-Tons | 532 | 0 | None | 61.1 | 0.0241 | 0 | 61.1 | 0.0241 | 0 | 0 | 0 | 0 | 0 | 0 | 0 | DEER:HVAC_Chillers | Annual | 2020
NE-HVAC-Chlr-WtrCldScrewChlr-gte600tons-0.497kwpton-0.323IPLV-VarSpd | DEER2020 | D20 v0 | 43474.3727 | SDG | OfS | Old | CZ10 | Any | Cap-Tons | 37 | 0 | None | 69.9 | 0.0297 | 0 | 69.9 | 0.0297 | 0 | 0 | 0 | 0 | 0 | 0 | 0 | DEER:HVAC_Chillers | Annual | 2020
NE-HVAC-Chlr-WtrCldScrewChlr-gte600tons-0.497kwpton-0.323IPLV-VarSpd | DEER2020 | D20 v0 | 43474.3727 | SDG | Rt3 | Old | CZ10 | Any | Cap-Tons | 315 | 0 | None | 67 | 0.0364 | 0 | 67 | 0.0364 | 0 | 0 | 0 | 0 | 0 | 0 | 0 | DEER:HVAC_Chillers | Annual | 2020
NE-HVAC-Chlr-WtrCldScrewChlr-gte600tons-0.497kwpton-0.323IPLV-VarSpd | DEER2020 | D20 v0 | 43474.3727 | SDG | ECC | Old | CZ14 | Any | Cap-Tons | 951 | 0 | None | 59.4 | 0.0392 | 0 | 59.4 | 0.0392 | 0 | 0 | 0 | 0 | 0 | 0 | 0 | DEER:HVAC_Chillers | Annual | 2020
NE-HVAC-Chlr-WtrCldScrewChlr-gte600tons-0.497kwpton-0.323IPLV-VarSpd | DEER2020 | D20 v0 | 43474.3727 | SDG | ESe | Old | CZ14 | Any | Cap-Tons | 491 | 0 | None | 41.7 | 0.0261 | 0 | 41.7 | 0.0261 | 0 | 0 | 0 | 0 | 0 | 0 | 0 | DEER:HVAC_Chillers | Annual | 2020
NE-HVAC-Chlr-WtrCldScrewChlr-gte600tons-0.497kwpton-0.323IPLV-VarSpd | DEER2020 | D20 v0 | 43474.3727 | SDG | EUn | Old | CZ14 | Any | Cap-Tons | 3180 | 0 | None | 59.6 | 0.0427 | 0 | 59.6 | 0.0427 | 0 | 0 | 0 | 0 | 0 | 0 | 0 | DEER:HVAC_Chillers | Annual | 2020
NE-HVAC-Chlr-WtrCldScrewChlr-gte600tons-0.497kwpton-0.323IPLV-VarSpd | DEER2020 | D20 v0 | 43474.3727 | SDG | Hsp | Old | CZ14 | Any | Cap-Tons | 941 | 0 | None | 43.5 | 0.0221 | 0 | 43.5 | 0.0221 | 0 | 0 | 0 | 0 | 0 | 0 | 0 | DEER:HVAC_Chillers | Annual | 2020
NE-HVAC-Chlr-WtrCldScrewChlr-gte600tons-0.497kwpton-0.323IPLV-VarSpd | DEER2020 | D20 v0 | 43474.3727 | SDG | Htl | Old | CZ14 | Any | Cap-Tons | 322 | 0 | None | 86.2 | 0.0375 | 0 | 86.2 | 0.0375 | 0 | 0 | 0 | 0 | 0 | 0 | 0 | DEER:HVAC_Chillers | Annual | 2020
NE-HVAC-Chlr-WtrCldScrewChlr-gte600tons-0.497kwpton-0.323IPLV-VarSpd | DEER2020 | D20 v0 | 43474.3727 | SDG | MBT | Old | CZ14 | Any | Cap-Tons | 438 | 0 | None | 51.6 | 0.0261 | 0 | 51.6 | 0.0261 | 0 | 0 | 0 | 0 | 0 | 0 | 0 | DEER:HVAC_Chillers | Annual | 2020
NE-HVAC-Chlr-WtrCldScrewChlr-gte600tons-0.497kwpton-0.323IPLV-VarSpd | DEER2020 | D20 v0 | 43474.3727 | SDG | Nrs | Old | CZ14 | Any | Cap-Tons | 165 | 0 | None | 114 | 0.054 | 0 | 114 | 0.054 | 0 | 0 | 0 | 0 | 0 | 0 | 0 | DEER:HVAC_Chillers | Annual | 2020
NE-HVAC-Chlr-WtrCldScrewChlr-gte600tons-0.497kwpton-0.323IPLV-VarSpd | DEER2020 | D20 v0 | 43474.3727 | SDG | OfL | Old | CZ14 | Any | Cap-Tons | 553 | 0 | None | 57.3 | 0.0253 | 0 | 57.3 | 0.0253 | 0 | 0 | 0 | 0 | 0 | 0 | 0 | DEER:HVAC_Chillers | Annual | 2020
NE-HVAC-Chlr-WtrCldScrewChlr-gte600tons-0.497kwpton-0.323IPLV-VarSpd | DEER2020 | D20 v0 | 43474.3727 | SDG | OfS | Old | CZ14 | Any | Cap-Tons | 38.4 | 0 | None | 68.2 | 0.0291 | 0 | 68.2 | 0.0291 | 0 | 0 | 0 | 0 | 0 | 0 | 0 | DEER:HVAC_Chillers | Annual | 2020
NE-HVAC-Chlr-WtrCldScrewChlr-gte600tons-0.497kwpton-0.323IPLV-VarSpd | DEER2020 | D20 v0 | 43474.3727 | SDG | Rt3 | Old | CZ14 | Any | Cap-Tons | 340 | 0 | None | 59.3 | 0.0319 | 0 | 59.3 | 0.0319 | 0 | 0 | 0 | 0 | 0 | 0 | 0 | DEER:HVAC_Chillers | Annual | 2020
NE-HVAC-Chlr-WtrCldScrewChlr-gte600tons-0.497kwpton-0.323IPLV-VarSpd | DEER2020 | D20 v0 | 43468.396 | SDG | Htl | Ex | CZ14 | Any | Cap-Tons | 236 | 0 | None | 69.6 | 0.0342 | 0 | 69.6 | 0.0342 | 0 | 0 | 0 | 0 | 0 | 0 | 0 | DEER:HVAC_Chillers | Annual | 2020
NE-HVAC-Chlr-WtrCldScrewChlr-gte600tons-0.497kwpton-0.323IPLV-VarSpd | DEER2020 | D20 v0 | 43468.396 | SDG | MBT | Ex | CZ14 | Any | Cap-Tons | 400 | 0 | None | 48.6 | 0.0253 | 0 | 48.6 | 0.0253 | 0 | 0 | 0 | 0 | 0 | 0 | 0 | DEER:HVAC_Chillers | Annual | 2020
NE-HVAC-Chlr-WtrCldScrewChlr-gte600tons-0.497kwpton-0.323IPLV-VarSpd | DEER2020 | D20 v0 | 43468.396 | SDG | Nrs | Ex | CZ14 | Any | Cap-Tons | 129 | 0 | None | 81.6 | 0.0435 | 0 | 81.6 | 0.0435 | 0 | 0 | 0 | 0 | 0 | 0 | 0 | DEER:HVAC_Chillers | Annual | 2020
NE-HVAC-Chlr-WtrCldScrewChlr-gte600tons-0.497kwpton-0.323IPLV-VarSpd | DEER2020 | D20 v0 | 43474.3727 | SDG | ESe | Old | CZ15 | Any | Cap-Tons | 633 | 0 | None | 65.4 | 0.0248 | 0 | 65.4 | 0.0248 | 0 | 0 | 0 | 0 | 0 | 0 | 0 | DEER:HVAC_Chillers | Annual | 2020
NE-HVAC-Chlr-WtrCldScrewChlr-gte600tons-0.497kwpton-0.323IPLV-VarSpd | DEER2020 | D20 v0 | 43468.396 | SDG | OfL | Ex | CZ14 | Any | Cap-Tons | 456 | 0 | None | 49.5 | 0.0175 | 0 | 49.5 | 0.0175 | 0 | 0 | 0 | 0 | 0 | 0 | 0 | DEER:HVAC_Chillers | Annual | 2020
NE-HVAC-Chlr-WtrCldScrewChlr-gte600tons-0.497kwpton-0.323IPLV-VarSpd | DEER2020 | D20 v0 | 43468.396 | SDG | OfS | Ex | CZ14 | Any | Cap-Tons | 29.4 | 0 | None | 55.8 | 0.0203 | 0 | 55.8 | 0.0203 | 0 | 0 | 0 | 0 | 0 | 0 | 0 | DEER:HVAC_Chillers | Annual | 2020
NE-HVAC-Chlr-WtrCldScrewChlr-gte600tons-0.497kwpton-0.323IPLV-VarSpd | DEER2020 | D20 v0 | 43468.396 | SDG | Rt3 | Ex | CZ14 | Any | Cap-Tons | 321 | 0 | None | 58.4 | 0.0318 | 0 | 58.4 | 0.0318 | 0 | 0 | 0 | 0 | 0 | 0 | 0 | DEER:HVAC_Chillers | Annual | 2020
NE-HVAC-Chlr-WtrCldScrewChlr-gte600tons-0.497kwpton-0.323IPLV-VarSpd | DEER2020 | D20 v0 | 43468.396 | SDG | ESe | Ex | CZ15 | Any | Cap-Tons | 559 | 0 | None | 56.8 | 0.0229 | 0 | 56.8 | 0.0229 | 0 | 0 | 0 | 0 | 0 | 0 | 0 | DEER:HVAC_Chillers | Annual | 2020
NE-HVAC-Chlr-WtrCldScrewChlr-gte600tons-0.497kwpton-0.323IPLV-VarSpd | DEER2020 | D20 v0 | 43474.3727 | SDG | MBT | Old | CZ15 | Any | Cap-Tons | 534 | 0 | None | 78.9 | 0.0277 | 0 | 78.9 | 0.0277 | 0 | 0 | 0 | 0 | 0 | 0 | 0 | DEER:HVAC_Chillers | Annual | 2020
NE-HVAC-Chlr-WtrCldScrewChlr-gte600tons-0.497kwpton-0.323IPLV-VarSpd | DEER2020 | D20 v0 | 43474.3727 | SDG | OfL | Old | CZ15 | Any | Cap-Tons | 656 | 0 | None | 81.7 | 0.0228 | 0 | 81.7 | 0.0228 | 0 | 0 | 0 | 0 | 0 | 0 | 0 | DEER:HVAC_Chillers | Annual | 2020
NE-HVAC-Chlr-WtrCldScrewChlr-gte600tons-0.497kwpton-0.323IPLV-VarSpd | DEER2020 | D20 v0 | 43468.396 | SDG | Htl | Ex | CZ15 | Any | Cap-Tons | 304 | 0 | None | 99.2 | 0.0322 | 0 | 99.2 | 0.0322 | 0 | 0 | 0 | 0 | 0 | 0 | 0 | DEER:HVAC_Chillers | Annual | 2020
NE-HVAC-Chlr-WtrCldScrewChlr-gte600tons-0.497kwpton-0.323IPLV-VarSpd | DEER2020 | D20 v0 | 43468.396 | SDG | MBT | Ex | CZ15 | Any | Cap-Tons | 494 | 0 | None | 71.9 | 0.0255 | 0 | 71.9 | 0.0255 | 0 | 0 | 0 | 0 | 0 | 0 | 0 | DEER:HVAC_Chillers | Annual | 2020
NE-HVAC-Chlr-WtrCldScrewChlr-gte600tons-0.497kwpton-0.323IPLV-VarSpd | DEER2020 | D20 v0 | 43468.396 | SDG | OfL | Ex | CZ15 | Any | Cap-Tons | 552 | 0 | None | 69.9 | 0.0167 | 0 | 69.9 | 0.0167 | 0 | 0 | 0 | 0 | 0 | 0 | 0 | DEER:HVAC_Chillers | Annual | 2020
NE-HVAC-Chlr-WtrCldScrewChlr-gte600tons-0.497kwpton-0.323IPLV-VarSpd | DEER2020 | D20 v0 | 43474.3727 | SDG | OfS | Old | CZ15 | Any | Cap-Tons | 44.3 | 0 | None | 103 | 0.0282 | 0 | 103 | 0.0282 | 0 | 0 | 0 | 0 | 0 | 0 | 0 | DEER:HVAC_Chillers | Annual | 2020
NE-HVAC-Chlr-WtrCldScrewChlr-gte600tons-0.497kwpton-0.323IPLV-VarSpd | DEER2020 | D20 v0 | 43474.3727 | SDG | Rt3 | Old | CZ15 | Any | Cap-Tons | 416 | 0 | None | 87 | 0.0319 | 0 | 87 | 0.0319 | 0 | 0 | 0 | 0 | 0 | 0 | 0 | DEER:HVAC_Chillers | Annual | 2020
NE-HVAC-Chlr-WtrCldScrewChlr-gte600tons-0.527kwpton-0.342IPLV-VarSpd | DEER2020 | D20 v0 | 43474.3727 | SDG | ECC | Old | CZ06 | Any | Cap-Tons | 763 | 0 | None | 39.3 | 0.029 | 0 | 39.3 | 0.029 | 0 | 0 | 0 | 0 | 0 | 0 | 0 | DEER:HVAC_Chillers | Annual | 2020
NE-HVAC-Chlr-WtrCldScrewChlr-gte600tons-0.527kwpton-0.342IPLV-VarSpd | DEER2020 | D20 v0 | 43474.3727 | SDG | ESe | Old | CZ06 | Any | Cap-Tons | 393 | 0 | None | 27 | 0.0155 | 0 | 27 | 0.0155 | 0 | 0 | 0 | 0 | 0 | 0 | 0 | DEER:HVAC_Chillers | Annual | 2020
NE-HVAC-Chlr-WtrCldScrewChlr-gte600tons-0.527kwpton-0.342IPLV-VarSpd | DEER2020 | D20 v0 | 43474.3727 | SDG | EUn | Old | CZ06 | Any | Cap-Tons | 2600 | 0 | None | 36.1 | 0.0282 | 0 | 36.1 | 0.0282 | 0 | 0 | 0 | 0 | 0 | 0 | 0 | DEER:HVAC_Chillers | Annual | 2020
NE-HVAC-Chlr-WtrCldScrewChlr-gte600tons-0.527kwpton-0.342IPLV-VarSpd | DEER2020 | D20 v0 | 43474.3727 | SDG | Hsp | Old | CZ06 | Any | Cap-Tons | 810 | 0 | None | 29.3 | 0.0152 | 0 | 29.3 | 0.0152 | 0 | 0 | 0 | 0 | 0 | 0 | 0 | DEER:HVAC_Chillers | Annual | 2020
NE-HVAC-Chlr-WtrCldScrewChlr-gte600tons-0.527kwpton-0.342IPLV-VarSpd | DEER2020 | D20 v0 | 43474.3727 | SDG | Htl | Old | CZ06 | Any | Cap-Tons | 267 | 0 | None | 58.3 | 0.0243 | 0 | 58.3 | 0.0243 | 0 | 0 | 0 | 0 | 0 | 0 | 0 | DEER:HVAC_Chillers | Annual | 2020
NE-HVAC-Chlr-WtrCldScrewChlr-gte600tons-0.527kwpton-0.342IPLV-VarSpd | DEER2020 | D20 v0 | 43474.3727 | SDG | MBT | Old | CZ06 | Any | Cap-Tons | 354 | 0 | None | 36 | 0.0174 | 0 | 36 | 0.0174 | 0 | 0 | 0 | 0 | 0 | 0 | 0 | DEER:HVAC_Chillers | Annual | 2020
NE-HVAC-Chlr-WtrCldScrewChlr-gte600tons-0.527kwpton-0.342IPLV-VarSpd | DEER2020 | D20 v0 | 43474.3727 | SDG | Nrs | Old | CZ06 | Any | Cap-Tons | 128 | 0 | None | 70.6 | 0.035 | 0 | 70.6 | 0.035 | 0 | 0 | 0 | 0 | 0 | 0 | 0 | DEER:HVAC_Chillers | Annual | 2020
NE-HVAC-Chlr-WtrCldScrewChlr-gte600tons-0.527kwpton-0.342IPLV-VarSpd | DEER2020 | D20 v0 | 43474.3727 | SDG | OfL | Old | CZ06 | Any | Cap-Tons | 481 | 0 | None | 37.8 | 0.0136 | 0 | 37.8 | 0.0136 | 0 | 0 | 0 | 0 | 0 | 0 | 0 | DEER:HVAC_Chillers | Annual | 2020
NE-HVAC-Chlr-WtrCldScrewChlr-gte600tons-0.527kwpton-0.342IPLV-VarSpd | DEER2020 | D20 v0 | 43474.3727 | SDG | OfS | Old | CZ06 | Any | Cap-Tons | 31.9 | 0 | None | 43.5 | 0.0162 | 0 | 43.5 | 0.0162 | 0 | 0 | 0 | 0 | 0 | 0 | 0 | DEER:HVAC_Chillers | Annual | 2020
NE-HVAC-Chlr-WtrCldScrewChlr-gte600tons-0.527kwpton-0.342IPLV-VarSpd | DEER2020 | D20 v0 | 43474.3727 | SDG | Rt3 | Old | CZ06 | Any | Cap-Tons | 266 | 0 | None | 41.9 | 0.0236 | 0 | 41.9 | 0.0236 | 0 | 0 | 0 | 0 | 0 | 0 | 0 | DEER:HVAC_Chillers | Annual | 2020
NE-HVAC-Chlr-WtrCldScrewChlr-gte600tons-0.527kwpton-0.342IPLV-VarSpd | DEER2020 | D20 v0 | 43474.3727 | SDG | ECC | Old | CZ07 | Any | Cap-Tons | 720 | 0 | None | 37.2 | 0.0282 | 0 | 37.2 | 0.0282 | 0 | 0 | 0 | 0 | 0 | 0 | 0 | DEER:HVAC_Chillers | Annual | 2020
NE-HVAC-Chlr-WtrCldScrewChlr-gte600tons-0.527kwpton-0.342IPLV-VarSpd | DEER2020 | D20 v0 | 43474.3727 | SDG | ESe | Old | CZ07 | Any | Cap-Tons | 372 | 0 | None | 36.6 | 0.0191 | 0 | 36.6 | 0.0191 | 0 | 0 | 0 | 0 | 0 | 0 | 0 | DEER:HVAC_Chillers | Annual | 2020
NE-HVAC-Chlr-WtrCldScrewChlr-gte600tons-0.527kwpton-0.342IPLV-VarSpd | DEER2020 | D20 v0 | 43474.3727 | SDG | EUn | Old | CZ07 | Any | Cap-Tons | 2520 | 0 | None | 32 | 0.0254 | 0 | 32 | 0.0254 | 0 | 0 | 0 | 0 | 0 | 0 | 0 | DEER:HVAC_Chillers | Annual | 2020
NE-HVAC-Chlr-WtrCldScrewChlr-gte600tons-0.527kwpton-0.342IPLV-VarSpd | DEER2020 | D20 v0 | 43474.3727 | SDG | Hsp | Old | CZ07 | Any | Cap-Tons | 821 | 0 | None | 27.6 | 0.0138 | 0 | 27.6 | 0.0138 | 0 | 0 | 0 | 0 | 0 | 0 | 0 | DEER:HVAC_Chillers | Annual | 2020
NE-HVAC-Chlr-WtrCldScrewChlr-gte600tons-0.527kwpton-0.342IPLV-VarSpd | DEER2020 | D20 v0 | 43474.3727 | SDG | Htl | Old | CZ07 | Any | Cap-Tons | 250 | 0 | None | 61.3 | 0.0216 | 0 | 61.3 | 0.0216 | 0 | 0 | 0 | 0 | 0 | 0 | 0 | DEER:HVAC_Chillers | Annual | 2020
NE-HVAC-Chlr-WtrCldScrewChlr-gte600tons-0.527kwpton-0.342IPLV-VarSpd | DEER2020 | D20 v0 | 43474.3727 | SDG | MBT | Old | CZ07 | Any | Cap-Tons | 338 | 0 | None | 47.7 | 0.0226 | 0 | 47.7 | 0.0226 | 0 | 0 | 0 | 0 | 0 | 0 | 0 | DEER:HVAC_Chillers | Annual | 2020
NE-HVAC-Chlr-WtrCldScrewChlr-gte600tons-0.527kwpton-0.342IPLV-VarSpd | DEER2020 | D20 v0 | 43474.3727 | SDG | Nrs | Old | CZ07 | Any | Cap-Tons | 119 | 0 | None | 71.7 | 0.0316 | 0 | 71.7 | 0.0316 | 0 | 0 | 0 | 0 | 0 | 0 | 0 | DEER:HVAC_Chillers | Annual | 2020
NE-HVAC-Chlr-WtrCldScrewChlr-gte600tons-0.527kwpton-0.342IPLV-VarSpd | DEER2020 | D20 v0 | 43474.3727 | SDG | OfL | Old | CZ07 | Any | Cap-Tons | 458 | 0 | None | 34.4 | 0.0115 | 0 | 34.4 | 0.0115 | 0 | 0 | 0 | 0 | 0 | 0 | 0 | DEER:HVAC_Chillers | Annual | 2020
NE-HVAC-Chlr-WtrCldScrewChlr-gte600tons-0.527kwpton-0.342IPLV-VarSpd | DEER2020 | D20 v0 | 43474.3727 | SDG | OfS | Old | CZ07 | Any | Cap-Tons | 30.5 | 0 | None | 40.7 | 0.0142 | 0 | 40.7 | 0.0142 | 0 | 0 | 0 | 0 | 0 | 0 | 0 | DEER:HVAC_Chillers | Annual | 2020
NE-HVAC-Chlr-WtrCldScrewChlr-gte600tons-0.527kwpton-0.342IPLV-VarSpd | DEER2020 | D20 v0 | 43474.3727 | SDG | Rt3 | Old | CZ07 | Any | Cap-Tons | 266 | 0 | None | 37.4 | 0.0217 | 0 | 37.4 | 0.0217 | 0 | 0 | 0 | 0 | 0 | 0 | 0 | DEER:HVAC_Chillers | Annual | 2020
NE-HVAC-Chlr-WtrCldScrewChlr-gte600tons-0.527kwpton-0.342IPLV-VarSpd | DEER2020 | D20 v0 | 43474.3727 | SDG | ECC | Old | CZ08 | Any | Cap-Tons | 812 | 0 | None | 44.5 | 0.0269 | 0 | 44.5 | 0.0269 | 0 | 0 | 0 | 0 | 0 | 0 | 0 | DEER:HVAC_Chillers | Annual | 2020
NE-HVAC-Chlr-WtrCldScrewChlr-gte600tons-0.527kwpton-0.342IPLV-VarSpd | DEER2020 | D20 v0 | 43474.3727 | SDG | EUn | Old | CZ08 | Any | Cap-Tons | 2860 | 0 | None | 39.6 | 0.0252 | 0 | 39.6 | 0.0252 | 0 | 0 | 0 | 0 | 0 | 0 | 0 | DEER:HVAC_Chillers | Annual | 2020
NE-HVAC-Chlr-WtrCldScrewChlr-gte600tons-0.527kwpton-0.342IPLV-VarSpd | DEER2020 | D20 v0 | 43474.3727 | SDG | Hsp | Old | CZ08 | Any | Cap-Tons | 884 | 0 | None | 31.8 | 0.0142 | 0 | 31.8 | 0.0142 | 0 | 0 | 0 | 0 | 0 | 0 | 0 | DEER:HVAC_Chillers | Annual | 2020
NE-HVAC-Chlr-WtrCldScrewChlr-gte600tons-0.527kwpton-0.342IPLV-VarSpd | DEER2020 | D20 v0 | 43474.3727 | SDG | Htl | Old | CZ08 | Any | Cap-Tons | 283 | 0 | None | 62.1 | 0.0222 | 0 | 62.1 | 0.0222 | 0 | 0 | 0 | 0 | 0 | 0 | 0 | DEER:HVAC_Chillers | Annual | 2020
NE-HVAC-Chlr-WtrCldScrewChlr-gte600tons-0.527kwpton-0.342IPLV-VarSpd | DEER2020 | D20 v0 | 43474.3727 | SDG | MBT | Old | CZ08 | Any | Cap-Tons | 388 | 0 | None | 38.4 | 0.0159 | 0 | 38.4 | 0.0159 | 0 | 0 | 0 | 0 | 0 | 0 | 0 | DEER:HVAC_Chillers | Annual | 2020
NE-HVAC-Chlr-WtrCldScrewChlr-gte600tons-0.527kwpton-0.342IPLV-VarSpd | DEER2020 | D20 v0 | 43474.3727 | SDG | Nrs | Old | CZ08 | Any | Cap-Tons | 138 | 0 | None | 78.5 | 0.0326 | 0 | 78.5 | 0.0326 | 0 | 0 | 0 | 0 | 0 | 0 | 0 | DEER:HVAC_Chillers | Annual | 2020
NE-HVAC-Chlr-WtrCldScrewChlr-gte600tons-0.527kwpton-0.342IPLV-VarSpd | DEER2020 | D20 v0 | 43474.3727 | SDG | OfL | Old | CZ08 | Any | Cap-Tons | 527 | 0 | None | 38.8 | 0.0113 | 0 | 38.8 | 0.0113 | 0 | 0 | 0 | 0 | 0 | 0 | 0 | DEER:HVAC_Chillers | Annual | 2020
NE-HVAC-Chlr-WtrCldScrewChlr-gte600tons-0.527kwpton-0.342IPLV-VarSpd | DEER2020 | D20 v0 | 43474.3727 | SDG | OfS | Old | CZ08 | Any | Cap-Tons | 33.1 | 0 | None | 47.4 | 0.0155 | 0 | 47.4 | 0.0155 | 0 | 0 | 0 | 0 | 0 | 0 | 0 | DEER:HVAC_Chillers | Annual | 2020
NE-HVAC-Chlr-WtrCldScrewChlr-gte600tons-0.527kwpton-0.342IPLV-VarSpd | DEER2020 | D20 v0 | 43474.3727 | SDG | Rt3 | Old | CZ08 | Any | Cap-Tons | 297 | 0 | None | 44.3 | 0.0209 | 0 | 44.3 | 0.0209 | 0 | 0 | 0 | 0 | 0 | 0 | 0 | DEER:HVAC_Chillers | Annual | 2020
NE-HVAC-Chlr-WtrCldScrewChlr-gte600tons-0.527kwpton-0.342IPLV-VarSpd | DEER2020 | D20 v0 | 43474.3727 | SDG | ECC | Old | CZ10 | Any | Cap-Tons | 884 | 0 | None | 45.1 | 0.0351 | 0 | 45.1 | 0.0351 | 0 | 0 | 0 | 0 | 0 | 0 | 0 | DEER:HVAC_Chillers | Annual | 2020
NE-HVAC-Chlr-WtrCldScrewChlr-gte600tons-0.527kwpton-0.342IPLV-VarSpd | DEER2020 | D20 v0 | 43474.3727 | SDG | ESe | Old | CZ10 | Any | Cap-Tons | 455 | 0 | None | 43.7 | 0.0247 | 0 | 43.7 | 0.0247 | 0 | 0 | 0 | 0 | 0 | 0 | 0 | DEER:HVAC_Chillers | Annual | 2020
NE-HVAC-Chlr-WtrCldScrewChlr-gte600tons-0.527kwpton-0.342IPLV-VarSpd | DEER2020 | D20 v0 | 43474.3727 | SDG | EUn | Old | CZ10 | Any | Cap-Tons | 3070 | 0 | None | 42.2 | 0.0304 | 0 | 42.2 | 0.0304 | 0 | 0 | 0 | 0 | 0 | 0 | 0 | DEER:HVAC_Chillers | Annual | 2020
NE-HVAC-Chlr-WtrCldScrewChlr-gte600tons-0.527kwpton-0.342IPLV-VarSpd | DEER2020 | D20 v0 | 43474.3727 | SDG | Hsp | Old | CZ10 | Any | Cap-Tons | 897 | 0 | None | 33.3 | 0.0165 | 0 | 33.3 | 0.0165 | 0 | 0 | 0 | 0 | 0 | 0 | 0 | DEER:HVAC_Chillers | Annual | 2020
NE-HVAC-Chlr-WtrCldScrewChlr-gte600tons-0.527kwpton-0.342IPLV-VarSpd | DEER2020 | D20 v0 | 43474.3727 | SDG | Htl | Old | CZ10 | Any | Cap-Tons | 323 | 0 | None | 59.9 | 0.0262 | 0 | 59.9 | 0.0262 | 0 | 0 | 0 | 0 | 0 | 0 | 0 | DEER:HVAC_Chillers | Annual | 2020
NE-HVAC-Chlr-WtrCldScrewChlr-gte600tons-0.527kwpton-0.342IPLV-VarSpd | DEER2020 | D20 v0 | 43474.3727 | SDG | MBT | Old | CZ10 | Any | Cap-Tons | 415 | 0 | None | 37.8 | 0.019 | 0 | 37.8 | 0.019 | 0 | 0 | 0 | 0 | 0 | 0 | 0 | DEER:HVAC_Chillers | Annual | 2020
NE-HVAC-Chlr-WtrCldScrewChlr-gte600tons-0.527kwpton-0.342IPLV-VarSpd | DEER2020 | D20 v0 | 43474.3727 | SDG | Nrs | Old | CZ10 | Any | Cap-Tons | 156 | 0 | None | 76.6 | 0.0383 | 0 | 76.6 | 0.0383 | 0 | 0 | 0 | 0 | 0 | 0 | 0 | DEER:HVAC_Chillers | Annual | 2020
NE-HVAC-Chlr-WtrCldScrewChlr-gte600tons-0.527kwpton-0.342IPLV-VarSpd | DEER2020 | D20 v0 | 43474.3727 | SDG | OfL | Old | CZ10 | Any | Cap-Tons | 532 | 0 | None | 40.8 | 0.0161 | 0 | 40.8 | 0.0161 | 0 | 0 | 0 | 0 | 0 | 0 | 0 | DEER:HVAC_Chillers | Annual | 2020
NE-HVAC-Chlr-WtrCldScrewChlr-gte600tons-0.527kwpton-0.342IPLV-VarSpd | DEER2020 | D20 v0 | 43474.3727 | SDG | OfS | Old | CZ10 | Any | Cap-Tons | 37 | 0 | None | 46.6 | 0.0198 | 0 | 46.6 | 0.0198 | 0 | 0 | 0 | 0 | 0 | 0 | 0 | DEER:HVAC_Chillers | Annual | 2020
NE-HVAC-Chlr-WtrCldScrewChlr-gte600tons-0.527kwpton-0.342IPLV-VarSpd | DEER2020 | D20 v0 | 43474.3727 | SDG | Rt3 | Old | CZ10 | Any | Cap-Tons | 315 | 0 | None | 44.7 | 0.0243 | 0 | 44.7 | 0.0243 | 0 | 0 | 0 | 0 | 0 | 0 | 0 | DEER:HVAC_Chillers | Annual | 2020
NE-HVAC-Chlr-WtrCldScrewChlr-gte600tons-0.527kwpton-0.342IPLV-VarSpd | DEER2020 | D20 v0 | 43474.3727 | SDG | ECC | Old | CZ14 | Any | Cap-Tons | 951 | 0 | None | 39.6 | 0.0261 | 0 | 39.6 | 0.0261 | 0 | 0 | 0 | 0 | 0 | 0 | 0 | DEER:HVAC_Chillers | Annual | 2020
NE-HVAC-Chlr-WtrCldScrewChlr-gte600tons-0.527kwpton-0.342IPLV-VarSpd | DEER2020 | D20 v0 | 43474.3727 | SDG | ESe | Old | CZ14 | Any | Cap-Tons | 491 | 0 | None | 27.8 | 0.0174 | 0 | 27.8 | 0.0174 | 0 | 0 | 0 | 0 | 0 | 0 | 0 | DEER:HVAC_Chillers | Annual | 2020
NE-HVAC-Chlr-WtrCldScrewChlr-gte600tons-0.527kwpton-0.342IPLV-VarSpd | DEER2020 | D20 v0 | 43474.3727 | SDG | EUn | Old | CZ14 | Any | Cap-Tons | 3180 | 0 | None | 39.7 | 0.0285 | 0 | 39.7 | 0.0285 | 0 | 0 | 0 | 0 | 0 | 0 | 0 | DEER:HVAC_Chillers | Annual | 2020
NE-HVAC-Chlr-WtrCldScrewChlr-gte600tons-0.527kwpton-0.342IPLV-VarSpd | DEER2020 | D20 v0 | 43474.3727 | SDG | Hsp | Old | CZ14 | Any | Cap-Tons | 941 | 0 | None | 29 | 0.0147 | 0 | 29 | 0.0147 | 0 | 0 | 0 | 0 | 0 | 0 | 0 | DEER:HVAC_Chillers | Annual | 2020
NE-HVAC-Chlr-WtrCldScrewChlr-gte600tons-0.527kwpton-0.342IPLV-VarSpd | DEER2020 | D20 v0 | 43474.3727 | SDG | Htl | Old | CZ14 | Any | Cap-Tons | 322 | 0 | None | 57.4 | 0.025 | 0 | 57.4 | 0.025 | 0 | 0 | 0 | 0 | 0 | 0 | 0 | DEER:HVAC_Chillers | Annual | 2020
NE-HVAC-Chlr-WtrCldScrewChlr-gte600tons-0.527kwpton-0.342IPLV-VarSpd | DEER2020 | D20 v0 | 43474.3727 | SDG | MBT | Old | CZ14 | Any | Cap-Tons | 438 | 0 | None | 34.4 | 0.0174 | 0 | 34.4 | 0.0174 | 0 | 0 | 0 | 0 | 0 | 0 | 0 | DEER:HVAC_Chillers | Annual | 2020
NE-HVAC-Chlr-WtrCldScrewChlr-gte600tons-0.527kwpton-0.342IPLV-VarSpd | DEER2020 | D20 v0 | 43474.3727 | SDG | Nrs | Old | CZ14 | Any | Cap-Tons | 165 | 0 | None | 75.8 | 0.036 | 0 | 75.8 | 0.036 | 0 | 0 | 0 | 0 | 0 | 0 | 0 | DEER:HVAC_Chillers | Annual | 2020
NE-HVAC-Chlr-WtrCldScrewChlr-gte600tons-0.527kwpton-0.342IPLV-VarSpd | DEER2020 | D20 v0 | 43474.3727 | SDG | OfL | Old | CZ14 | Any | Cap-Tons | 553 | 0 | None | 38.2 | 0.0168 | 0 | 38.2 | 0.0168 | 0 | 0 | 0 | 0 | 0 | 0 | 0 | DEER:HVAC_Chillers | Annual | 2020
NE-HVAC-Chlr-WtrCldScrewChlr-gte600tons-0.527kwpton-0.342IPLV-VarSpd | DEER2020 | D20 v0 | 43474.3727 | SDG | OfS | Old | CZ14 | Any | Cap-Tons | 38.4 | 0 | None | 45.5 | 0.0194 | 0 | 45.5 | 0.0194 | 0 | 0 | 0 | 0 | 0 | 0 | 0 | DEER:HVAC_Chillers | Annual | 2020
NE-HVAC-Chlr-WtrCldScrewChlr-gte600tons-0.527kwpton-0.342IPLV-VarSpd | DEER2020 | D20 v0 | 43474.3727 | SDG | Rt3 | Old | CZ14 | Any | Cap-Tons | 340 | 0 | None | 39.5 | 0.0213 | 0 | 39.5 | 0.0213 | 0 | 0 | 0 | 0 | 0 | 0 | 0 | DEER:HVAC_Chillers | Annual | 2020
NE-HVAC-Chlr-WtrCldScrewChlr-gte600tons-0.527kwpton-0.342IPLV-VarSpd | DEER2020 | D20 v0 | 43468.396 | SDG | Hsp | Ex | CZ14 | Any | Cap-Tons | 988 | 0 | None | 20 | 0.0123 | 0 | 20 | 0.0123 | 0 | 0 | 0 | 0 | 0 | 0 | 0 | DEER:HVAC_Chillers | Annual | 2020
NE-HVAC-Chlr-WtrCldScrewChlr-gte600tons-0.527kwpton-0.342IPLV-VarSpd | DEER2020 | D20 v0 | 43468.396 | SDG | Htl | Ex | CZ14 | Any | Cap-Tons | 236 | 0 | None | 46.4 | 0.0228 | 0 | 46.4 | 0.0228 | 0 | 0 | 0 | 0 | 0 | 0 | 0 | DEER:HVAC_Chillers | Annual | 2020
NE-HVAC-Chlr-WtrCldScrewChlr-gte600tons-0.527kwpton-0.342IPLV-VarSpd | DEER2020 | D20 v0 | 43468.396 | SDG | MBT | Ex | CZ14 | Any | Cap-Tons | 400 | 0 | None | 32.4 | 0.0169 | 0 | 32.4 | 0.0169 | 0 | 0 | 0 | 0 | 0 | 0 | 0 | DEER:HVAC_Chillers | Annual | 2020
NE-HVAC-Chlr-WtrCldScrewChlr-gte600tons-0.527kwpton-0.342IPLV-VarSpd | DEER2020 | D20 v0 | 43474.3727 | SDG | ESe | Old | CZ15 | Any | Cap-Tons | 633 | 0 | None | 43.6 | 0.0165 | 0 | 43.6 | 0.0165 | 0 | 0 | 0 | 0 | 0 | 0 | 0 | DEER:HVAC_Chillers | Annual | 2020
NE-HVAC-Chlr-WtrCldScrewChlr-gte600tons-0.527kwpton-0.342IPLV-VarSpd | DEER2020 | D20 v0 | 43468.396 | SDG | Nrs | Ex | CZ14 | Any | Cap-Tons | 129 | 0 | None | 54.4 | 0.029 | 0 | 54.4 | 0.029 | 0 | 0 | 0 | 0 | 0 | 0 | 0 | DEER:HVAC_Chillers | Annual | 2020
NE-HVAC-Chlr-WtrCldScrewChlr-gte600tons-0.527kwpton-0.342IPLV-VarSpd | DEER2020 | D20 v0 | 43468.396 | SDG | OfL | Ex | CZ14 | Any | Cap-Tons | 456 | 0 | None | 33 | 0.0117 | 0 | 33 | 0.0117 | 0 | 0 | 0 | 0 | 0 | 0 | 0 | DEER:HVAC_Chillers | Annual | 2020
NE-HVAC-Chlr-WtrCldScrewChlr-gte600tons-0.527kwpton-0.342IPLV-VarSpd | DEER2020 | D20 v0 | 43468.396 | SDG | OfS | Ex | CZ14 | Any | Cap-Tons | 29.4 | 0 | None | 37.2 | 0.0135 | 0 | 37.2 | 0.0135 | 0 | 0 | 0 | 0 | 0 | 0 | 0 | DEER:HVAC_Chillers | Annual | 2020
NE-HVAC-Chlr-WtrCldScrewChlr-gte600tons-0.527kwpton-0.342IPLV-VarSpd | DEER2020 | D20 v0 | 43468.396 | SDG | Rt3 | Ex | CZ14 | Any | Cap-Tons | 321 | 0 | None | 38.9 | 0.0212 | 0 | 38.9 | 0.0212 | 0 | 0 | 0 | 0 | 0 | 0 | 0 | DEER:HVAC_Chillers | Annual | 2020
NE-HVAC-Chlr-WtrCldScrewChlr-gte600tons-0.527kwpton-0.342IPLV-VarSpd | DEER2020 | D20 v0 | 43468.396 | SDG | Htl | Ex | CZ15 | Any | Cap-Tons | 304 | 0 | None | 66.1 | 0.0215 | 0 | 66.1 | 0.0215 | 0 | 0 | 0 | 0 | 0 | 0 | 0 | DEER:HVAC_Chillers | Annual | 2020
NE-HVAC-Chlr-WtrCldScrewChlr-gte600tons-0.527kwpton-0.342IPLV-VarSpd | DEER2020 | D20 v0 | 43468.396 | SDG | MBT | Ex | CZ15 | Any | Cap-Tons | 494 | 0 | None | 48 | 0.017 | 0 | 48 | 0.017 | 0 | 0 | 0 | 0 | 0 | 0 | 0 | DEER:HVAC_Chillers | Annual | 2020
NE-HVAC-Chlr-WtrCldScrewChlr-gte600tons-0.527kwpton-0.342IPLV-VarSpd | DEER2020 | D20 v0 | 43474.3727 | SDG | Htl | Old | CZ15 | Any | Cap-Tons | 385 | 0 | None | 79.3 | 0.0234 | 0 | 79.3 | 0.0234 | 0 | 0 | 0 | 0 | 0 | 0 | 0 | DEER:HVAC_Chillers | Annual | 2020
NE-HVAC-Chlr-WtrCldScrewChlr-gte600tons-0.527kwpton-0.342IPLV-VarSpd | DEER2020 | D20 v0 | 43474.3727 | SDG | MBT | Old | CZ15 | Any | Cap-Tons | 534 | 0 | None | 52.6 | 0.0185 | 0 | 52.6 | 0.0185 | 0 | 0 | 0 | 0 | 0 | 0 | 0 | DEER:HVAC_Chillers | Annual | 2020
NE-HVAC-Chlr-WtrCldScrewChlr-gte600tons-0.527kwpton-0.342IPLV-VarSpd | DEER2020 | D20 v0 | 43468.396 | SDG | OfL | Ex | CZ15 | Any | Cap-Tons | 552 | 0 | None | 46.6 | 0.0111 | 0 | 46.6 | 0.0111 | 0 | 0 | 0 | 0 | 0 | 0 | 0 | DEER:HVAC_Chillers | Annual | 2020
NE-HVAC-Chlr-WtrCldScrewChlr-gte600tons-0.527kwpton-0.342IPLV-VarSpd | DEER2020 | D20 v0 | 43468.396 | SDG | OfS | Ex | CZ15 | Any | Cap-Tons | 35 | 0 | None | 56.4 | 0.0149 | 0 | 56.4 | 0.0149 | 0 | 0 | 0 | 0 | 0 | 0 | 0 | DEER:HVAC_Chillers | Annual | 2020
NE-HVAC-Chlr-WtrCldScrewChlr-gte600tons-0.527kwpton-0.342IPLV-VarSpd | DEER2020 | D20 v0 | 43468.396 | SDG | Rt3 | Ex | CZ15 | Any | Cap-Tons | 392 | 0 | None | 56.5 | 0.0213 | 0 | 56.5 | 0.0213 | 0 | 0 | 0 | 0 | 0 | 0 | 0 | DEER:HVAC_Chillers | Annual | 2020
NE-HVAC-Chlr-WtrCldScrewChlr-gte600tons-0.527kwpton-0.342IPLV-VarSpd | DEER2020 | D20 v0 | 43474.3727 | SDG | OfL | Old | CZ15 | Any | Cap-Tons | 656 | 0 | None | 54.5 | 0.0152 | 0 | 54.5 | 0.0152 | 0 | 0 | 0 | 0 | 0 | 0 | 0 | DEER:HVAC_Chillers | Annual | 2020
NE-HVAC-Chlr-WtrCldScrewChlr-gte600tons-0.527kwpton-0.342IPLV-VarSpd | DEER2020 | D20 v0 | 43474.3727 | SDG | OfS | Old | CZ15 | Any | Cap-Tons | 44.3 | 0 | None | 68.5 | 0.0188 | 0 | 68.5 | 0.0188 | 0 | 0 | 0 | 0 | 0 | 0 | 0 | DEER:HVAC_Chillers | Annual | 2020
NE-HVAC-Chlr-WtrCldScrewChlr-gte600tons-0.527kwpton-0.342IPLV-VarSpd | DEER2020 | D20 v0 | 43474.3727 | SDG | Rt3 | Old | CZ15 | Any | Cap-Tons | 416 | 0 | None | 58 | 0.0213 | 0 | 58 | 0.0213 | 0 | 0 | 0 | 0 | 0 | 0 | 0 | DEER:HVAC_Chillers | Annual | 2020
NE-HVAC-Chlr-WtrCldScrewChlr-lt75tons-0.663kwpton-0.425IPLV-VarSpd | DEER2020 | D20 v0 | 43474.3727 | SDG | ECC | Old | CZ06 | Any | Cap-Tons | 763 | 0 | None | 78.6 | 0.0581 | 0 | 78.6 | 0.0581 | 0 | 0 | 0 | 0 | 0 | 0 | 0 | DEER:HVAC_Chillers | Annual | 2020
NE-HVAC-Chlr-WtrCldScrewChlr-lt75tons-0.663kwpton-0.425IPLV-VarSpd | DEER2020 | D20 v0 | 43474.3727 | SDG | ESe | Old | CZ06 | Any | Cap-Tons | 393 | 0 | None | 54 | 0.031 | 0 | 54 | 0.031 | 0 | 0 | 0 | 0 | 0 | 0 | 0 | DEER:HVAC_Chillers | Annual | 2020
NE-HVAC-Chlr-WtrCldScrewChlr-lt75tons-0.663kwpton-0.425IPLV-VarSpd | DEER2020 | D20 v0 | 43474.3727 | SDG | EUn | Old | CZ06 | Any | Cap-Tons | 2600 | 0 | None | 72.3 | 0.0564 | 0 | 72.3 | 0.0564 | 0 | 0 | 0 | 0 | 0 | 0 | 0 | DEER:HVAC_Chillers | Annual | 2020
NE-HVAC-Chlr-WtrCldScrewChlr-lt75tons-0.663kwpton-0.425IPLV-VarSpd | DEER2020 | D20 v0 | 43474.3727 | SDG | Hsp | Old | CZ06 | Any | Cap-Tons | 810 | 0 | None | 58.6 | 0.0303 | 0 | 58.6 | 0.0303 | 0 | 0 | 0 | 0 | 0 | 0 | 0 | DEER:HVAC_Chillers | Annual | 2020
NE-HVAC-Chlr-WtrCldScrewChlr-lt75tons-0.663kwpton-0.425IPLV-VarSpd | DEER2020 | D20 v0 | 43474.3727 | SDG | Htl | Old | CZ06 | Any | Cap-Tons | 267 | 0 | None | 117 | 0.0485 | 0 | 117 | 0.0485 | 0 | 0 | 0 | 0 | 0 | 0 | 0 | DEER:HVAC_Chillers | Annual | 2020
NE-HVAC-Chlr-WtrCldScrewChlr-lt75tons-0.663kwpton-0.425IPLV-VarSpd | DEER2020 | D20 v0 | 43474.3727 | SDG | MBT | Old | CZ06 | Any | Cap-Tons | 354 | 0 | None | 72.1 | 0.0348 | 0 | 72.1 | 0.0348 | 0 | 0 | 0 | 0 | 0 | 0 | 0 | DEER:HVAC_Chillers | Annual | 2020
NE-HVAC-Chlr-WtrCldScrewChlr-lt75tons-0.663kwpton-0.425IPLV-VarSpd | DEER2020 | D20 v0 | 43474.3727 | SDG | Nrs | Old | CZ06 | Any | Cap-Tons | 128 | 0 | None | 141 | 0.07 | 0 | 141 | 0.07 | 0 | 0 | 0 | 0 | 0 | 0 | 0 | DEER:HVAC_Chillers | Annual | 2020
NE-HVAC-Chlr-WtrCldScrewChlr-lt75tons-0.663kwpton-0.425IPLV-VarSpd | DEER2020 | D20 v0 | 43474.3727 | SDG | OfL | Old | CZ06 | Any | Cap-Tons | 481 | 0 | None | 75.7 | 0.0273 | 0 | 75.7 | 0.0273 | 0 | 0 | 0 | 0 | 0 | 0 | 0 | DEER:HVAC_Chillers | Annual | 2020
NE-HVAC-Chlr-WtrCldScrewChlr-lt75tons-0.663kwpton-0.425IPLV-VarSpd | DEER2020 | D20 v0 | 43474.3727 | SDG | OfS | Old | CZ06 | Any | Cap-Tons | 31.9 | 0 | None | 87.1 | 0.0324 | 0 | 87.1 | 0.0324 | 0 | 0 | 0 | 0 | 0 | 0 | 0 | DEER:HVAC_Chillers | Annual | 2020
NE-HVAC-Chlr-WtrCldScrewChlr-lt75tons-0.663kwpton-0.425IPLV-VarSpd | DEER2020 | D20 v0 | 43474.3727 | SDG | Rt3 | Old | CZ06 | Any | Cap-Tons | 266 | 0 | None | 83.8 | 0.0472 | 0 | 83.8 | 0.0472 | 0 | 0 | 0 | 0 | 0 | 0 | 0 | DEER:HVAC_Chillers | Annual | 2020
NE-HVAC-Chlr-WtrCldScrewChlr-lt75tons-0.663kwpton-0.425IPLV-VarSpd | DEER2020 | D20 v0 | 43474.3727 | SDG | ECC | Old | CZ07 | Any | Cap-Tons | 720 | 0 | None | 74.4 | 0.0564 | 0 | 74.4 | 0.0564 | 0 | 0 | 0 | 0 | 0 | 0 | 0 | DEER:HVAC_Chillers | Annual | 2020
NE-HVAC-Chlr-WtrCldScrewChlr-lt75tons-0.663kwpton-0.425IPLV-VarSpd | DEER2020 | D20 v0 | 43474.3727 | SDG | ESe | Old | CZ07 | Any | Cap-Tons | 372 | 0 | None | 73.1 | 0.0382 | 0 | 73.1 | 0.0382 | 0 | 0 | 0 | 0 | 0 | 0 | 0 | DEER:HVAC_Chillers | Annual | 2020
NE-HVAC-Chlr-WtrCldScrewChlr-lt75tons-0.663kwpton-0.425IPLV-VarSpd | DEER2020 | D20 v0 | 43474.3727 | SDG | EUn | Old | CZ07 | Any | Cap-Tons | 2520 | 0 | None | 64 | 0.0508 | 0 | 64 | 0.0508 | 0 | 0 | 0 | 0 | 0 | 0 | 0 | DEER:HVAC_Chillers | Annual | 2020
NE-HVAC-Chlr-WtrCldScrewChlr-lt75tons-0.663kwpton-0.425IPLV-VarSpd | DEER2020 | D20 v0 | 43474.3727 | SDG | Hsp | Old | CZ07 | Any | Cap-Tons | 821 | 0 | None | 55.3 | 0.0277 | 0 | 55.3 | 0.0277 | 0 | 0 | 0 | 0 | 0 | 0 | 0 | DEER:HVAC_Chillers | Annual | 2020
NE-HVAC-Chlr-WtrCldScrewChlr-lt75tons-0.663kwpton-0.425IPLV-VarSpd | DEER2020 | D20 v0 | 43474.3727 | SDG | Htl | Old | CZ07 | Any | Cap-Tons | 250 | 0 | None | 123 | 0.0433 | 0 | 123 | 0.0433 | 0 | 0 | 0 | 0 | 0 | 0 | 0 | DEER:HVAC_Chillers | Annual | 2020
NE-HVAC-Chlr-WtrCldScrewChlr-lt75tons-0.663kwpton-0.425IPLV-VarSpd | DEER2020 | D20 v0 | 43474.3727 | SDG | MBT | Old | CZ07 | Any | Cap-Tons | 338 | 0 | None | 95.3 | 0.0451 | 0 | 95.3 | 0.0451 | 0 | 0 | 0 | 0 | 0 | 0 | 0 | DEER:HVAC_Chillers | Annual | 2020
NE-HVAC-Chlr-WtrCldScrewChlr-lt75tons-0.663kwpton-0.425IPLV-VarSpd | DEER2020 | D20 v0 | 43474.3727 | SDG | Nrs | Old | CZ07 | Any | Cap-Tons | 119 | 0 | None | 143 | 0.0631 | 0 | 143 | 0.0631 | 0 | 0 | 0 | 0 | 0 | 0 | 0 | DEER:HVAC_Chillers | Annual | 2020
NE-HVAC-Chlr-WtrCldScrewChlr-lt75tons-0.663kwpton-0.425IPLV-VarSpd | DEER2020 | D20 v0 | 43474.3727 | SDG | OfL | Old | CZ07 | Any | Cap-Tons | 458 | 0 | None | 68.9 | 0.0231 | 0 | 68.9 | 0.0231 | 0 | 0 | 0 | 0 | 0 | 0 | 0 | DEER:HVAC_Chillers | Annual | 2020
NE-HVAC-Chlr-WtrCldScrewChlr-lt75tons-0.663kwpton-0.425IPLV-VarSpd | DEER2020 | D20 v0 | 43474.3727 | SDG | OfS | Old | CZ07 | Any | Cap-Tons | 30.5 | 0 | None | 81.4 | 0.0283 | 0 | 81.4 | 0.0283 | 0 | 0 | 0 | 0 | 0 | 0 | 0 | DEER:HVAC_Chillers | Annual | 2020
NE-HVAC-Chlr-WtrCldScrewChlr-lt75tons-0.663kwpton-0.425IPLV-VarSpd | DEER2020 | D20 v0 | 43474.3727 | SDG | Rt3 | Old | CZ07 | Any | Cap-Tons | 266 | 0 | None | 74.8 | 0.0434 | 0 | 74.8 | 0.0434 | 0 | 0 | 0 | 0 | 0 | 0 | 0 | DEER:HVAC_Chillers | Annual | 2020
NE-HVAC-Chlr-WtrCldScrewChlr-lt75tons-0.663kwpton-0.425IPLV-VarSpd | DEER2020 | D20 v0 | 43474.3727 | SDG | ESe | Old | CZ08 | Any | Cap-Tons | 422 | 0 | None | 85.8 | 0.0391 | 0 | 85.8 | 0.0391 | 0 | 0 | 0 | 0 | 0 | 0 | 0 | DEER:HVAC_Chillers | Annual | 2020
NE-HVAC-Chlr-WtrCldScrewChlr-lt75tons-0.663kwpton-0.425IPLV-VarSpd | DEER2020 | D20 v0 | 43474.3727 | SDG | EUn | Old | CZ08 | Any | Cap-Tons | 2860 | 0 | None | 79.2 | 0.0504 | 0 | 79.2 | 0.0504 | 0 | 0 | 0 | 0 | 0 | 0 | 0 | DEER:HVAC_Chillers | Annual | 2020
NE-HVAC-Chlr-WtrCldScrewChlr-lt75tons-0.663kwpton-0.425IPLV-VarSpd | DEER2020 | D20 v0 | 43474.3727 | SDG | Hsp | Old | CZ08 | Any | Cap-Tons | 884 | 0 | None | 63.5 | 0.0284 | 0 | 63.5 | 0.0284 | 0 | 0 | 0 | 0 | 0 | 0 | 0 | DEER:HVAC_Chillers | Annual | 2020
NE-HVAC-Chlr-WtrCldScrewChlr-lt75tons-0.663kwpton-0.425IPLV-VarSpd | DEER2020 | D20 v0 | 43474.3727 | SDG | Htl | Old | CZ08 | Any | Cap-Tons | 283 | 0 | None | 124 | 0.0444 | 0 | 124 | 0.0444 | 0 | 0 | 0 | 0 | 0 | 0 | 0 | DEER:HVAC_Chillers | Annual | 2020
NE-HVAC-Chlr-WtrCldScrewChlr-lt75tons-0.663kwpton-0.425IPLV-VarSpd | DEER2020 | D20 v0 | 43474.3727 | SDG | MBT | Old | CZ08 | Any | Cap-Tons | 388 | 0 | None | 76.8 | 0.0318 | 0 | 76.8 | 0.0318 | 0 | 0 | 0 | 0 | 0 | 0 | 0 | DEER:HVAC_Chillers | Annual | 2020
NE-HVAC-Chlr-WtrCldScrewChlr-lt75tons-0.663kwpton-0.425IPLV-VarSpd | DEER2020 | D20 v0 | 43474.3727 | SDG | Nrs | Old | CZ08 | Any | Cap-Tons | 138 | 0 | None | 157 | 0.0651 | 0 | 157 | 0.0651 | 0 | 0 | 0 | 0 | 0 | 0 | 0 | DEER:HVAC_Chillers | Annual | 2020
NE-HVAC-Chlr-WtrCldScrewChlr-lt75tons-0.663kwpton-0.425IPLV-VarSpd | DEER2020 | D20 v0 | 43474.3727 | SDG | OfL | Old | CZ08 | Any | Cap-Tons | 527 | 0 | None | 77.7 | 0.0226 | 0 | 77.7 | 0.0226 | 0 | 0 | 0 | 0 | 0 | 0 | 0 | DEER:HVAC_Chillers | Annual | 2020
NE-HVAC-Chlr-WtrCldScrewChlr-lt75tons-0.663kwpton-0.425IPLV-VarSpd | DEER2020 | D20 v0 | 43474.3727 | SDG | OfS | Old | CZ08 | Any | Cap-Tons | 33.1 | 0 | None | 94.7 | 0.031 | 0 | 94.7 | 0.031 | 0 | 0 | 0 | 0 | 0 | 0 | 0 | DEER:HVAC_Chillers | Annual | 2020
NE-HVAC-Chlr-WtrCldScrewChlr-lt75tons-0.663kwpton-0.425IPLV-VarSpd | DEER2020 | D20 v0 | 43474.3727 | SDG | Rt3 | Old | CZ08 | Any | Cap-Tons | 297 | 0 | None | 88.6 | 0.0418 | 0 | 88.6 | 0.0418 | 0 | 0 | 0 | 0 | 0 | 0 | 0 | DEER:HVAC_Chillers | Annual | 2020
NE-HVAC-Chlr-WtrCldScrewChlr-lt75tons-0.663kwpton-0.425IPLV-VarSpd | DEER2020 | D20 v0 | 43474.3727 | SDG | ECC | Old | CZ10 | Any | Cap-Tons | 884 | 0 | None | 90.2 | 0.0701 | 0 | 90.2 | 0.0701 | 0 | 0 | 0 | 0 | 0 | 0 | 0 | DEER:HVAC_Chillers | Annual | 2020
NE-HVAC-Chlr-WtrCldScrewChlr-lt75tons-0.663kwpton-0.425IPLV-VarSpd | DEER2020 | D20 v0 | 43474.3727 | SDG | ESe | Old | CZ10 | Any | Cap-Tons | 455 | 0 | None | 87.4 | 0.0495 | 0 | 87.4 | 0.0495 | 0 | 0 | 0 | 0 | 0 | 0 | 0 | DEER:HVAC_Chillers | Annual | 2020
NE-HVAC-Chlr-WtrCldScrewChlr-lt75tons-0.663kwpton-0.425IPLV-VarSpd | DEER2020 | D20 v0 | 43474.3727 | SDG | EUn | Old | CZ10 | Any | Cap-Tons | 3070 | 0 | None | 84.4 | 0.0608 | 0 | 84.4 | 0.0608 | 0 | 0 | 0 | 0 | 0 | 0 | 0 | DEER:HVAC_Chillers | Annual | 2020
NE-HVAC-Chlr-WtrCldScrewChlr-lt75tons-0.663kwpton-0.425IPLV-VarSpd | DEER2020 | D20 v0 | 43474.3727 | SDG | Hsp | Old | CZ10 | Any | Cap-Tons | 897 | 0 | None | 66.5 | 0.033 | 0 | 66.5 | 0.033 | 0 | 0 | 0 | 0 | 0 | 0 | 0 | DEER:HVAC_Chillers | Annual | 2020
NE-HVAC-Chlr-WtrCldScrewChlr-lt75tons-0.663kwpton-0.425IPLV-VarSpd | DEER2020 | D20 v0 | 43474.3727 | SDG | Htl | Old | CZ10 | Any | Cap-Tons | 323 | 0 | None | 120 | 0.0523 | 0 | 120 | 0.0523 | 0 | 0 | 0 | 0 | 0 | 0 | 0 | DEER:HVAC_Chillers | Annual | 2020
NE-HVAC-Chlr-WtrCldScrewChlr-lt75tons-0.663kwpton-0.425IPLV-VarSpd | DEER2020 | D20 v0 | 43474.3727 | SDG | MBT | Old | CZ10 | Any | Cap-Tons | 415 | 0 | None | 75.5 | 0.0381 | 0 | 75.5 | 0.0381 | 0 | 0 | 0 | 0 | 0 | 0 | 0 | DEER:HVAC_Chillers | Annual | 2020
NE-HVAC-Chlr-WtrCldScrewChlr-lt75tons-0.663kwpton-0.425IPLV-VarSpd | DEER2020 | D20 v0 | 43474.3727 | SDG | Nrs | Old | CZ10 | Any | Cap-Tons | 156 | 0 | None | 153 | 0.0766 | 0 | 153 | 0.0766 | 0 | 0 | 0 | 0 | 0 | 0 | 0 | DEER:HVAC_Chillers | Annual | 2020
NE-HVAC-Chlr-WtrCldScrewChlr-lt75tons-0.663kwpton-0.425IPLV-VarSpd | DEER2020 | D20 v0 | 43474.3727 | SDG | OfL | Old | CZ10 | Any | Cap-Tons | 532 | 0 | None | 81.5 | 0.0322 | 0 | 81.5 | 0.0322 | 0 | 0 | 0 | 0 | 0 | 0 | 0 | DEER:HVAC_Chillers | Annual | 2020
NE-HVAC-Chlr-WtrCldScrewChlr-lt75tons-0.663kwpton-0.425IPLV-VarSpd | DEER2020 | D20 v0 | 43474.3727 | SDG | OfS | Old | CZ10 | Any | Cap-Tons | 37 | 0 | None | 93.2 | 0.0396 | 0 | 93.2 | 0.0396 | 0 | 0 | 0 | 0 | 0 | 0 | 0 | DEER:HVAC_Chillers | Annual | 2020
NE-HVAC-Chlr-WtrCldScrewChlr-lt75tons-0.663kwpton-0.425IPLV-VarSpd | DEER2020 | D20 v0 | 43474.3727 | SDG | Rt3 | Old | CZ10 | Any | Cap-Tons | 315 | 0 | None | 89.3 | 0.0485 | 0 | 89.3 | 0.0485 | 0 | 0 | 0 | 0 | 0 | 0 | 0 | DEER:HVAC_Chillers | Annual | 2020
NE-HVAC-Chlr-WtrCldScrewChlr-lt75tons-0.663kwpton-0.425IPLV-VarSpd | DEER2020 | D20 v0 | 43474.3727 | SDG | ECC | Old | CZ14 | Any | Cap-Tons | 951 | 0 | None | 79.2 | 0.0522 | 0 | 79.2 | 0.0522 | 0 | 0 | 0 | 0 | 0 | 0 | 0 | DEER:HVAC_Chillers | Annual | 2020
NE-HVAC-Chlr-WtrCldScrewChlr-lt75tons-0.663kwpton-0.425IPLV-VarSpd | DEER2020 | D20 v0 | 43474.3727 | SDG | ESe | Old | CZ14 | Any | Cap-Tons | 491 | 0 | None | 55.5 | 0.0348 | 0 | 55.5 | 0.0348 | 0 | 0 | 0 | 0 | 0 | 0 | 0 | DEER:HVAC_Chillers | Annual | 2020
NE-HVAC-Chlr-WtrCldScrewChlr-lt75tons-0.663kwpton-0.425IPLV-VarSpd | DEER2020 | D20 v0 | 43474.3727 | SDG | EUn | Old | CZ14 | Any | Cap-Tons | 3180 | 0 | None | 79.5 | 0.0569 | 0 | 79.5 | 0.0569 | 0 | 0 | 0 | 0 | 0 | 0 | 0 | DEER:HVAC_Chillers | Annual | 2020
NE-HVAC-Chlr-WtrCldScrewChlr-lt75tons-0.663kwpton-0.425IPLV-VarSpd | DEER2020 | D20 v0 | 43474.3727 | SDG | Hsp | Old | CZ14 | Any | Cap-Tons | 941 | 0 | None | 58.1 | 0.0294 | 0 | 58.1 | 0.0294 | 0 | 0 | 0 | 0 | 0 | 0 | 0 | DEER:HVAC_Chillers | Annual | 2020
NE-HVAC-Chlr-WtrCldScrewChlr-lt75tons-0.663kwpton-0.425IPLV-VarSpd | DEER2020 | D20 v0 | 43474.3727 | SDG | Htl | Old | CZ14 | Any | Cap-Tons | 322 | 0 | None | 115 | 0.0499 | 0 | 115 | 0.0499 | 0 | 0 | 0 | 0 | 0 | 0 | 0 | DEER:HVAC_Chillers | Annual | 2020
NE-HVAC-Chlr-WtrCldScrewChlr-lt75tons-0.663kwpton-0.425IPLV-VarSpd | DEER2020 | D20 v0 | 43474.3727 | SDG | MBT | Old | CZ14 | Any | Cap-Tons | 438 | 0 | None | 68.9 | 0.0348 | 0 | 68.9 | 0.0348 | 0 | 0 | 0 | 0 | 0 | 0 | 0 | DEER:HVAC_Chillers | Annual | 2020
NE-HVAC-Chlr-WtrCldScrewChlr-lt75tons-0.663kwpton-0.425IPLV-VarSpd | DEER2020 | D20 v0 | 43474.3727 | SDG | Nrs | Old | CZ14 | Any | Cap-Tons | 165 | 0 | None | 152 | 0.072 | 0 | 152 | 0.072 | 0 | 0 | 0 | 0 | 0 | 0 | 0 | DEER:HVAC_Chillers | Annual | 2020
NE-HVAC-Chlr-WtrCldScrewChlr-lt75tons-0.663kwpton-0.425IPLV-VarSpd | DEER2020 | D20 v0 | 43474.3727 | SDG | OfL | Old | CZ14 | Any | Cap-Tons | 553 | 0 | None | 76.4 | 0.0337 | 0 | 76.4 | 0.0337 | 0 | 0 | 0 | 0 | 0 | 0 | 0 | DEER:HVAC_Chillers | Annual | 2020
NE-HVAC-Chlr-WtrCldScrewChlr-lt75tons-0.663kwpton-0.425IPLV-VarSpd | DEER2020 | D20 v0 | 43474.3727 | SDG | OfS | Old | CZ14 | Any | Cap-Tons | 38.4 | 0 | None | 90.9 | 0.0388 | 0 | 90.9 | 0.0388 | 0 | 0 | 0 | 0 | 0 | 0 | 0 | DEER:HVAC_Chillers | Annual | 2020
NE-HVAC-Chlr-WtrCldScrewChlr-lt75tons-0.663kwpton-0.425IPLV-VarSpd | DEER2020 | D20 v0 | 43474.3727 | SDG | Rt3 | Old | CZ14 | Any | Cap-Tons | 340 | 0 | None | 79 | 0.0425 | 0 | 79 | 0.0425 | 0 | 0 | 0 | 0 | 0 | 0 | 0 | DEER:HVAC_Chillers | Annual | 2020
NE-HVAC-Chlr-WtrCldScrewChlr-lt75tons-0.663kwpton-0.425IPLV-VarSpd | DEER2020 | D20 v0 | 43468.396 | SDG | EUn | Ex | CZ14 | Any | Cap-Tons | 2680 | 0 | None | 63.9 | 0.0517 | 0 | 63.9 | 0.0517 | 0 | 0 | 0 | 0 | 0 | 0 | 0 | DEER:HVAC_Chillers | Annual | 2020
NE-HVAC-Chlr-WtrCldScrewChlr-lt75tons-0.663kwpton-0.425IPLV-VarSpd | DEER2020 | D20 v0 | 43468.396 | SDG | Hsp | Ex | CZ14 | Any | Cap-Tons | 988 | 0 | None | 39.9 | 0.0246 | 0 | 39.9 | 0.0246 | 0 | 0 | 0 | 0 | 0 | 0 | 0 | DEER:HVAC_Chillers | Annual | 2020
NE-HVAC-Chlr-WtrCldScrewChlr-lt75tons-0.663kwpton-0.425IPLV-VarSpd | DEER2020 | D20 v0 | 43468.396 | SDG | Htl | Ex | CZ14 | Any | Cap-Tons | 236 | 0 | None | 92.7 | 0.0456 | 0 | 92.7 | 0.0456 | 0 | 0 | 0 | 0 | 0 | 0 | 0 | DEER:HVAC_Chillers | Annual | 2020
NE-HVAC-Chlr-WtrCldScrewChlr-lt75tons-0.663kwpton-0.425IPLV-VarSpd | DEER2020 | D20 v0 | 43474.3727 | SDG | ESe | Old | CZ15 | Any | Cap-Tons | 633 | 0 | None | 87.2 | 0.0331 | 0 | 87.2 | 0.0331 | 0 | 0 | 0 | 0 | 0 | 0 | 0 | DEER:HVAC_Chillers | Annual | 2020
NE-HVAC-Chlr-WtrCldScrewChlr-lt75tons-0.663kwpton-0.425IPLV-VarSpd | DEER2020 | D20 v0 | 43468.396 | SDG | MBT | Ex | CZ14 | Any | Cap-Tons | 400 | 0 | None | 64.8 | 0.0337 | 0 | 64.8 | 0.0337 | 0 | 0 | 0 | 0 | 0 | 0 | 0 | DEER:HVAC_Chillers | Annual | 2020
NE-HVAC-Chlr-WtrCldScrewChlr-lt75tons-0.663kwpton-0.425IPLV-VarSpd | DEER2020 | D20 v0 | 43468.396 | SDG | Htl | Ex | CZ15 | Any | Cap-Tons | 304 | 0 | None | 132 | 0.0429 | 0 | 132 | 0.0429 | 0 | 0 | 0 | 0 | 0 | 0 | 0 | DEER:HVAC_Chillers | Annual | 2020
NE-HVAC-Chlr-WtrCldScrewChlr-lt75tons-0.663kwpton-0.425IPLV-VarSpd | DEER2020 | D20 v0 | 43468.396 | SDG | MBT | Ex | CZ15 | Any | Cap-Tons | 494 | 0 | None | 95.9 | 0.034 | 0 | 95.9 | 0.034 | 0 | 0 | 0 | 0 | 0 | 0 | 0 | DEER:HVAC_Chillers | Annual | 2020
NE-HVAC-Chlr-WtrCldScrewChlr-lt75tons-0.663kwpton-0.425IPLV-VarSpd | DEER2020 | D20 v0 | 43468.396 | SDG | OfL | Ex | CZ15 | Any | Cap-Tons | 552 | 0 | None | 93.2 | 0.0222 | 0 | 93.2 | 0.0222 | 0 | 0 | 0 | 0 | 0 | 0 | 0 | DEER:HVAC_Chillers | Annual | 2020
NE-HVAC-Chlr-WtrCldScrewChlr-lt75tons-0.663kwpton-0.425IPLV-VarSpd | DEER2020 | D20 v0 | 43468.396 | SDG | OfS | Ex | CZ15 | Any | Cap-Tons | 35 | 0 | None | 113 | 0.0298 | 0 | 113 | 0.0298 | 0 | 0 | 0 | 0 | 0 | 0 | 0 | DEER:HVAC_Chillers | Annual | 2020
NE-HVAC-Chlr-WtrCldScrewChlr-lt75tons-0.663kwpton-0.425IPLV-VarSpd | DEER2020 | D20 v0 | 43468.396 | SDG | Rt3 | Ex | CZ15 | Any | Cap-Tons | 392 | 0 | None | 113 | 0.0427 | 0 | 113 | 0.0427 | 0 | 0 | 0 | 0 | 0 | 0 | 0 | DEER:HVAC_Chillers | Annual | 2020
NE-HVAC-Chlr-WtrCldScrewChlr-lt75tons-0.663kwpton-0.425IPLV-VarSpd | DEER2020 | D20 v0 | 43474.3727 | SDG | Htl | Old | CZ15 | Any | Cap-Tons | 385 | 0 | None | 159 | 0.0469 | 0 | 159 | 0.0469 | 0 | 0 | 0 | 0 | 0 | 0 | 0 | DEER:HVAC_Chillers | Annual | 2020
NE-HVAC-Chlr-WtrCldScrewChlr-lt75tons-0.663kwpton-0.425IPLV-VarSpd | DEER2020 | D20 v0 | 43474.3727 | SDG | MBT | Old | CZ15 | Any | Cap-Tons | 534 | 0 | None | 105 | 0.037 | 0 | 105 | 0.037 | 0 | 0 | 0 | 0 | 0 | 0 | 0 | DEER:HVAC_Chillers | Annual | 2020
NE-HVAC-Chlr-WtrCldScrewChlr-lt75tons-0.663kwpton-0.425IPLV-VarSpd | DEER2020 | D20 v0 | 43474.3727 | SDG | OfL | Old | CZ15 | Any | Cap-Tons | 656 | 0 | None | 109 | 0.0303 | 0 | 109 | 0.0303 | 0 | 0 | 0 | 0 | 0 | 0 | 0 | DEER:HVAC_Chillers | Annual | 2020
NE-HVAC-Chlr-WtrCldScrewChlr-lt75tons-0.663kwpton-0.425IPLV-VarSpd | DEER2020 | D20 v0 | 43474.3727 | SDG | OfS | Old | CZ15 | Any | Cap-Tons | 44.3 | 0 | None | 137 | 0.0376 | 0 | 137 | 0.0376 | 0 | 0 | 0 | 0 | 0 | 0 | 0 | DEER:HVAC_Chillers | Annual | 2020
NE-HVAC-Chlr-WtrCldScrewChlr-lt75tons-0.663kwpton-0.425IPLV-VarSpd | DEER2020 | D20 v0 | 43474.3727 | SDG | Rt3 | Old | CZ15 | Any | Cap-Tons | 416 | 0 | None | 116 | 0.0425 | 0 | 116 | 0.0425 | 0 | 0 | 0 | 0 | 0 | 0 | 0 | DEER:HVAC_Chillers | Annual | 2020
NE-HVAC-Chlr-WtrCldScrewChlr-lt75tons-0.702kwpton-0.45IPLV-VarSpd | DEER2020 | D20 v0 | 43474.3727 | SDG | ECC | Old | CZ06 | Any | Cap-Tons | 763 | 0 | None | 52.4 | 0.0387 | 0 | 52.4 | 0.0387 | 0 | 0 | 0 | 0 | 0 | 0 | 0 | DEER:HVAC_Chillers | Annual | 2020
NE-HVAC-Chlr-WtrCldScrewChlr-lt75tons-0.702kwpton-0.45IPLV-VarSpd | DEER2020 | D20 v0 | 43474.3727 | SDG | ESe | Old | CZ06 | Any | Cap-Tons | 393 | 0 | None | 36 | 0.0207 | 0 | 36 | 0.0207 | 0 | 0 | 0 | 0 | 0 | 0 | 0 | DEER:HVAC_Chillers | Annual | 2020
NE-HVAC-Chlr-WtrCldScrewChlr-lt75tons-0.702kwpton-0.45IPLV-VarSpd | DEER2020 | D20 v0 | 43474.3727 | SDG | EUn | Old | CZ06 | Any | Cap-Tons | 2600 | 0 | None | 48.2 | 0.0376 | 0 | 48.2 | 0.0376 | 0 | 0 | 0 | 0 | 0 | 0 | 0 | DEER:HVAC_Chillers | Annual | 2020
NE-HVAC-Chlr-WtrCldScrewChlr-lt75tons-0.702kwpton-0.45IPLV-VarSpd | DEER2020 | D20 v0 | 43474.3727 | SDG | Hsp | Old | CZ06 | Any | Cap-Tons | 810 | 0 | None | 39 | 0.0202 | 0 | 39 | 0.0202 | 0 | 0 | 0 | 0 | 0 | 0 | 0 | DEER:HVAC_Chillers | Annual | 2020
NE-HVAC-Chlr-WtrCldScrewChlr-lt75tons-0.702kwpton-0.45IPLV-VarSpd | DEER2020 | D20 v0 | 43474.3727 | SDG | Htl | Old | CZ06 | Any | Cap-Tons | 267 | 0 | None | 77.7 | 0.0323 | 0 | 77.7 | 0.0323 | 0 | 0 | 0 | 0 | 0 | 0 | 0 | DEER:HVAC_Chillers | Annual | 2020
NE-HVAC-Chlr-WtrCldScrewChlr-lt75tons-0.702kwpton-0.45IPLV-VarSpd | DEER2020 | D20 v0 | 43474.3727 | SDG | MBT | Old | CZ06 | Any | Cap-Tons | 354 | 0 | None | 48 | 0.0232 | 0 | 48 | 0.0232 | 0 | 0 | 0 | 0 | 0 | 0 | 0 | DEER:HVAC_Chillers | Annual | 2020
NE-HVAC-Chlr-WtrCldScrewChlr-lt75tons-0.702kwpton-0.45IPLV-VarSpd | DEER2020 | D20 v0 | 43474.3727 | SDG | Nrs | Old | CZ06 | Any | Cap-Tons | 128 | 0 | None | 94.1 | 0.0466 | 0 | 94.1 | 0.0466 | 0 | 0 | 0 | 0 | 0 | 0 | 0 | DEER:HVAC_Chillers | Annual | 2020
NE-HVAC-Chlr-WtrCldScrewChlr-lt75tons-0.702kwpton-0.45IPLV-VarSpd | DEER2020 | D20 v0 | 43474.3727 | SDG | OfL | Old | CZ06 | Any | Cap-Tons | 481 | 0 | None | 50.5 | 0.0182 | 0 | 50.5 | 0.0182 | 0 | 0 | 0 | 0 | 0 | 0 | 0 | DEER:HVAC_Chillers | Annual | 2020
NE-HVAC-Chlr-WtrCldScrewChlr-lt75tons-0.702kwpton-0.45IPLV-VarSpd | DEER2020 | D20 v0 | 43474.3727 | SDG | OfS | Old | CZ06 | Any | Cap-Tons | 31.9 | 0 | None | 58.1 | 0.0216 | 0 | 58.1 | 0.0216 | 0 | 0 | 0 | 0 | 0 | 0 | 0 | DEER:HVAC_Chillers | Annual | 2020
NE-HVAC-Chlr-WtrCldScrewChlr-lt75tons-0.702kwpton-0.45IPLV-VarSpd | DEER2020 | D20 v0 | 43474.3727 | SDG | Rt3 | Old | CZ06 | Any | Cap-Tons | 266 | 0 | None | 55.9 | 0.0315 | 0 | 55.9 | 0.0315 | 0 | 0 | 0 | 0 | 0 | 0 | 0 | DEER:HVAC_Chillers | Annual | 2020
NE-HVAC-Chlr-WtrCldScrewChlr-lt75tons-0.702kwpton-0.45IPLV-VarSpd | DEER2020 | D20 v0 | 43474.3727 | SDG | ECC | Old | CZ07 | Any | Cap-Tons | 720 | 0 | None | 49.6 | 0.0376 | 0 | 49.6 | 0.0376 | 0 | 0 | 0 | 0 | 0 | 0 | 0 | DEER:HVAC_Chillers | Annual | 2020
NE-HVAC-Chlr-WtrCldScrewChlr-lt75tons-0.702kwpton-0.45IPLV-VarSpd | DEER2020 | D20 v0 | 43474.3727 | SDG | ESe | Old | CZ07 | Any | Cap-Tons | 372 | 0 | None | 48.8 | 0.0255 | 0 | 48.8 | 0.0255 | 0 | 0 | 0 | 0 | 0 | 0 | 0 | DEER:HVAC_Chillers | Annual | 2020
NE-HVAC-Chlr-WtrCldScrewChlr-lt75tons-0.702kwpton-0.45IPLV-VarSpd | DEER2020 | D20 v0 | 43474.3727 | SDG | EUn | Old | CZ07 | Any | Cap-Tons | 2520 | 0 | None | 42.7 | 0.0339 | 0 | 42.7 | 0.0339 | 0 | 0 | 0 | 0 | 0 | 0 | 0 | DEER:HVAC_Chillers | Annual | 2020
NE-HVAC-Chlr-WtrCldScrewChlr-lt75tons-0.702kwpton-0.45IPLV-VarSpd | DEER2020 | D20 v0 | 43474.3727 | SDG | Hsp | Old | CZ07 | Any | Cap-Tons | 821 | 0 | None | 36.8 | 0.0185 | 0 | 36.8 | 0.0185 | 0 | 0 | 0 | 0 | 0 | 0 | 0 | DEER:HVAC_Chillers | Annual | 2020
NE-HVAC-Chlr-WtrCldScrewChlr-lt75tons-0.702kwpton-0.45IPLV-VarSpd | DEER2020 | D20 v0 | 43474.3727 | SDG | Htl | Old | CZ07 | Any | Cap-Tons | 250 | 0 | None | 81.8 | 0.0289 | 0 | 81.8 | 0.0289 | 0 | 0 | 0 | 0 | 0 | 0 | 0 | DEER:HVAC_Chillers | Annual | 2020
NE-HVAC-Chlr-WtrCldScrewChlr-lt75tons-0.702kwpton-0.45IPLV-VarSpd | DEER2020 | D20 v0 | 43474.3727 | SDG | MBT | Old | CZ07 | Any | Cap-Tons | 338 | 0 | None | 63.6 | 0.0301 | 0 | 63.6 | 0.0301 | 0 | 0 | 0 | 0 | 0 | 0 | 0 | DEER:HVAC_Chillers | Annual | 2020
NE-HVAC-Chlr-WtrCldScrewChlr-lt75tons-0.702kwpton-0.45IPLV-VarSpd | DEER2020 | D20 v0 | 43474.3727 | SDG | Nrs | Old | CZ07 | Any | Cap-Tons | 119 | 0 | None | 95.7 | 0.0421 | 0 | 95.7 | 0.0421 | 0 | 0 | 0 | 0 | 0 | 0 | 0 | DEER:HVAC_Chillers | Annual | 2020
NE-HVAC-Chlr-WtrCldScrewChlr-lt75tons-0.702kwpton-0.45IPLV-VarSpd | DEER2020 | D20 v0 | 43474.3727 | SDG | OfL | Old | CZ07 | Any | Cap-Tons | 458 | 0 | None | 45.9 | 0.0154 | 0 | 45.9 | 0.0154 | 0 | 0 | 0 | 0 | 0 | 0 | 0 | DEER:HVAC_Chillers | Annual | 2020
NE-HVAC-Chlr-WtrCldScrewChlr-lt75tons-0.702kwpton-0.45IPLV-VarSpd | DEER2020 | D20 v0 | 43474.3727 | SDG | OfS | Old | CZ07 | Any | Cap-Tons | 30.5 | 0 | None | 54.3 | 0.0189 | 0 | 54.3 | 0.0189 | 0 | 0 | 0 | 0 | 0 | 0 | 0 | DEER:HVAC_Chillers | Annual | 2020
NE-HVAC-Chlr-WtrCldScrewChlr-lt75tons-0.702kwpton-0.45IPLV-VarSpd | DEER2020 | D20 v0 | 43474.3727 | SDG | ECC | Old | CZ08 | Any | Cap-Tons | 812 | 0 | None | 59.3 | 0.0359 | 0 | 59.3 | 0.0359 | 0 | 0 | 0 | 0 | 0 | 0 | 0 | DEER:HVAC_Chillers | Annual | 2020
NE-HVAC-Chlr-WtrCldScrewChlr-lt75tons-0.702kwpton-0.45IPLV-VarSpd | DEER2020 | D20 v0 | 43474.3727 | SDG | ESe | Old | CZ08 | Any | Cap-Tons | 422 | 0 | None | 57.2 | 0.0261 | 0 | 57.2 | 0.0261 | 0 | 0 | 0 | 0 | 0 | 0 | 0 | DEER:HVAC_Chillers | Annual | 2020
NE-HVAC-Chlr-WtrCldScrewChlr-lt75tons-0.702kwpton-0.45IPLV-VarSpd | DEER2020 | D20 v0 | 43474.3727 | SDG | EUn | Old | CZ08 | Any | Cap-Tons | 2860 | 0 | None | 52.8 | 0.0336 | 0 | 52.8 | 0.0336 | 0 | 0 | 0 | 0 | 0 | 0 | 0 | DEER:HVAC_Chillers | Annual | 2020
NE-HVAC-Chlr-WtrCldScrewChlr-lt75tons-0.702kwpton-0.45IPLV-VarSpd | DEER2020 | D20 v0 | 43474.3727 | SDG | Hsp | Old | CZ08 | Any | Cap-Tons | 884 | 0 | None | 42.3 | 0.0189 | 0 | 42.3 | 0.0189 | 0 | 0 | 0 | 0 | 0 | 0 | 0 | DEER:HVAC_Chillers | Annual | 2020
NE-HVAC-Chlr-WtrCldScrewChlr-lt75tons-0.702kwpton-0.45IPLV-VarSpd | DEER2020 | D20 v0 | 43474.3727 | SDG | Htl | Old | CZ08 | Any | Cap-Tons | 283 | 0 | None | 82.8 | 0.0296 | 0 | 82.8 | 0.0296 | 0 | 0 | 0 | 0 | 0 | 0 | 0 | DEER:HVAC_Chillers | Annual | 2020
NE-HVAC-Chlr-WtrCldScrewChlr-lt75tons-0.702kwpton-0.45IPLV-VarSpd | DEER2020 | D20 v0 | 43474.3727 | SDG | MBT | Old | CZ08 | Any | Cap-Tons | 388 | 0 | None | 51.2 | 0.0212 | 0 | 51.2 | 0.0212 | 0 | 0 | 0 | 0 | 0 | 0 | 0 | DEER:HVAC_Chillers | Annual | 2020
NE-HVAC-Chlr-WtrCldScrewChlr-lt75tons-0.702kwpton-0.45IPLV-VarSpd | DEER2020 | D20 v0 | 43474.3727 | SDG | Nrs | Old | CZ08 | Any | Cap-Tons | 138 | 0 | None | 105 | 0.0434 | 0 | 105 | 0.0434 | 0 | 0 | 0 | 0 | 0 | 0 | 0 | DEER:HVAC_Chillers | Annual | 2020
NE-HVAC-Chlr-WtrCldScrewChlr-lt75tons-0.702kwpton-0.45IPLV-VarSpd | DEER2020 | D20 v0 | 43474.3727 | SDG | OfL | Old | CZ08 | Any | Cap-Tons | 527 | 0 | None | 51.8 | 0.0151 | 0 | 51.8 | 0.0151 | 0 | 0 | 0 | 0 | 0 | 0 | 0 | DEER:HVAC_Chillers | Annual | 2020
NE-HVAC-Chlr-WtrCldScrewChlr-lt75tons-0.702kwpton-0.45IPLV-VarSpd | DEER2020 | D20 v0 | 43474.3727 | SDG | OfS | Old | CZ08 | Any | Cap-Tons | 33.1 | 0 | None | 63.1 | 0.0206 | 0 | 63.1 | 0.0206 | 0 | 0 | 0 | 0 | 0 | 0 | 0 | DEER:HVAC_Chillers | Annual | 2020
NE-HVAC-Chlr-WtrCldScrewChlr-lt75tons-0.702kwpton-0.45IPLV-VarSpd | DEER2020 | D20 v0 | 43474.3727 | SDG | Rt3 | Old | CZ08 | Any | Cap-Tons | 297 | 0 | None | 59.1 | 0.0279 | 0 | 59.1 | 0.0279 | 0 | 0 | 0 | 0 | 0 | 0 | 0 | DEER:HVAC_Chillers | Annual | 2020
NE-HVAC-Chlr-WtrCldScrewChlr-lt75tons-0.702kwpton-0.45IPLV-VarSpd | DEER2020 | D20 v0 | 43474.3727 | SDG | ECC | Old | CZ10 | Any | Cap-Tons | 884 | 0 | None | 60.1 | 0.0468 | 0 | 60.1 | 0.0468 | 0 | 0 | 0 | 0 | 0 | 0 | 0 | DEER:HVAC_Chillers | Annual | 2020
NE-HVAC-Chlr-WtrCldScrewChlr-lt75tons-0.702kwpton-0.45IPLV-VarSpd | DEER2020 | D20 v0 | 43474.3727 | SDG | ESe | Old | CZ10 | Any | Cap-Tons | 455 | 0 | None | 58.2 | 0.033 | 0 | 58.2 | 0.033 | 0 | 0 | 0 | 0 | 0 | 0 | 0 | DEER:HVAC_Chillers | Annual | 2020
NE-HVAC-Chlr-WtrCldScrewChlr-lt75tons-0.702kwpton-0.45IPLV-VarSpd | DEER2020 | D20 v0 | 43474.3727 | SDG | EUn | Old | CZ10 | Any | Cap-Tons | 3070 | 0 | None | 56.3 | 0.0405 | 0 | 56.3 | 0.0405 | 0 | 0 | 0 | 0 | 0 | 0 | 0 | DEER:HVAC_Chillers | Annual | 2020
NE-HVAC-Chlr-WtrCldScrewChlr-lt75tons-0.702kwpton-0.45IPLV-VarSpd | DEER2020 | D20 v0 | 43474.3727 | SDG | Hsp | Old | CZ10 | Any | Cap-Tons | 897 | 0 | None | 44.4 | 0.022 | 0 | 44.4 | 0.022 | 0 | 0 | 0 | 0 | 0 | 0 | 0 | DEER:HVAC_Chillers | Annual | 2020
NE-HVAC-Chlr-WtrCldScrewChlr-lt75tons-0.702kwpton-0.45IPLV-VarSpd | DEER2020 | D20 v0 | 43474.3727 | SDG | Htl | Old | CZ10 | Any | Cap-Tons | 323 | 0 | None | 79.9 | 0.0349 | 0 | 79.9 | 0.0349 | 0 | 0 | 0 | 0 | 0 | 0 | 0 | DEER:HVAC_Chillers | Annual | 2020
NE-HVAC-Chlr-WtrCldScrewChlr-lt75tons-0.702kwpton-0.45IPLV-VarSpd | DEER2020 | D20 v0 | 43474.3727 | SDG | MBT | Old | CZ10 | Any | Cap-Tons | 415 | 0 | None | 50.4 | 0.0254 | 0 | 50.4 | 0.0254 | 0 | 0 | 0 | 0 | 0 | 0 | 0 | DEER:HVAC_Chillers | Annual | 2020
NE-HVAC-Chlr-WtrCldScrewChlr-lt75tons-0.702kwpton-0.45IPLV-VarSpd | DEER2020 | D20 v0 | 43474.3727 | SDG | Nrs | Old | CZ10 | Any | Cap-Tons | 156 | 0 | None | 102 | 0.051 | 0 | 102 | 0.051 | 0 | 0 | 0 | 0 | 0 | 0 | 0 | DEER:HVAC_Chillers | Annual | 2020
NE-HVAC-Chlr-WtrCldScrewChlr-lt75tons-0.702kwpton-0.45IPLV-VarSpd | DEER2020 | D20 v0 | 43474.3727 | SDG | OfL | Old | CZ10 | Any | Cap-Tons | 532 | 0 | None | 54.3 | 0.0214 | 0 | 54.3 | 0.0214 | 0 | 0 | 0 | 0 | 0 | 0 | 0 | DEER:HVAC_Chillers | Annual | 2020
NE-HVAC-Chlr-WtrCldScrewChlr-lt75tons-0.702kwpton-0.45IPLV-VarSpd | DEER2020 | D20 v0 | 43474.3727 | SDG | OfS | Old | CZ10 | Any | Cap-Tons | 37 | 0 | None | 62.1 | 0.0264 | 0 | 62.1 | 0.0264 | 0 | 0 | 0 | 0 | 0 | 0 | 0 | DEER:HVAC_Chillers | Annual | 2020
NE-HVAC-Chlr-WtrCldScrewChlr-lt75tons-0.702kwpton-0.45IPLV-VarSpd | DEER2020 | D20 v0 | 43474.3727 | SDG | Rt3 | Old | CZ10 | Any | Cap-Tons | 315 | 0 | None | 59.6 | 0.0324 | 0 | 59.6 | 0.0324 | 0 | 0 | 0 | 0 | 0 | 0 | 0 | DEER:HVAC_Chillers | Annual | 2020
NE-HVAC-Chlr-WtrCldScrewChlr-lt75tons-0.702kwpton-0.45IPLV-VarSpd | DEER2020 | D20 v0 | 43474.3727 | SDG | ECC | Old | CZ14 | Any | Cap-Tons | 951 | 0 | None | 52.8 | 0.0348 | 0 | 52.8 | 0.0348 | 0 | 0 | 0 | 0 | 0 | 0 | 0 | DEER:HVAC_Chillers | Annual | 2020
NE-HVAC-Chlr-WtrCldScrewChlr-lt75tons-0.702kwpton-0.45IPLV-VarSpd | DEER2020 | D20 v0 | 43474.3727 | SDG | ESe | Old | CZ14 | Any | Cap-Tons | 491 | 0 | None | 37 | 0.0232 | 0 | 37 | 0.0232 | 0 | 0 | 0 | 0 | 0 | 0 | 0 | DEER:HVAC_Chillers | Annual | 2020
NE-HVAC-Chlr-WtrCldScrewChlr-lt75tons-0.702kwpton-0.45IPLV-VarSpd | DEER2020 | D20 v0 | 43474.3727 | SDG | EUn | Old | CZ14 | Any | Cap-Tons | 3180 | 0 | None | 53 | 0.0379 | 0 | 53 | 0.0379 | 0 | 0 | 0 | 0 | 0 | 0 | 0 | DEER:HVAC_Chillers | Annual | 2020
NE-HVAC-Chlr-WtrCldScrewChlr-lt75tons-0.702kwpton-0.45IPLV-VarSpd | DEER2020 | D20 v0 | 43474.3727 | SDG | Hsp | Old | CZ14 | Any | Cap-Tons | 941 | 0 | None | 38.7 | 0.0196 | 0 | 38.7 | 0.0196 | 0 | 0 | 0 | 0 | 0 | 0 | 0 | DEER:HVAC_Chillers | Annual | 2020
NE-HVAC-Chlr-WtrCldScrewChlr-lt75tons-0.702kwpton-0.45IPLV-VarSpd | DEER2020 | D20 v0 | 43474.3727 | SDG | Htl | Old | CZ14 | Any | Cap-Tons | 322 | 0 | None | 76.6 | 0.0333 | 0 | 76.6 | 0.0333 | 0 | 0 | 0 | 0 | 0 | 0 | 0 | DEER:HVAC_Chillers | Annual | 2020
NE-HVAC-Chlr-WtrCldScrewChlr-lt75tons-0.702kwpton-0.45IPLV-VarSpd | DEER2020 | D20 v0 | 43474.3727 | SDG | MBT | Old | CZ14 | Any | Cap-Tons | 438 | 0 | None | 45.9 | 0.0232 | 0 | 45.9 | 0.0232 | 0 | 0 | 0 | 0 | 0 | 0 | 0 | DEER:HVAC_Chillers | Annual | 2020
NE-HVAC-Chlr-WtrCldScrewChlr-lt75tons-0.702kwpton-0.45IPLV-VarSpd | DEER2020 | D20 v0 | 43474.3727 | SDG | Nrs | Old | CZ14 | Any | Cap-Tons | 165 | 0 | None | 101 | 0.048 | 0 | 101 | 0.048 | 0 | 0 | 0 | 0 | 0 | 0 | 0 | DEER:HVAC_Chillers | Annual | 2020
NE-HVAC-Chlr-WtrCldScrewChlr-lt75tons-0.702kwpton-0.45IPLV-VarSpd | DEER2020 | D20 v0 | 43474.3727 | SDG | OfL | Old | CZ14 | Any | Cap-Tons | 553 | 0 | None | 50.9 | 0.0225 | 0 | 50.9 | 0.0225 | 0 | 0 | 0 | 0 | 0 | 0 | 0 | DEER:HVAC_Chillers | Annual | 2020
NE-HVAC-Chlr-WtrCldScrewChlr-lt75tons-0.702kwpton-0.45IPLV-VarSpd | DEER2020 | D20 v0 | 43474.3727 | SDG | OfS | Old | CZ14 | Any | Cap-Tons | 38.4 | 0 | None | 60.6 | 0.0259 | 0 | 60.6 | 0.0259 | 0 | 0 | 0 | 0 | 0 | 0 | 0 | DEER:HVAC_Chillers | Annual | 2020
NE-HVAC-Chlr-WtrCldScrewChlr-lt75tons-0.702kwpton-0.45IPLV-VarSpd | DEER2020 | D20 v0 | 43474.3727 | SDG | Rt3 | Old | CZ14 | Any | Cap-Tons | 340 | 0 | None | 52.7 | 0.0284 | 0 | 52.7 | 0.0284 | 0 | 0 | 0 | 0 | 0 | 0 | 0 | DEER:HVAC_Chillers | Annual | 2020
NE-HVAC-Chlr-WtrCldScrewChlr-lt75tons-0.702kwpton-0.45IPLV-VarSpd | DEER2020 | D20 v0 | 43468.396 | SDG | ESe | Ex | CZ14 | Any | Cap-Tons | 434 | 0 | None | 31.4 | 0.0197 | 0 | 31.4 | 0.0197 | 0 | 0 | 0 | 0 | 0 | 0 | 0 | DEER:HVAC_Chillers | Annual | 2020
NE-HVAC-Chlr-WtrCldScrewChlr-lt75tons-0.702kwpton-0.45IPLV-VarSpd | DEER2020 | D20 v0 | 43468.396 | SDG | EUn | Ex | CZ14 | Any | Cap-Tons | 2680 | 0 | None | 42.6 | 0.0345 | 0 | 42.6 | 0.0345 | 0 | 0 | 0 | 0 | 0 | 0 | 0 | DEER:HVAC_Chillers | Annual | 2020
NE-HVAC-Chlr-WtrCldScrewChlr-lt75tons-0.702kwpton-0.45IPLV-VarSpd | DEER2020 | D20 v0 | 43468.396 | SDG | Hsp | Ex | CZ14 | Any | Cap-Tons | 988 | 0 | None | 26.6 | 0.0164 | 0 | 26.6 | 0.0164 | 0 | 0 | 0 | 0 | 0 | 0 | 0 | DEER:HVAC_Chillers | Annual | 2020
NE-HVAC-Chlr-WtrCldScrewChlr-lt75tons-0.702kwpton-0.45IPLV-VarSpd | DEER2020 | D20 v0 | 43474.3727 | SDG | Htl | Old | CZ15 | Any | Cap-Tons | 385 | 0 | None | 106 | 0.0312 | 0 | 106 | 0.0312 | 0 | 0 | 0 | 0 | 0 | 0 | 0 | DEER:HVAC_Chillers | Annual | 2020
NE-HVAC-Chlr-WtrCldScrewChlr-lt75tons-0.702kwpton-0.45IPLV-VarSpd | DEER2020 | D20 v0 | 43468.396 | SDG | ESe | Ex | CZ15 | Any | Cap-Tons | 559 | 0 | None | 50.5 | 0.0204 | 0 | 50.5 | 0.0204 | 0 | 0 | 0 | 0 | 0 | 0 | 0 | DEER:HVAC_Chillers | Annual | 2020
NE-HVAC-Chlr-WtrCldScrewChlr-lt75tons-0.702kwpton-0.45IPLV-VarSpd | DEER2020 | D20 v0 | 43468.396 | SDG | Htl | Ex | CZ15 | Any | Cap-Tons | 304 | 0 | None | 88.1 | 0.0286 | 0 | 88.1 | 0.0286 | 0 | 0 | 0 | 0 | 0 | 0 | 0 | DEER:HVAC_Chillers | Annual | 2020
NE-HVAC-Chlr-WtrCldScrewChlr-lt75tons-0.702kwpton-0.45IPLV-VarSpd | DEER2020 | D20 v0 | 43468.396 | SDG | MBT | Ex | CZ15 | Any | Cap-Tons | 494 | 0 | None | 63.9 | 0.0227 | 0 | 63.9 | 0.0227 | 0 | 0 | 0 | 0 | 0 | 0 | 0 | DEER:HVAC_Chillers | Annual | 2020
NE-HVAC-Chlr-WtrCldScrewChlr-lt75tons-0.702kwpton-0.45IPLV-VarSpd | DEER2020 | D20 v0 | 43468.396 | SDG | OfL | Ex | CZ15 | Any | Cap-Tons | 552 | 0 | None | 62.1 | 0.0148 | 0 | 62.1 | 0.0148 | 0 | 0 | 0 | 0 | 0 | 0 | 0 | DEER:HVAC_Chillers | Annual | 2020
NE-HVAC-Chlr-WtrCldScrewChlr-lt75tons-0.702kwpton-0.45IPLV-VarSpd | DEER2020 | D20 v0 | 43468.396 | SDG | OfS | Ex | CZ15 | Any | Cap-Tons | 35 | 0 | None | 75.2 | 0.0199 | 0 | 75.2 | 0.0199 | 0 | 0 | 0 | 0 | 0 | 0 | 0 | DEER:HVAC_Chillers | Annual | 2020
NE-HVAC-Chlr-WtrCldScrewChlr-lt75tons-0.702kwpton-0.45IPLV-VarSpd | DEER2020 | D20 v0 | 43468.396 | SDG | Rt3 | Ex | CZ15 | Any | Cap-Tons | 392 | 0 | None | 75.3 | 0.0285 | 0 | 75.3 | 0.0285 | 0 | 0 | 0 | 0 | 0 | 0 | 0 | DEER:HVAC_Chillers | Annual | 2020
NE-HVAC-Chlr-WtrCldScrewChlr-lt75tons-0.702kwpton-0.45IPLV-VarSpd | DEER2020 | D20 v0 | 43474.3727 | SDG | MBT | Old | CZ15 | Any | Cap-Tons | 534 | 0 | None | 70.1 | 0.0247 | 0 | 70.1 | 0.0247 | 0 | 0 | 0 | 0 | 0 | 0 | 0 | DEER:HVAC_Chillers | Annual | 2020
NE-HVAC-Chlr-WtrCldScrewChlr-lt75tons-0.702kwpton-0.45IPLV-VarSpd | DEER2020 | D20 v0 | 43474.3727 | SDG | OfL | Old | CZ15 | Any | Cap-Tons | 656 | 0 | None | 72.6 | 0.0202 | 0 | 72.6 | 0.0202 | 0 | 0 | 0 | 0 | 0 | 0 | 0 | DEER:HVAC_Chillers | Annual | 2020
NE-HVAC-Chlr-WtrCldScrewChlr-lt75tons-0.702kwpton-0.45IPLV-VarSpd | DEER2020 | D20 v0 | 43474.3727 | SDG | OfS | Old | CZ15 | Any | Cap-Tons | 44.3 | 0 | None | 91.4 | 0.0251 | 0 | 91.4 | 0.0251 | 0 | 0 | 0 | 0 | 0 | 0 | 0 | DEER:HVAC_Chillers | Annual | 2020
NE-HVAC-Chlr-WtrCldScrewChlr-lt75tons-0.702kwpton-0.45IPLV-VarSpd | DEER2020 | D20 v0 | 43474.3727 | SDG | Rt3 | Old | CZ15 | Any | Cap-Tons | 416 | 0 | None | 77.4 | 0.0283 | 0 | 77.4 | 0.0283 | 0 | 0 | 0 | 0 | 0 | 0 | 0 | DEER:HVAC_Chillers | Annual | 2020
NE-HVAC-Chlr-WtrCldScrewChlr-75to149tons-0.675kwpton-0.441IPLV-VarSpd | DEER2020 | D20 v0 | 43474.3727 | PGE | ECC | Old | CZ01 | Any | Cap-Tons | 435 | 0 | None | 4.9 | 0.0197 | 0 | 4.9 | 0.0197 | 0 | 0 | 0 | 0 | 0 | 0 | 0 | DEER:HVAC_Chillers | Annual | 2020
NE-HVAC-Chlr-WtrCldScrewChlr-75to149tons-0.675kwpton-0.441IPLV-VarSpd | DEER2020 | D20 v0 | 43474.3727 | PGE | ESe | Old | CZ01 | Any | Cap-Tons | 205 | 0 | None | 5.7 | 0.0147 | 0 | 5.7 | 0.0147 | 0 | 0 | 0 | 0 | 0 | 0 | 0 | DEER:HVAC_Chillers | Annual | 2020
NE-HVAC-Chlr-WtrCldScrewChlr-75to149tons-0.675kwpton-0.441IPLV-VarSpd | DEER2020 | D20 v0 | 43474.3727 | PGE | EUn | Old | CZ01 | Any | Cap-Tons | 1700 | 0 | None | 7.2 | 0.0158 | 0 | 7.2 | 0.0158 | 0 | 0 | 0 | 0 | 0 | 0 | 0 | DEER:HVAC_Chillers | Annual | 2020
NE-HVAC-Chlr-WtrCldScrewChlr-75to149tons-0.675kwpton-0.441IPLV-VarSpd | DEER2020 | D20 v0 | 43474.3727 | PGE | Hsp | Old | CZ01 | Any | Cap-Tons | 533 | 0 | None | 3 | 0.009 | 0 | 3 | 0.009 | 0 | 0 | 0 | 0 | 0 | 0 | 0 | DEER:HVAC_Chillers | Annual | 2020
NE-HVAC-Chlr-WtrCldScrewChlr-75to149tons-0.675kwpton-0.441IPLV-VarSpd | DEER2020 | D20 v0 | 43474.3727 | PGE | Htl | Old | CZ01 | Any | Cap-Tons | 175 | 0 | None | 36.7 | 0.0191 | 0 | 36.7 | 0.0191 | 0 | 0 | 0 | 0 | 0 | 0 | 0 | DEER:HVAC_Chillers | Annual | 2020
NE-HVAC-Chlr-WtrCldScrewChlr-75to149tons-0.675kwpton-0.441IPLV-VarSpd | DEER2020 | D20 v0 | 43474.3727 | PGE | MBT | Old | CZ01 | Any | Cap-Tons | 211 | 0 | None | 7.7 | 0.0169 | 0 | 7.7 | 0.0169 | 0 | 0 | 0 | 0 | 0 | 0 | 0 | DEER:HVAC_Chillers | Annual | 2020
NE-HVAC-Chlr-WtrCldScrewChlr-75to149tons-0.675kwpton-0.441IPLV-VarSpd | DEER2020 | D20 v0 | 43474.3727 | PGE | Nrs | Old | CZ01 | Any | Cap-Tons | 79.7 | 0 | None | 15.7 | 0.0212 | 0 | 15.7 | 0.0212 | 0 | 0 | 0 | 0 | 0 | 0 | 0 | DEER:HVAC_Chillers | Annual | 2020
NE-HVAC-Chlr-WtrCldScrewChlr-75to149tons-0.675kwpton-0.441IPLV-VarSpd | DEER2020 | D20 v0 | 43474.3727 | PGE | OfL | Old | CZ01 | Any | Cap-Tons | 343 | 0 | None | 7.4 | 0.0133 | 0 | 7.4 | 0.0133 | 0 | 0 | 0 | 0 | 0 | 0 | 0 | DEER:HVAC_Chillers | Annual | 2020
NE-HVAC-Chlr-WtrCldScrewChlr-75to149tons-0.675kwpton-0.441IPLV-VarSpd | DEER2020 | D20 v0 | 43474.3727 | PGE | OfS | Old | CZ01 | Any | Cap-Tons | 21.9 | 0 | None | 11 | 0.0156 | 0 | 11 | 0.0156 | 0 | 0 | 0 | 0 | 0 | 0 | 0 | DEER:HVAC_Chillers | Annual | 2020
NE-HVAC-Chlr-WtrCldScrewChlr-75to149tons-0.675kwpton-0.441IPLV-VarSpd | DEER2020 | D20 v0 | 43474.3727 | PGE | Rt3 | Old | CZ01 | Any | Cap-Tons | 162 | 0 | None | 5.5 | 0.0145 | 0 | 5.5 | 0.0145 | 0 | 0 | 0 | 0 | 0 | 0 | 0 | DEER:HVAC_Chillers | Annual | 2020
NE-HVAC-Chlr-WtrCldScrewChlr-75to149tons-0.675kwpton-0.441IPLV-VarSpd | DEER2020 | D20 v0 | 43474.3727 | PGE | ECC | Old | CZ02 | Any | Cap-Tons | 735 | 0 | None | 38.2 | 0.034 | 0 | 38.2 | 0.034 | 0 | 0 | 0 | 0 | 0 | 0 | 0 | DEER:HVAC_Chillers | Annual | 2020
NE-HVAC-Chlr-WtrCldScrewChlr-75to149tons-0.675kwpton-0.441IPLV-VarSpd | DEER2020 | D20 v0 | 43474.3727 | PGE | ESe | Old | CZ02 | Any | Cap-Tons | 364 | 0 | None | 38 | 0.0187 | 0 | 38 | 0.0187 | 0 | 0 | 0 | 0 | 0 | 0 | 0 | DEER:HVAC_Chillers | Annual | 2020
NE-HVAC-Chlr-WtrCldScrewChlr-75to149tons-0.675kwpton-0.441IPLV-VarSpd | DEER2020 | D20 v0 | 43474.3727 | PGE | EUn | Old | CZ02 | Any | Cap-Tons | 2650 | 0 | None | 37.1 | 0.0363 | 0 | 37.1 | 0.0363 | 0 | 0 | 0 | 0 | 0 | 0 | 0 | DEER:HVAC_Chillers | Annual | 2020
NE-HVAC-Chlr-WtrCldScrewChlr-75to149tons-0.675kwpton-0.441IPLV-VarSpd | DEER2020 | D20 v0 | 43474.3727 | PGE | Hsp | Old | CZ02 | Any | Cap-Tons | 826 | 0 | None | 23.4 | 0.0205 | 0 | 23.4 | 0.0205 | 0 | 0 | 0 | 0 | 0 | 0 | 0 | DEER:HVAC_Chillers | Annual | 2020
NE-HVAC-Chlr-WtrCldScrewChlr-75to149tons-0.675kwpton-0.441IPLV-VarSpd | DEER2020 | D20 v0 | 43474.3727 | PGE | Htl | Old | CZ02 | Any | Cap-Tons | 273 | 0 | None | 60.5 | 0.0393 | 0 | 60.5 | 0.0393 | 0 | 0 | 0 | 0 | 0 | 0 | 0 | DEER:HVAC_Chillers | Annual | 2020
NE-HVAC-Chlr-WtrCldScrewChlr-75to149tons-0.675kwpton-0.441IPLV-VarSpd | DEER2020 | D20 v0 | 43474.3727 | PGE | Nrs | Old | CZ02 | Any | Cap-Tons | 128 | 0 | None | 66.2 | 0.0561 | 0 | 66.2 | 0.0561 | 0 | 0 | 0 | 0 | 0 | 0 | 0 | DEER:HVAC_Chillers | Annual | 2020
NE-HVAC-Chlr-WtrCldScrewChlr-75to149tons-0.675kwpton-0.441IPLV-VarSpd | DEER2020 | D20 v0 | 43474.3727 | PGE | OfL | Old | CZ02 | Any | Cap-Tons | 485 | 0 | None | 34.7 | 0.0246 | 0 | 34.7 | 0.0246 | 0 | 0 | 0 | 0 | 0 | 0 | 0 | DEER:HVAC_Chillers | Annual | 2020
NE-HVAC-Chlr-WtrCldScrewChlr-75to149tons-0.675kwpton-0.441IPLV-VarSpd | DEER2020 | D20 v0 | 43474.3727 | PGE | OfS | Old | CZ02 | Any | Cap-Tons | 30.8 | 0 | None | 43.4 | 0.0291 | 0 | 43.4 | 0.0291 | 0 | 0 | 0 | 0 | 0 | 0 | 0 | DEER:HVAC_Chillers | Annual | 2020
NE-HVAC-Chlr-WtrCldScrewChlr-75to149tons-0.675kwpton-0.441IPLV-VarSpd | DEER2020 | D20 v0 | 43474.3727 | PGE | Rt3 | Old | CZ02 | Any | Cap-Tons | 262 | 0 | None | 38.5 | 0.0314 | 0 | 38.5 | 0.0314 | 0 | 0 | 0 | 0 | 0 | 0 | 0 | DEER:HVAC_Chillers | Annual | 2020
NE-HVAC-Chlr-WtrCldScrewChlr-75to149tons-0.675kwpton-0.441IPLV-VarSpd | DEER2020 | D20 v0 | 43474.3727 | PGE | ECC | Old | CZ03 | Any | Cap-Tons | 590 | 0 | None | 24.8 | 0.0265 | 0 | 24.8 | 0.0265 | 0 | 0 | 0 | 0 | 0 | 0 | 0 | DEER:HVAC_Chillers | Annual | 2020
NE-HVAC-Chlr-WtrCldScrewChlr-75to149tons-0.675kwpton-0.441IPLV-VarSpd | DEER2020 | D20 v0 | 43474.3727 | PGE | ESe | Old | CZ03 | Any | Cap-Tons | 288 | 0 | None | 18.5 | 0.0127 | 0 | 18.5 | 0.0127 | 0 | 0 | 0 | 0 | 0 | 0 | 0 | DEER:HVAC_Chillers | Annual | 2020
NE-HVAC-Chlr-WtrCldScrewChlr-75to149tons-0.675kwpton-0.441IPLV-VarSpd | DEER2020 | D20 v0 | 43474.3727 | PGE | EUn | Old | CZ03 | Any | Cap-Tons | 2130 | 0 | None | 24.7 | 0.0291 | 0 | 24.7 | 0.0291 | 0 | 0 | 0 | 0 | 0 | 0 | 0 | DEER:HVAC_Chillers | Annual | 2020
NE-HVAC-Chlr-WtrCldScrewChlr-75to149tons-0.675kwpton-0.441IPLV-VarSpd | DEER2020 | D20 v0 | 43474.3727 | PGE | Hsp | Old | CZ03 | Any | Cap-Tons | 666 | 0 | None | 15.6 | 0.0181 | 0 | 15.6 | 0.0181 | 0 | 0 | 0 | 0 | 0 | 0 | 0 | DEER:HVAC_Chillers | Annual | 2020
NE-HVAC-Chlr-WtrCldScrewChlr-75to149tons-0.675kwpton-0.441IPLV-VarSpd | DEER2020 | D20 v0 | 43474.3727 | PGE | Htl | Old | CZ03 | Any | Cap-Tons | 228 | 0 | None | 54.6 | 0.0318 | 0 | 54.6 | 0.0318 | 0 | 0 | 0 | 0 | 0 | 0 | 0 | DEER:HVAC_Chillers | Annual | 2020
NE-HVAC-Chlr-WtrCldScrewChlr-75to149tons-0.675kwpton-0.441IPLV-VarSpd | DEER2020 | D20 v0 | 43474.3727 | PGE | MBT | Old | CZ03 | Any | Cap-Tons | 277 | 0 | None | 22.4 | 0.0225 | 0 | 22.4 | 0.0225 | 0 | 0 | 0 | 0 | 0 | 0 | 0 | DEER:HVAC_Chillers | Annual | 2020
NE-HVAC-Chlr-WtrCldScrewChlr-75to149tons-0.675kwpton-0.441IPLV-VarSpd | DEER2020 | D20 v0 | 43474.3727 | PGE | Nrs | Old | CZ03 | Any | Cap-Tons | 104 | 0 | None | 47.9 | 0.0432 | 0 | 47.9 | 0.0432 | 0 | 0 | 0 | 0 | 0 | 0 | 0 | DEER:HVAC_Chillers | Annual | 2020
NE-HVAC-Chlr-WtrCldScrewChlr-75to149tons-0.675kwpton-0.441IPLV-VarSpd | DEER2020 | D20 v0 | 43474.3727 | PGE | OfL | Old | CZ03 | Any | Cap-Tons | 406 | 0 | None | 23.9 | 0.0215 | 0 | 23.9 | 0.0215 | 0 | 0 | 0 | 0 | 0 | 0 | 0 | DEER:HVAC_Chillers | Annual | 2020
NE-HVAC-Chlr-WtrCldScrewChlr-75to149tons-0.675kwpton-0.441IPLV-VarSpd | DEER2020 | D20 v0 | 43474.3727 | PGE | OfS | Old | CZ03 | Any | Cap-Tons | 27.2 | 0 | None | 40.3 | 0.0318 | 0 | 40.3 | 0.0318 | 0 | 0 | 0 | 0 | 0 | 0 | 0 | DEER:HVAC_Chillers | Annual | 2020
NE-HVAC-Chlr-WtrCldScrewChlr-75to149tons-0.675kwpton-0.441IPLV-VarSpd | DEER2020 | D20 v0 | 43474.3727 | PGE | Rt3 | Old | CZ03 | Any | Cap-Tons | 207 | 0 | None | 26.3 | 0.0292 | 0 | 26.3 | 0.0292 | 0 | 0 | 0 | 0 | 0 | 0 | 0 | DEER:HVAC_Chillers | Annual | 2020
NE-HVAC-Chlr-WtrCldScrewChlr-75to149tons-0.675kwpton-0.441IPLV-VarSpd | DEER2020 | D20 v0 | 43474.3727 | PGE | ECC | Old | CZ04 | Any | Cap-Tons | 739 | 0 | None | 41.8 | 0.0408 | 0 | 41.8 | 0.0408 | 0 | 0 | 0 | 0 | 0 | 0 | 0 | DEER:HVAC_Chillers | Annual | 2020
NE-HVAC-Chlr-WtrCldScrewChlr-75to149tons-0.675kwpton-0.441IPLV-VarSpd | DEER2020 | D20 v0 | 43474.3727 | PGE | ESe | Old | CZ04 | Any | Cap-Tons | 365 | 0 | None | 30.9 | 0.0241 | 0 | 30.9 | 0.0241 | 0 | 0 | 0 | 0 | 0 | 0 | 0 | DEER:HVAC_Chillers | Annual | 2020
NE-HVAC-Chlr-WtrCldScrewChlr-75to149tons-0.675kwpton-0.441IPLV-VarSpd | DEER2020 | D20 v0 | 43474.3727 | PGE | EUn | Old | CZ04 | Any | Cap-Tons | 2600 | 0 | None | 42.4 | 0.0391 | 0 | 42.4 | 0.0391 | 0 | 0 | 0 | 0 | 0 | 0 | 0 | DEER:HVAC_Chillers | Annual | 2020
NE-HVAC-Chlr-WtrCldScrewChlr-75to149tons-0.675kwpton-0.441IPLV-VarSpd | DEER2020 | D20 v0 | 43474.3727 | PGE | Hsp | Old | CZ04 | Any | Cap-Tons | 770 | 0 | None | 30.1 | 0.0208 | 0 | 30.1 | 0.0208 | 0 | 0 | 0 | 0 | 0 | 0 | 0 | DEER:HVAC_Chillers | Annual | 2020
NE-HVAC-Chlr-WtrCldScrewChlr-75to149tons-0.675kwpton-0.441IPLV-VarSpd | DEER2020 | D20 v0 | 43474.3727 | PGE | Htl | Old | CZ04 | Any | Cap-Tons | 282 | 0 | None | 65.4 | 0.0337 | 0 | 65.4 | 0.0337 | 0 | 0 | 0 | 0 | 0 | 0 | 0 | DEER:HVAC_Chillers | Annual | 2020
NE-HVAC-Chlr-WtrCldScrewChlr-75to149tons-0.675kwpton-0.441IPLV-VarSpd | DEER2020 | D20 v0 | 43474.3727 | PGE | MBT | Old | CZ04 | Any | Cap-Tons | 343 | 0 | None | 51.1 | 0.033 | 0 | 51.1 | 0.033 | 0 | 0 | 0 | 0 | 0 | 0 | 0 | DEER:HVAC_Chillers | Annual | 2020
NE-HVAC-Chlr-WtrCldScrewChlr-75to149tons-0.675kwpton-0.441IPLV-VarSpd | DEER2020 | D20 v0 | 43474.3727 | PGE | Nrs | Old | CZ04 | Any | Cap-Tons | 133 | 0 | None | 73.3 | 0.0474 | 0 | 73.3 | 0.0474 | 0 | 0 | 0 | 0 | 0 | 0 | 0 | DEER:HVAC_Chillers | Annual | 2020
NE-HVAC-Chlr-WtrCldScrewChlr-75to149tons-0.675kwpton-0.441IPLV-VarSpd | DEER2020 | D20 v0 | 43474.3727 | PGE | OfL | Old | CZ04 | Any | Cap-Tons | 471 | 0 | None | 39.5 | 0.0228 | 0 | 39.5 | 0.0228 | 0 | 0 | 0 | 0 | 0 | 0 | 0 | DEER:HVAC_Chillers | Annual | 2020
NE-HVAC-Chlr-WtrCldScrewChlr-75to149tons-0.675kwpton-0.441IPLV-VarSpd | DEER2020 | D20 v0 | 43474.3727 | PGE | OfS | Old | CZ04 | Any | Cap-Tons | 32.3 | 0 | None | 46.1 | 0.0256 | 0 | 46.1 | 0.0256 | 0 | 0 | 0 | 0 | 0 | 0 | 0 | DEER:HVAC_Chillers | Annual | 2020
NE-HVAC-Chlr-WtrCldScrewChlr-75to149tons-0.675kwpton-0.441IPLV-VarSpd | DEER2020 | D20 v0 | 43474.3727 | PGE | Rt3 | Old | CZ04 | Any | Cap-Tons | 262 | 0 | None | 43.7 | 0.0309 | 0 | 43.7 | 0.0309 | 0 | 0 | 0 | 0 | 0 | 0 | 0 | DEER:HVAC_Chillers | Annual | 2020
NE-HVAC-Chlr-WtrCldScrewChlr-75to149tons-0.675kwpton-0.441IPLV-VarSpd | DEER2020 | D20 v0 | 43474.3727 | PGE | ECC | Old | CZ05 | Any | Cap-Tons | 518 | 0 | None | 28.9 | 0.029 | 0 | 28.9 | 0.029 | 0 | 0 | 0 | 0 | 0 | 0 | 0 | DEER:HVAC_Chillers | Annual | 2020
NE-HVAC-Chlr-WtrCldScrewChlr-75to149tons-0.675kwpton-0.441IPLV-VarSpd | DEER2020 | D20 v0 | 43474.3727 | PGE | ESe | Old | CZ05 | Any | Cap-Tons | 247 | 0 | None | 23.2 | 0.0151 | 0 | 23.2 | 0.0151 | 0 | 0 | 0 | 0 | 0 | 0 | 0 | DEER:HVAC_Chillers | Annual | 2020
NE-HVAC-Chlr-WtrCldScrewChlr-75to149tons-0.675kwpton-0.441IPLV-VarSpd | DEER2020 | D20 v0 | 43474.3727 | PGE | EUn | Old | CZ05 | Any | Cap-Tons | 1910 | 0 | None | 28.6 | 0.0256 | 0 | 28.6 | 0.0256 | 0 | 0 | 0 | 0 | 0 | 0 | 0 | DEER:HVAC_Chillers | Annual | 2020
NE-HVAC-Chlr-WtrCldScrewChlr-75to149tons-0.675kwpton-0.441IPLV-VarSpd | DEER2020 | D20 v0 | 43474.3727 | PGE | Hsp | Old | CZ05 | Any | Cap-Tons | 641 | 0 | None | 15.4 | 0.0125 | 0 | 15.4 | 0.0125 | 0 | 0 | 0 | 0 | 0 | 0 | 0 | DEER:HVAC_Chillers | Annual | 2020
NE-HVAC-Chlr-WtrCldScrewChlr-75to149tons-0.675kwpton-0.441IPLV-VarSpd | DEER2020 | D20 v0 | 43474.3727 | PGE | Htl | Old | CZ05 | Any | Cap-Tons | 204 | 0 | None | 62.8 | 0.0246 | 0 | 62.8 | 0.0246 | 0 | 0 | 0 | 0 | 0 | 0 | 0 | DEER:HVAC_Chillers | Annual | 2020
NE-HVAC-Chlr-WtrCldScrewChlr-75to149tons-0.675kwpton-0.441IPLV-VarSpd | DEER2020 | D20 v0 | 43474.3727 | PGE | MBT | Old | CZ05 | Any | Cap-Tons | 264 | 0 | None | 36.3 | 0.0227 | 0 | 36.3 | 0.0227 | 0 | 0 | 0 | 0 | 0 | 0 | 0 | DEER:HVAC_Chillers | Annual | 2020
NE-HVAC-Chlr-WtrCldScrewChlr-75to149tons-0.675kwpton-0.441IPLV-VarSpd | DEER2020 | D20 v0 | 43474.3727 | PGE | Nrs | Old | CZ05 | Any | Cap-Tons | 90.4 | 0 | None | 53.4 | 0.0346 | 0 | 53.4 | 0.0346 | 0 | 0 | 0 | 0 | 0 | 0 | 0 | DEER:HVAC_Chillers | Annual | 2020
NE-HVAC-Chlr-WtrCldScrewChlr-75to149tons-0.675kwpton-0.441IPLV-VarSpd | DEER2020 | D20 v0 | 43474.3727 | PGE | OfS | Old | CZ05 | Any | Cap-Tons | 24.7 | 0 | None | 49.6 | 0.0238 | 0 | 49.6 | 0.0238 | 0 | 0 | 0 | 0 | 0 | 0 | 0 | DEER:HVAC_Chillers | Annual | 2020
NE-HVAC-Chlr-WtrCldScrewChlr-75to149tons-0.675kwpton-0.441IPLV-VarSpd | DEER2020 | D20 v0 | 43474.3727 | PGE | Rt3 | Old | CZ05 | Any | Cap-Tons | 200 | 0 | None | 27.6 | 0.0199 | 0 | 27.6 | 0.0199 | 0 | 0 | 0 | 0 | 0 | 0 | 0 | DEER:HVAC_Chillers | Annual | 2020
NE-HVAC-Chlr-WtrCldScrewChlr-75to149tons-0.675kwpton-0.441IPLV-VarSpd | DEER2020 | D20 v0 | 43474.3727 | PGE | ECC | Old | CZ11 | Any | Cap-Tons | 852 | 0 | None | 58.1 | 0.0335 | 0 | 58.1 | 0.0335 | 0 | 0 | 0 | 0 | 0 | 0 | 0 | DEER:HVAC_Chillers | Annual | 2020
NE-HVAC-Chlr-WtrCldScrewChlr-75to149tons-0.675kwpton-0.441IPLV-VarSpd | DEER2020 | D20 v0 | 43474.3727 | PGE | ESe | Old | CZ11 | Any | Cap-Tons | 422 | 0 | None | 41.2 | 0.0149 | 0 | 41.2 | 0.0149 | 0 | 0 | 0 | 0 | 0 | 0 | 0 | DEER:HVAC_Chillers | Annual | 2020
NE-HVAC-Chlr-WtrCldScrewChlr-75to149tons-0.675kwpton-0.441IPLV-VarSpd | DEER2020 | D20 v0 | 43474.3727 | PGE | EUn | Old | CZ11 | Any | Cap-Tons | 2920 | 0 | None | 58.2 | 0.0388 | 0 | 58.2 | 0.0388 | 0 | 0 | 0 | 0 | 0 | 0 | 0 | DEER:HVAC_Chillers | Annual | 2020
NE-HVAC-Chlr-WtrCldScrewChlr-75to149tons-0.675kwpton-0.441IPLV-VarSpd | DEER2020 | D20 v0 | 43474.3727 | PGE | Hsp | Old | CZ11 | Any | Cap-Tons | 889 | 0 | None | 44.3 | 0.0219 | 0 | 44.3 | 0.0219 | 0 | 0 | 0 | 0 | 0 | 0 | 0 | DEER:HVAC_Chillers | Annual | 2020
NE-HVAC-Chlr-WtrCldScrewChlr-75to149tons-0.675kwpton-0.441IPLV-VarSpd | DEER2020 | D20 v0 | 43474.3727 | PGE | Htl | Old | CZ11 | Any | Cap-Tons | 326 | 0 | None | 76.8 | 0.0387 | 0 | 76.8 | 0.0387 | 0 | 0 | 0 | 0 | 0 | 0 | 0 | DEER:HVAC_Chillers | Annual | 2020
NE-HVAC-Chlr-WtrCldScrewChlr-75to149tons-0.675kwpton-0.441IPLV-VarSpd | DEER2020 | D20 v0 | 43474.3727 | PGE | MBT | Old | CZ11 | Any | Cap-Tons | 426 | 0 | None | 45.3 | 0.0264 | 0 | 45.3 | 0.0264 | 0 | 0 | 0 | 0 | 0 | 0 | 0 | DEER:HVAC_Chillers | Annual | 2020
NE-HVAC-Chlr-WtrCldScrewChlr-75to149tons-0.675kwpton-0.441IPLV-VarSpd | DEER2020 | D20 v0 | 43474.3727 | PGE | Nrs | Old | CZ11 | Any | Cap-Tons | 162 | 0 | None | 98.1 | 0.0531 | 0 | 98.1 | 0.0531 | 0 | 0 | 0 | 0 | 0 | 0 | 0 | DEER:HVAC_Chillers | Annual | 2020
NE-HVAC-Chlr-WtrCldScrewChlr-75to149tons-0.675kwpton-0.441IPLV-VarSpd | DEER2020 | D20 v0 | 43474.3727 | PGE | OfL | Old | CZ11 | Any | Cap-Tons | 552 | 0 | None | 48.6 | 0.0238 | 0 | 48.6 | 0.0238 | 0 | 0 | 0 | 0 | 0 | 0 | 0 | DEER:HVAC_Chillers | Annual | 2020
NE-HVAC-Chlr-WtrCldScrewChlr-75to149tons-0.675kwpton-0.441IPLV-VarSpd | DEER2020 | D20 v0 | 43474.3727 | PGE | OfS | Old | CZ11 | Any | Cap-Tons | 36.3 | 0 | None | 59.1 | 0.0273 | 0 | 59.1 | 0.0273 | 0 | 0 | 0 | 0 | 0 | 0 | 0 | DEER:HVAC_Chillers | Annual | 2020
NE-HVAC-Chlr-WtrCldScrewChlr-75to149tons-0.675kwpton-0.441IPLV-VarSpd | DEER2020 | D20 v0 | 43474.3727 | PGE | Rt3 | Old | CZ11 | Any | Cap-Tons | 331 | 0 | None | 51.9 | 0.029 | 0 | 51.9 | 0.029 | 0 | 0 | 0 | 0 | 0 | 0 | 0 | DEER:HVAC_Chillers | Annual | 2020
NE-HVAC-Chlr-WtrCldScrewChlr-75to149tons-0.675kwpton-0.441IPLV-VarSpd | DEER2020 | D20 v0 | 43474.3727 | PGE | ECC | Old | CZ12 | Any | Cap-Tons | 776 | 0 | None | 52.4 | 0.0387 | 0 | 52.4 | 0.0387 | 0 | 0 | 0 | 0 | 0 | 0 | 0 | DEER:HVAC_Chillers | Annual | 2020
NE-HVAC-Chlr-WtrCldScrewChlr-75to149tons-0.675kwpton-0.441IPLV-VarSpd | DEER2020 | D20 v0 | 43474.3727 | PGE | ESe | Old | CZ12 | Any | Cap-Tons | 389 | 0 | None | 37.3 | 0.0154 | 0 | 37.3 | 0.0154 | 0 | 0 | 0 | 0 | 0 | 0 | 0 | DEER:HVAC_Chillers | Annual | 2020
NE-HVAC-Chlr-WtrCldScrewChlr-75to149tons-0.675kwpton-0.441IPLV-VarSpd | DEER2020 | D20 v0 | 43474.3727 | PGE | EUn | Old | CZ12 | Any | Cap-Tons | 2730 | 0 | None | 50.4 | 0.0397 | 0 | 50.4 | 0.0397 | 0 | 0 | 0 | 0 | 0 | 0 | 0 | DEER:HVAC_Chillers | Annual | 2020
NE-HVAC-Chlr-WtrCldScrewChlr-75to149tons-0.675kwpton-0.441IPLV-VarSpd | DEER2020 | D20 v0 | 43474.3727 | PGE | Hsp | Old | CZ12 | Any | Cap-Tons | 852 | 0 | None | 35.2 | 0.0227 | 0 | 35.2 | 0.0227 | 0 | 0 | 0 | 0 | 0 | 0 | 0 | DEER:HVAC_Chillers | Annual | 2020
NE-HVAC-Chlr-WtrCldScrewChlr-75to149tons-0.675kwpton-0.441IPLV-VarSpd | DEER2020 | D20 v0 | 43474.3727 | PGE | Htl | Old | CZ12 | Any | Cap-Tons | 298 | 0 | None | 69 | 0.0408 | 0 | 69 | 0.0408 | 0 | 0 | 0 | 0 | 0 | 0 | 0 | DEER:HVAC_Chillers | Annual | 2020
NE-HVAC-Chlr-WtrCldScrewChlr-75to149tons-0.675kwpton-0.441IPLV-VarSpd | DEER2020 | D20 v0 | 43474.3727 | PGE | MBT | Old | CZ12 | Any | Cap-Tons | 398 | 0 | None | 38.8 | 0.0269 | 0 | 38.8 | 0.0269 | 0 | 0 | 0 | 0 | 0 | 0 | 0 | DEER:HVAC_Chillers | Annual | 2020
NE-HVAC-Chlr-WtrCldScrewChlr-75to149tons-0.675kwpton-0.441IPLV-VarSpd | DEER2020 | D20 v0 | 43474.3727 | PGE | Nrs | Old | CZ12 | Any | Cap-Tons | 149 | 0 | None | 83.3 | 0.0543 | 0 | 83.3 | 0.0543 | 0 | 0 | 0 | 0 | 0 | 0 | 0 | DEER:HVAC_Chillers | Annual | 2020
NE-HVAC-Chlr-WtrCldScrewChlr-75to149tons-0.675kwpton-0.441IPLV-VarSpd | DEER2020 | D20 v0 | 43474.3727 | PGE | OfL | Old | CZ12 | Any | Cap-Tons | 520 | 0 | None | 41.6 | 0.0244 | 0 | 41.6 | 0.0244 | 0 | 0 | 0 | 0 | 0 | 0 | 0 | DEER:HVAC_Chillers | Annual | 2020
NE-HVAC-Chlr-WtrCldScrewChlr-75to149tons-0.675kwpton-0.441IPLV-VarSpd | DEER2020 | D20 v0 | 43474.3727 | PGE | OfS | Old | CZ12 | Any | Cap-Tons | 33.8 | 0 | None | 50.8 | 0.0281 | 0 | 50.8 | 0.0281 | 0 | 0 | 0 | 0 | 0 | 0 | 0 | DEER:HVAC_Chillers | Annual | 2020
NE-HVAC-Chlr-WtrCldScrewChlr-75to149tons-0.675kwpton-0.441IPLV-VarSpd | DEER2020 | D20 v0 | 43474.3727 | PGE | Rt3 | Old | CZ12 | Any | Cap-Tons | 306 | 0 | None | 46.7 | 0.0311 | 0 | 46.7 | 0.0311 | 0 | 0 | 0 | 0 | 0 | 0 | 0 | DEER:HVAC_Chillers | Annual | 2020
NE-HVAC-Chlr-WtrCldScrewChlr-75to149tons-0.675kwpton-0.441IPLV-VarSpd | DEER2020 | D20 v0 | 43474.3727 | PGE | ECC | Old | CZ13 | Any | Cap-Tons | 896 | 0 | None | 58.2 | 0.0304 | 0 | 58.2 | 0.0304 | 0 | 0 | 0 | 0 | 0 | 0 | 0 | DEER:HVAC_Chillers | Annual | 2020
NE-HVAC-Chlr-WtrCldScrewChlr-75to149tons-0.675kwpton-0.441IPLV-VarSpd | DEER2020 | D20 v0 | 43474.3727 | PGE | ESe | Old | CZ13 | Any | Cap-Tons | 452 | 0 | None | 41.3 | 0.0132 | 0 | 41.3 | 0.0132 | 0 | 0 | 0 | 0 | 0 | 0 | 0 | DEER:HVAC_Chillers | Annual | 2020
NE-HVAC-Chlr-WtrCldScrewChlr-75to149tons-0.675kwpton-0.441IPLV-VarSpd | DEER2020 | D20 v0 | 43474.3727 | PGE | EUn | Old | CZ13 | Any | Cap-Tons | 3050 | 0 | None | 57 | 0.0362 | 0 | 57 | 0.0362 | 0 | 0 | 0 | 0 | 0 | 0 | 0 | DEER:HVAC_Chillers | Annual | 2020
NE-HVAC-Chlr-WtrCldScrewChlr-75to149tons-0.675kwpton-0.441IPLV-VarSpd | DEER2020 | D20 v0 | 43474.3727 | PGE | Hsp | Old | CZ13 | Any | Cap-Tons | 904 | 0 | None | 46.1 | 0.0218 | 0 | 46.1 | 0.0218 | 0 | 0 | 0 | 0 | 0 | 0 | 0 | DEER:HVAC_Chillers | Annual | 2020
NE-HVAC-Chlr-WtrCldScrewChlr-75to149tons-0.675kwpton-0.441IPLV-VarSpd | DEER2020 | D20 v0 | 43474.3727 | PGE | Htl | Old | CZ13 | Any | Cap-Tons | 326 | 0 | None | 79.6 | 0.0353 | 0 | 79.6 | 0.0353 | 0 | 0 | 0 | 0 | 0 | 0 | 0 | DEER:HVAC_Chillers | Annual | 2020
NE-HVAC-Chlr-WtrCldScrewChlr-75to149tons-0.675kwpton-0.441IPLV-VarSpd | DEER2020 | D20 v0 | 43474.3727 | PGE | MBT | Old | CZ13 | Any | Cap-Tons | 431 | 0 | None | 47 | 0.0248 | 0 | 47 | 0.0248 | 0 | 0 | 0 | 0 | 0 | 0 | 0 | DEER:HVAC_Chillers | Annual | 2020
NE-HVAC-Chlr-WtrCldScrewChlr-75to149tons-0.675kwpton-0.441IPLV-VarSpd | DEER2020 | D20 v0 | 43474.3727 | PGE | Nrs | Old | CZ13 | Any | Cap-Tons | 162 | 0 | None | 103 | 0.0495 | 0 | 103 | 0.0495 | 0 | 0 | 0 | 0 | 0 | 0 | 0 | DEER:HVAC_Chillers | Annual | 2020
NE-HVAC-Chlr-WtrCldScrewChlr-75to149tons-0.675kwpton-0.441IPLV-VarSpd | DEER2020 | D20 v0 | 43474.3727 | PGE | OfL | Old | CZ13 | Any | Cap-Tons | 538 | 0 | None | 50.4 | 0.0235 | 0 | 50.4 | 0.0235 | 0 | 0 | 0 | 0 | 0 | 0 | 0 | DEER:HVAC_Chillers | Annual | 2020
NE-HVAC-Chlr-WtrCldScrewChlr-75to149tons-0.675kwpton-0.441IPLV-VarSpd | DEER2020 | D20 v0 | 43474.3727 | PGE | OfS | Old | CZ13 | Any | Cap-Tons | 36.9 | 0 | None | 58.1 | 0.0261 | 0 | 58.1 | 0.0261 | 0 | 0 | 0 | 0 | 0 | 0 | 0 | DEER:HVAC_Chillers | Annual | 2020
NE-HVAC-Chlr-WtrCldScrewChlr-75to149tons-0.675kwpton-0.441IPLV-VarSpd | DEER2020 | D20 v0 | 43474.3727 | PGE | ECC | Old | CZ16 | Any | Cap-Tons | 549 | 0 | None | 38.3 | 0.0345 | 0 | 38.3 | 0.0345 | 0 | 0 | 0 | 0 | 0 | 0 | 0 | DEER:HVAC_Chillers | Annual | 2020
NE-HVAC-Chlr-WtrCldScrewChlr-75to149tons-0.675kwpton-0.441IPLV-VarSpd | DEER2020 | D20 v0 | 43474.3727 | PGE | ESe | Old | CZ16 | Any | Cap-Tons | 269 | 0 | None | 26.8 | 0.0176 | 0 | 26.8 | 0.0176 | 0 | 0 | 0 | 0 | 0 | 0 | 0 | DEER:HVAC_Chillers | Annual | 2020
NE-HVAC-Chlr-WtrCldScrewChlr-75to149tons-0.675kwpton-0.441IPLV-VarSpd | DEER2020 | D20 v0 | 43474.3727 | PGE | EUn | Old | CZ16 | Any | Cap-Tons | 1950 | 0 | None | 38.5 | 0.0379 | 0 | 38.5 | 0.0379 | 0 | 0 | 0 | 0 | 0 | 0 | 0 | DEER:HVAC_Chillers | Annual | 2020
NE-HVAC-Chlr-WtrCldScrewChlr-75to149tons-0.675kwpton-0.441IPLV-VarSpd | DEER2020 | D20 v0 | 43474.3727 | PGE | Hsp | Old | CZ16 | Any | Cap-Tons | 634 | 0 | None | 25.8 | 0.0206 | 0 | 25.8 | 0.0206 | 0 | 0 | 0 | 0 | 0 | 0 | 0 | DEER:HVAC_Chillers | Annual | 2020
NE-HVAC-Chlr-WtrCldScrewChlr-75to149tons-0.675kwpton-0.441IPLV-VarSpd | DEER2020 | D20 v0 | 43474.3727 | PGE | Htl | Old | CZ16 | Any | Cap-Tons | 209 | 0 | None | 67.4 | 0.0407 | 0 | 67.4 | 0.0407 | 0 | 0 | 0 | 0 | 0 | 0 | 0 | DEER:HVAC_Chillers | Annual | 2020
NE-HVAC-Chlr-WtrCldScrewChlr-75to149tons-0.675kwpton-0.441IPLV-VarSpd | DEER2020 | D20 v0 | 43474.3727 | PGE | MBT | Old | CZ16 | Any | Cap-Tons | 281 | 0 | None | 29.5 | 0.0239 | 0 | 29.5 | 0.0239 | 0 | 0 | 0 | 0 | 0 | 0 | 0 | DEER:HVAC_Chillers | Annual | 2020
NE-HVAC-Chlr-WtrCldScrewChlr-75to149tons-0.675kwpton-0.441IPLV-VarSpd | DEER2020 | D20 v0 | 43474.3727 | PGE | Nrs | Old | CZ16 | Any | Cap-Tons | 103 | 0 | None | 68.7 | 0.0542 | 0 | 68.7 | 0.0542 | 0 | 0 | 0 | 0 | 0 | 0 | 0 | DEER:HVAC_Chillers | Annual | 2020
NE-HVAC-Chlr-WtrCldScrewChlr-75to149tons-0.675kwpton-0.441IPLV-VarSpd | DEER2020 | D20 v0 | 43474.3727 | PGE | OfL | Old | CZ16 | Any | Cap-Tons | 402 | 0 | None | 32.4 | 0.0265 | 0 | 32.4 | 0.0265 | 0 | 0 | 0 | 0 | 0 | 0 | 0 | DEER:HVAC_Chillers | Annual | 2020
NE-HVAC-Chlr-WtrCldScrewChlr-75to149tons-0.675kwpton-0.441IPLV-VarSpd | DEER2020 | D20 v0 | 43474.3727 | PGE | OfS | Old | CZ16 | Any | Cap-Tons | 25.8 | 0 | None | 38.3 | 0.0289 | 0 | 38.3 | 0.0289 | 0 | 0 | 0 | 0 | 0 | 0 | 0 | DEER:HVAC_Chillers | Annual | 2020
NE-HVAC-Chlr-WtrCldScrewChlr-75to149tons-0.675kwpton-0.441IPLV-VarSpd | DEER2020 | D20 v0 | 43474.3727 | PGE | Rt3 | Old | CZ16 | Any | Cap-Tons | 229 | 0 | None | 32.3 | 0.0281 | 0 | 32.3 | 0.0281 | 0 | 0 | 0 | 0 | 0 | 0 | 0 | DEER:HVAC_Chillers | Annual | 2020
NE-HVAC-Chlr-WtrCldScrewChlr-gte600tons-0.497kwpton-0.323IPLV-VarSpd | DEER2020 | D20 v0 | 43474.3727 | PGE | ECC | Old | CZ01 | Any | Cap-Tons | 435 | 0 | None | 5.7 | 0.023 | 0 | 5.7 | 0.023 | 0 | 0 | 0 | 0 | 0 | 0 | 0 | DEER:HVAC_Chillers | Annual | 2020
NE-HVAC-Chlr-WtrCldScrewChlr-gte600tons-0.497kwpton-0.323IPLV-VarSpd | DEER2020 | D20 v0 | 43474.3727 | PGE | ESe | Old | CZ01 | Any | Cap-Tons | 205 | 0 | None | 6.7 | 0.0172 | 0 | 6.7 | 0.0172 | 0 | 0 | 0 | 0 | 0 | 0 | 0 | DEER:HVAC_Chillers | Annual | 2020
NE-HVAC-Chlr-WtrCldScrewChlr-gte600tons-0.497kwpton-0.323IPLV-VarSpd | DEER2020 | D20 v0 | 43474.3727 | PGE | EUn | Old | CZ01 | Any | Cap-Tons | 1700 | 0 | None | 8.5 | 0.0184 | 0 | 8.5 | 0.0184 | 0 | 0 | 0 | 0 | 0 | 0 | 0 | DEER:HVAC_Chillers | Annual | 2020
NE-HVAC-Chlr-WtrCldScrewChlr-gte600tons-0.497kwpton-0.323IPLV-VarSpd | DEER2020 | D20 v0 | 43474.3727 | PGE | Hsp | Old | CZ01 | Any | Cap-Tons | 533 | 0 | None | 3.5 | 0.0106 | 0 | 3.5 | 0.0106 | 0 | 0 | 0 | 0 | 0 | 0 | 0 | DEER:HVAC_Chillers | Annual | 2020
NE-HVAC-Chlr-WtrCldScrewChlr-gte600tons-0.497kwpton-0.323IPLV-VarSpd | DEER2020 | D20 v0 | 43474.3727 | PGE | Htl | Old | CZ01 | Any | Cap-Tons | 175 | 0 | None | 43 | 0.0224 | 0 | 43 | 0.0224 | 0 | 0 | 0 | 0 | 0 | 0 | 0 | DEER:HVAC_Chillers | Annual | 2020
NE-HVAC-Chlr-WtrCldScrewChlr-gte600tons-0.497kwpton-0.323IPLV-VarSpd | DEER2020 | D20 v0 | 43474.3727 | PGE | MBT | Old | CZ01 | Any | Cap-Tons | 211 | 0 | None | 9 | 0.0197 | 0 | 9 | 0.0197 | 0 | 0 | 0 | 0 | 0 | 0 | 0 | DEER:HVAC_Chillers | Annual | 2020
NE-HVAC-Chlr-WtrCldScrewChlr-gte600tons-0.497kwpton-0.323IPLV-VarSpd | DEER2020 | D20 v0 | 43474.3727 | PGE | Nrs | Old | CZ01 | Any | Cap-Tons | 79.7 | 0 | None | 18.4 | 0.0248 | 0 | 18.4 | 0.0248 | 0 | 0 | 0 | 0 | 0 | 0 | 0 | DEER:HVAC_Chillers | Annual | 2020
NE-HVAC-Chlr-WtrCldScrewChlr-gte600tons-0.497kwpton-0.323IPLV-VarSpd | DEER2020 | D20 v0 | 43474.3727 | PGE | OfL | Old | CZ01 | Any | Cap-Tons | 343 | 0 | None | 8.7 | 0.0156 | 0 | 8.7 | 0.0156 | 0 | 0 | 0 | 0 | 0 | 0 | 0 | DEER:HVAC_Chillers | Annual | 2020
NE-HVAC-Chlr-WtrCldScrewChlr-gte600tons-0.497kwpton-0.323IPLV-VarSpd | DEER2020 | D20 v0 | 43474.3727 | PGE | OfS | Old | CZ01 | Any | Cap-Tons | 21.9 | 0 | None | 12.9 | 0.0183 | 0 | 12.9 | 0.0183 | 0 | 0 | 0 | 0 | 0 | 0 | 0 | DEER:HVAC_Chillers | Annual | 2020
NE-HVAC-Chlr-WtrCldScrewChlr-gte600tons-0.497kwpton-0.323IPLV-VarSpd | DEER2020 | D20 v0 | 43474.3727 | PGE | Rt3 | Old | CZ01 | Any | Cap-Tons | 162 | 0 | None | 6.5 | 0.017 | 0 | 6.5 | 0.017 | 0 | 0 | 0 | 0 | 0 | 0 | 0 | DEER:HVAC_Chillers | Annual | 2020
NE-HVAC-Chlr-WtrCldScrewChlr-gte600tons-0.497kwpton-0.323IPLV-VarSpd | DEER2020 | D20 v0 | 43474.3727 | PGE | ECC | Old | CZ02 | Any | Cap-Tons | 735 | 0 | None | 44.7 | 0.0398 | 0 | 44.7 | 0.0398 | 0 | 0 | 0 | 0 | 0 | 0 | 0 | DEER:HVAC_Chillers | Annual | 2020
NE-HVAC-Chlr-WtrCldScrewChlr-gte600tons-0.497kwpton-0.323IPLV-VarSpd | DEER2020 | D20 v0 | 43474.3727 | PGE | ESe | Old | CZ02 | Any | Cap-Tons | 364 | 0 | None | 44.4 | 0.0218 | 0 | 44.4 | 0.0218 | 0 | 0 | 0 | 0 | 0 | 0 | 0 | DEER:HVAC_Chillers | Annual | 2020
NE-HVAC-Chlr-WtrCldScrewChlr-gte600tons-0.497kwpton-0.323IPLV-VarSpd | DEER2020 | D20 v0 | 43474.3727 | PGE | EUn | Old | CZ02 | Any | Cap-Tons | 2650 | 0 | None | 43.4 | 0.0424 | 0 | 43.4 | 0.0424 | 0 | 0 | 0 | 0 | 0 | 0 | 0 | DEER:HVAC_Chillers | Annual | 2020
NE-HVAC-Chlr-WtrCldScrewChlr-gte600tons-0.497kwpton-0.323IPLV-VarSpd | DEER2020 | D20 v0 | 43474.3727 | PGE | Hsp | Old | CZ02 | Any | Cap-Tons | 826 | 0 | None | 27.4 | 0.024 | 0 | 27.4 | 0.024 | 0 | 0 | 0 | 0 | 0 | 0 | 0 | DEER:HVAC_Chillers | Annual | 2020
NE-HVAC-Chlr-WtrCldScrewChlr-gte600tons-0.497kwpton-0.323IPLV-VarSpd | DEER2020 | D20 v0 | 43474.3727 | PGE | Htl | Old | CZ02 | Any | Cap-Tons | 273 | 0 | None | 70.8 | 0.046 | 0 | 70.8 | 0.046 | 0 | 0 | 0 | 0 | 0 | 0 | 0 | DEER:HVAC_Chillers | Annual | 2020
NE-HVAC-Chlr-WtrCldScrewChlr-gte600tons-0.497kwpton-0.323IPLV-VarSpd | DEER2020 | D20 v0 | 43474.3727 | PGE | MBT | Old | CZ02 | Any | Cap-Tons | 351 | 0 | None | 37.4 | 0.03 | 0 | 37.4 | 0.03 | 0 | 0 | 0 | 0 | 0 | 0 | 0 | DEER:HVAC_Chillers | Annual | 2020
NE-HVAC-Chlr-WtrCldScrewChlr-gte600tons-0.497kwpton-0.323IPLV-VarSpd | DEER2020 | D20 v0 | 43474.3727 | PGE | Nrs | Old | CZ02 | Any | Cap-Tons | 128 | 0 | None | 77.4 | 0.0656 | 0 | 77.4 | 0.0656 | 0 | 0 | 0 | 0 | 0 | 0 | 0 | DEER:HVAC_Chillers | Annual | 2020
NE-HVAC-Chlr-WtrCldScrewChlr-gte600tons-0.497kwpton-0.323IPLV-VarSpd | DEER2020 | D20 v0 | 43474.3727 | PGE | OfL | Old | CZ02 | Any | Cap-Tons | 485 | 0 | None | 40.6 | 0.0288 | 0 | 40.6 | 0.0288 | 0 | 0 | 0 | 0 | 0 | 0 | 0 | DEER:HVAC_Chillers | Annual | 2020
NE-HVAC-Chlr-WtrCldScrewChlr-gte600tons-0.497kwpton-0.323IPLV-VarSpd | DEER2020 | D20 v0 | 43474.3727 | PGE | OfS | Old | CZ02 | Any | Cap-Tons | 30.8 | 0 | None | 50.8 | 0.0341 | 0 | 50.8 | 0.0341 | 0 | 0 | 0 | 0 | 0 | 0 | 0 | DEER:HVAC_Chillers | Annual | 2020
NE-HVAC-Chlr-WtrCldScrewChlr-gte600tons-0.497kwpton-0.323IPLV-VarSpd | DEER2020 | D20 v0 | 43474.3727 | PGE | ECC | Old | CZ03 | Any | Cap-Tons | 590 | 0 | None | 29 | 0.0311 | 0 | 29 | 0.0311 | 0 | 0 | 0 | 0 | 0 | 0 | 0 | DEER:HVAC_Chillers | Annual | 2020
NE-HVAC-Chlr-WtrCldScrewChlr-gte600tons-0.497kwpton-0.323IPLV-VarSpd | DEER2020 | D20 v0 | 43474.3727 | PGE | ESe | Old | CZ03 | Any | Cap-Tons | 288 | 0 | None | 21.7 | 0.0149 | 0 | 21.7 | 0.0149 | 0 | 0 | 0 | 0 | 0 | 0 | 0 | DEER:HVAC_Chillers | Annual | 2020
NE-HVAC-Chlr-WtrCldScrewChlr-gte600tons-0.497kwpton-0.323IPLV-VarSpd | DEER2020 | D20 v0 | 43474.3727 | PGE | EUn | Old | CZ03 | Any | Cap-Tons | 2130 | 0 | None | 28.9 | 0.0341 | 0 | 28.9 | 0.0341 | 0 | 0 | 0 | 0 | 0 | 0 | 0 | DEER:HVAC_Chillers | Annual | 2020
NE-HVAC-Chlr-WtrCldScrewChlr-gte600tons-0.497kwpton-0.323IPLV-VarSpd | DEER2020 | D20 v0 | 43474.3727 | PGE | Hsp | Old | CZ03 | Any | Cap-Tons | 666 | 0 | None | 18.2 | 0.0212 | 0 | 18.2 | 0.0212 | 0 | 0 | 0 | 0 | 0 | 0 | 0 | DEER:HVAC_Chillers | Annual | 2020
NE-HVAC-Chlr-WtrCldScrewChlr-gte600tons-0.497kwpton-0.323IPLV-VarSpd | DEER2020 | D20 v0 | 43474.3727 | PGE | Htl | Old | CZ03 | Any | Cap-Tons | 228 | 0 | None | 63.9 | 0.0372 | 0 | 63.9 | 0.0372 | 0 | 0 | 0 | 0 | 0 | 0 | 0 | DEER:HVAC_Chillers | Annual | 2020
NE-HVAC-Chlr-WtrCldScrewChlr-gte600tons-0.497kwpton-0.323IPLV-VarSpd | DEER2020 | D20 v0 | 43474.3727 | PGE | MBT | Old | CZ03 | Any | Cap-Tons | 277 | 0 | None | 26.2 | 0.0264 | 0 | 26.2 | 0.0264 | 0 | 0 | 0 | 0 | 0 | 0 | 0 | DEER:HVAC_Chillers | Annual | 2020
NE-HVAC-Chlr-WtrCldScrewChlr-gte600tons-0.497kwpton-0.323IPLV-VarSpd | DEER2020 | D20 v0 | 43474.3727 | PGE | Nrs | Old | CZ03 | Any | Cap-Tons | 104 | 0 | None | 56 | 0.0505 | 0 | 56 | 0.0505 | 0 | 0 | 0 | 0 | 0 | 0 | 0 | DEER:HVAC_Chillers | Annual | 2020
NE-HVAC-Chlr-WtrCldScrewChlr-gte600tons-0.497kwpton-0.323IPLV-VarSpd | DEER2020 | D20 v0 | 43474.3727 | PGE | OfL | Old | CZ03 | Any | Cap-Tons | 406 | 0 | None | 27.9 | 0.0251 | 0 | 27.9 | 0.0251 | 0 | 0 | 0 | 0 | 0 | 0 | 0 | DEER:HVAC_Chillers | Annual | 2020
NE-HVAC-Chlr-WtrCldScrewChlr-gte600tons-0.497kwpton-0.323IPLV-VarSpd | DEER2020 | D20 v0 | 43474.3727 | PGE | OfS | Old | CZ03 | Any | Cap-Tons | 27.2 | 0 | None | 47.1 | 0.0372 | 0 | 47.1 | 0.0372 | 0 | 0 | 0 | 0 | 0 | 0 | 0 | DEER:HVAC_Chillers | Annual | 2020
NE-HVAC-Chlr-WtrCldScrewChlr-gte600tons-0.497kwpton-0.323IPLV-VarSpd | DEER2020 | D20 v0 | 43474.3727 | PGE | Rt3 | Old | CZ03 | Any | Cap-Tons | 207 | 0 | None | 30.7 | 0.0342 | 0 | 30.7 | 0.0342 | 0 | 0 | 0 | 0 | 0 | 0 | 0 | DEER:HVAC_Chillers | Annual | 2020
NE-HVAC-Chlr-WtrCldScrewChlr-gte600tons-0.497kwpton-0.323IPLV-VarSpd | DEER2020 | D20 v0 | 43474.3727 | PGE | ECC | Old | CZ04 | Any | Cap-Tons | 739 | 0 | None | 48.9 | 0.0477 | 0 | 48.9 | 0.0477 | 0 | 0 | 0 | 0 | 0 | 0 | 0 | DEER:HVAC_Chillers | Annual | 2020
NE-HVAC-Chlr-WtrCldScrewChlr-gte600tons-0.497kwpton-0.323IPLV-VarSpd | DEER2020 | D20 v0 | 43474.3727 | PGE | ESe | Old | CZ04 | Any | Cap-Tons | 365 | 0 | None | 36.2 | 0.0282 | 0 | 36.2 | 0.0282 | 0 | 0 | 0 | 0 | 0 | 0 | 0 | DEER:HVAC_Chillers | Annual | 2020
NE-HVAC-Chlr-WtrCldScrewChlr-gte600tons-0.497kwpton-0.323IPLV-VarSpd | DEER2020 | D20 v0 | 43474.3727 | PGE | EUn | Old | CZ04 | Any | Cap-Tons | 2600 | 0 | None | 49.6 | 0.0457 | 0 | 49.6 | 0.0457 | 0 | 0 | 0 | 0 | 0 | 0 | 0 | DEER:HVAC_Chillers | Annual | 2020
NE-HVAC-Chlr-WtrCldScrewChlr-gte600tons-0.497kwpton-0.323IPLV-VarSpd | DEER2020 | D20 v0 | 43474.3727 | PGE | Hsp | Old | CZ04 | Any | Cap-Tons | 770 | 0 | None | 35.2 | 0.0244 | 0 | 35.2 | 0.0244 | 0 | 0 | 0 | 0 | 0 | 0 | 0 | DEER:HVAC_Chillers | Annual | 2020
NE-HVAC-Chlr-WtrCldScrewChlr-gte600tons-0.497kwpton-0.323IPLV-VarSpd | DEER2020 | D20 v0 | 43474.3727 | PGE | Htl | Old | CZ04 | Any | Cap-Tons | 282 | 0 | None | 76.5 | 0.0394 | 0 | 76.5 | 0.0394 | 0 | 0 | 0 | 0 | 0 | 0 | 0 | DEER:HVAC_Chillers | Annual | 2020
NE-HVAC-Chlr-WtrCldScrewChlr-gte600tons-0.497kwpton-0.323IPLV-VarSpd | DEER2020 | D20 v0 | 43474.3727 | PGE | MBT | Old | CZ04 | Any | Cap-Tons | 343 | 0 | None | 59.8 | 0.0386 | 0 | 59.8 | 0.0386 | 0 | 0 | 0 | 0 | 0 | 0 | 0 | DEER:HVAC_Chillers | Annual | 2020
NE-HVAC-Chlr-WtrCldScrewChlr-gte600tons-0.497kwpton-0.323IPLV-VarSpd | DEER2020 | D20 v0 | 43474.3727 | PGE | Nrs | Old | CZ04 | Any | Cap-Tons | 133 | 0 | None | 85.7 | 0.0554 | 0 | 85.7 | 0.0554 | 0 | 0 | 0 | 0 | 0 | 0 | 0 | DEER:HVAC_Chillers | Annual | 2020
NE-HVAC-Chlr-WtrCldScrewChlr-gte600tons-0.497kwpton-0.323IPLV-VarSpd | DEER2020 | D20 v0 | 43474.3727 | PGE | OfL | Old | CZ04 | Any | Cap-Tons | 471 | 0 | None | 46.2 | 0.0266 | 0 | 46.2 | 0.0266 | 0 | 0 | 0 | 0 | 0 | 0 | 0 | DEER:HVAC_Chillers | Annual | 2020
NE-HVAC-Chlr-WtrCldScrewChlr-gte600tons-0.497kwpton-0.323IPLV-VarSpd | DEER2020 | D20 v0 | 43474.3727 | PGE | OfS | Old | CZ04 | Any | Cap-Tons | 32.3 | 0 | None | 53.9 | 0.0299 | 0 | 53.9 | 0.0299 | 0 | 0 | 0 | 0 | 0 | 0 | 0 | DEER:HVAC_Chillers | Annual | 2020
NE-HVAC-Chlr-WtrCldScrewChlr-gte600tons-0.497kwpton-0.323IPLV-VarSpd | DEER2020 | D20 v0 | 43474.3727 | PGE | Rt3 | Old | CZ04 | Any | Cap-Tons | 262 | 0 | None | 51.1 | 0.0361 | 0 | 51.1 | 0.0361 | 0 | 0 | 0 | 0 | 0 | 0 | 0 | DEER:HVAC_Chillers | Annual | 2020
NE-HVAC-Chlr-WtrCldScrewChlr-gte600tons-0.497kwpton-0.323IPLV-VarSpd | DEER2020 | D20 v0 | 43474.3727 | PGE | ECC | Old | CZ05 | Any | Cap-Tons | 518 | 0 | None | 33.9 | 0.034 | 0 | 33.9 | 0.034 | 0 | 0 | 0 | 0 | 0 | 0 | 0 | DEER:HVAC_Chillers | Annual | 2020
NE-HVAC-Chlr-WtrCldScrewChlr-gte600tons-0.497kwpton-0.323IPLV-VarSpd | DEER2020 | D20 v0 | 43474.3727 | PGE | ESe | Old | CZ05 | Any | Cap-Tons | 247 | 0 | None | 27.2 | 0.0177 | 0 | 27.2 | 0.0177 | 0 | 0 | 0 | 0 | 0 | 0 | 0 | DEER:HVAC_Chillers | Annual | 2020
NE-HVAC-Chlr-WtrCldScrewChlr-gte600tons-0.497kwpton-0.323IPLV-VarSpd | DEER2020 | D20 v0 | 43474.3727 | PGE | EUn | Old | CZ05 | Any | Cap-Tons | 1910 | 0 | None | 33.4 | 0.03 | 0 | 33.4 | 0.03 | 0 | 0 | 0 | 0 | 0 | 0 | 0 | DEER:HVAC_Chillers | Annual | 2020
NE-HVAC-Chlr-WtrCldScrewChlr-gte600tons-0.497kwpton-0.323IPLV-VarSpd | DEER2020 | D20 v0 | 43474.3727 | PGE | Hsp | Old | CZ05 | Any | Cap-Tons | 641 | 0 | None | 18 | 0.0146 | 0 | 18 | 0.0146 | 0 | 0 | 0 | 0 | 0 | 0 | 0 | DEER:HVAC_Chillers | Annual | 2020
NE-HVAC-Chlr-WtrCldScrewChlr-gte600tons-0.497kwpton-0.323IPLV-VarSpd | DEER2020 | D20 v0 | 43474.3727 | PGE | Htl | Old | CZ05 | Any | Cap-Tons | 204 | 0 | None | 73.5 | 0.0287 | 0 | 73.5 | 0.0287 | 0 | 0 | 0 | 0 | 0 | 0 | 0 | DEER:HVAC_Chillers | Annual | 2020
NE-HVAC-Chlr-WtrCldScrewChlr-gte600tons-0.497kwpton-0.323IPLV-VarSpd | DEER2020 | D20 v0 | 43474.3727 | PGE | MBT | Old | CZ05 | Any | Cap-Tons | 264 | 0 | None | 42.5 | 0.0266 | 0 | 42.5 | 0.0266 | 0 | 0 | 0 | 0 | 0 | 0 | 0 | DEER:HVAC_Chillers | Annual | 2020
NE-HVAC-Chlr-WtrCldScrewChlr-gte600tons-0.497kwpton-0.323IPLV-VarSpd | DEER2020 | D20 v0 | 43474.3727 | PGE | Nrs | Old | CZ05 | Any | Cap-Tons | 90.4 | 0 | None | 62.4 | 0.0405 | 0 | 62.4 | 0.0405 | 0 | 0 | 0 | 0 | 0 | 0 | 0 | DEER:HVAC_Chillers | Annual | 2020
NE-HVAC-Chlr-WtrCldScrewChlr-gte600tons-0.497kwpton-0.323IPLV-VarSpd | DEER2020 | D20 v0 | 43474.3727 | PGE | OfL | Old | CZ05 | Any | Cap-Tons | 377 | 0 | None | 47 | 0.0221 | 0 | 47 | 0.0221 | 0 | 0 | 0 | 0 | 0 | 0 | 0 | DEER:HVAC_Chillers | Annual | 2020
NE-HVAC-Chlr-WtrCldScrewChlr-gte600tons-0.497kwpton-0.323IPLV-VarSpd | DEER2020 | D20 v0 | 43474.3727 | PGE | OfS | Old | CZ05 | Any | Cap-Tons | 24.7 | 0 | None | 58 | 0.0278 | 0 | 58 | 0.0278 | 0 | 0 | 0 | 0 | 0 | 0 | 0 | DEER:HVAC_Chillers | Annual | 2020
NE-HVAC-Chlr-WtrCldScrewChlr-gte600tons-0.497kwpton-0.323IPLV-VarSpd | DEER2020 | D20 v0 | 43474.3727 | PGE | Rt3 | Old | CZ05 | Any | Cap-Tons | 200 | 0 | None | 32.3 | 0.0233 | 0 | 32.3 | 0.0233 | 0 | 0 | 0 | 0 | 0 | 0 | 0 | DEER:HVAC_Chillers | Annual | 2020
NE-HVAC-Chlr-WtrCldScrewChlr-gte600tons-0.497kwpton-0.323IPLV-VarSpd | DEER2020 | D20 v0 | 43474.3727 | PGE | ECC | Old | CZ11 | Any | Cap-Tons | 852 | 0 | None | 68 | 0.0393 | 0 | 68 | 0.0393 | 0 | 0 | 0 | 0 | 0 | 0 | 0 | DEER:HVAC_Chillers | Annual | 2020
NE-HVAC-Chlr-WtrCldScrewChlr-gte600tons-0.497kwpton-0.323IPLV-VarSpd | DEER2020 | D20 v0 | 43474.3727 | PGE | EUn | Old | CZ11 | Any | Cap-Tons | 2920 | 0 | None | 68.1 | 0.0454 | 0 | 68.1 | 0.0454 | 0 | 0 | 0 | 0 | 0 | 0 | 0 | DEER:HVAC_Chillers | Annual | 2020
NE-HVAC-Chlr-WtrCldScrewChlr-gte600tons-0.497kwpton-0.323IPLV-VarSpd | DEER2020 | D20 v0 | 43474.3727 | PGE | Hsp | Old | CZ11 | Any | Cap-Tons | 889 | 0 | None | 51.8 | 0.0256 | 0 | 51.8 | 0.0256 | 0 | 0 | 0 | 0 | 0 | 0 | 0 | DEER:HVAC_Chillers | Annual | 2020
NE-HVAC-Chlr-WtrCldScrewChlr-gte600tons-0.497kwpton-0.323IPLV-VarSpd | DEER2020 | D20 v0 | 43474.3727 | PGE | Htl | Old | CZ11 | Any | Cap-Tons | 326 | 0 | None | 89.9 | 0.0453 | 0 | 89.9 | 0.0453 | 0 | 0 | 0 | 0 | 0 | 0 | 0 | DEER:HVAC_Chillers | Annual | 2020
NE-HVAC-Chlr-WtrCldScrewChlr-gte600tons-0.497kwpton-0.323IPLV-VarSpd | DEER2020 | D20 v0 | 43474.3727 | PGE | MBT | Old | CZ11 | Any | Cap-Tons | 426 | 0 | None | 53 | 0.0309 | 0 | 53 | 0.0309 | 0 | 0 | 0 | 0 | 0 | 0 | 0 | DEER:HVAC_Chillers | Annual | 2020
NE-HVAC-Chlr-WtrCldScrewChlr-gte600tons-0.497kwpton-0.323IPLV-VarSpd | DEER2020 | D20 v0 | 43474.3727 | PGE | Nrs | Old | CZ11 | Any | Cap-Tons | 162 | 0 | None | 115 | 0.0621 | 0 | 115 | 0.0621 | 0 | 0 | 0 | 0 | 0 | 0 | 0 | DEER:HVAC_Chillers | Annual | 2020
NE-HVAC-Chlr-WtrCldScrewChlr-gte600tons-0.497kwpton-0.323IPLV-VarSpd | DEER2020 | D20 v0 | 43474.3727 | PGE | OfL | Old | CZ11 | Any | Cap-Tons | 552 | 0 | None | 56.8 | 0.0279 | 0 | 56.8 | 0.0279 | 0 | 0 | 0 | 0 | 0 | 0 | 0 | DEER:HVAC_Chillers | Annual | 2020
NE-HVAC-Chlr-WtrCldScrewChlr-gte600tons-0.497kwpton-0.323IPLV-VarSpd | DEER2020 | D20 v0 | 43474.3727 | PGE | OfS | Old | CZ11 | Any | Cap-Tons | 36.3 | 0 | None | 69.2 | 0.032 | 0 | 69.2 | 0.032 | 0 | 0 | 0 | 0 | 0 | 0 | 0 | DEER:HVAC_Chillers | Annual | 2020
NE-HVAC-Chlr-WtrCldScrewChlr-gte600tons-0.497kwpton-0.323IPLV-VarSpd | DEER2020 | D20 v0 | 43474.3727 | PGE | Rt3 | Old | CZ11 | Any | Cap-Tons | 331 | 0 | None | 60.7 | 0.0339 | 0 | 60.7 | 0.0339 | 0 | 0 | 0 | 0 | 0 | 0 | 0 | DEER:HVAC_Chillers | Annual | 2020
NE-HVAC-Chlr-WtrCldScrewChlr-gte600tons-0.497kwpton-0.323IPLV-VarSpd | DEER2020 | D20 v0 | 43474.3727 | PGE | ECC | Old | CZ12 | Any | Cap-Tons | 776 | 0 | None | 61.3 | 0.0452 | 0 | 61.3 | 0.0452 | 0 | 0 | 0 | 0 | 0 | 0 | 0 | DEER:HVAC_Chillers | Annual | 2020
NE-HVAC-Chlr-WtrCldScrewChlr-gte600tons-0.497kwpton-0.323IPLV-VarSpd | DEER2020 | D20 v0 | 43474.3727 | PGE | ESe | Old | CZ12 | Any | Cap-Tons | 389 | 0 | None | 43.7 | 0.018 | 0 | 43.7 | 0.018 | 0 | 0 | 0 | 0 | 0 | 0 | 0 | DEER:HVAC_Chillers | Annual | 2020
NE-HVAC-Chlr-WtrCldScrewChlr-gte600tons-0.497kwpton-0.323IPLV-VarSpd | DEER2020 | D20 v0 | 43474.3727 | PGE | EUn | Old | CZ12 | Any | Cap-Tons | 2730 | 0 | None | 59 | 0.0465 | 0 | 59 | 0.0465 | 0 | 0 | 0 | 0 | 0 | 0 | 0 | DEER:HVAC_Chillers | Annual | 2020
NE-HVAC-Chlr-WtrCldScrewChlr-gte600tons-0.497kwpton-0.323IPLV-VarSpd | DEER2020 | D20 v0 | 43474.3727 | PGE | Hsp | Old | CZ12 | Any | Cap-Tons | 852 | 0 | None | 41.2 | 0.0265 | 0 | 41.2 | 0.0265 | 0 | 0 | 0 | 0 | 0 | 0 | 0 | DEER:HVAC_Chillers | Annual | 2020
NE-HVAC-Chlr-WtrCldScrewChlr-gte600tons-0.497kwpton-0.323IPLV-VarSpd | DEER2020 | D20 v0 | 43474.3727 | PGE | Htl | Old | CZ12 | Any | Cap-Tons | 298 | 0 | None | 80.8 | 0.0478 | 0 | 80.8 | 0.0478 | 0 | 0 | 0 | 0 | 0 | 0 | 0 | DEER:HVAC_Chillers | Annual | 2020
NE-HVAC-Chlr-WtrCldScrewChlr-gte600tons-0.497kwpton-0.323IPLV-VarSpd | DEER2020 | D20 v0 | 43474.3727 | PGE | MBT | Old | CZ12 | Any | Cap-Tons | 398 | 0 | None | 45.3 | 0.0314 | 0 | 45.3 | 0.0314 | 0 | 0 | 0 | 0 | 0 | 0 | 0 | DEER:HVAC_Chillers | Annual | 2020
NE-HVAC-Chlr-WtrCldScrewChlr-gte600tons-0.497kwpton-0.323IPLV-VarSpd | DEER2020 | D20 v0 | 43474.3727 | PGE | Nrs | Old | CZ12 | Any | Cap-Tons | 149 | 0 | None | 97.4 | 0.0636 | 0 | 97.4 | 0.0636 | 0 | 0 | 0 | 0 | 0 | 0 | 0 | DEER:HVAC_Chillers | Annual | 2020
NE-HVAC-Chlr-WtrCldScrewChlr-gte600tons-0.497kwpton-0.323IPLV-VarSpd | DEER2020 | D20 v0 | 43474.3727 | PGE | OfL | Old | CZ12 | Any | Cap-Tons | 520 | 0 | None | 48.6 | 0.0285 | 0 | 48.6 | 0.0285 | 0 | 0 | 0 | 0 | 0 | 0 | 0 | DEER:HVAC_Chillers | Annual | 2020
NE-HVAC-Chlr-WtrCldScrewChlr-gte600tons-0.497kwpton-0.323IPLV-VarSpd | DEER2020 | D20 v0 | 43474.3727 | PGE | OfS | Old | CZ12 | Any | Cap-Tons | 33.8 | 0 | None | 59.4 | 0.0329 | 0 | 59.4 | 0.0329 | 0 | 0 | 0 | 0 | 0 | 0 | 0 | DEER:HVAC_Chillers | Annual | 2020
NE-HVAC-Chlr-WtrCldScrewChlr-gte600tons-0.497kwpton-0.323IPLV-VarSpd | DEER2020 | D20 v0 | 43474.3727 | PGE | Rt3 | Old | CZ12 | Any | Cap-Tons | 306 | 0 | None | 54.7 | 0.0364 | 0 | 54.7 | 0.0364 | 0 | 0 | 0 | 0 | 0 | 0 | 0 | DEER:HVAC_Chillers | Annual | 2020
NE-HVAC-Chlr-WtrCldScrewChlr-gte600tons-0.497kwpton-0.323IPLV-VarSpd | DEER2020 | D20 v0 | 43474.3727 | PGE | ECC | Old | CZ13 | Any | Cap-Tons | 896 | 0 | None | 68.1 | 0.0356 | 0 | 68.1 | 0.0356 | 0 | 0 | 0 | 0 | 0 | 0 | 0 | DEER:HVAC_Chillers | Annual | 2020
NE-HVAC-Chlr-WtrCldScrewChlr-gte600tons-0.497kwpton-0.323IPLV-VarSpd | DEER2020 | D20 v0 | 43474.3727 | PGE | ESe | Old | CZ13 | Any | Cap-Tons | 452 | 0 | None | 48.3 | 0.0154 | 0 | 48.3 | 0.0154 | 0 | 0 | 0 | 0 | 0 | 0 | 0 | DEER:HVAC_Chillers | Annual | 2020
NE-HVAC-Chlr-WtrCldScrewChlr-gte600tons-0.497kwpton-0.323IPLV-VarSpd | DEER2020 | D20 v0 | 43474.3727 | PGE | EUn | Old | CZ13 | Any | Cap-Tons | 3050 | 0 | None | 66.7 | 0.0424 | 0 | 66.7 | 0.0424 | 0 | 0 | 0 | 0 | 0 | 0 | 0 | DEER:HVAC_Chillers | Annual | 2020
NE-HVAC-Chlr-WtrCldScrewChlr-gte600tons-0.497kwpton-0.323IPLV-VarSpd | DEER2020 | D20 v0 | 43474.3727 | PGE | Hsp | Old | CZ13 | Any | Cap-Tons | 904 | 0 | None | 54 | 0.0255 | 0 | 54 | 0.0255 | 0 | 0 | 0 | 0 | 0 | 0 | 0 | DEER:HVAC_Chillers | Annual | 2020
NE-HVAC-Chlr-WtrCldScrewChlr-gte600tons-0.497kwpton-0.323IPLV-VarSpd | DEER2020 | D20 v0 | 43474.3727 | PGE | Htl | Old | CZ13 | Any | Cap-Tons | 326 | 0 | None | 93.2 | 0.0413 | 0 | 93.2 | 0.0413 | 0 | 0 | 0 | 0 | 0 | 0 | 0 | DEER:HVAC_Chillers | Annual | 2020
NE-HVAC-Chlr-WtrCldScrewChlr-gte600tons-0.497kwpton-0.323IPLV-VarSpd | DEER2020 | D20 v0 | 43474.3727 | PGE | MBT | Old | CZ13 | Any | Cap-Tons | 431 | 0 | None | 55 | 0.029 | 0 | 55 | 0.029 | 0 | 0 | 0 | 0 | 0 | 0 | 0 | DEER:HVAC_Chillers | Annual | 2020
NE-HVAC-Chlr-WtrCldScrewChlr-gte600tons-0.497kwpton-0.323IPLV-VarSpd | DEER2020 | D20 v0 | 43474.3727 | PGE | Nrs | Old | CZ13 | Any | Cap-Tons | 162 | 0 | None | 121 | 0.0579 | 0 | 121 | 0.0579 | 0 | 0 | 0 | 0 | 0 | 0 | 0 | DEER:HVAC_Chillers | Annual | 2020
NE-HVAC-Chlr-WtrCldScrewChlr-gte600tons-0.497kwpton-0.323IPLV-VarSpd | DEER2020 | D20 v0 | 43474.3727 | PGE | OfL | Old | CZ13 | Any | Cap-Tons | 538 | 0 | None | 59 | 0.0275 | 0 | 59 | 0.0275 | 0 | 0 | 0 | 0 | 0 | 0 | 0 | DEER:HVAC_Chillers | Annual | 2020
NE-HVAC-Chlr-WtrCldScrewChlr-gte600tons-0.497kwpton-0.323IPLV-VarSpd | DEER2020 | D20 v0 | 43474.3727 | PGE | OfS | Old | CZ13 | Any | Cap-Tons | 36.9 | 0 | None | 68 | 0.0305 | 0 | 68 | 0.0305 | 0 | 0 | 0 | 0 | 0 | 0 | 0 | DEER:HVAC_Chillers | Annual | 2020
NE-HVAC-Chlr-WtrCldScrewChlr-gte600tons-0.497kwpton-0.323IPLV-VarSpd | DEER2020 | D20 v0 | 43474.3727 | PGE | Rt3 | Old | CZ13 | Any | Cap-Tons | 334 | 0 | None | 63.1 | 0.0354 | 0 | 63.1 | 0.0354 | 0 | 0 | 0 | 0 | 0 | 0 | 0 | DEER:HVAC_Chillers | Annual | 2020
NE-HVAC-Chlr-WtrCldScrewChlr-gte600tons-0.497kwpton-0.323IPLV-VarSpd | DEER2020 | D20 v0 | 43474.3727 | PGE | ECC | Old | CZ16 | Any | Cap-Tons | 549 | 0 | None | 44.8 | 0.0403 | 0 | 44.8 | 0.0403 | 0 | 0 | 0 | 0 | 0 | 0 | 0 | DEER:HVAC_Chillers | Annual | 2020
NE-HVAC-Chlr-WtrCldScrewChlr-gte600tons-0.497kwpton-0.323IPLV-VarSpd | DEER2020 | D20 v0 | 43474.3727 | PGE | ESe | Old | CZ16 | Any | Cap-Tons | 269 | 0 | None | 31.3 | 0.0206 | 0 | 31.3 | 0.0206 | 0 | 0 | 0 | 0 | 0 | 0 | 0 | DEER:HVAC_Chillers | Annual | 2020
NE-HVAC-Chlr-WtrCldScrewChlr-gte600tons-0.497kwpton-0.323IPLV-VarSpd | DEER2020 | D20 v0 | 43474.3727 | PGE | EUn | Old | CZ16 | Any | Cap-Tons | 1950 | 0 | None | 45 | 0.0444 | 0 | 45 | 0.0444 | 0 | 0 | 0 | 0 | 0 | 0 | 0 | DEER:HVAC_Chillers | Annual | 2020
NE-HVAC-Chlr-WtrCldScrewChlr-gte600tons-0.497kwpton-0.323IPLV-VarSpd | DEER2020 | D20 v0 | 43474.3727 | PGE | Htl | Old | CZ16 | Any | Cap-Tons | 209 | 0 | None | 78.8 | 0.0476 | 0 | 78.8 | 0.0476 | 0 | 0 | 0 | 0 | 0 | 0 | 0 | DEER:HVAC_Chillers | Annual | 2020
NE-HVAC-Chlr-WtrCldScrewChlr-gte600tons-0.497kwpton-0.323IPLV-VarSpd | DEER2020 | D20 v0 | 43474.3727 | PGE | MBT | Old | CZ16 | Any | Cap-Tons | 281 | 0 | None | 34.5 | 0.0279 | 0 | 34.5 | 0.0279 | 0 | 0 | 0 | 0 | 0 | 0 | 0 | DEER:HVAC_Chillers | Annual | 2020
NE-HVAC-Chlr-WtrCldScrewChlr-gte600tons-0.497kwpton-0.323IPLV-VarSpd | DEER2020 | D20 v0 | 43474.3727 | PGE | Nrs | Old | CZ16 | Any | Cap-Tons | 103 | 0 | None | 80.4 | 0.0634 | 0 | 80.4 | 0.0634 | 0 | 0 | 0 | 0 | 0 | 0 | 0 | DEER:HVAC_Chillers | Annual | 2020
NE-HVAC-Chlr-WtrCldScrewChlr-gte600tons-0.497kwpton-0.323IPLV-VarSpd | DEER2020 | D20 v0 | 43474.3727 | PGE | OfL | Old | CZ16 | Any | Cap-Tons | 402 | 0 | None | 37.9 | 0.031 | 0 | 37.9 | 0.031 | 0 | 0 | 0 | 0 | 0 | 0 | 0 | DEER:HVAC_Chillers | Annual | 2020
NE-HVAC-Chlr-WtrCldScrewChlr-gte600tons-0.497kwpton-0.323IPLV-VarSpd | DEER2020 | D20 v0 | 43474.3727 | PGE | OfS | Old | CZ16 | Any | Cap-Tons | 25.8 | 0 | None | 44.8 | 0.0338 | 0 | 44.8 | 0.0338 | 0 | 0 | 0 | 0 | 0 | 0 | 0 | DEER:HVAC_Chillers | Annual | 2020
NE-HVAC-Chlr-WtrCldScrewChlr-gte600tons-0.497kwpton-0.323IPLV-VarSpd | DEER2020 | D20 v0 | 43474.3727 | PGE | Rt3 | Old | CZ16 | Any | Cap-Tons | 229 | 0 | None | 37.8 | 0.0329 | 0 | 37.8 | 0.0329 | 0 | 0 | 0 | 0 | 0 | 0 | 0 | DEER:HVAC_Chillers | Annual | 2020
NE-HVAC-Chlr-WtrCldScrewChlr-gte600tons-0.527kwpton-0.342IPLV-VarSpd | DEER2020 | D20 v0 | 43474.3727 | PGE | ECC | Old | CZ01 | Any | Cap-Tons | 435 | 0 | None | 3.8 | 0.0154 | 0 | 3.8 | 0.0154 | 0 | 0 | 0 | 0 | 0 | 0 | 0 | DEER:HVAC_Chillers | Annual | 2020
NE-HVAC-Chlr-WtrCldScrewChlr-gte600tons-0.527kwpton-0.342IPLV-VarSpd | DEER2020 | D20 v0 | 43474.3727 | PGE | ESe | Old | CZ01 | Any | Cap-Tons | 205 | 0 | None | 4.5 | 0.0115 | 0 | 4.5 | 0.0115 | 0 | 0 | 0 | 0 | 0 | 0 | 0 | DEER:HVAC_Chillers | Annual | 2020
NE-HVAC-Chlr-WtrCldScrewChlr-gte600tons-0.527kwpton-0.342IPLV-VarSpd | DEER2020 | D20 v0 | 43474.3727 | PGE | EUn | Old | CZ01 | Any | Cap-Tons | 1700 | 0 | None | 5.6 | 0.0123 | 0 | 5.6 | 0.0123 | 0 | 0 | 0 | 0 | 0 | 0 | 0 | DEER:HVAC_Chillers | Annual | 2020
NE-HVAC-Chlr-WtrCldScrewChlr-gte600tons-0.527kwpton-0.342IPLV-VarSpd | DEER2020 | D20 v0 | 43474.3727 | PGE | Hsp | Old | CZ01 | Any | Cap-Tons | 533 | 0 | None | 2.3 | 0.007 | 0 | 2.3 | 0.007 | 0 | 0 | 0 | 0 | 0 | 0 | 0 | DEER:HVAC_Chillers | Annual | 2020
NE-HVAC-Chlr-WtrCldScrewChlr-gte600tons-0.527kwpton-0.342IPLV-VarSpd | DEER2020 | D20 v0 | 43474.3727 | PGE | Htl | Old | CZ01 | Any | Cap-Tons | 175 | 0 | None | 28.6 | 0.0149 | 0 | 28.6 | 0.0149 | 0 | 0 | 0 | 0 | 0 | 0 | 0 | DEER:HVAC_Chillers | Annual | 2020
NE-HVAC-Chlr-WtrCldScrewChlr-gte600tons-0.527kwpton-0.342IPLV-VarSpd | DEER2020 | D20 v0 | 43474.3727 | PGE | MBT | Old | CZ01 | Any | Cap-Tons | 211 | 0 | None | 6 | 0.0132 | 0 | 6 | 0.0132 | 0 | 0 | 0 | 0 | 0 | 0 | 0 | DEER:HVAC_Chillers | Annual | 2020
NE-HVAC-Chlr-WtrCldScrewChlr-gte600tons-0.527kwpton-0.342IPLV-VarSpd | DEER2020 | D20 v0 | 43474.3727 | PGE | Nrs | Old | CZ01 | Any | Cap-Tons | 79.7 | 0 | None | 12.3 | 0.0165 | 0 | 12.3 | 0.0165 | 0 | 0 | 0 | 0 | 0 | 0 | 0 | DEER:HVAC_Chillers | Annual | 2020
NE-HVAC-Chlr-WtrCldScrewChlr-gte600tons-0.527kwpton-0.342IPLV-VarSpd | DEER2020 | D20 v0 | 43474.3727 | PGE | OfL | Old | CZ01 | Any | Cap-Tons | 343 | 0 | None | 5.8 | 0.0104 | 0 | 5.8 | 0.0104 | 0 | 0 | 0 | 0 | 0 | 0 | 0 | DEER:HVAC_Chillers | Annual | 2020
NE-HVAC-Chlr-WtrCldScrewChlr-gte600tons-0.527kwpton-0.342IPLV-VarSpd | DEER2020 | D20 v0 | 43474.3727 | PGE | OfS | Old | CZ01 | Any | Cap-Tons | 21.9 | 0 | None | 8.6 | 0.0122 | 0 | 8.6 | 0.0122 | 0 | 0 | 0 | 0 | 0 | 0 | 0 | DEER:HVAC_Chillers | Annual | 2020
NE-HVAC-Chlr-WtrCldScrewChlr-gte600tons-0.527kwpton-0.342IPLV-VarSpd | DEER2020 | D20 v0 | 43474.3727 | PGE | Rt3 | Old | CZ01 | Any | Cap-Tons | 162 | 0 | None | 4.3 | 0.0113 | 0 | 4.3 | 0.0113 | 0 | 0 | 0 | 0 | 0 | 0 | 0 | DEER:HVAC_Chillers | Annual | 2020
NE-HVAC-Chlr-WtrCldScrewChlr-gte600tons-0.527kwpton-0.342IPLV-VarSpd | DEER2020 | D20 v0 | 43474.3727 | PGE | ECC | Old | CZ02 | Any | Cap-Tons | 735 | 0 | None | 29.8 | 0.0265 | 0 | 29.8 | 0.0265 | 0 | 0 | 0 | 0 | 0 | 0 | 0 | DEER:HVAC_Chillers | Annual | 2020
NE-HVAC-Chlr-WtrCldScrewChlr-gte600tons-0.527kwpton-0.342IPLV-VarSpd | DEER2020 | D20 v0 | 43474.3727 | PGE | ESe | Old | CZ02 | Any | Cap-Tons | 364 | 0 | None | 29.6 | 0.0145 | 0 | 29.6 | 0.0145 | 0 | 0 | 0 | 0 | 0 | 0 | 0 | DEER:HVAC_Chillers | Annual | 2020
NE-HVAC-Chlr-WtrCldScrewChlr-gte600tons-0.527kwpton-0.342IPLV-VarSpd | DEER2020 | D20 v0 | 43474.3727 | PGE | EUn | Old | CZ02 | Any | Cap-Tons | 2650 | 0 | None | 28.9 | 0.0283 | 0 | 28.9 | 0.0283 | 0 | 0 | 0 | 0 | 0 | 0 | 0 | DEER:HVAC_Chillers | Annual | 2020
NE-HVAC-Chlr-WtrCldScrewChlr-gte600tons-0.527kwpton-0.342IPLV-VarSpd | DEER2020 | D20 v0 | 43474.3727 | PGE | Hsp | Old | CZ02 | Any | Cap-Tons | 826 | 0 | None | 18.2 | 0.016 | 0 | 18.2 | 0.016 | 0 | 0 | 0 | 0 | 0 | 0 | 0 | DEER:HVAC_Chillers | Annual | 2020
NE-HVAC-Chlr-WtrCldScrewChlr-gte600tons-0.527kwpton-0.342IPLV-VarSpd | DEER2020 | D20 v0 | 43474.3727 | PGE | Htl | Old | CZ02 | Any | Cap-Tons | 273 | 0 | None | 47.2 | 0.0307 | 0 | 47.2 | 0.0307 | 0 | 0 | 0 | 0 | 0 | 0 | 0 | DEER:HVAC_Chillers | Annual | 2020
NE-HVAC-Chlr-WtrCldScrewChlr-gte600tons-0.527kwpton-0.342IPLV-VarSpd | DEER2020 | D20 v0 | 43474.3727 | PGE | MBT | Old | CZ02 | Any | Cap-Tons | 351 | 0 | None | 24.9 | 0.02 | 0 | 24.9 | 0.02 | 0 | 0 | 0 | 0 | 0 | 0 | 0 | DEER:HVAC_Chillers | Annual | 2020
NE-HVAC-Chlr-WtrCldScrewChlr-gte600tons-0.527kwpton-0.342IPLV-VarSpd | DEER2020 | D20 v0 | 43474.3727 | PGE | Nrs | Old | CZ02 | Any | Cap-Tons | 128 | 0 | None | 51.6 | 0.0438 | 0 | 51.6 | 0.0438 | 0 | 0 | 0 | 0 | 0 | 0 | 0 | DEER:HVAC_Chillers | Annual | 2020
NE-HVAC-Chlr-WtrCldScrewChlr-gte600tons-0.527kwpton-0.342IPLV-VarSpd | DEER2020 | D20 v0 | 43474.3727 | PGE | OfL | Old | CZ02 | Any | Cap-Tons | 485 | 0 | None | 27.1 | 0.0192 | 0 | 27.1 | 0.0192 | 0 | 0 | 0 | 0 | 0 | 0 | 0 | DEER:HVAC_Chillers | Annual | 2020
NE-HVAC-Chlr-WtrCldScrewChlr-gte600tons-0.527kwpton-0.342IPLV-VarSpd | DEER2020 | D20 v0 | 43474.3727 | PGE | OfS | Old | CZ02 | Any | Cap-Tons | 30.8 | 0 | None | 33.8 | 0.0227 | 0 | 33.8 | 0.0227 | 0 | 0 | 0 | 0 | 0 | 0 | 0 | DEER:HVAC_Chillers | Annual | 2020
NE-HVAC-Chlr-WtrCldScrewChlr-gte600tons-0.527kwpton-0.342IPLV-VarSpd | DEER2020 | D20 v0 | 43474.3727 | PGE | Rt3 | Old | CZ02 | Any | Cap-Tons | 262 | 0 | None | 30.1 | 0.0245 | 0 | 30.1 | 0.0245 | 0 | 0 | 0 | 0 | 0 | 0 | 0 | DEER:HVAC_Chillers | Annual | 2020
NE-HVAC-Chlr-WtrCldScrewChlr-gte600tons-0.527kwpton-0.342IPLV-VarSpd | DEER2020 | D20 v0 | 43474.3727 | PGE | ECC | Old | CZ03 | Any | Cap-Tons | 590 | 0 | None | 19.3 | 0.0207 | 0 | 19.3 | 0.0207 | 0 | 0 | 0 | 0 | 0 | 0 | 0 | DEER:HVAC_Chillers | Annual | 2020
NE-HVAC-Chlr-WtrCldScrewChlr-gte600tons-0.527kwpton-0.342IPLV-VarSpd | DEER2020 | D20 v0 | 43474.3727 | PGE | ESe | Old | CZ03 | Any | Cap-Tons | 288 | 0 | None | 14.5 | 0.0099 | 0 | 14.5 | 0.0099 | 0 | 0 | 0 | 0 | 0 | 0 | 0 | DEER:HVAC_Chillers | Annual | 2020
NE-HVAC-Chlr-WtrCldScrewChlr-gte600tons-0.527kwpton-0.342IPLV-VarSpd | DEER2020 | D20 v0 | 43474.3727 | PGE | EUn | Old | CZ03 | Any | Cap-Tons | 2130 | 0 | None | 19.2 | 0.0227 | 0 | 19.2 | 0.0227 | 0 | 0 | 0 | 0 | 0 | 0 | 0 | DEER:HVAC_Chillers | Annual | 2020
NE-HVAC-Chlr-WtrCldScrewChlr-gte600tons-0.527kwpton-0.342IPLV-VarSpd | DEER2020 | D20 v0 | 43474.3727 | PGE | Htl | Old | CZ03 | Any | Cap-Tons | 228 | 0 | None | 42.6 | 0.0248 | 0 | 42.6 | 0.0248 | 0 | 0 | 0 | 0 | 0 | 0 | 0 | DEER:HVAC_Chillers | Annual | 2020
NE-HVAC-Chlr-WtrCldScrewChlr-gte600tons-0.527kwpton-0.342IPLV-VarSpd | DEER2020 | D20 v0 | 43474.3727 | PGE | MBT | Old | CZ03 | Any | Cap-Tons | 277 | 0 | None | 17.5 | 0.0176 | 0 | 17.5 | 0.0176 | 0 | 0 | 0 | 0 | 0 | 0 | 0 | DEER:HVAC_Chillers | Annual | 2020
NE-HVAC-Chlr-WtrCldScrewChlr-gte600tons-0.527kwpton-0.342IPLV-VarSpd | DEER2020 | D20 v0 | 43474.3727 | PGE | Nrs | Old | CZ03 | Any | Cap-Tons | 104 | 0 | None | 37.3 | 0.0337 | 0 | 37.3 | 0.0337 | 0 | 0 | 0 | 0 | 0 | 0 | 0 | DEER:HVAC_Chillers | Annual | 2020
NE-HVAC-Chlr-WtrCldScrewChlr-gte600tons-0.527kwpton-0.342IPLV-VarSpd | DEER2020 | D20 v0 | 43474.3727 | PGE | OfL | Old | CZ03 | Any | Cap-Tons | 406 | 0 | None | 18.6 | 0.0168 | 0 | 18.6 | 0.0168 | 0 | 0 | 0 | 0 | 0 | 0 | 0 | DEER:HVAC_Chillers | Annual | 2020
NE-HVAC-Chlr-WtrCldScrewChlr-gte600tons-0.527kwpton-0.342IPLV-VarSpd | DEER2020 | D20 v0 | 43474.3727 | PGE | OfS | Old | CZ03 | Any | Cap-Tons | 27.2 | 0 | None | 31.4 | 0.0248 | 0 | 31.4 | 0.0248 | 0 | 0 | 0 | 0 | 0 | 0 | 0 | DEER:HVAC_Chillers | Annual | 2020
NE-HVAC-Chlr-WtrCldScrewChlr-gte600tons-0.527kwpton-0.342IPLV-VarSpd | DEER2020 | D20 v0 | 43474.3727 | PGE | Rt3 | Old | CZ03 | Any | Cap-Tons | 207 | 0 | None | 20.5 | 0.0228 | 0 | 20.5 | 0.0228 | 0 | 0 | 0 | 0 | 0 | 0 | 0 | DEER:HVAC_Chillers | Annual | 2020
NE-HVAC-Chlr-WtrCldScrewChlr-gte600tons-0.527kwpton-0.342IPLV-VarSpd | DEER2020 | D20 v0 | 43474.3727 | PGE | ECC | Old | CZ04 | Any | Cap-Tons | 739 | 0 | None | 32.6 | 0.0318 | 0 | 32.6 | 0.0318 | 0 | 0 | 0 | 0 | 0 | 0 | 0 | DEER:HVAC_Chillers | Annual | 2020
NE-HVAC-Chlr-WtrCldScrewChlr-gte600tons-0.527kwpton-0.342IPLV-VarSpd | DEER2020 | D20 v0 | 43474.3727 | PGE | ESe | Old | CZ04 | Any | Cap-Tons | 365 | 0 | None | 24.1 | 0.0188 | 0 | 24.1 | 0.0188 | 0 | 0 | 0 | 0 | 0 | 0 | 0 | DEER:HVAC_Chillers | Annual | 2020
NE-HVAC-Chlr-WtrCldScrewChlr-gte600tons-0.527kwpton-0.342IPLV-VarSpd | DEER2020 | D20 v0 | 43474.3727 | PGE | EUn | Old | CZ04 | Any | Cap-Tons | 2600 | 0 | None | 33.1 | 0.0305 | 0 | 33.1 | 0.0305 | 0 | 0 | 0 | 0 | 0 | 0 | 0 | DEER:HVAC_Chillers | Annual | 2020
NE-HVAC-Chlr-WtrCldScrewChlr-gte600tons-0.527kwpton-0.342IPLV-VarSpd | DEER2020 | D20 v0 | 43474.3727 | PGE | Hsp | Old | CZ04 | Any | Cap-Tons | 770 | 0 | None | 23.5 | 0.0163 | 0 | 23.5 | 0.0163 | 0 | 0 | 0 | 0 | 0 | 0 | 0 | DEER:HVAC_Chillers | Annual | 2020
NE-HVAC-Chlr-WtrCldScrewChlr-gte600tons-0.527kwpton-0.342IPLV-VarSpd | DEER2020 | D20 v0 | 43474.3727 | PGE | Htl | Old | CZ04 | Any | Cap-Tons | 282 | 0 | None | 51 | 0.0263 | 0 | 51 | 0.0263 | 0 | 0 | 0 | 0 | 0 | 0 | 0 | DEER:HVAC_Chillers | Annual | 2020
NE-HVAC-Chlr-WtrCldScrewChlr-gte600tons-0.527kwpton-0.342IPLV-VarSpd | DEER2020 | D20 v0 | 43474.3727 | PGE | MBT | Old | CZ04 | Any | Cap-Tons | 343 | 0 | None | 39.9 | 0.0257 | 0 | 39.9 | 0.0257 | 0 | 0 | 0 | 0 | 0 | 0 | 0 | DEER:HVAC_Chillers | Annual | 2020
NE-HVAC-Chlr-WtrCldScrewChlr-gte600tons-0.527kwpton-0.342IPLV-VarSpd | DEER2020 | D20 v0 | 43474.3727 | PGE | Nrs | Old | CZ04 | Any | Cap-Tons | 133 | 0 | None | 57.1 | 0.0369 | 0 | 57.1 | 0.0369 | 0 | 0 | 0 | 0 | 0 | 0 | 0 | DEER:HVAC_Chillers | Annual | 2020
NE-HVAC-Chlr-WtrCldScrewChlr-gte600tons-0.527kwpton-0.342IPLV-VarSpd | DEER2020 | D20 v0 | 43474.3727 | PGE | OfL | Old | CZ04 | Any | Cap-Tons | 471 | 0 | None | 30.8 | 0.0178 | 0 | 30.8 | 0.0178 | 0 | 0 | 0 | 0 | 0 | 0 | 0 | DEER:HVAC_Chillers | Annual | 2020
NE-HVAC-Chlr-WtrCldScrewChlr-gte600tons-0.527kwpton-0.342IPLV-VarSpd | DEER2020 | D20 v0 | 43474.3727 | PGE | OfS | Old | CZ04 | Any | Cap-Tons | 32.3 | 0 | None | 35.9 | 0.0199 | 0 | 35.9 | 0.0199 | 0 | 0 | 0 | 0 | 0 | 0 | 0 | DEER:HVAC_Chillers | Annual | 2020
NE-HVAC-Chlr-WtrCldScrewChlr-gte600tons-0.527kwpton-0.342IPLV-VarSpd | DEER2020 | D20 v0 | 43474.3727 | PGE | Rt3 | Old | CZ04 | Any | Cap-Tons | 262 | 0 | None | 34.1 | 0.0241 | 0 | 34.1 | 0.0241 | 0 | 0 | 0 | 0 | 0 | 0 | 0 | DEER:HVAC_Chillers | Annual | 2020
NE-HVAC-Chlr-WtrCldScrewChlr-gte600tons-0.527kwpton-0.342IPLV-VarSpd | DEER2020 | D20 v0 | 43474.3727 | PGE | ECC | Old | CZ05 | Any | Cap-Tons | 518 | 0 | None | 22.6 | 0.0227 | 0 | 22.6 | 0.0227 | 0 | 0 | 0 | 0 | 0 | 0 | 0 | DEER:HVAC_Chillers | Annual | 2020
NE-HVAC-Chlr-WtrCldScrewChlr-gte600tons-0.527kwpton-0.342IPLV-VarSpd | DEER2020 | D20 v0 | 43474.3727 | PGE | ESe | Old | CZ05 | Any | Cap-Tons | 247 | 0 | None | 18.1 | 0.0118 | 0 | 18.1 | 0.0118 | 0 | 0 | 0 | 0 | 0 | 0 | 0 | DEER:HVAC_Chillers | Annual | 2020
NE-HVAC-Chlr-WtrCldScrewChlr-gte600tons-0.527kwpton-0.342IPLV-VarSpd | DEER2020 | D20 v0 | 43474.3727 | PGE | EUn | Old | CZ05 | Any | Cap-Tons | 1910 | 0 | None | 22.3 | 0.02 | 0 | 22.3 | 0.02 | 0 | 0 | 0 | 0 | 0 | 0 | 0 | DEER:HVAC_Chillers | Annual | 2020
NE-HVAC-Chlr-WtrCldScrewChlr-gte600tons-0.527kwpton-0.342IPLV-VarSpd | DEER2020 | D20 v0 | 43474.3727 | PGE | Hsp | Old | CZ05 | Any | Cap-Tons | 641 | 0 | None | 12 | 0.0097 | 0 | 12 | 0.0097 | 0 | 0 | 0 | 0 | 0 | 0 | 0 | DEER:HVAC_Chillers | Annual | 2020
NE-HVAC-Chlr-WtrCldScrewChlr-gte600tons-0.527kwpton-0.342IPLV-VarSpd | DEER2020 | D20 v0 | 43474.3727 | PGE | Htl | Old | CZ05 | Any | Cap-Tons | 204 | 0 | None | 49 | 0.0192 | 0 | 49 | 0.0192 | 0 | 0 | 0 | 0 | 0 | 0 | 0 | DEER:HVAC_Chillers | Annual | 2020
NE-HVAC-Chlr-WtrCldScrewChlr-gte600tons-0.527kwpton-0.342IPLV-VarSpd | DEER2020 | D20 v0 | 43474.3727 | PGE | MBT | Old | CZ05 | Any | Cap-Tons | 264 | 0 | None | 28.3 | 0.0177 | 0 | 28.3 | 0.0177 | 0 | 0 | 0 | 0 | 0 | 0 | 0 | DEER:HVAC_Chillers | Annual | 2020
NE-HVAC-Chlr-WtrCldScrewChlr-gte600tons-0.527kwpton-0.342IPLV-VarSpd | DEER2020 | D20 v0 | 43474.3727 | PGE | Nrs | Old | CZ05 | Any | Cap-Tons | 90.4 | 0 | None | 41.6 | 0.027 | 0 | 41.6 | 0.027 | 0 | 0 | 0 | 0 | 0 | 0 | 0 | DEER:HVAC_Chillers | Annual | 2020
NE-HVAC-Chlr-WtrCldScrewChlr-gte600tons-0.527kwpton-0.342IPLV-VarSpd | DEER2020 | D20 v0 | 43474.3727 | PGE | OfL | Old | CZ05 | Any | Cap-Tons | 377 | 0 | None | 31.4 | 0.0148 | 0 | 31.4 | 0.0148 | 0 | 0 | 0 | 0 | 0 | 0 | 0 | DEER:HVAC_Chillers | Annual | 2020
NE-HVAC-Chlr-WtrCldScrewChlr-gte600tons-0.527kwpton-0.342IPLV-VarSpd | DEER2020 | D20 v0 | 43474.3727 | PGE | OfS | Old | CZ05 | Any | Cap-Tons | 24.7 | 0 | None | 38.7 | 0.0185 | 0 | 38.7 | 0.0185 | 0 | 0 | 0 | 0 | 0 | 0 | 0 | DEER:HVAC_Chillers | Annual | 2020
NE-HVAC-Chlr-WtrCldScrewChlr-gte600tons-0.527kwpton-0.342IPLV-VarSpd | DEER2020 | D20 v0 | 43474.3727 | PGE | Rt3 | Old | CZ05 | Any | Cap-Tons | 200 | 0 | None | 21.5 | 0.0155 | 0 | 21.5 | 0.0155 | 0 | 0 | 0 | 0 | 0 | 0 | 0 | DEER:HVAC_Chillers | Annual | 2020
NE-HVAC-Chlr-WtrCldScrewChlr-gte600tons-0.527kwpton-0.342IPLV-VarSpd | DEER2020 | D20 v0 | 43474.3727 | PGE | ECC | Old | CZ11 | Any | Cap-Tons | 852 | 0 | None | 45.3 | 0.0262 | 0 | 45.3 | 0.0262 | 0 | 0 | 0 | 0 | 0 | 0 | 0 | DEER:HVAC_Chillers | Annual | 2020
NE-HVAC-Chlr-WtrCldScrewChlr-gte600tons-0.527kwpton-0.342IPLV-VarSpd | DEER2020 | D20 v0 | 43474.3727 | PGE | ESe | Old | CZ11 | Any | Cap-Tons | 422 | 0 | None | 32.1 | 0.0116 | 0 | 32.1 | 0.0116 | 0 | 0 | 0 | 0 | 0 | 0 | 0 | DEER:HVAC_Chillers | Annual | 2020
NE-HVAC-Chlr-WtrCldScrewChlr-gte600tons-0.527kwpton-0.342IPLV-VarSpd | DEER2020 | D20 v0 | 43474.3727 | PGE | EUn | Old | CZ11 | Any | Cap-Tons | 2920 | 0 | None | 45.4 | 0.0303 | 0 | 45.4 | 0.0303 | 0 | 0 | 0 | 0 | 0 | 0 | 0 | DEER:HVAC_Chillers | Annual | 2020
NE-HVAC-Chlr-WtrCldScrewChlr-gte600tons-0.527kwpton-0.342IPLV-VarSpd | DEER2020 | D20 v0 | 43474.3727 | PGE | Hsp | Old | CZ11 | Any | Cap-Tons | 889 | 0 | None | 34.6 | 0.017 | 0 | 34.6 | 0.017 | 0 | 0 | 0 | 0 | 0 | 0 | 0 | DEER:HVAC_Chillers | Annual | 2020
NE-HVAC-Chlr-WtrCldScrewChlr-gte600tons-0.527kwpton-0.342IPLV-VarSpd | DEER2020 | D20 v0 | 43474.3727 | PGE | Htl | Old | CZ11 | Any | Cap-Tons | 326 | 0 | None | 59.9 | 0.0302 | 0 | 59.9 | 0.0302 | 0 | 0 | 0 | 0 | 0 | 0 | 0 | DEER:HVAC_Chillers | Annual | 2020
NE-HVAC-Chlr-WtrCldScrewChlr-gte600tons-0.527kwpton-0.342IPLV-VarSpd | DEER2020 | D20 v0 | 43474.3727 | PGE | Nrs | Old | CZ11 | Any | Cap-Tons | 162 | 0 | None | 76.5 | 0.0414 | 0 | 76.5 | 0.0414 | 0 | 0 | 0 | 0 | 0 | 0 | 0 | DEER:HVAC_Chillers | Annual | 2020
NE-HVAC-Chlr-WtrCldScrewChlr-gte600tons-0.527kwpton-0.342IPLV-VarSpd | DEER2020 | D20 v0 | 43474.3727 | PGE | OfL | Old | CZ11 | Any | Cap-Tons | 552 | 0 | None | 37.9 | 0.0186 | 0 | 37.9 | 0.0186 | 0 | 0 | 0 | 0 | 0 | 0 | 0 | DEER:HVAC_Chillers | Annual | 2020
NE-HVAC-Chlr-WtrCldScrewChlr-gte600tons-0.527kwpton-0.342IPLV-VarSpd | DEER2020 | D20 v0 | 43474.3727 | PGE | OfS | Old | CZ11 | Any | Cap-Tons | 36.3 | 0 | None | 46.1 | 0.0213 | 0 | 46.1 | 0.0213 | 0 | 0 | 0 | 0 | 0 | 0 | 0 | DEER:HVAC_Chillers | Annual | 2020
NE-HVAC-Chlr-WtrCldScrewChlr-gte600tons-0.527kwpton-0.342IPLV-VarSpd | DEER2020 | D20 v0 | 43474.3727 | PGE | Rt3 | Old | CZ11 | Any | Cap-Tons | 331 | 0 | None | 40.5 | 0.0226 | 0 | 40.5 | 0.0226 | 0 | 0 | 0 | 0 | 0 | 0 | 0 | DEER:HVAC_Chillers | Annual | 2020
NE-HVAC-Chlr-WtrCldScrewChlr-gte600tons-0.527kwpton-0.342IPLV-VarSpd | DEER2020 | D20 v0 | 43474.3727 | PGE | ECC | Old | CZ12 | Any | Cap-Tons | 776 | 0 | None | 40.9 | 0.0302 | 0 | 40.9 | 0.0302 | 0 | 0 | 0 | 0 | 0 | 0 | 0 | DEER:HVAC_Chillers | Annual | 2020
NE-HVAC-Chlr-WtrCldScrewChlr-gte600tons-0.527kwpton-0.342IPLV-VarSpd | DEER2020 | D20 v0 | 43474.3727 | PGE | ESe | Old | CZ12 | Any | Cap-Tons | 389 | 0 | None | 29.1 | 0.012 | 0 | 29.1 | 0.012 | 0 | 0 | 0 | 0 | 0 | 0 | 0 | DEER:HVAC_Chillers | Annual | 2020
NE-HVAC-Chlr-WtrCldScrewChlr-gte600tons-0.527kwpton-0.342IPLV-VarSpd | DEER2020 | D20 v0 | 43474.3727 | PGE | EUn | Old | CZ12 | Any | Cap-Tons | 2730 | 0 | None | 39.3 | 0.031 | 0 | 39.3 | 0.031 | 0 | 0 | 0 | 0 | 0 | 0 | 0 | DEER:HVAC_Chillers | Annual | 2020
NE-HVAC-Chlr-WtrCldScrewChlr-gte600tons-0.527kwpton-0.342IPLV-VarSpd | DEER2020 | D20 v0 | 43474.3727 | PGE | Hsp | Old | CZ12 | Any | Cap-Tons | 852 | 0 | None | 27.5 | 0.0177 | 0 | 27.5 | 0.0177 | 0 | 0 | 0 | 0 | 0 | 0 | 0 | DEER:HVAC_Chillers | Annual | 2020
NE-HVAC-Chlr-WtrCldScrewChlr-gte600tons-0.527kwpton-0.342IPLV-VarSpd | DEER2020 | D20 v0 | 43474.3727 | PGE | Htl | Old | CZ12 | Any | Cap-Tons | 298 | 0 | None | 53.8 | 0.0318 | 0 | 53.8 | 0.0318 | 0 | 0 | 0 | 0 | 0 | 0 | 0 | DEER:HVAC_Chillers | Annual | 2020
NE-HVAC-Chlr-WtrCldScrewChlr-gte600tons-0.527kwpton-0.342IPLV-VarSpd | DEER2020 | D20 v0 | 43474.3727 | PGE | MBT | Old | CZ12 | Any | Cap-Tons | 398 | 0 | None | 30.2 | 0.021 | 0 | 30.2 | 0.021 | 0 | 0 | 0 | 0 | 0 | 0 | 0 | DEER:HVAC_Chillers | Annual | 2020
NE-HVAC-Chlr-WtrCldScrewChlr-gte600tons-0.527kwpton-0.342IPLV-VarSpd | DEER2020 | D20 v0 | 43474.3727 | PGE | Nrs | Old | CZ12 | Any | Cap-Tons | 149 | 0 | None | 65 | 0.0424 | 0 | 65 | 0.0424 | 0 | 0 | 0 | 0 | 0 | 0 | 0 | DEER:HVAC_Chillers | Annual | 2020
NE-HVAC-Chlr-WtrCldScrewChlr-gte600tons-0.527kwpton-0.342IPLV-VarSpd | DEER2020 | D20 v0 | 43474.3727 | PGE | OfL | Old | CZ12 | Any | Cap-Tons | 520 | 0 | None | 32.4 | 0.019 | 0 | 32.4 | 0.019 | 0 | 0 | 0 | 0 | 0 | 0 | 0 | DEER:HVAC_Chillers | Annual | 2020
NE-HVAC-Chlr-WtrCldScrewChlr-gte600tons-0.527kwpton-0.342IPLV-VarSpd | DEER2020 | D20 v0 | 43474.3727 | PGE | OfS | Old | CZ12 | Any | Cap-Tons | 33.8 | 0 | None | 39.6 | 0.0219 | 0 | 39.6 | 0.0219 | 0 | 0 | 0 | 0 | 0 | 0 | 0 | DEER:HVAC_Chillers | Annual | 2020
NE-HVAC-Chlr-WtrCldScrewChlr-gte600tons-0.527kwpton-0.342IPLV-VarSpd | DEER2020 | D20 v0 | 43474.3727 | PGE | Rt3 | Old | CZ12 | Any | Cap-Tons | 306 | 0 | None | 36.4 | 0.0243 | 0 | 36.4 | 0.0243 | 0 | 0 | 0 | 0 | 0 | 0 | 0 | DEER:HVAC_Chillers | Annual | 2020
NE-HVAC-Chlr-WtrCldScrewChlr-gte600tons-0.527kwpton-0.342IPLV-VarSpd | DEER2020 | D20 v0 | 43474.3727 | PGE | ECC | Old | CZ13 | Any | Cap-Tons | 896 | 0 | None | 45.4 | 0.0237 | 0 | 45.4 | 0.0237 | 0 | 0 | 0 | 0 | 0 | 0 | 0 | DEER:HVAC_Chillers | Annual | 2020
NE-HVAC-Chlr-WtrCldScrewChlr-gte600tons-0.527kwpton-0.342IPLV-VarSpd | DEER2020 | D20 v0 | 43474.3727 | PGE | ESe | Old | CZ13 | Any | Cap-Tons | 452 | 0 | None | 32.2 | 0.0103 | 0 | 32.2 | 0.0103 | 0 | 0 | 0 | 0 | 0 | 0 | 0 | DEER:HVAC_Chillers | Annual | 2020
NE-HVAC-Chlr-WtrCldScrewChlr-gte600tons-0.527kwpton-0.342IPLV-VarSpd | DEER2020 | D20 v0 | 43474.3727 | PGE | EUn | Old | CZ13 | Any | Cap-Tons | 3050 | 0 | None | 44.5 | 0.0282 | 0 | 44.5 | 0.0282 | 0 | 0 | 0 | 0 | 0 | 0 | 0 | DEER:HVAC_Chillers | Annual | 2020
NE-HVAC-Chlr-WtrCldScrewChlr-gte600tons-0.527kwpton-0.342IPLV-VarSpd | DEER2020 | D20 v0 | 43474.3727 | PGE | Hsp | Old | CZ13 | Any | Cap-Tons | 904 | 0 | None | 36 | 0.017 | 0 | 36 | 0.017 | 0 | 0 | 0 | 0 | 0 | 0 | 0 | DEER:HVAC_Chillers | Annual | 2020
NE-HVAC-Chlr-WtrCldScrewChlr-gte600tons-0.527kwpton-0.342IPLV-VarSpd | DEER2020 | D20 v0 | 43474.3727 | PGE | Htl | Old | CZ13 | Any | Cap-Tons | 326 | 0 | None | 62.1 | 0.0275 | 0 | 62.1 | 0.0275 | 0 | 0 | 0 | 0 | 0 | 0 | 0 | DEER:HVAC_Chillers | Annual | 2020
NE-HVAC-Chlr-WtrCldScrewChlr-gte600tons-0.527kwpton-0.342IPLV-VarSpd | DEER2020 | D20 v0 | 43474.3727 | PGE | MBT | Old | CZ13 | Any | Cap-Tons | 431 | 0 | None | 36.7 | 0.0193 | 0 | 36.7 | 0.0193 | 0 | 0 | 0 | 0 | 0 | 0 | 0 | DEER:HVAC_Chillers | Annual | 2020
NE-HVAC-Chlr-WtrCldScrewChlr-gte600tons-0.527kwpton-0.342IPLV-VarSpd | DEER2020 | D20 v0 | 43474.3727 | PGE | Nrs | Old | CZ13 | Any | Cap-Tons | 162 | 0 | None | 80.5 | 0.0386 | 0 | 80.5 | 0.0386 | 0 | 0 | 0 | 0 | 0 | 0 | 0 | DEER:HVAC_Chillers | Annual | 2020
NE-HVAC-Chlr-WtrCldScrewChlr-gte600tons-0.527kwpton-0.342IPLV-VarSpd | DEER2020 | D20 v0 | 43474.3727 | PGE | OfL | Old | CZ13 | Any | Cap-Tons | 538 | 0 | None | 39.3 | 0.0183 | 0 | 39.3 | 0.0183 | 0 | 0 | 0 | 0 | 0 | 0 | 0 | DEER:HVAC_Chillers | Annual | 2020
NE-HVAC-Chlr-WtrCldScrewChlr-gte600tons-0.527kwpton-0.342IPLV-VarSpd | DEER2020 | D20 v0 | 43474.3727 | PGE | OfS | Old | CZ13 | Any | Cap-Tons | 36.9 | 0 | None | 45.3 | 0.0203 | 0 | 45.3 | 0.0203 | 0 | 0 | 0 | 0 | 0 | 0 | 0 | DEER:HVAC_Chillers | Annual | 2020
NE-HVAC-Chlr-WtrCldScrewChlr-gte600tons-0.527kwpton-0.342IPLV-VarSpd | DEER2020 | D20 v0 | 43474.3727 | PGE | Rt3 | Old | CZ13 | Any | Cap-Tons | 334 | 0 | None | 42.1 | 0.0236 | 0 | 42.1 | 0.0236 | 0 | 0 | 0 | 0 | 0 | 0 | 0 | DEER:HVAC_Chillers | Annual | 2020
NE-HVAC-Chlr-WtrCldScrewChlr-gte600tons-0.527kwpton-0.342IPLV-VarSpd | DEER2020 | D20 v0 | 43474.3727 | PGE | ECC | Old | CZ16 | Any | Cap-Tons | 549 | 0 | None | 29.9 | 0.0269 | 0 | 29.9 | 0.0269 | 0 | 0 | 0 | 0 | 0 | 0 | 0 | DEER:HVAC_Chillers | Annual | 2020
NE-HVAC-Chlr-WtrCldScrewChlr-gte600tons-0.527kwpton-0.342IPLV-VarSpd | DEER2020 | D20 v0 | 43474.3727 | PGE | ESe | Old | CZ16 | Any | Cap-Tons | 269 | 0 | None | 20.9 | 0.0137 | 0 | 20.9 | 0.0137 | 0 | 0 | 0 | 0 | 0 | 0 | 0 | DEER:HVAC_Chillers | Annual | 2020
NE-HVAC-Chlr-WtrCldScrewChlr-gte600tons-0.527kwpton-0.342IPLV-VarSpd | DEER2020 | D20 v0 | 43474.3727 | PGE | EUn | Old | CZ16 | Any | Cap-Tons | 1950 | 0 | None | 30 | 0.0296 | 0 | 30 | 0.0296 | 0 | 0 | 0 | 0 | 0 | 0 | 0 | DEER:HVAC_Chillers | Annual | 2020
NE-HVAC-Chlr-WtrCldScrewChlr-gte600tons-0.527kwpton-0.342IPLV-VarSpd | DEER2020 | D20 v0 | 43474.3727 | PGE | Hsp | Old | CZ16 | Any | Cap-Tons | 634 | 0 | None | 20.2 | 0.0161 | 0 | 20.2 | 0.0161 | 0 | 0 | 0 | 0 | 0 | 0 | 0 | DEER:HVAC_Chillers | Annual | 2020
NE-HVAC-Chlr-WtrCldScrewChlr-gte600tons-0.527kwpton-0.342IPLV-VarSpd | DEER2020 | D20 v0 | 43474.3727 | PGE | Htl | Old | CZ16 | Any | Cap-Tons | 209 | 0 | None | 52.6 | 0.0317 | 0 | 52.6 | 0.0317 | 0 | 0 | 0 | 0 | 0 | 0 | 0 | DEER:HVAC_Chillers | Annual | 2020
NE-HVAC-Chlr-WtrCldScrewChlr-gte600tons-0.527kwpton-0.342IPLV-VarSpd | DEER2020 | D20 v0 | 43474.3727 | PGE | MBT | Old | CZ16 | Any | Cap-Tons | 281 | 0 | None | 23 | 0.0186 | 0 | 23 | 0.0186 | 0 | 0 | 0 | 0 | 0 | 0 | 0 | DEER:HVAC_Chillers | Annual | 2020
NE-HVAC-Chlr-WtrCldScrewChlr-gte600tons-0.527kwpton-0.342IPLV-VarSpd | DEER2020 | D20 v0 | 43474.3727 | PGE | Nrs | Old | CZ16 | Any | Cap-Tons | 103 | 0 | None | 53.6 | 0.0423 | 0 | 53.6 | 0.0423 | 0 | 0 | 0 | 0 | 0 | 0 | 0 | DEER:HVAC_Chillers | Annual | 2020
NE-HVAC-Chlr-WtrCldScrewChlr-gte600tons-0.527kwpton-0.342IPLV-VarSpd | DEER2020 | D20 v0 | 43474.3727 | PGE | OfS | Old | CZ16 | Any | Cap-Tons | 25.8 | 0 | None | 29.9 | 0.0225 | 0 | 29.9 | 0.0225 | 0 | 0 | 0 | 0 | 0 | 0 | 0 | DEER:HVAC_Chillers | Annual | 2020
NE-HVAC-Chlr-WtrCldScrewChlr-gte600tons-0.527kwpton-0.342IPLV-VarSpd | DEER2020 | D20 v0 | 43474.3727 | PGE | Rt3 | Old | CZ16 | Any | Cap-Tons | 229 | 0 | None | 25.2 | 0.022 | 0 | 25.2 | 0.022 | 0 | 0 | 0 | 0 | 0 | 0 | 0 | DEER:HVAC_Chillers | Annual | 2020
NE-HVAC-Chlr-WtrCldScrewChlr-lt75tons-0.663kwpton-0.425IPLV-VarSpd | DEER2020 | D20 v0 | 43474.3727 | PGE | ECC | Old | CZ01 | Any | Cap-Tons | 435 | 0 | None | 7.7 | 0.0307 | 0 | 7.7 | 0.0307 | 0 | 0 | 0 | 0 | 0 | 0 | 0 | DEER:HVAC_Chillers | Annual | 2020
NE-HVAC-Chlr-WtrCldScrewChlr-lt75tons-0.663kwpton-0.425IPLV-VarSpd | DEER2020 | D20 v0 | 43474.3727 | PGE | ESe | Old | CZ01 | Any | Cap-Tons | 205 | 0 | None | 9 | 0.0229 | 0 | 9 | 0.0229 | 0 | 0 | 0 | 0 | 0 | 0 | 0 | DEER:HVAC_Chillers | Annual | 2020
NE-HVAC-Chlr-WtrCldScrewChlr-lt75tons-0.663kwpton-0.425IPLV-VarSpd | DEER2020 | D20 v0 | 43474.3727 | PGE | EUn | Old | CZ01 | Any | Cap-Tons | 1700 | 0 | None | 11.3 | 0.0246 | 0 | 11.3 | 0.0246 | 0 | 0 | 0 | 0 | 0 | 0 | 0 | DEER:HVAC_Chillers | Annual | 2020
NE-HVAC-Chlr-WtrCldScrewChlr-lt75tons-0.663kwpton-0.425IPLV-VarSpd | DEER2020 | D20 v0 | 43474.3727 | PGE | Hsp | Old | CZ01 | Any | Cap-Tons | 533 | 0 | None | 4.7 | 0.0141 | 0 | 4.7 | 0.0141 | 0 | 0 | 0 | 0 | 0 | 0 | 0 | DEER:HVAC_Chillers | Annual | 2020
NE-HVAC-Chlr-WtrCldScrewChlr-lt75tons-0.663kwpton-0.425IPLV-VarSpd | DEER2020 | D20 v0 | 43474.3727 | PGE | Htl | Old | CZ01 | Any | Cap-Tons | 175 | 0 | None | 57.3 | 0.0298 | 0 | 57.3 | 0.0298 | 0 | 0 | 0 | 0 | 0 | 0 | 0 | DEER:HVAC_Chillers | Annual | 2020
NE-HVAC-Chlr-WtrCldScrewChlr-lt75tons-0.663kwpton-0.425IPLV-VarSpd | DEER2020 | D20 v0 | 43474.3727 | PGE | MBT | Old | CZ01 | Any | Cap-Tons | 211 | 0 | None | 12 | 0.0263 | 0 | 12 | 0.0263 | 0 | 0 | 0 | 0 | 0 | 0 | 0 | DEER:HVAC_Chillers | Annual | 2020
NE-HVAC-Chlr-WtrCldScrewChlr-lt75tons-0.663kwpton-0.425IPLV-VarSpd | DEER2020 | D20 v0 | 43474.3727 | PGE | Nrs | Old | CZ01 | Any | Cap-Tons | 79.7 | 0 | None | 24.5 | 0.0331 | 0 | 24.5 | 0.0331 | 0 | 0 | 0 | 0 | 0 | 0 | 0 | DEER:HVAC_Chillers | Annual | 2020
NE-HVAC-Chlr-WtrCldScrewChlr-lt75tons-0.663kwpton-0.425IPLV-VarSpd | DEER2020 | D20 v0 | 43474.3727 | PGE | OfL | Old | CZ01 | Any | Cap-Tons | 343 | 0 | None | 11.5 | 0.0208 | 0 | 11.5 | 0.0208 | 0 | 0 | 0 | 0 | 0 | 0 | 0 | DEER:HVAC_Chillers | Annual | 2020
NE-HVAC-Chlr-WtrCldScrewChlr-lt75tons-0.663kwpton-0.425IPLV-VarSpd | DEER2020 | D20 v0 | 43474.3727 | PGE | OfS | Old | CZ01 | Any | Cap-Tons | 21.9 | 0 | None | 17.2 | 0.0244 | 0 | 17.2 | 0.0244 | 0 | 0 | 0 | 0 | 0 | 0 | 0 | DEER:HVAC_Chillers | Annual | 2020
NE-HVAC-Chlr-WtrCldScrewChlr-lt75tons-0.663kwpton-0.425IPLV-VarSpd | DEER2020 | D20 v0 | 43474.3727 | PGE | Rt3 | Old | CZ01 | Any | Cap-Tons | 162 | 0 | None | 8.6 | 0.0226 | 0 | 8.6 | 0.0226 | 0 | 0 | 0 | 0 | 0 | 0 | 0 | DEER:HVAC_Chillers | Annual | 2020
NE-HVAC-Chlr-WtrCldScrewChlr-lt75tons-0.663kwpton-0.425IPLV-VarSpd | DEER2020 | D20 v0 | 43474.3727 | PGE | ECC | Old | CZ02 | Any | Cap-Tons | 735 | 0 | None | 59.5 | 0.0531 | 0 | 59.5 | 0.0531 | 0 | 0 | 0 | 0 | 0 | 0 | 0 | DEER:HVAC_Chillers | Annual | 2020
NE-HVAC-Chlr-WtrCldScrewChlr-lt75tons-0.663kwpton-0.425IPLV-VarSpd | DEER2020 | D20 v0 | 43474.3727 | PGE | ESe | Old | CZ02 | Any | Cap-Tons | 364 | 0 | None | 59.2 | 0.0291 | 0 | 59.2 | 0.0291 | 0 | 0 | 0 | 0 | 0 | 0 | 0 | DEER:HVAC_Chillers | Annual | 2020
NE-HVAC-Chlr-WtrCldScrewChlr-lt75tons-0.663kwpton-0.425IPLV-VarSpd | DEER2020 | D20 v0 | 43474.3727 | PGE | EUn | Old | CZ02 | Any | Cap-Tons | 2650 | 0 | None | 57.9 | 0.0566 | 0 | 57.9 | 0.0566 | 0 | 0 | 0 | 0 | 0 | 0 | 0 | DEER:HVAC_Chillers | Annual | 2020
NE-HVAC-Chlr-WtrCldScrewChlr-lt75tons-0.663kwpton-0.425IPLV-VarSpd | DEER2020 | D20 v0 | 43474.3727 | PGE | Hsp | Old | CZ02 | Any | Cap-Tons | 826 | 0 | None | 36.5 | 0.032 | 0 | 36.5 | 0.032 | 0 | 0 | 0 | 0 | 0 | 0 | 0 | DEER:HVAC_Chillers | Annual | 2020
NE-HVAC-Chlr-WtrCldScrewChlr-lt75tons-0.663kwpton-0.425IPLV-VarSpd | DEER2020 | D20 v0 | 43474.3727 | PGE | Htl | Old | CZ02 | Any | Cap-Tons | 273 | 0 | None | 94.4 | 0.0613 | 0 | 94.4 | 0.0613 | 0 | 0 | 0 | 0 | 0 | 0 | 0 | DEER:HVAC_Chillers | Annual | 2020
NE-HVAC-Chlr-WtrCldScrewChlr-lt75tons-0.663kwpton-0.425IPLV-VarSpd | DEER2020 | D20 v0 | 43474.3727 | PGE | MBT | Old | CZ02 | Any | Cap-Tons | 351 | 0 | None | 49.8 | 0.04 | 0 | 49.8 | 0.04 | 0 | 0 | 0 | 0 | 0 | 0 | 0 | DEER:HVAC_Chillers | Annual | 2020
NE-HVAC-Chlr-WtrCldScrewChlr-lt75tons-0.663kwpton-0.425IPLV-VarSpd | DEER2020 | D20 v0 | 43474.3727 | PGE | Nrs | Old | CZ02 | Any | Cap-Tons | 128 | 0 | None | 103 | 0.0875 | 0 | 103 | 0.0875 | 0 | 0 | 0 | 0 | 0 | 0 | 0 | DEER:HVAC_Chillers | Annual | 2020
NE-HVAC-Chlr-WtrCldScrewChlr-lt75tons-0.663kwpton-0.425IPLV-VarSpd | DEER2020 | D20 v0 | 43474.3727 | PGE | OfL | Old | CZ02 | Any | Cap-Tons | 485 | 0 | None | 54.2 | 0.0384 | 0 | 54.2 | 0.0384 | 0 | 0 | 0 | 0 | 0 | 0 | 0 | DEER:HVAC_Chillers | Annual | 2020
NE-HVAC-Chlr-WtrCldScrewChlr-lt75tons-0.663kwpton-0.425IPLV-VarSpd | DEER2020 | D20 v0 | 43474.3727 | PGE | OfS | Old | CZ02 | Any | Cap-Tons | 30.8 | 0 | None | 67.7 | 0.0454 | 0 | 67.7 | 0.0454 | 0 | 0 | 0 | 0 | 0 | 0 | 0 | DEER:HVAC_Chillers | Annual | 2020
NE-HVAC-Chlr-WtrCldScrewChlr-lt75tons-0.663kwpton-0.425IPLV-VarSpd | DEER2020 | D20 v0 | 43474.3727 | PGE | Rt3 | Old | CZ02 | Any | Cap-Tons | 262 | 0 | None | 60.1 | 0.049 | 0 | 60.1 | 0.049 | 0 | 0 | 0 | 0 | 0 | 0 | 0 | DEER:HVAC_Chillers | Annual | 2020
NE-HVAC-Chlr-WtrCldScrewChlr-lt75tons-0.663kwpton-0.425IPLV-VarSpd | DEER2020 | D20 v0 | 43474.3727 | PGE | ECC | Old | CZ03 | Any | Cap-Tons | 590 | 0 | None | 38.7 | 0.0414 | 0 | 38.7 | 0.0414 | 0 | 0 | 0 | 0 | 0 | 0 | 0 | DEER:HVAC_Chillers | Annual | 2020
NE-HVAC-Chlr-WtrCldScrewChlr-lt75tons-0.663kwpton-0.425IPLV-VarSpd | DEER2020 | D20 v0 | 43474.3727 | PGE | ESe | Old | CZ03 | Any | Cap-Tons | 288 | 0 | None | 28.9 | 0.0198 | 0 | 28.9 | 0.0198 | 0 | 0 | 0 | 0 | 0 | 0 | 0 | DEER:HVAC_Chillers | Annual | 2020
NE-HVAC-Chlr-WtrCldScrewChlr-lt75tons-0.663kwpton-0.425IPLV-VarSpd | DEER2020 | D20 v0 | 43474.3727 | PGE | EUn | Old | CZ03 | Any | Cap-Tons | 2130 | 0 | None | 38.5 | 0.0454 | 0 | 38.5 | 0.0454 | 0 | 0 | 0 | 0 | 0 | 0 | 0 | DEER:HVAC_Chillers | Annual | 2020
NE-HVAC-Chlr-WtrCldScrewChlr-lt75tons-0.663kwpton-0.425IPLV-VarSpd | DEER2020 | D20 v0 | 43474.3727 | PGE | Hsp | Old | CZ03 | Any | Cap-Tons | 666 | 0 | None | 24.3 | 0.0282 | 0 | 24.3 | 0.0282 | 0 | 0 | 0 | 0 | 0 | 0 | 0 | DEER:HVAC_Chillers | Annual | 2020
NE-HVAC-Chlr-WtrCldScrewChlr-lt75tons-0.663kwpton-0.425IPLV-VarSpd | DEER2020 | D20 v0 | 43474.3727 | PGE | Htl | Old | CZ03 | Any | Cap-Tons | 228 | 0 | None | 85.2 | 0.0496 | 0 | 85.2 | 0.0496 | 0 | 0 | 0 | 0 | 0 | 0 | 0 | DEER:HVAC_Chillers | Annual | 2020
NE-HVAC-Chlr-WtrCldScrewChlr-lt75tons-0.663kwpton-0.425IPLV-VarSpd | DEER2020 | D20 v0 | 43474.3727 | PGE | MBT | Old | CZ03 | Any | Cap-Tons | 277 | 0 | None | 35 | 0.0352 | 0 | 35 | 0.0352 | 0 | 0 | 0 | 0 | 0 | 0 | 0 | DEER:HVAC_Chillers | Annual | 2020
NE-HVAC-Chlr-WtrCldScrewChlr-lt75tons-0.663kwpton-0.425IPLV-VarSpd | DEER2020 | D20 v0 | 43474.3727 | PGE | Nrs | Old | CZ03 | Any | Cap-Tons | 104 | 0 | None | 74.7 | 0.0674 | 0 | 74.7 | 0.0674 | 0 | 0 | 0 | 0 | 0 | 0 | 0 | DEER:HVAC_Chillers | Annual | 2020
NE-HVAC-Chlr-WtrCldScrewChlr-lt75tons-0.663kwpton-0.425IPLV-VarSpd | DEER2020 | D20 v0 | 43474.3727 | PGE | OfS | Old | CZ03 | Any | Cap-Tons | 27.2 | 0 | None | 62.8 | 0.0496 | 0 | 62.8 | 0.0496 | 0 | 0 | 0 | 0 | 0 | 0 | 0 | DEER:HVAC_Chillers | Annual | 2020
NE-HVAC-Chlr-WtrCldScrewChlr-lt75tons-0.663kwpton-0.425IPLV-VarSpd | DEER2020 | D20 v0 | 43474.3727 | PGE | Rt3 | Old | CZ03 | Any | Cap-Tons | 207 | 0 | None | 41 | 0.0456 | 0 | 41 | 0.0456 | 0 | 0 | 0 | 0 | 0 | 0 | 0 | DEER:HVAC_Chillers | Annual | 2020
NE-HVAC-Chlr-WtrCldScrewChlr-lt75tons-0.663kwpton-0.425IPLV-VarSpd | DEER2020 | D20 v0 | 43474.3727 | PGE | ECC | Old | CZ04 | Any | Cap-Tons | 739 | 0 | None | 65.3 | 0.0637 | 0 | 65.3 | 0.0637 | 0 | 0 | 0 | 0 | 0 | 0 | 0 | DEER:HVAC_Chillers | Annual | 2020
NE-HVAC-Chlr-WtrCldScrewChlr-lt75tons-0.663kwpton-0.425IPLV-VarSpd | DEER2020 | D20 v0 | 43474.3727 | PGE | ESe | Old | CZ04 | Any | Cap-Tons | 365 | 0 | None | 48.3 | 0.0375 | 0 | 48.3 | 0.0375 | 0 | 0 | 0 | 0 | 0 | 0 | 0 | DEER:HVAC_Chillers | Annual | 2020
NE-HVAC-Chlr-WtrCldScrewChlr-lt75tons-0.663kwpton-0.425IPLV-VarSpd | DEER2020 | D20 v0 | 43474.3727 | PGE | EUn | Old | CZ04 | Any | Cap-Tons | 2600 | 0 | None | 66.2 | 0.0609 | 0 | 66.2 | 0.0609 | 0 | 0 | 0 | 0 | 0 | 0 | 0 | DEER:HVAC_Chillers | Annual | 2020
NE-HVAC-Chlr-WtrCldScrewChlr-lt75tons-0.663kwpton-0.425IPLV-VarSpd | DEER2020 | D20 v0 | 43474.3727 | PGE | Hsp | Old | CZ04 | Any | Cap-Tons | 770 | 0 | None | 47 | 0.0325 | 0 | 47 | 0.0325 | 0 | 0 | 0 | 0 | 0 | 0 | 0 | DEER:HVAC_Chillers | Annual | 2020
NE-HVAC-Chlr-WtrCldScrewChlr-lt75tons-0.663kwpton-0.425IPLV-VarSpd | DEER2020 | D20 v0 | 43474.3727 | PGE | Htl | Old | CZ04 | Any | Cap-Tons | 282 | 0 | None | 102 | 0.0525 | 0 | 102 | 0.0525 | 0 | 0 | 0 | 0 | 0 | 0 | 0 | DEER:HVAC_Chillers | Annual | 2020
NE-HVAC-Chlr-WtrCldScrewChlr-lt75tons-0.663kwpton-0.425IPLV-VarSpd | DEER2020 | D20 v0 | 43474.3727 | PGE | MBT | Old | CZ04 | Any | Cap-Tons | 343 | 0 | None | 79.8 | 0.0515 | 0 | 79.8 | 0.0515 | 0 | 0 | 0 | 0 | 0 | 0 | 0 | DEER:HVAC_Chillers | Annual | 2020
NE-HVAC-Chlr-WtrCldScrewChlr-lt75tons-0.663kwpton-0.425IPLV-VarSpd | DEER2020 | D20 v0 | 43474.3727 | PGE | Nrs | Old | CZ04 | Any | Cap-Tons | 133 | 0 | None | 114 | 0.0739 | 0 | 114 | 0.0739 | 0 | 0 | 0 | 0 | 0 | 0 | 0 | DEER:HVAC_Chillers | Annual | 2020
NE-HVAC-Chlr-WtrCldScrewChlr-lt75tons-0.663kwpton-0.425IPLV-VarSpd | DEER2020 | D20 v0 | 43474.3727 | PGE | OfL | Old | CZ04 | Any | Cap-Tons | 471 | 0 | None | 61.6 | 0.0355 | 0 | 61.6 | 0.0355 | 0 | 0 | 0 | 0 | 0 | 0 | 0 | DEER:HVAC_Chillers | Annual | 2020
NE-HVAC-Chlr-WtrCldScrewChlr-lt75tons-0.663kwpton-0.425IPLV-VarSpd | DEER2020 | D20 v0 | 43474.3727 | PGE | OfS | Old | CZ04 | Any | Cap-Tons | 32.3 | 0 | None | 71.9 | 0.0399 | 0 | 71.9 | 0.0399 | 0 | 0 | 0 | 0 | 0 | 0 | 0 | DEER:HVAC_Chillers | Annual | 2020
NE-HVAC-Chlr-WtrCldScrewChlr-lt75tons-0.663kwpton-0.425IPLV-VarSpd | DEER2020 | D20 v0 | 43474.3727 | PGE | Rt3 | Old | CZ04 | Any | Cap-Tons | 262 | 0 | None | 68.2 | 0.0481 | 0 | 68.2 | 0.0481 | 0 | 0 | 0 | 0 | 0 | 0 | 0 | DEER:HVAC_Chillers | Annual | 2020
NE-HVAC-Chlr-WtrCldScrewChlr-lt75tons-0.663kwpton-0.425IPLV-VarSpd | DEER2020 | D20 v0 | 43474.3727 | PGE | ECC | Old | CZ05 | Any | Cap-Tons | 518 | 0 | None | 45.1 | 0.0453 | 0 | 45.1 | 0.0453 | 0 | 0 | 0 | 0 | 0 | 0 | 0 | DEER:HVAC_Chillers | Annual | 2020
NE-HVAC-Chlr-WtrCldScrewChlr-lt75tons-0.663kwpton-0.425IPLV-VarSpd | DEER2020 | D20 v0 | 43474.3727 | PGE | ESe | Old | CZ05 | Any | Cap-Tons | 247 | 0 | None | 36.2 | 0.0236 | 0 | 36.2 | 0.0236 | 0 | 0 | 0 | 0 | 0 | 0 | 0 | DEER:HVAC_Chillers | Annual | 2020
NE-HVAC-Chlr-WtrCldScrewChlr-lt75tons-0.663kwpton-0.425IPLV-VarSpd | DEER2020 | D20 v0 | 43474.3727 | PGE | EUn | Old | CZ05 | Any | Cap-Tons | 1910 | 0 | None | 44.6 | 0.04 | 0 | 44.6 | 0.04 | 0 | 0 | 0 | 0 | 0 | 0 | 0 | DEER:HVAC_Chillers | Annual | 2020
NE-HVAC-Chlr-WtrCldScrewChlr-lt75tons-0.663kwpton-0.425IPLV-VarSpd | DEER2020 | D20 v0 | 43474.3727 | PGE | Hsp | Old | CZ05 | Any | Cap-Tons | 641 | 0 | None | 24.1 | 0.0195 | 0 | 24.1 | 0.0195 | 0 | 0 | 0 | 0 | 0 | 0 | 0 | DEER:HVAC_Chillers | Annual | 2020
NE-HVAC-Chlr-WtrCldScrewChlr-lt75tons-0.663kwpton-0.425IPLV-VarSpd | DEER2020 | D20 v0 | 43474.3727 | PGE | Htl | Old | CZ05 | Any | Cap-Tons | 204 | 0 | None | 98 | 0.0383 | 0 | 98 | 0.0383 | 0 | 0 | 0 | 0 | 0 | 0 | 0 | DEER:HVAC_Chillers | Annual | 2020
NE-HVAC-Chlr-WtrCldScrewChlr-lt75tons-0.663kwpton-0.425IPLV-VarSpd | DEER2020 | D20 v0 | 43474.3727 | PGE | MBT | Old | CZ05 | Any | Cap-Tons | 264 | 0 | None | 56.7 | 0.0355 | 0 | 56.7 | 0.0355 | 0 | 0 | 0 | 0 | 0 | 0 | 0 | DEER:HVAC_Chillers | Annual | 2020
NE-HVAC-Chlr-WtrCldScrewChlr-lt75tons-0.663kwpton-0.425IPLV-VarSpd | DEER2020 | D20 v0 | 43474.3727 | PGE | Nrs | Old | CZ05 | Any | Cap-Tons | 90.4 | 0 | None | 83.2 | 0.054 | 0 | 83.2 | 0.054 | 0 | 0 | 0 | 0 | 0 | 0 | 0 | DEER:HVAC_Chillers | Annual | 2020
NE-HVAC-Chlr-WtrCldScrewChlr-lt75tons-0.663kwpton-0.425IPLV-VarSpd | DEER2020 | D20 v0 | 43474.3727 | PGE | OfL | Old | CZ05 | Any | Cap-Tons | 377 | 0 | None | 62.7 | 0.0295 | 0 | 62.7 | 0.0295 | 0 | 0 | 0 | 0 | 0 | 0 | 0 | DEER:HVAC_Chillers | Annual | 2020
NE-HVAC-Chlr-WtrCldScrewChlr-lt75tons-0.663kwpton-0.425IPLV-VarSpd | DEER2020 | D20 v0 | 43474.3727 | PGE | OfS | Old | CZ05 | Any | Cap-Tons | 24.7 | 0 | None | 77.3 | 0.0371 | 0 | 77.3 | 0.0371 | 0 | 0 | 0 | 0 | 0 | 0 | 0 | DEER:HVAC_Chillers | Annual | 2020
NE-HVAC-Chlr-WtrCldScrewChlr-lt75tons-0.663kwpton-0.425IPLV-VarSpd | DEER2020 | D20 v0 | 43474.3727 | PGE | Rt3 | Old | CZ05 | Any | Cap-Tons | 200 | 0 | None | 43 | 0.0311 | 0 | 43 | 0.0311 | 0 | 0 | 0 | 0 | 0 | 0 | 0 | DEER:HVAC_Chillers | Annual | 2020
NE-HVAC-Chlr-WtrCldScrewChlr-lt75tons-0.663kwpton-0.425IPLV-VarSpd | DEER2020 | D20 v0 | 43474.3727 | PGE | ECC | Old | CZ11 | Any | Cap-Tons | 852 | 0 | None | 90.7 | 0.0523 | 0 | 90.7 | 0.0523 | 0 | 0 | 0 | 0 | 0 | 0 | 0 | DEER:HVAC_Chillers | Annual | 2020
NE-HVAC-Chlr-WtrCldScrewChlr-lt75tons-0.663kwpton-0.425IPLV-VarSpd | DEER2020 | D20 v0 | 43474.3727 | PGE | ESe | Old | CZ11 | Any | Cap-Tons | 422 | 0 | None | 64.2 | 0.0232 | 0 | 64.2 | 0.0232 | 0 | 0 | 0 | 0 | 0 | 0 | 0 | DEER:HVAC_Chillers | Annual | 2020
NE-HVAC-Chlr-WtrCldScrewChlr-lt75tons-0.663kwpton-0.425IPLV-VarSpd | DEER2020 | D20 v0 | 43474.3727 | PGE | EUn | Old | CZ11 | Any | Cap-Tons | 2920 | 0 | None | 90.8 | 0.0606 | 0 | 90.8 | 0.0606 | 0 | 0 | 0 | 0 | 0 | 0 | 0 | DEER:HVAC_Chillers | Annual | 2020
NE-HVAC-Chlr-WtrCldScrewChlr-lt75tons-0.663kwpton-0.425IPLV-VarSpd | DEER2020 | D20 v0 | 43474.3727 | PGE | Hsp | Old | CZ11 | Any | Cap-Tons | 889 | 0 | None | 69.1 | 0.0341 | 0 | 69.1 | 0.0341 | 0 | 0 | 0 | 0 | 0 | 0 | 0 | DEER:HVAC_Chillers | Annual | 2020
NE-HVAC-Chlr-WtrCldScrewChlr-lt75tons-0.663kwpton-0.425IPLV-VarSpd | DEER2020 | D20 v0 | 43474.3727 | PGE | Htl | Old | CZ11 | Any | Cap-Tons | 326 | 0 | None | 120 | 0.0604 | 0 | 120 | 0.0604 | 0 | 0 | 0 | 0 | 0 | 0 | 0 | DEER:HVAC_Chillers | Annual | 2020
NE-HVAC-Chlr-WtrCldScrewChlr-lt75tons-0.663kwpton-0.425IPLV-VarSpd | DEER2020 | D20 v0 | 43474.3727 | PGE | MBT | Old | CZ11 | Any | Cap-Tons | 426 | 0 | None | 70.7 | 0.0412 | 0 | 70.7 | 0.0412 | 0 | 0 | 0 | 0 | 0 | 0 | 0 | DEER:HVAC_Chillers | Annual | 2020
NE-HVAC-Chlr-WtrCldScrewChlr-lt75tons-0.663kwpton-0.425IPLV-VarSpd | DEER2020 | D20 v0 | 43474.3727 | PGE | Nrs | Old | CZ11 | Any | Cap-Tons | 162 | 0 | None | 153 | 0.0828 | 0 | 153 | 0.0828 | 0 | 0 | 0 | 0 | 0 | 0 | 0 | DEER:HVAC_Chillers | Annual | 2020
NE-HVAC-Chlr-WtrCldScrewChlr-lt75tons-0.663kwpton-0.425IPLV-VarSpd | DEER2020 | D20 v0 | 43474.3727 | PGE | OfL | Old | CZ11 | Any | Cap-Tons | 552 | 0 | None | 75.7 | 0.0372 | 0 | 75.7 | 0.0372 | 0 | 0 | 0 | 0 | 0 | 0 | 0 | DEER:HVAC_Chillers | Annual | 2020
NE-HVAC-Chlr-WtrCldScrewChlr-lt75tons-0.663kwpton-0.425IPLV-VarSpd | DEER2020 | D20 v0 | 43474.3727 | PGE | OfS | Old | CZ11 | Any | Cap-Tons | 36.3 | 0 | None | 92.2 | 0.0427 | 0 | 92.2 | 0.0427 | 0 | 0 | 0 | 0 | 0 | 0 | 0 | DEER:HVAC_Chillers | Annual | 2020
NE-HVAC-Chlr-WtrCldScrewChlr-lt75tons-0.663kwpton-0.425IPLV-VarSpd | DEER2020 | D20 v0 | 43474.3727 | PGE | ECC | Old | CZ12 | Any | Cap-Tons | 776 | 0 | None | 81.8 | 0.0603 | 0 | 81.8 | 0.0603 | 0 | 0 | 0 | 0 | 0 | 0 | 0 | DEER:HVAC_Chillers | Annual | 2020
NE-HVAC-Chlr-WtrCldScrewChlr-lt75tons-0.663kwpton-0.425IPLV-VarSpd | DEER2020 | D20 v0 | 43474.3727 | PGE | ESe | Old | CZ12 | Any | Cap-Tons | 389 | 0 | None | 58.3 | 0.024 | 0 | 58.3 | 0.024 | 0 | 0 | 0 | 0 | 0 | 0 | 0 | DEER:HVAC_Chillers | Annual | 2020
NE-HVAC-Chlr-WtrCldScrewChlr-lt75tons-0.663kwpton-0.425IPLV-VarSpd | DEER2020 | D20 v0 | 43474.3727 | PGE | EUn | Old | CZ12 | Any | Cap-Tons | 2730 | 0 | None | 78.7 | 0.062 | 0 | 78.7 | 0.062 | 0 | 0 | 0 | 0 | 0 | 0 | 0 | DEER:HVAC_Chillers | Annual | 2020
NE-HVAC-Chlr-WtrCldScrewChlr-lt75tons-0.663kwpton-0.425IPLV-VarSpd | DEER2020 | D20 v0 | 43474.3727 | PGE | Hsp | Old | CZ12 | Any | Cap-Tons | 852 | 0 | None | 54.9 | 0.0354 | 0 | 54.9 | 0.0354 | 0 | 0 | 0 | 0 | 0 | 0 | 0 | DEER:HVAC_Chillers | Annual | 2020
NE-HVAC-Chlr-WtrCldScrewChlr-lt75tons-0.663kwpton-0.425IPLV-VarSpd | DEER2020 | D20 v0 | 43474.3727 | PGE | Htl | Old | CZ12 | Any | Cap-Tons | 298 | 0 | None | 108 | 0.0637 | 0 | 108 | 0.0637 | 0 | 0 | 0 | 0 | 0 | 0 | 0 | DEER:HVAC_Chillers | Annual | 2020
NE-HVAC-Chlr-WtrCldScrewChlr-lt75tons-0.663kwpton-0.425IPLV-VarSpd | DEER2020 | D20 v0 | 43474.3727 | PGE | MBT | Old | CZ12 | Any | Cap-Tons | 398 | 0 | None | 60.5 | 0.0419 | 0 | 60.5 | 0.0419 | 0 | 0 | 0 | 0 | 0 | 0 | 0 | DEER:HVAC_Chillers | Annual | 2020
NE-HVAC-Chlr-WtrCldScrewChlr-lt75tons-0.663kwpton-0.425IPLV-VarSpd | DEER2020 | D20 v0 | 43474.3727 | PGE | Nrs | Old | CZ12 | Any | Cap-Tons | 149 | 0 | None | 130 | 0.0848 | 0 | 130 | 0.0848 | 0 | 0 | 0 | 0 | 0 | 0 | 0 | DEER:HVAC_Chillers | Annual | 2020
NE-HVAC-Chlr-WtrCldScrewChlr-lt75tons-0.663kwpton-0.425IPLV-VarSpd | DEER2020 | D20 v0 | 43474.3727 | PGE | OfL | Old | CZ12 | Any | Cap-Tons | 520 | 0 | None | 64.9 | 0.038 | 0 | 64.9 | 0.038 | 0 | 0 | 0 | 0 | 0 | 0 | 0 | DEER:HVAC_Chillers | Annual | 2020
NE-HVAC-Chlr-WtrCldScrewChlr-lt75tons-0.663kwpton-0.425IPLV-VarSpd | DEER2020 | D20 v0 | 43474.3727 | PGE | OfS | Old | CZ12 | Any | Cap-Tons | 33.8 | 0 | None | 79.3 | 0.0438 | 0 | 79.3 | 0.0438 | 0 | 0 | 0 | 0 | 0 | 0 | 0 | DEER:HVAC_Chillers | Annual | 2020
NE-HVAC-Chlr-WtrCldScrewChlr-lt75tons-0.663kwpton-0.425IPLV-VarSpd | DEER2020 | D20 v0 | 43474.3727 | PGE | Rt3 | Old | CZ12 | Any | Cap-Tons | 306 | 0 | None | 72.9 | 0.0486 | 0 | 72.9 | 0.0486 | 0 | 0 | 0 | 0 | 0 | 0 | 0 | DEER:HVAC_Chillers | Annual | 2020
NE-HVAC-Chlr-WtrCldScrewChlr-lt75tons-0.663kwpton-0.425IPLV-VarSpd | DEER2020 | D20 v0 | 43474.3727 | PGE | ECC | Old | CZ13 | Any | Cap-Tons | 896 | 0 | None | 90.7 | 0.0474 | 0 | 90.7 | 0.0474 | 0 | 0 | 0 | 0 | 0 | 0 | 0 | DEER:HVAC_Chillers | Annual | 2020
NE-HVAC-Chlr-WtrCldScrewChlr-lt75tons-0.663kwpton-0.425IPLV-VarSpd | DEER2020 | D20 v0 | 43474.3727 | PGE | ESe | Old | CZ13 | Any | Cap-Tons | 452 | 0 | None | 64.4 | 0.0205 | 0 | 64.4 | 0.0205 | 0 | 0 | 0 | 0 | 0 | 0 | 0 | DEER:HVAC_Chillers | Annual | 2020
NE-HVAC-Chlr-WtrCldScrewChlr-lt75tons-0.663kwpton-0.425IPLV-VarSpd | DEER2020 | D20 v0 | 43474.3727 | PGE | EUn | Old | CZ13 | Any | Cap-Tons | 3050 | 0 | None | 89 | 0.0565 | 0 | 89 | 0.0565 | 0 | 0 | 0 | 0 | 0 | 0 | 0 | DEER:HVAC_Chillers | Annual | 2020
NE-HVAC-Chlr-WtrCldScrewChlr-lt75tons-0.663kwpton-0.425IPLV-VarSpd | DEER2020 | D20 v0 | 43474.3727 | PGE | Hsp | Old | CZ13 | Any | Cap-Tons | 904 | 0 | None | 72 | 0.034 | 0 | 72 | 0.034 | 0 | 0 | 0 | 0 | 0 | 0 | 0 | DEER:HVAC_Chillers | Annual | 2020
NE-HVAC-Chlr-WtrCldScrewChlr-lt75tons-0.663kwpton-0.425IPLV-VarSpd | DEER2020 | D20 v0 | 43474.3727 | PGE | Htl | Old | CZ13 | Any | Cap-Tons | 326 | 0 | None | 124 | 0.0551 | 0 | 124 | 0.0551 | 0 | 0 | 0 | 0 | 0 | 0 | 0 | DEER:HVAC_Chillers | Annual | 2020
NE-HVAC-Chlr-WtrCldScrewChlr-lt75tons-0.663kwpton-0.425IPLV-VarSpd | DEER2020 | D20 v0 | 43474.3727 | PGE | MBT | Old | CZ13 | Any | Cap-Tons | 431 | 0 | None | 73.4 | 0.0387 | 0 | 73.4 | 0.0387 | 0 | 0 | 0 | 0 | 0 | 0 | 0 | DEER:HVAC_Chillers | Annual | 2020
NE-HVAC-Chlr-WtrCldScrewChlr-lt75tons-0.663kwpton-0.425IPLV-VarSpd | DEER2020 | D20 v0 | 43474.3727 | PGE | Nrs | Old | CZ13 | Any | Cap-Tons | 162 | 0 | None | 161 | 0.0772 | 0 | 161 | 0.0772 | 0 | 0 | 0 | 0 | 0 | 0 | 0 | DEER:HVAC_Chillers | Annual | 2020
NE-HVAC-Chlr-WtrCldScrewChlr-lt75tons-0.663kwpton-0.425IPLV-VarSpd | DEER2020 | D20 v0 | 43474.3727 | PGE | OfL | Old | CZ13 | Any | Cap-Tons | 538 | 0 | None | 78.7 | 0.0366 | 0 | 78.7 | 0.0366 | 0 | 0 | 0 | 0 | 0 | 0 | 0 | DEER:HVAC_Chillers | Annual | 2020
NE-HVAC-Chlr-WtrCldScrewChlr-lt75tons-0.663kwpton-0.425IPLV-VarSpd | DEER2020 | D20 v0 | 43474.3727 | PGE | OfS | Old | CZ13 | Any | Cap-Tons | 36.9 | 0 | None | 90.6 | 0.0407 | 0 | 90.6 | 0.0407 | 0 | 0 | 0 | 0 | 0 | 0 | 0 | DEER:HVAC_Chillers | Annual | 2020
NE-HVAC-Chlr-WtrCldScrewChlr-lt75tons-0.663kwpton-0.425IPLV-VarSpd | DEER2020 | D20 v0 | 43474.3727 | PGE | Rt3 | Old | CZ13 | Any | Cap-Tons | 334 | 0 | None | 84.1 | 0.0473 | 0 | 84.1 | 0.0473 | 0 | 0 | 0 | 0 | 0 | 0 | 0 | DEER:HVAC_Chillers | Annual | 2020
NE-HVAC-Chlr-WtrCldScrewChlr-lt75tons-0.663kwpton-0.425IPLV-VarSpd | DEER2020 | D20 v0 | 43474.3727 | PGE | ECC | Old | CZ16 | Any | Cap-Tons | 549 | 0 | None | 59.8 | 0.0537 | 0 | 59.8 | 0.0537 | 0 | 0 | 0 | 0 | 0 | 0 | 0 | DEER:HVAC_Chillers | Annual | 2020
NE-HVAC-Chlr-WtrCldScrewChlr-lt75tons-0.663kwpton-0.425IPLV-VarSpd | DEER2020 | D20 v0 | 43474.3727 | PGE | ESe | Old | CZ16 | Any | Cap-Tons | 269 | 0 | None | 41.8 | 0.0274 | 0 | 41.8 | 0.0274 | 0 | 0 | 0 | 0 | 0 | 0 | 0 | DEER:HVAC_Chillers | Annual | 2020
NE-HVAC-Chlr-WtrCldScrewChlr-lt75tons-0.663kwpton-0.425IPLV-VarSpd | DEER2020 | D20 v0 | 43474.3727 | PGE | EUn | Old | CZ16 | Any | Cap-Tons | 1950 | 0 | None | 60 | 0.0592 | 0 | 60 | 0.0592 | 0 | 0 | 0 | 0 | 0 | 0 | 0 | DEER:HVAC_Chillers | Annual | 2020
NE-HVAC-Chlr-WtrCldScrewChlr-lt75tons-0.663kwpton-0.425IPLV-VarSpd | DEER2020 | D20 v0 | 43474.3727 | PGE | Hsp | Old | CZ16 | Any | Cap-Tons | 634 | 0 | None | 40.3 | 0.0322 | 0 | 40.3 | 0.0322 | 0 | 0 | 0 | 0 | 0 | 0 | 0 | DEER:HVAC_Chillers | Annual | 2020
NE-HVAC-Chlr-WtrCldScrewChlr-lt75tons-0.663kwpton-0.425IPLV-VarSpd | DEER2020 | D20 v0 | 43474.3727 | PGE | Htl | Old | CZ16 | Any | Cap-Tons | 209 | 0 | None | 105 | 0.0635 | 0 | 105 | 0.0635 | 0 | 0 | 0 | 0 | 0 | 0 | 0 | DEER:HVAC_Chillers | Annual | 2020
NE-HVAC-Chlr-WtrCldScrewChlr-lt75tons-0.663kwpton-0.425IPLV-VarSpd | DEER2020 | D20 v0 | 43474.3727 | PGE | MBT | Old | CZ16 | Any | Cap-Tons | 281 | 0 | None | 46 | 0.0372 | 0 | 46 | 0.0372 | 0 | 0 | 0 | 0 | 0 | 0 | 0 | DEER:HVAC_Chillers | Annual | 2020
NE-HVAC-Chlr-WtrCldScrewChlr-lt75tons-0.663kwpton-0.425IPLV-VarSpd | DEER2020 | D20 v0 | 43474.3727 | PGE | Nrs | Old | CZ16 | Any | Cap-Tons | 103 | 0 | None | 107 | 0.0845 | 0 | 107 | 0.0845 | 0 | 0 | 0 | 0 | 0 | 0 | 0 | DEER:HVAC_Chillers | Annual | 2020
NE-HVAC-Chlr-WtrCldScrewChlr-lt75tons-0.663kwpton-0.425IPLV-VarSpd | DEER2020 | D20 v0 | 43474.3727 | PGE | OfL | Old | CZ16 | Any | Cap-Tons | 402 | 0 | None | 50.5 | 0.0414 | 0 | 50.5 | 0.0414 | 0 | 0 | 0 | 0 | 0 | 0 | 0 | DEER:HVAC_Chillers | Annual | 2020
NE-HVAC-Chlr-WtrCldScrewChlr-lt75tons-0.663kwpton-0.425IPLV-VarSpd | DEER2020 | D20 v0 | 43474.3727 | PGE | OfS | Old | CZ16 | Any | Cap-Tons | 25.8 | 0 | None | 59.8 | 0.0451 | 0 | 59.8 | 0.0451 | 0 | 0 | 0 | 0 | 0 | 0 | 0 | DEER:HVAC_Chillers | Annual | 2020
NE-HVAC-Chlr-WtrCldScrewChlr-lt75tons-0.663kwpton-0.425IPLV-VarSpd | DEER2020 | D20 v0 | 43474.3727 | PGE | Rt3 | Old | CZ16 | Any | Cap-Tons | 229 | 0 | None | 50.3 | 0.0439 | 0 | 50.3 | 0.0439 | 0 | 0 | 0 | 0 | 0 | 0 | 0 | DEER:HVAC_Chillers | Annual | 2020
NE-HVAC-Chlr-WtrCldScrewChlr-lt75tons-0.702kwpton-0.45IPLV-VarSpd | DEER2020 | D20 v0 | 43474.3727 | PGE | ECC | Old | CZ01 | Any | Cap-Tons | 435 | 0 | None | 5.1 | 0.0205 | 0 | 5.1 | 0.0205 | 0 | 0 | 0 | 0 | 0 | 0 | 0 | DEER:HVAC_Chillers | Annual | 2020
NE-HVAC-Chlr-WtrCldScrewChlr-lt75tons-0.702kwpton-0.45IPLV-VarSpd | DEER2020 | D20 v0 | 43474.3727 | PGE | ESe | Old | CZ01 | Any | Cap-Tons | 205 | 0 | None | 6 | 0.0153 | 0 | 6 | 0.0153 | 0 | 0 | 0 | 0 | 0 | 0 | 0 | DEER:HVAC_Chillers | Annual | 2020
NE-HVAC-Chlr-WtrCldScrewChlr-lt75tons-0.702kwpton-0.45IPLV-VarSpd | DEER2020 | D20 v0 | 43474.3727 | PGE | EUn | Old | CZ01 | Any | Cap-Tons | 1700 | 0 | None | 7.5 | 0.0164 | 0 | 7.5 | 0.0164 | 0 | 0 | 0 | 0 | 0 | 0 | 0 | DEER:HVAC_Chillers | Annual | 2020
NE-HVAC-Chlr-WtrCldScrewChlr-lt75tons-0.702kwpton-0.45IPLV-VarSpd | DEER2020 | D20 v0 | 43474.3727 | PGE | Hsp | Old | CZ01 | Any | Cap-Tons | 533 | 0 | None | 3.1 | 0.0094 | 0 | 3.1 | 0.0094 | 0 | 0 | 0 | 0 | 0 | 0 | 0 | DEER:HVAC_Chillers | Annual | 2020
NE-HVAC-Chlr-WtrCldScrewChlr-lt75tons-0.702kwpton-0.45IPLV-VarSpd | DEER2020 | D20 v0 | 43474.3727 | PGE | Htl | Old | CZ01 | Any | Cap-Tons | 175 | 0 | None | 38.2 | 0.0199 | 0 | 38.2 | 0.0199 | 0 | 0 | 0 | 0 | 0 | 0 | 0 | DEER:HVAC_Chillers | Annual | 2020
NE-HVAC-Chlr-WtrCldScrewChlr-lt75tons-0.702kwpton-0.45IPLV-VarSpd | DEER2020 | D20 v0 | 43474.3727 | PGE | MBT | Old | CZ01 | Any | Cap-Tons | 211 | 0 | None | 8 | 0.0176 | 0 | 8 | 0.0176 | 0 | 0 | 0 | 0 | 0 | 0 | 0 | DEER:HVAC_Chillers | Annual | 2020
NE-HVAC-Chlr-WtrCldScrewChlr-lt75tons-0.702kwpton-0.45IPLV-VarSpd | DEER2020 | D20 v0 | 43474.3727 | PGE | Nrs | Old | CZ01 | Any | Cap-Tons | 79.7 | 0 | None | 16.3 | 0.022 | 0 | 16.3 | 0.022 | 0 | 0 | 0 | 0 | 0 | 0 | 0 | DEER:HVAC_Chillers | Annual | 2020
NE-HVAC-Chlr-WtrCldScrewChlr-lt75tons-0.702kwpton-0.45IPLV-VarSpd | DEER2020 | D20 v0 | 43474.3727 | PGE | OfL | Old | CZ01 | Any | Cap-Tons | 343 | 0 | None | 7.7 | 0.0138 | 0 | 7.7 | 0.0138 | 0 | 0 | 0 | 0 | 0 | 0 | 0 | DEER:HVAC_Chillers | Annual | 2020
NE-HVAC-Chlr-WtrCldScrewChlr-lt75tons-0.702kwpton-0.45IPLV-VarSpd | DEER2020 | D20 v0 | 43474.3727 | PGE | OfS | Old | CZ01 | Any | Cap-Tons | 21.9 | 0 | None | 11.4 | 0.0162 | 0 | 11.4 | 0.0162 | 0 | 0 | 0 | 0 | 0 | 0 | 0 | DEER:HVAC_Chillers | Annual | 2020
NE-HVAC-Chlr-WtrCldScrewChlr-lt75tons-0.702kwpton-0.45IPLV-VarSpd | DEER2020 | D20 v0 | 43474.3727 | PGE | Rt3 | Old | CZ01 | Any | Cap-Tons | 162 | 0 | None | 5.7 | 0.0151 | 0 | 5.7 | 0.0151 | 0 | 0 | 0 | 0 | 0 | 0 | 0 | DEER:HVAC_Chillers | Annual | 2020
NE-HVAC-Chlr-WtrCldScrewChlr-lt75tons-0.702kwpton-0.45IPLV-VarSpd | DEER2020 | D20 v0 | 43474.3727 | PGE | ECC | Old | CZ02 | Any | Cap-Tons | 735 | 0 | None | 39.7 | 0.0354 | 0 | 39.7 | 0.0354 | 0 | 0 | 0 | 0 | 0 | 0 | 0 | DEER:HVAC_Chillers | Annual | 2020
NE-HVAC-Chlr-WtrCldScrewChlr-lt75tons-0.702kwpton-0.45IPLV-VarSpd | DEER2020 | D20 v0 | 43474.3727 | PGE | ESe | Old | CZ02 | Any | Cap-Tons | 364 | 0 | None | 39.5 | 0.0194 | 0 | 39.5 | 0.0194 | 0 | 0 | 0 | 0 | 0 | 0 | 0 | DEER:HVAC_Chillers | Annual | 2020
NE-HVAC-Chlr-WtrCldScrewChlr-lt75tons-0.702kwpton-0.45IPLV-VarSpd | DEER2020 | D20 v0 | 43474.3727 | PGE | EUn | Old | CZ02 | Any | Cap-Tons | 2650 | 0 | None | 38.6 | 0.0377 | 0 | 38.6 | 0.0377 | 0 | 0 | 0 | 0 | 0 | 0 | 0 | DEER:HVAC_Chillers | Annual | 2020
NE-HVAC-Chlr-WtrCldScrewChlr-lt75tons-0.702kwpton-0.45IPLV-VarSpd | DEER2020 | D20 v0 | 43474.3727 | PGE | Hsp | Old | CZ02 | Any | Cap-Tons | 826 | 0 | None | 24.3 | 0.0214 | 0 | 24.3 | 0.0214 | 0 | 0 | 0 | 0 | 0 | 0 | 0 | DEER:HVAC_Chillers | Annual | 2020
NE-HVAC-Chlr-WtrCldScrewChlr-lt75tons-0.702kwpton-0.45IPLV-VarSpd | DEER2020 | D20 v0 | 43474.3727 | PGE | Htl | Old | CZ02 | Any | Cap-Tons | 273 | 0 | None | 62.9 | 0.0409 | 0 | 62.9 | 0.0409 | 0 | 0 | 0 | 0 | 0 | 0 | 0 | DEER:HVAC_Chillers | Annual | 2020
NE-HVAC-Chlr-WtrCldScrewChlr-lt75tons-0.702kwpton-0.45IPLV-VarSpd | DEER2020 | D20 v0 | 43474.3727 | PGE | MBT | Old | CZ02 | Any | Cap-Tons | 351 | 0 | None | 33.2 | 0.0267 | 0 | 33.2 | 0.0267 | 0 | 0 | 0 | 0 | 0 | 0 | 0 | DEER:HVAC_Chillers | Annual | 2020
NE-HVAC-Chlr-WtrCldScrewChlr-lt75tons-0.702kwpton-0.45IPLV-VarSpd | DEER2020 | D20 v0 | 43474.3727 | PGE | Nrs | Old | CZ02 | Any | Cap-Tons | 128 | 0 | None | 68.8 | 0.0583 | 0 | 68.8 | 0.0583 | 0 | 0 | 0 | 0 | 0 | 0 | 0 | DEER:HVAC_Chillers | Annual | 2020
NE-HVAC-Chlr-WtrCldScrewChlr-lt75tons-0.702kwpton-0.45IPLV-VarSpd | DEER2020 | D20 v0 | 43474.3727 | PGE | OfL | Old | CZ02 | Any | Cap-Tons | 485 | 0 | None | 36.1 | 0.0256 | 0 | 36.1 | 0.0256 | 0 | 0 | 0 | 0 | 0 | 0 | 0 | DEER:HVAC_Chillers | Annual | 2020
NE-HVAC-Chlr-WtrCldScrewChlr-lt75tons-0.702kwpton-0.45IPLV-VarSpd | DEER2020 | D20 v0 | 43474.3727 | PGE | OfS | Old | CZ02 | Any | Cap-Tons | 30.8 | 0 | None | 45.1 | 0.0303 | 0 | 45.1 | 0.0303 | 0 | 0 | 0 | 0 | 0 | 0 | 0 | DEER:HVAC_Chillers | Annual | 2020
NE-HVAC-Chlr-WtrCldScrewChlr-lt75tons-0.702kwpton-0.45IPLV-VarSpd | DEER2020 | D20 v0 | 43474.3727 | PGE | Rt3 | Old | CZ02 | Any | Cap-Tons | 262 | 0 | None | 40.1 | 0.0327 | 0 | 40.1 | 0.0327 | 0 | 0 | 0 | 0 | 0 | 0 | 0 | DEER:HVAC_Chillers | Annual | 2020
NE-HVAC-Chlr-WtrCldScrewChlr-lt75tons-0.702kwpton-0.45IPLV-VarSpd | DEER2020 | D20 v0 | 43474.3727 | PGE | ECC | Old | CZ03 | Any | Cap-Tons | 590 | 0 | None | 25.8 | 0.0276 | 0 | 25.8 | 0.0276 | 0 | 0 | 0 | 0 | 0 | 0 | 0 | DEER:HVAC_Chillers | Annual | 2020
NE-HVAC-Chlr-WtrCldScrewChlr-lt75tons-0.702kwpton-0.45IPLV-VarSpd | DEER2020 | D20 v0 | 43474.3727 | PGE | ESe | Old | CZ03 | Any | Cap-Tons | 288 | 0 | None | 19.3 | 0.0132 | 0 | 19.3 | 0.0132 | 0 | 0 | 0 | 0 | 0 | 0 | 0 | DEER:HVAC_Chillers | Annual | 2020
NE-HVAC-Chlr-WtrCldScrewChlr-lt75tons-0.702kwpton-0.45IPLV-VarSpd | DEER2020 | D20 v0 | 43474.3727 | PGE | EUn | Old | CZ03 | Any | Cap-Tons | 2130 | 0 | None | 25.7 | 0.0303 | 0 | 25.7 | 0.0303 | 0 | 0 | 0 | 0 | 0 | 0 | 0 | DEER:HVAC_Chillers | Annual | 2020
NE-HVAC-Chlr-WtrCldScrewChlr-lt75tons-0.702kwpton-0.45IPLV-VarSpd | DEER2020 | D20 v0 | 43474.3727 | PGE | Hsp | Old | CZ03 | Any | Cap-Tons | 666 | 0 | None | 16.2 | 0.0188 | 0 | 16.2 | 0.0188 | 0 | 0 | 0 | 0 | 0 | 0 | 0 | DEER:HVAC_Chillers | Annual | 2020
NE-HVAC-Chlr-WtrCldScrewChlr-lt75tons-0.702kwpton-0.45IPLV-VarSpd | DEER2020 | D20 v0 | 43474.3727 | PGE | Htl | Old | CZ03 | Any | Cap-Tons | 228 | 0 | None | 56.8 | 0.033 | 0 | 56.8 | 0.033 | 0 | 0 | 0 | 0 | 0 | 0 | 0 | DEER:HVAC_Chillers | Annual | 2020
NE-HVAC-Chlr-WtrCldScrewChlr-lt75tons-0.702kwpton-0.45IPLV-VarSpd | DEER2020 | D20 v0 | 43474.3727 | PGE | MBT | Old | CZ03 | Any | Cap-Tons | 277 | 0 | None | 23.3 | 0.0235 | 0 | 23.3 | 0.0235 | 0 | 0 | 0 | 0 | 0 | 0 | 0 | DEER:HVAC_Chillers | Annual | 2020
NE-HVAC-Chlr-WtrCldScrewChlr-lt75tons-0.702kwpton-0.45IPLV-VarSpd | DEER2020 | D20 v0 | 43474.3727 | PGE | Nrs | Old | CZ03 | Any | Cap-Tons | 104 | 0 | None | 49.8 | 0.0449 | 0 | 49.8 | 0.0449 | 0 | 0 | 0 | 0 | 0 | 0 | 0 | DEER:HVAC_Chillers | Annual | 2020
NE-HVAC-Chlr-WtrCldScrewChlr-lt75tons-0.702kwpton-0.45IPLV-VarSpd | DEER2020 | D20 v0 | 43474.3727 | PGE | OfL | Old | CZ03 | Any | Cap-Tons | 406 | 0 | None | 24.8 | 0.0224 | 0 | 24.8 | 0.0224 | 0 | 0 | 0 | 0 | 0 | 0 | 0 | DEER:HVAC_Chillers | Annual | 2020
NE-HVAC-Chlr-WtrCldScrewChlr-lt75tons-0.702kwpton-0.45IPLV-VarSpd | DEER2020 | D20 v0 | 43474.3727 | PGE | OfS | Old | CZ03 | Any | Cap-Tons | 27.2 | 0 | None | 41.9 | 0.033 | 0 | 41.9 | 0.033 | 0 | 0 | 0 | 0 | 0 | 0 | 0 | DEER:HVAC_Chillers | Annual | 2020
NE-HVAC-Chlr-WtrCldScrewChlr-lt75tons-0.702kwpton-0.45IPLV-VarSpd | DEER2020 | D20 v0 | 43474.3727 | PGE | Rt3 | Old | CZ03 | Any | Cap-Tons | 207 | 0 | None | 27.3 | 0.0304 | 0 | 27.3 | 0.0304 | 0 | 0 | 0 | 0 | 0 | 0 | 0 | DEER:HVAC_Chillers | Annual | 2020
NE-HVAC-Chlr-WtrCldScrewChlr-lt75tons-0.702kwpton-0.45IPLV-VarSpd | DEER2020 | D20 v0 | 43474.3727 | PGE | ECC | Old | CZ04 | Any | Cap-Tons | 739 | 0 | None | 43.5 | 0.0424 | 0 | 43.5 | 0.0424 | 0 | 0 | 0 | 0 | 0 | 0 | 0 | DEER:HVAC_Chillers | Annual | 2020
NE-HVAC-Chlr-WtrCldScrewChlr-lt75tons-0.702kwpton-0.45IPLV-VarSpd | DEER2020 | D20 v0 | 43474.3727 | PGE | EUn | Old | CZ04 | Any | Cap-Tons | 2600 | 0 | None | 44.1 | 0.0406 | 0 | 44.1 | 0.0406 | 0 | 0 | 0 | 0 | 0 | 0 | 0 | DEER:HVAC_Chillers | Annual | 2020
NE-HVAC-Chlr-WtrCldScrewChlr-lt75tons-0.702kwpton-0.45IPLV-VarSpd | DEER2020 | D20 v0 | 43474.3727 | PGE | Hsp | Old | CZ04 | Any | Cap-Tons | 770 | 0 | None | 31.3 | 0.0217 | 0 | 31.3 | 0.0217 | 0 | 0 | 0 | 0 | 0 | 0 | 0 | DEER:HVAC_Chillers | Annual | 2020
NE-HVAC-Chlr-WtrCldScrewChlr-lt75tons-0.702kwpton-0.45IPLV-VarSpd | DEER2020 | D20 v0 | 43474.3727 | PGE | Htl | Old | CZ04 | Any | Cap-Tons | 282 | 0 | None | 68 | 0.035 | 0 | 68 | 0.035 | 0 | 0 | 0 | 0 | 0 | 0 | 0 | DEER:HVAC_Chillers | Annual | 2020
NE-HVAC-Chlr-WtrCldScrewChlr-lt75tons-0.702kwpton-0.45IPLV-VarSpd | DEER2020 | D20 v0 | 43474.3727 | PGE | MBT | Old | CZ04 | Any | Cap-Tons | 343 | 0 | None | 53.2 | 0.0343 | 0 | 53.2 | 0.0343 | 0 | 0 | 0 | 0 | 0 | 0 | 0 | DEER:HVAC_Chillers | Annual | 2020
NE-HVAC-Chlr-WtrCldScrewChlr-lt75tons-0.702kwpton-0.45IPLV-VarSpd | DEER2020 | D20 v0 | 43474.3727 | PGE | Nrs | Old | CZ04 | Any | Cap-Tons | 133 | 0 | None | 76.2 | 0.0493 | 0 | 76.2 | 0.0493 | 0 | 0 | 0 | 0 | 0 | 0 | 0 | DEER:HVAC_Chillers | Annual | 2020
NE-HVAC-Chlr-WtrCldScrewChlr-lt75tons-0.702kwpton-0.45IPLV-VarSpd | DEER2020 | D20 v0 | 43474.3727 | PGE | OfL | Old | CZ04 | Any | Cap-Tons | 471 | 0 | None | 41.1 | 0.0237 | 0 | 41.1 | 0.0237 | 0 | 0 | 0 | 0 | 0 | 0 | 0 | DEER:HVAC_Chillers | Annual | 2020
NE-HVAC-Chlr-WtrCldScrewChlr-lt75tons-0.702kwpton-0.45IPLV-VarSpd | DEER2020 | D20 v0 | 43474.3727 | PGE | OfS | Old | CZ04 | Any | Cap-Tons | 32.3 | 0 | None | 47.9 | 0.0266 | 0 | 47.9 | 0.0266 | 0 | 0 | 0 | 0 | 0 | 0 | 0 | DEER:HVAC_Chillers | Annual | 2020
NE-HVAC-Chlr-WtrCldScrewChlr-lt75tons-0.702kwpton-0.45IPLV-VarSpd | DEER2020 | D20 v0 | 43474.3727 | PGE | Rt3 | Old | CZ04 | Any | Cap-Tons | 262 | 0 | None | 45.5 | 0.0321 | 0 | 45.5 | 0.0321 | 0 | 0 | 0 | 0 | 0 | 0 | 0 | DEER:HVAC_Chillers | Annual | 2020
NE-HVAC-Chlr-WtrCldScrewChlr-lt75tons-0.702kwpton-0.45IPLV-VarSpd | DEER2020 | D20 v0 | 43474.3727 | PGE | ECC | Old | CZ05 | Any | Cap-Tons | 518 | 0 | None | 30.1 | 0.0302 | 0 | 30.1 | 0.0302 | 0 | 0 | 0 | 0 | 0 | 0 | 0 | DEER:HVAC_Chillers | Annual | 2020
NE-HVAC-Chlr-WtrCldScrewChlr-lt75tons-0.702kwpton-0.45IPLV-VarSpd | DEER2020 | D20 v0 | 43474.3727 | PGE | ESe | Old | CZ05 | Any | Cap-Tons | 247 | 0 | None | 24.1 | 0.0158 | 0 | 24.1 | 0.0158 | 0 | 0 | 0 | 0 | 0 | 0 | 0 | DEER:HVAC_Chillers | Annual | 2020
NE-HVAC-Chlr-WtrCldScrewChlr-lt75tons-0.702kwpton-0.45IPLV-VarSpd | DEER2020 | D20 v0 | 43474.3727 | PGE | EUn | Old | CZ05 | Any | Cap-Tons | 1910 | 0 | None | 29.7 | 0.0266 | 0 | 29.7 | 0.0266 | 0 | 0 | 0 | 0 | 0 | 0 | 0 | DEER:HVAC_Chillers | Annual | 2020
NE-HVAC-Chlr-WtrCldScrewChlr-lt75tons-0.702kwpton-0.45IPLV-VarSpd | DEER2020 | D20 v0 | 43474.3727 | PGE | Hsp | Old | CZ05 | Any | Cap-Tons | 641 | 0 | None | 16 | 0.013 | 0 | 16 | 0.013 | 0 | 0 | 0 | 0 | 0 | 0 | 0 | DEER:HVAC_Chillers | Annual | 2020
NE-HVAC-Chlr-WtrCldScrewChlr-lt75tons-0.702kwpton-0.45IPLV-VarSpd | DEER2020 | D20 v0 | 43474.3727 | PGE | Htl | Old | CZ05 | Any | Cap-Tons | 204 | 0 | None | 65.3 | 0.0255 | 0 | 65.3 | 0.0255 | 0 | 0 | 0 | 0 | 0 | 0 | 0 | DEER:HVAC_Chillers | Annual | 2020
NE-HVAC-Chlr-WtrCldScrewChlr-lt75tons-0.702kwpton-0.45IPLV-VarSpd | DEER2020 | D20 v0 | 43474.3727 | PGE | MBT | Old | CZ05 | Any | Cap-Tons | 264 | 0 | None | 37.8 | 0.0236 | 0 | 37.8 | 0.0236 | 0 | 0 | 0 | 0 | 0 | 0 | 0 | DEER:HVAC_Chillers | Annual | 2020
NE-HVAC-Chlr-WtrCldScrewChlr-lt75tons-0.702kwpton-0.45IPLV-VarSpd | DEER2020 | D20 v0 | 43474.3727 | PGE | Nrs | Old | CZ05 | Any | Cap-Tons | 90.4 | 0 | None | 55.5 | 0.036 | 0 | 55.5 | 0.036 | 0 | 0 | 0 | 0 | 0 | 0 | 0 | DEER:HVAC_Chillers | Annual | 2020
NE-HVAC-Chlr-WtrCldScrewChlr-lt75tons-0.702kwpton-0.45IPLV-VarSpd | DEER2020 | D20 v0 | 43474.3727 | PGE | OfL | Old | CZ05 | Any | Cap-Tons | 377 | 0 | None | 41.8 | 0.0197 | 0 | 41.8 | 0.0197 | 0 | 0 | 0 | 0 | 0 | 0 | 0 | DEER:HVAC_Chillers | Annual | 2020
NE-HVAC-Chlr-WtrCldScrewChlr-lt75tons-0.702kwpton-0.45IPLV-VarSpd | DEER2020 | D20 v0 | 43474.3727 | PGE | OfS | Old | CZ05 | Any | Cap-Tons | 24.7 | 0 | None | 51.5 | 0.0247 | 0 | 51.5 | 0.0247 | 0 | 0 | 0 | 0 | 0 | 0 | 0 | DEER:HVAC_Chillers | Annual | 2020
NE-HVAC-Chlr-WtrCldScrewChlr-lt75tons-0.702kwpton-0.45IPLV-VarSpd | DEER2020 | D20 v0 | 43474.3727 | PGE | Rt3 | Old | CZ05 | Any | Cap-Tons | 200 | 0 | None | 28.7 | 0.0207 | 0 | 28.7 | 0.0207 | 0 | 0 | 0 | 0 | 0 | 0 | 0 | DEER:HVAC_Chillers | Annual | 2020
NE-HVAC-Chlr-WtrCldScrewChlr-lt75tons-0.702kwpton-0.45IPLV-VarSpd | DEER2020 | D20 v0 | 43474.3727 | PGE | ECC | Old | CZ11 | Any | Cap-Tons | 852 | 0 | None | 60.5 | 0.0349 | 0 | 60.5 | 0.0349 | 0 | 0 | 0 | 0 | 0 | 0 | 0 | DEER:HVAC_Chillers | Annual | 2020
NE-HVAC-Chlr-WtrCldScrewChlr-lt75tons-0.702kwpton-0.45IPLV-VarSpd | DEER2020 | D20 v0 | 43474.3727 | PGE | ESe | Old | CZ11 | Any | Cap-Tons | 422 | 0 | None | 42.8 | 0.0155 | 0 | 42.8 | 0.0155 | 0 | 0 | 0 | 0 | 0 | 0 | 0 | DEER:HVAC_Chillers | Annual | 2020
NE-HVAC-Chlr-WtrCldScrewChlr-lt75tons-0.702kwpton-0.45IPLV-VarSpd | DEER2020 | D20 v0 | 43474.3727 | PGE | EUn | Old | CZ11 | Any | Cap-Tons | 2920 | 0 | None | 60.5 | 0.0404 | 0 | 60.5 | 0.0404 | 0 | 0 | 0 | 0 | 0 | 0 | 0 | DEER:HVAC_Chillers | Annual | 2020
NE-HVAC-Chlr-WtrCldScrewChlr-lt75tons-0.702kwpton-0.45IPLV-VarSpd | DEER2020 | D20 v0 | 43474.3727 | PGE | Hsp | Old | CZ11 | Any | Cap-Tons | 889 | 0 | None | 46.1 | 0.0227 | 0 | 46.1 | 0.0227 | 0 | 0 | 0 | 0 | 0 | 0 | 0 | DEER:HVAC_Chillers | Annual | 2020
NE-HVAC-Chlr-WtrCldScrewChlr-lt75tons-0.702kwpton-0.45IPLV-VarSpd | DEER2020 | D20 v0 | 43474.3727 | PGE | Htl | Old | CZ11 | Any | Cap-Tons | 326 | 0 | None | 79.9 | 0.0403 | 0 | 79.9 | 0.0403 | 0 | 0 | 0 | 0 | 0 | 0 | 0 | DEER:HVAC_Chillers | Annual | 2020
NE-HVAC-Chlr-WtrCldScrewChlr-lt75tons-0.702kwpton-0.45IPLV-VarSpd | DEER2020 | D20 v0 | 43474.3727 | PGE | MBT | Old | CZ11 | Any | Cap-Tons | 426 | 0 | None | 47.1 | 0.0274 | 0 | 47.1 | 0.0274 | 0 | 0 | 0 | 0 | 0 | 0 | 0 | DEER:HVAC_Chillers | Annual | 2020
NE-HVAC-Chlr-WtrCldScrewChlr-lt75tons-0.702kwpton-0.45IPLV-VarSpd | DEER2020 | D20 v0 | 43474.3727 | PGE | Nrs | Old | CZ11 | Any | Cap-Tons | 162 | 0 | None | 102 | 0.0552 | 0 | 102 | 0.0552 | 0 | 0 | 0 | 0 | 0 | 0 | 0 | DEER:HVAC_Chillers | Annual | 2020
NE-HVAC-Chlr-WtrCldScrewChlr-lt75tons-0.702kwpton-0.45IPLV-VarSpd | DEER2020 | D20 v0 | 43474.3727 | PGE | OfL | Old | CZ11 | Any | Cap-Tons | 552 | 0 | None | 50.5 | 0.0248 | 0 | 50.5 | 0.0248 | 0 | 0 | 0 | 0 | 0 | 0 | 0 | DEER:HVAC_Chillers | Annual | 2020
NE-HVAC-Chlr-WtrCldScrewChlr-lt75tons-0.702kwpton-0.45IPLV-VarSpd | DEER2020 | D20 v0 | 43474.3727 | PGE | OfS | Old | CZ11 | Any | Cap-Tons | 36.3 | 0 | None | 61.5 | 0.0284 | 0 | 61.5 | 0.0284 | 0 | 0 | 0 | 0 | 0 | 0 | 0 | DEER:HVAC_Chillers | Annual | 2020
NE-HVAC-Chlr-WtrCldScrewChlr-lt75tons-0.702kwpton-0.45IPLV-VarSpd | DEER2020 | D20 v0 | 43474.3727 | PGE | Rt3 | Old | CZ11 | Any | Cap-Tons | 331 | 0 | None | 53.9 | 0.0302 | 0 | 53.9 | 0.0302 | 0 | 0 | 0 | 0 | 0 | 0 | 0 | DEER:HVAC_Chillers | Annual | 2020
NE-HVAC-Chlr-WtrCldScrewChlr-lt75tons-0.702kwpton-0.45IPLV-VarSpd | DEER2020 | D20 v0 | 43474.3727 | PGE | ECC | Old | CZ12 | Any | Cap-Tons | 776 | 0 | None | 54.5 | 0.0402 | 0 | 54.5 | 0.0402 | 0 | 0 | 0 | 0 | 0 | 0 | 0 | DEER:HVAC_Chillers | Annual | 2020
NE-HVAC-Chlr-WtrCldScrewChlr-lt75tons-0.702kwpton-0.45IPLV-VarSpd | DEER2020 | D20 v0 | 43474.3727 | PGE | ESe | Old | CZ12 | Any | Cap-Tons | 389 | 0 | None | 38.8 | 0.016 | 0 | 38.8 | 0.016 | 0 | 0 | 0 | 0 | 0 | 0 | 0 | DEER:HVAC_Chillers | Annual | 2020
NE-HVAC-Chlr-WtrCldScrewChlr-lt75tons-0.702kwpton-0.45IPLV-VarSpd | DEER2020 | D20 v0 | 43474.3727 | PGE | EUn | Old | CZ12 | Any | Cap-Tons | 2730 | 0 | None | 52.4 | 0.0413 | 0 | 52.4 | 0.0413 | 0 | 0 | 0 | 0 | 0 | 0 | 0 | DEER:HVAC_Chillers | Annual | 2020
NE-HVAC-Chlr-WtrCldScrewChlr-lt75tons-0.702kwpton-0.45IPLV-VarSpd | DEER2020 | D20 v0 | 43474.3727 | PGE | Htl | Old | CZ12 | Any | Cap-Tons | 298 | 0 | None | 71.8 | 0.0425 | 0 | 71.8 | 0.0425 | 0 | 0 | 0 | 0 | 0 | 0 | 0 | DEER:HVAC_Chillers | Annual | 2020
NE-HVAC-Chlr-WtrCldScrewChlr-lt75tons-0.702kwpton-0.45IPLV-VarSpd | DEER2020 | D20 v0 | 43474.3727 | PGE | MBT | Old | CZ12 | Any | Cap-Tons | 398 | 0 | None | 40.3 | 0.028 | 0 | 40.3 | 0.028 | 0 | 0 | 0 | 0 | 0 | 0 | 0 | DEER:HVAC_Chillers | Annual | 2020
NE-HVAC-Chlr-WtrCldScrewChlr-lt75tons-0.702kwpton-0.45IPLV-VarSpd | DEER2020 | D20 v0 | 43474.3727 | PGE | Nrs | Old | CZ12 | Any | Cap-Tons | 149 | 0 | None | 86.6 | 0.0565 | 0 | 86.6 | 0.0565 | 0 | 0 | 0 | 0 | 0 | 0 | 0 | DEER:HVAC_Chillers | Annual | 2020
NE-HVAC-Chlr-WtrCldScrewChlr-lt75tons-0.702kwpton-0.45IPLV-VarSpd | DEER2020 | D20 v0 | 43474.3727 | PGE | OfL | Old | CZ12 | Any | Cap-Tons | 520 | 0 | None | 43.2 | 0.0253 | 0 | 43.2 | 0.0253 | 0 | 0 | 0 | 0 | 0 | 0 | 0 | DEER:HVAC_Chillers | Annual | 2020
NE-HVAC-Chlr-WtrCldScrewChlr-lt75tons-0.702kwpton-0.45IPLV-VarSpd | DEER2020 | D20 v0 | 43474.3727 | PGE | OfS | Old | CZ12 | Any | Cap-Tons | 33.8 | 0 | None | 52.8 | 0.0292 | 0 | 52.8 | 0.0292 | 0 | 0 | 0 | 0 | 0 | 0 | 0 | DEER:HVAC_Chillers | Annual | 2020
NE-HVAC-Chlr-WtrCldScrewChlr-lt75tons-0.702kwpton-0.45IPLV-VarSpd | DEER2020 | D20 v0 | 43474.3727 | PGE | Rt3 | Old | CZ12 | Any | Cap-Tons | 306 | 0 | None | 48.6 | 0.0324 | 0 | 48.6 | 0.0324 | 0 | 0 | 0 | 0 | 0 | 0 | 0 | DEER:HVAC_Chillers | Annual | 2020
NE-HVAC-Chlr-WtrCldScrewChlr-lt75tons-0.702kwpton-0.45IPLV-VarSpd | DEER2020 | D20 v0 | 43474.3727 | PGE | ECC | Old | CZ13 | Any | Cap-Tons | 896 | 0 | None | 60.5 | 0.0316 | 0 | 60.5 | 0.0316 | 0 | 0 | 0 | 0 | 0 | 0 | 0 | DEER:HVAC_Chillers | Annual | 2020
NE-HVAC-Chlr-WtrCldScrewChlr-lt75tons-0.702kwpton-0.45IPLV-VarSpd | DEER2020 | D20 v0 | 43474.3727 | PGE | ESe | Old | CZ13 | Any | Cap-Tons | 452 | 0 | None | 43 | 0.0137 | 0 | 43 | 0.0137 | 0 | 0 | 0 | 0 | 0 | 0 | 0 | DEER:HVAC_Chillers | Annual | 2020
NE-HVAC-Chlr-WtrCldScrewChlr-lt75tons-0.702kwpton-0.45IPLV-VarSpd | DEER2020 | D20 v0 | 43474.3727 | PGE | EUn | Old | CZ13 | Any | Cap-Tons | 3050 | 0 | None | 59.3 | 0.0377 | 0 | 59.3 | 0.0377 | 0 | 0 | 0 | 0 | 0 | 0 | 0 | DEER:HVAC_Chillers | Annual | 2020
NE-HVAC-Chlr-WtrCldScrewChlr-lt75tons-0.702kwpton-0.45IPLV-VarSpd | DEER2020 | D20 v0 | 43474.3727 | PGE | Hsp | Old | CZ13 | Any | Cap-Tons | 904 | 0 | None | 48 | 0.0226 | 0 | 48 | 0.0226 | 0 | 0 | 0 | 0 | 0 | 0 | 0 | DEER:HVAC_Chillers | Annual | 2020
NE-HVAC-Chlr-WtrCldScrewChlr-lt75tons-0.702kwpton-0.45IPLV-VarSpd | DEER2020 | D20 v0 | 43474.3727 | PGE | Htl | Old | CZ13 | Any | Cap-Tons | 326 | 0 | None | 82.8 | 0.0367 | 0 | 82.8 | 0.0367 | 0 | 0 | 0 | 0 | 0 | 0 | 0 | DEER:HVAC_Chillers | Annual | 2020
NE-HVAC-Chlr-WtrCldScrewChlr-lt75tons-0.702kwpton-0.45IPLV-VarSpd | DEER2020 | D20 v0 | 43474.3727 | PGE | MBT | Old | CZ13 | Any | Cap-Tons | 431 | 0 | None | 48.9 | 0.0258 | 0 | 48.9 | 0.0258 | 0 | 0 | 0 | 0 | 0 | 0 | 0 | DEER:HVAC_Chillers | Annual | 2020
NE-HVAC-Chlr-WtrCldScrewChlr-lt75tons-0.702kwpton-0.45IPLV-VarSpd | DEER2020 | D20 v0 | 43474.3727 | PGE | Nrs | Old | CZ13 | Any | Cap-Tons | 162 | 0 | None | 107 | 0.0514 | 0 | 107 | 0.0514 | 0 | 0 | 0 | 0 | 0 | 0 | 0 | DEER:HVAC_Chillers | Annual | 2020
NE-HVAC-Chlr-WtrCldScrewChlr-lt75tons-0.702kwpton-0.45IPLV-VarSpd | DEER2020 | D20 v0 | 43474.3727 | PGE | OfL | Old | CZ13 | Any | Cap-Tons | 538 | 0 | None | 52.4 | 0.0244 | 0 | 52.4 | 0.0244 | 0 | 0 | 0 | 0 | 0 | 0 | 0 | DEER:HVAC_Chillers | Annual | 2020
NE-HVAC-Chlr-WtrCldScrewChlr-lt75tons-0.702kwpton-0.45IPLV-VarSpd | DEER2020 | D20 v0 | 43474.3727 | PGE | OfS | Old | CZ13 | Any | Cap-Tons | 36.9 | 0 | None | 60.4 | 0.0271 | 0 | 60.4 | 0.0271 | 0 | 0 | 0 | 0 | 0 | 0 | 0 | DEER:HVAC_Chillers | Annual | 2020
NE-HVAC-Chlr-WtrCldScrewChlr-lt75tons-0.702kwpton-0.45IPLV-VarSpd | DEER2020 | D20 v0 | 43474.3727 | PGE | Rt3 | Old | CZ13 | Any | Cap-Tons | 334 | 0 | None | 56.1 | 0.0315 | 0 | 56.1 | 0.0315 | 0 | 0 | 0 | 0 | 0 | 0 | 0 | DEER:HVAC_Chillers | Annual | 2020
NE-HVAC-Chlr-WtrCldScrewChlr-lt75tons-0.702kwpton-0.45IPLV-VarSpd | DEER2020 | D20 v0 | 43474.3727 | PGE | ECC | Old | CZ16 | Any | Cap-Tons | 549 | 0 | None | 39.9 | 0.0358 | 0 | 39.9 | 0.0358 | 0 | 0 | 0 | 0 | 0 | 0 | 0 | DEER:HVAC_Chillers | Annual | 2020
NE-HVAC-Chlr-WtrCldScrewChlr-lt75tons-0.702kwpton-0.45IPLV-VarSpd | DEER2020 | D20 v0 | 43474.3727 | PGE | ESe | Old | CZ16 | Any | Cap-Tons | 269 | 0 | None | 27.8 | 0.0183 | 0 | 27.8 | 0.0183 | 0 | 0 | 0 | 0 | 0 | 0 | 0 | DEER:HVAC_Chillers | Annual | 2020
NE-HVAC-Chlr-WtrCldScrewChlr-lt75tons-0.702kwpton-0.45IPLV-VarSpd | DEER2020 | D20 v0 | 43474.3727 | PGE | EUn | Old | CZ16 | Any | Cap-Tons | 1950 | 0 | None | 40 | 0.0394 | 0 | 40 | 0.0394 | 0 | 0 | 0 | 0 | 0 | 0 | 0 | DEER:HVAC_Chillers | Annual | 2020
NE-HVAC-Chlr-WtrCldScrewChlr-lt75tons-0.702kwpton-0.45IPLV-VarSpd | DEER2020 | D20 v0 | 43474.3727 | PGE | Hsp | Old | CZ16 | Any | Cap-Tons | 634 | 0 | None | 26.9 | 0.0214 | 0 | 26.9 | 0.0214 | 0 | 0 | 0 | 0 | 0 | 0 | 0 | DEER:HVAC_Chillers | Annual | 2020
NE-HVAC-Chlr-WtrCldScrewChlr-lt75tons-0.702kwpton-0.45IPLV-VarSpd | DEER2020 | D20 v0 | 43474.3727 | PGE | Htl | Old | CZ16 | Any | Cap-Tons | 209 | 0 | None | 70.1 | 0.0423 | 0 | 70.1 | 0.0423 | 0 | 0 | 0 | 0 | 0 | 0 | 0 | DEER:HVAC_Chillers | Annual | 2020
NE-HVAC-Chlr-WtrCldScrewChlr-lt75tons-0.702kwpton-0.45IPLV-VarSpd | DEER2020 | D20 v0 | 43474.3727 | PGE | MBT | Old | CZ16 | Any | Cap-Tons | 281 | 0 | None | 30.7 | 0.0248 | 0 | 30.7 | 0.0248 | 0 | 0 | 0 | 0 | 0 | 0 | 0 | DEER:HVAC_Chillers | Annual | 2020
NE-HVAC-Chlr-WtrCldScrewChlr-lt75tons-0.702kwpton-0.45IPLV-VarSpd | DEER2020 | D20 v0 | 43474.3727 | PGE | Nrs | Old | CZ16 | Any | Cap-Tons | 103 | 0 | None | 71.5 | 0.0564 | 0 | 71.5 | 0.0564 | 0 | 0 | 0 | 0 | 0 | 0 | 0 | DEER:HVAC_Chillers | Annual | 2020
NE-HVAC-Chlr-WtrCldScrewChlr-lt75tons-0.702kwpton-0.45IPLV-VarSpd | DEER2020 | D20 v0 | 43474.3727 | PGE | OfL | Old | CZ16 | Any | Cap-Tons | 402 | 0 | None | 33.7 | 0.0276 | 0 | 33.7 | 0.0276 | 0 | 0 | 0 | 0 | 0 | 0 | 0 | DEER:HVAC_Chillers | Annual | 2020
NE-HVAC-Chlr-WtrCldScrewChlr-lt75tons-0.702kwpton-0.45IPLV-VarSpd | DEER2020 | D20 v0 | 43474.3727 | PGE | OfS | Old | CZ16 | Any | Cap-Tons | 25.8 | 0 | None | 39.9 | 0.0301 | 0 | 39.9 | 0.0301 | 0 | 0 | 0 | 0 | 0 | 0 | 0 | DEER:HVAC_Chillers | Annual | 2020
NE-HVAC-Chlr-WtrCldScrewChlr-lt75tons-0.702kwpton-0.45IPLV-VarSpd | DEER2020 | D20 v0 | 43474.3727 | PGE | Rt3 | Old | CZ16 | Any | Cap-Tons | 229 | 0 | None | 33.6 | 0.0293 | 0 | 33.6 | 0.0293 | 0 | 0 | 0 | 0 | 0 | 0 | 0 | DEER:HVAC_Chillers | Annual | 2020
NE-HVAC-Chlr-WtrCldScrewChlr-75to149tons-0.675kwpton-0.441IPLV-VarSpd | DEER2020 | D20 v0 | 43468.3971 | Any | ECC | New | CZ01 | Any | Cap-Tons | 298 | 0 | None | 8.9 | 0.0307 | 0 | 8.9 | 0.0307 | 0 | 0 | 0 | 0 | 0 | 0 | 0 | DEER:HVAC_Chillers | Annual | 2020
NE-HVAC-Chlr-WtrCldScrewChlr-75to149tons-0.675kwpton-0.441IPLV-VarSpd | DEER2020 | D20 v0 | 43468.3971 | Any | ESe | New | CZ01 | Any | Cap-Tons | 145 | 0 | None | 5.6 | 0.0122 | 0 | 5.6 | 0.0122 | 0 | 0 | 0 | 0 | 0 | 0 | 0 | DEER:HVAC_Chillers | Annual | 2020
NE-HVAC-Chlr-WtrCldScrewChlr-75to149tons-0.675kwpton-0.441IPLV-VarSpd | DEER2020 | D20 v0 | 43468.3971 | Any | EUn | New | CZ01 | Any | Cap-Tons | 1120 | 0 | None | 6.5 | 0.0225 | 0 | 6.5 | 0.0225 | 0 | 0 | 0 | 0 | 0 | 0 | 0 | DEER:HVAC_Chillers | Annual | 2020
NE-HVAC-Chlr-WtrCldScrewChlr-75to149tons-0.675kwpton-0.441IPLV-VarSpd | DEER2020 | D20 v0 | 43468.3971 | Any | Hsp | New | CZ01 | Any | Cap-Tons | 528 | 0 | None | 2 | 0.0058 | 0 | 2 | 0.0058 | 0 | 0 | 0 | 0 | 0 | 0 | 0 | DEER:HVAC_Chillers | Annual | 2020
NE-HVAC-Chlr-WtrCldScrewChlr-75to149tons-0.675kwpton-0.441IPLV-VarSpd | DEER2020 | D20 v0 | 43468.3971 | Any | Htl | New | CZ01 | Any | Cap-Tons | 88.3 | 0 | None | 20.4 | 0.0157 | 0 | 20.4 | 0.0157 | 0 | 0 | 0 | 0 | 0 | 0 | 0 | DEER:HVAC_Chillers | Annual | 2020
NE-HVAC-Chlr-WtrCldScrewChlr-75to149tons-0.675kwpton-0.441IPLV-VarSpd | DEER2020 | D20 v0 | 43468.3971 | Any | MBT | New | CZ01 | Any | Cap-Tons | 170 | 0 | None | 11.1 | 0.0129 | 0 | 11.1 | 0.0129 | 0 | 0 | 0 | 0 | 0 | 0 | 0 | DEER:HVAC_Chillers | Annual | 2020
NE-HVAC-Chlr-WtrCldScrewChlr-75to149tons-0.675kwpton-0.441IPLV-VarSpd | DEER2020 | D20 v0 | 43468.3971 | Any | Nrs | New | CZ01 | Any | Cap-Tons | 61.8 | 0 | None | 2.9 | 0.0095 | 0 | 2.9 | 0.0095 | 0 | 0 | 0 | 0 | 0 | 0 | 0 | DEER:HVAC_Chillers | Annual | 2020
NE-HVAC-Chlr-WtrCldScrewChlr-75to149tons-0.675kwpton-0.441IPLV-VarSpd | DEER2020 | D20 v0 | 43468.3971 | Any | OfL | New | CZ01 | Any | Cap-Tons | 243 | 0 | None | 8.2 | 0.0091 | 0 | 8.2 | 0.0091 | 0 | 0 | 0 | 0 | 0 | 0 | 0 | DEER:HVAC_Chillers | Annual | 2020
NE-HVAC-Chlr-WtrCldScrewChlr-75to149tons-0.675kwpton-0.441IPLV-VarSpd | DEER2020 | D20 v0 | 43468.3971 | Any | OfS | New | CZ01 | Any | Cap-Tons | 13.4 | 0 | None | 10.7 | 0.0093 | 0 | 10.7 | 0.0093 | 0 | 0 | 0 | 0 | 0 | 0 | 0 | DEER:HVAC_Chillers | Annual | 2020
NE-HVAC-Chlr-WtrCldScrewChlr-75to149tons-0.675kwpton-0.441IPLV-VarSpd | DEER2020 | D20 v0 | 43468.3971 | Any | Rt3 | New | CZ01 | Any | Cap-Tons | 126 | 0 | None | 8.8 | 0.02 | 0 | 8.8 | 0.02 | 0 | 0 | 0 | 0 | 0 | 0 | 0 | DEER:HVAC_Chillers | Annual | 2020
NE-HVAC-Chlr-WtrCldScrewChlr-75to149tons-0.675kwpton-0.441IPLV-VarSpd | DEER2020 | D20 v0 | 43468.3971 | Any | ECC | New | CZ02 | Any | Cap-Tons | 549 | 0 | None | 33.5 | 0.0265 | 0 | 33.5 | 0.0265 | 0 | 0 | 0 | 0 | 0 | 0 | 0 | DEER:HVAC_Chillers | Annual | 2020
NE-HVAC-Chlr-WtrCldScrewChlr-75to149tons-0.675kwpton-0.441IPLV-VarSpd | DEER2020 | D20 v0 | 43468.3971 | Any | ESe | New | CZ02 | Any | Cap-Tons | 282 | 0 | None | 22.1 | 0.0102 | 0 | 22.1 | 0.0102 | 0 | 0 | 0 | 0 | 0 | 0 | 0 | DEER:HVAC_Chillers | Annual | 2020
NE-HVAC-Chlr-WtrCldScrewChlr-75to149tons-0.675kwpton-0.441IPLV-VarSpd | DEER2020 | D20 v0 | 43468.3971 | Any | EUn | New | CZ02 | Any | Cap-Tons | 1920 | 0 | None | 28.8 | 0.0318 | 0 | 28.8 | 0.0318 | 0 | 0 | 0 | 0 | 0 | 0 | 0 | DEER:HVAC_Chillers | Annual | 2020
NE-HVAC-Chlr-WtrCldScrewChlr-75to149tons-0.675kwpton-0.441IPLV-VarSpd | DEER2020 | D20 v0 | 43468.3971 | Any | Hsp | New | CZ02 | Any | Cap-Tons | 883 | 0 | None | 13.4 | 0.0147 | 0 | 13.4 | 0.0147 | 0 | 0 | 0 | 0 | 0 | 0 | 0 | DEER:HVAC_Chillers | Annual | 2020
NE-HVAC-Chlr-WtrCldScrewChlr-75to149tons-0.675kwpton-0.441IPLV-VarSpd | DEER2020 | D20 v0 | 43468.3971 | Any | Htl | New | CZ02 | Any | Cap-Tons | 156 | 0 | None | 45 | 0.0376 | 0 | 45 | 0.0376 | 0 | 0 | 0 | 0 | 0 | 0 | 0 | DEER:HVAC_Chillers | Annual | 2020
NE-HVAC-Chlr-WtrCldScrewChlr-75to149tons-0.675kwpton-0.441IPLV-VarSpd | DEER2020 | D20 v0 | 43468.3971 | Any | MBT | New | CZ02 | Any | Cap-Tons | 285 | 0 | None | 32.9 | 0.0243 | 0 | 32.9 | 0.0243 | 0 | 0 | 0 | 0 | 0 | 0 | 0 | DEER:HVAC_Chillers | Annual | 2020
NE-HVAC-Chlr-WtrCldScrewChlr-75to149tons-0.675kwpton-0.441IPLV-VarSpd | DEER2020 | D20 v0 | 43468.3971 | Any | Nrs | New | CZ02 | Any | Cap-Tons | 100 | 0 | None | 29.8 | 0.0344 | 0 | 29.8 | 0.0344 | 0 | 0 | 0 | 0 | 0 | 0 | 0 | DEER:HVAC_Chillers | Annual | 2020
NE-HVAC-Chlr-WtrCldScrewChlr-75to149tons-0.675kwpton-0.441IPLV-VarSpd | DEER2020 | D20 v0 | 43468.3971 | Any | OfL | New | CZ02 | Any | Cap-Tons | 364 | 0 | None | 29.9 | 0.018 | 0 | 29.9 | 0.018 | 0 | 0 | 0 | 0 | 0 | 0 | 0 | DEER:HVAC_Chillers | Annual | 2020
NE-HVAC-Chlr-WtrCldScrewChlr-75to149tons-0.675kwpton-0.441IPLV-VarSpd | DEER2020 | D20 v0 | 43468.3971 | Any | OfS | New | CZ02 | Any | Cap-Tons | 20.4 | 0 | None | 36.6 | 0.0232 | 0 | 36.6 | 0.0232 | 0 | 0 | 0 | 0 | 0 | 0 | 0 | DEER:HVAC_Chillers | Annual | 2020
NE-HVAC-Chlr-WtrCldScrewChlr-75to149tons-0.675kwpton-0.441IPLV-VarSpd | DEER2020 | D20 v0 | 43468.3971 | Any | Rt3 | New | CZ02 | Any | Cap-Tons | 227 | 0 | None | 38 | 0.0371 | 0 | 38 | 0.0371 | 0 | 0 | 0 | 0 | 0 | 0 | 0 | DEER:HVAC_Chillers | Annual | 2020
NE-HVAC-Chlr-WtrCldScrewChlr-75to149tons-0.675kwpton-0.441IPLV-VarSpd | DEER2020 | D20 v0 | 43468.3971 | Any | ECC | New | CZ03 | Any | Cap-Tons | 421 | 0 | None | 26.7 | 0.0195 | 0 | 26.7 | 0.0195 | 0 | 0 | 0 | 0 | 0 | 0 | 0 | DEER:HVAC_Chillers | Annual | 2020
NE-HVAC-Chlr-WtrCldScrewChlr-75to149tons-0.675kwpton-0.441IPLV-VarSpd | DEER2020 | D20 v0 | 43468.3971 | Any | ESe | New | CZ03 | Any | Cap-Tons | 214 | 0 | None | 16.9 | 0.0033 | 0 | 16.9 | 0.0033 | 0 | 0 | 0 | 0 | 0 | 0 | 0 | DEER:HVAC_Chillers | Annual | 2020
NE-HVAC-Chlr-WtrCldScrewChlr-75to149tons-0.675kwpton-0.441IPLV-VarSpd | DEER2020 | D20 v0 | 43468.3971 | Any | EUn | New | CZ03 | Any | Cap-Tons | 1490 | 0 | None | 21.2 | 0.0222 | 0 | 21.2 | 0.0222 | 0 | 0 | 0 | 0 | 0 | 0 | 0 | DEER:HVAC_Chillers | Annual | 2020
NE-HVAC-Chlr-WtrCldScrewChlr-75to149tons-0.675kwpton-0.441IPLV-VarSpd | DEER2020 | D20 v0 | 43468.3971 | Any | Hsp | New | CZ03 | Any | Cap-Tons | 582 | 0 | None | 11.2 | 0.0132 | 0 | 11.2 | 0.0132 | 0 | 0 | 0 | 0 | 0 | 0 | 0 | DEER:HVAC_Chillers | Annual | 2020
NE-HVAC-Chlr-WtrCldScrewChlr-75to149tons-0.675kwpton-0.441IPLV-VarSpd | DEER2020 | D20 v0 | 43468.3971 | Any | Htl | New | CZ03 | Any | Cap-Tons | 121 | 0 | None | 38.4 | 0.0282 | 0 | 38.4 | 0.0282 | 0 | 0 | 0 | 0 | 0 | 0 | 0 | DEER:HVAC_Chillers | Annual | 2020
NE-HVAC-Chlr-WtrCldScrewChlr-75to149tons-0.675kwpton-0.441IPLV-VarSpd | DEER2020 | D20 v0 | 43468.3971 | Any | MBT | New | CZ03 | Any | Cap-Tons | 221 | 0 | None | 30 | 0.0203 | 0 | 30 | 0.0203 | 0 | 0 | 0 | 0 | 0 | 0 | 0 | DEER:HVAC_Chillers | Annual | 2020
NE-HVAC-Chlr-WtrCldScrewChlr-75to149tons-0.675kwpton-0.441IPLV-VarSpd | DEER2020 | D20 v0 | 43468.3971 | Any | Nrs | New | CZ03 | Any | Cap-Tons | 77.9 | 0 | None | 17.3 | 0.0243 | 0 | 17.3 | 0.0243 | 0 | 0 | 0 | 0 | 0 | 0 | 0 | DEER:HVAC_Chillers | Annual | 2020
NE-HVAC-Chlr-WtrCldScrewChlr-75to149tons-0.675kwpton-0.441IPLV-VarSpd | DEER2020 | D20 v0 | 43468.3971 | Any | OfL | New | CZ03 | Any | Cap-Tons | 295 | 0 | None | 24.9 | 0.0144 | 0 | 24.9 | 0.0144 | 0 | 0 | 0 | 0 | 0 | 0 | 0 | DEER:HVAC_Chillers | Annual | 2020
NE-HVAC-Chlr-WtrCldScrewChlr-75to149tons-0.675kwpton-0.441IPLV-VarSpd | DEER2020 | D20 v0 | 43468.3971 | Any | OfS | New | CZ03 | Any | Cap-Tons | 17.3 | 0 | None | 28 | 0.0175 | 0 | 28 | 0.0175 | 0 | 0 | 0 | 0 | 0 | 0 | 0 | DEER:HVAC_Chillers | Annual | 2020
NE-HVAC-Chlr-WtrCldScrewChlr-75to149tons-0.675kwpton-0.441IPLV-VarSpd | DEER2020 | D20 v0 | 43468.3971 | Any | Rt3 | New | CZ03 | Any | Cap-Tons | 175 | 0 | None | 27.3 | 0.03 | 0 | 27.3 | 0.03 | 0 | 0 | 0 | 0 | 0 | 0 | 0 | DEER:HVAC_Chillers | Annual | 2020
NE-HVAC-Chlr-WtrCldScrewChlr-75to149tons-0.675kwpton-0.441IPLV-VarSpd | DEER2020 | D20 v0 | 43468.3971 | Any | ECC | New | CZ04 | Any | Cap-Tons | 542 | 0 | None | 38.9 | 0.0468 | 0 | 38.9 | 0.0468 | 0 | 0 | 0 | 0 | 0 | 0 | 0 | DEER:HVAC_Chillers | Annual | 2020
NE-HVAC-Chlr-WtrCldScrewChlr-75to149tons-0.675kwpton-0.441IPLV-VarSpd | DEER2020 | D20 v0 | 43468.3971 | Any | ESe | New | CZ04 | Any | Cap-Tons | 281 | 0 | None | 25.6 | 0.0237 | 0 | 25.6 | 0.0237 | 0 | 0 | 0 | 0 | 0 | 0 | 0 | DEER:HVAC_Chillers | Annual | 2020
NE-HVAC-Chlr-WtrCldScrewChlr-75to149tons-0.675kwpton-0.441IPLV-VarSpd | DEER2020 | D20 v0 | 43468.3971 | Any | EUn | New | CZ04 | Any | Cap-Tons | 1880 | 0 | None | 33.6 | 0.0384 | 0 | 33.6 | 0.0384 | 0 | 0 | 0 | 0 | 0 | 0 | 0 | DEER:HVAC_Chillers | Annual | 2020
NE-HVAC-Chlr-WtrCldScrewChlr-75to149tons-0.675kwpton-0.441IPLV-VarSpd | DEER2020 | D20 v0 | 43468.3971 | Any | Hsp | New | CZ04 | Any | Cap-Tons | 848 | 0 | None | 17.2 | 0.014 | 0 | 17.2 | 0.014 | 0 | 0 | 0 | 0 | 0 | 0 | 0 | DEER:HVAC_Chillers | Annual | 2020
NE-HVAC-Chlr-WtrCldScrewChlr-75to149tons-0.675kwpton-0.441IPLV-VarSpd | DEER2020 | D20 v0 | 43468.3971 | Any | Htl | New | CZ04 | Any | Cap-Tons | 163 | 0 | None | 49.4 | 0.0311 | 0 | 49.4 | 0.0311 | 0 | 0 | 0 | 0 | 0 | 0 | 0 | DEER:HVAC_Chillers | Annual | 2020
NE-HVAC-Chlr-WtrCldScrewChlr-75to149tons-0.675kwpton-0.441IPLV-VarSpd | DEER2020 | D20 v0 | 43468.3971 | Any | MBT | New | CZ04 | Any | Cap-Tons | 277 | 0 | None | 39 | 0.0232 | 0 | 39 | 0.0232 | 0 | 0 | 0 | 0 | 0 | 0 | 0 | DEER:HVAC_Chillers | Annual | 2020
NE-HVAC-Chlr-WtrCldScrewChlr-75to149tons-0.675kwpton-0.441IPLV-VarSpd | DEER2020 | D20 v0 | 43468.3971 | Any | Nrs | New | CZ04 | Any | Cap-Tons | 95.6 | 0 | None | 36.2 | 0.0322 | 0 | 36.2 | 0.0322 | 0 | 0 | 0 | 0 | 0 | 0 | 0 | DEER:HVAC_Chillers | Annual | 2020
NE-HVAC-Chlr-WtrCldScrewChlr-75to149tons-0.675kwpton-0.441IPLV-VarSpd | DEER2020 | D20 v0 | 43468.3971 | Any | OfL | New | CZ04 | Any | Cap-Tons | 354 | 0 | None | 35.3 | 0.0153 | 0 | 35.3 | 0.0153 | 0 | 0 | 0 | 0 | 0 | 0 | 0 | DEER:HVAC_Chillers | Annual | 2020
NE-HVAC-Chlr-WtrCldScrewChlr-75to149tons-0.675kwpton-0.441IPLV-VarSpd | DEER2020 | D20 v0 | 43468.3971 | Any | OfS | New | CZ04 | Any | Cap-Tons | 20.9 | 0 | None | 37.5 | 0.017 | 0 | 37.5 | 0.017 | 0 | 0 | 0 | 0 | 0 | 0 | 0 | DEER:HVAC_Chillers | Annual | 2020
NE-HVAC-Chlr-WtrCldScrewChlr-75to149tons-0.675kwpton-0.441IPLV-VarSpd | DEER2020 | D20 v0 | 43468.3971 | Any | Rt3 | New | CZ04 | Any | Cap-Tons | 226 | 0 | None | 43.3 | 0.0362 | 0 | 43.3 | 0.0362 | 0 | 0 | 0 | 0 | 0 | 0 | 0 | DEER:HVAC_Chillers | Annual | 2020
NE-HVAC-Chlr-WtrCldScrewChlr-75to149tons-0.675kwpton-0.441IPLV-VarSpd | DEER2020 | D20 v0 | 43468.3971 | Any | ECC | New | CZ05 | Any | Cap-Tons | 360 | 0 | None | 32.1 | 0.0299 | 0 | 32.1 | 0.0299 | 0 | 0 | 0 | 0 | 0 | 0 | 0 | DEER:HVAC_Chillers | Annual | 2020
NE-HVAC-Chlr-WtrCldScrewChlr-75to149tons-0.675kwpton-0.441IPLV-VarSpd | DEER2020 | D20 v0 | 43468.3971 | Any | ESe | New | CZ05 | Any | Cap-Tons | 180 | 0 | None | 23.1 | 0.0157 | 0 | 23.1 | 0.0157 | 0 | 0 | 0 | 0 | 0 | 0 | 0 | DEER:HVAC_Chillers | Annual | 2020
NE-HVAC-Chlr-WtrCldScrewChlr-75to149tons-0.675kwpton-0.441IPLV-VarSpd | DEER2020 | D20 v0 | 43468.3971 | Any | EUn | New | CZ05 | Any | Cap-Tons | 1300 | 0 | None | 24.6 | 0.0247 | 0 | 24.6 | 0.0247 | 0 | 0 | 0 | 0 | 0 | 0 | 0 | DEER:HVAC_Chillers | Annual | 2020
NE-HVAC-Chlr-WtrCldScrewChlr-75to149tons-0.675kwpton-0.441IPLV-VarSpd | DEER2020 | D20 v0 | 43468.3971 | Any | Hsp | New | CZ05 | Any | Cap-Tons | 670 | 0 | None | 9.3 | 0.0078 | 0 | 9.3 | 0.0078 | 0 | 0 | 0 | 0 | 0 | 0 | 0 | DEER:HVAC_Chillers | Annual | 2020
NE-HVAC-Chlr-WtrCldScrewChlr-75to149tons-0.675kwpton-0.441IPLV-VarSpd | DEER2020 | D20 v0 | 43468.3971 | Any | Htl | New | CZ05 | Any | Cap-Tons | 102 | 0 | None | 44 | 0.0215 | 0 | 44 | 0.0215 | 0 | 0 | 0 | 0 | 0 | 0 | 0 | DEER:HVAC_Chillers | Annual | 2020
NE-HVAC-Chlr-WtrCldScrewChlr-75to149tons-0.675kwpton-0.441IPLV-VarSpd | DEER2020 | D20 v0 | 43468.3971 | Any | MBT | New | CZ05 | Any | Cap-Tons | 215 | 0 | None | 33 | 0.0154 | 0 | 33 | 0.0154 | 0 | 0 | 0 | 0 | 0 | 0 | 0 | DEER:HVAC_Chillers | Annual | 2020
NE-HVAC-Chlr-WtrCldScrewChlr-75to149tons-0.675kwpton-0.441IPLV-VarSpd | DEER2020 | D20 v0 | 43468.3971 | Any | Nrs | New | CZ05 | Any | Cap-Tons | 77.4 | 0 | None | 16.6 | 0.0154 | 0 | 16.6 | 0.0154 | 0 | 0 | 0 | 0 | 0 | 0 | 0 | DEER:HVAC_Chillers | Annual | 2020
NE-HVAC-Chlr-WtrCldScrewChlr-75to149tons-0.675kwpton-0.441IPLV-VarSpd | DEER2020 | D20 v0 | 43468.3971 | Any | OfL | New | CZ05 | Any | Cap-Tons | 289 | 0 | None | 27.9 | 0.0111 | 0 | 27.9 | 0.0111 | 0 | 0 | 0 | 0 | 0 | 0 | 0 | DEER:HVAC_Chillers | Annual | 2020
NE-HVAC-Chlr-WtrCldScrewChlr-75to149tons-0.675kwpton-0.441IPLV-VarSpd | DEER2020 | D20 v0 | 43468.3971 | Any | OfS | New | CZ05 | Any | Cap-Tons | 15.2 | 0 | None | 32.9 | 0.0127 | 0 | 32.9 | 0.0127 | 0 | 0 | 0 | 0 | 0 | 0 | 0 | DEER:HVAC_Chillers | Annual | 2020
NE-HVAC-Chlr-WtrCldScrewChlr-75to149tons-0.675kwpton-0.441IPLV-VarSpd | DEER2020 | D20 v0 | 43468.3971 | Any | Rt3 | New | CZ05 | Any | Cap-Tons | 166 | 0 | None | 28.1 | 0.0197 | 0 | 28.1 | 0.0197 | 0 | 0 | 0 | 0 | 0 | 0 | 0 | DEER:HVAC_Chillers | Annual | 2020
NE-HVAC-Chlr-WtrCldScrewChlr-75to149tons-0.675kwpton-0.441IPLV-VarSpd | DEER2020 | D20 v0 | 43468.3971 | Any | ECC | New | CZ06 | Any | Cap-Tons | 585 | 0 | None | 47.4 | 0.0397 | 0 | 47.4 | 0.0397 | 0 | 0 | 0 | 0 | 0 | 0 | 0 | DEER:HVAC_Chillers | Annual | 2020
NE-HVAC-Chlr-WtrCldScrewChlr-75to149tons-0.675kwpton-0.441IPLV-VarSpd | DEER2020 | D20 v0 | 43468.3971 | Any | ESe | New | CZ06 | Any | Cap-Tons | 318 | 0 | None | 28.3 | 0.0177 | 0 | 28.3 | 0.0177 | 0 | 0 | 0 | 0 | 0 | 0 | 0 | DEER:HVAC_Chillers | Annual | 2020
NE-HVAC-Chlr-WtrCldScrewChlr-75to149tons-0.675kwpton-0.441IPLV-VarSpd | DEER2020 | D20 v0 | 43468.3971 | Any | EUn | New | CZ06 | Any | Cap-Tons | 1960 | 0 | None | 38.1 | 0.0365 | 0 | 38.1 | 0.0365 | 0 | 0 | 0 | 0 | 0 | 0 | 0 | DEER:HVAC_Chillers | Annual | 2020
NE-HVAC-Chlr-WtrCldScrewChlr-75to149tons-0.675kwpton-0.441IPLV-VarSpd | DEER2020 | D20 v0 | 43468.3971 | Any | Hsp | New | CZ06 | Any | Cap-Tons | 876 | 0 | None | 21.6 | 0.0129 | 0 | 21.6 | 0.0129 | 0 | 0 | 0 | 0 | 0 | 0 | 0 | DEER:HVAC_Chillers | Annual | 2020
NE-HVAC-Chlr-WtrCldScrewChlr-75to149tons-0.675kwpton-0.441IPLV-VarSpd | DEER2020 | D20 v0 | 43468.3971 | Any | Htl | New | CZ06 | Any | Cap-Tons | 154 | 0 | None | 60.8 | 0.0296 | 0 | 60.8 | 0.0296 | 0 | 0 | 0 | 0 | 0 | 0 | 0 | DEER:HVAC_Chillers | Annual | 2020
NE-HVAC-Chlr-WtrCldScrewChlr-75to149tons-0.675kwpton-0.441IPLV-VarSpd | DEER2020 | D20 v0 | 43468.3971 | Any | MBT | New | CZ06 | Any | Cap-Tons | 298 | 0 | None | 49.5 | 0.0208 | 0 | 49.5 | 0.0208 | 0 | 0 | 0 | 0 | 0 | 0 | 0 | DEER:HVAC_Chillers | Annual | 2020
NE-HVAC-Chlr-WtrCldScrewChlr-75to149tons-0.675kwpton-0.441IPLV-VarSpd | DEER2020 | D20 v0 | 43468.3971 | Any | Nrs | New | CZ06 | Any | Cap-Tons | 102 | 0 | None | 39.8 | 0.0266 | 0 | 39.8 | 0.0266 | 0 | 0 | 0 | 0 | 0 | 0 | 0 | DEER:HVAC_Chillers | Annual | 2020
NE-HVAC-Chlr-WtrCldScrewChlr-75to149tons-0.675kwpton-0.441IPLV-VarSpd | DEER2020 | D20 v0 | 43468.3971 | Any | OfL | New | CZ06 | Any | Cap-Tons | 369 | 0 | None | 45.8 | 0.0132 | 0 | 45.8 | 0.0132 | 0 | 0 | 0 | 0 | 0 | 0 | 0 | DEER:HVAC_Chillers | Annual | 2020
NE-HVAC-Chlr-WtrCldScrewChlr-75to149tons-0.675kwpton-0.441IPLV-VarSpd | DEER2020 | D20 v0 | 43468.3971 | Any | OfS | New | CZ06 | Any | Cap-Tons | 21.8 | 0 | None | 48.4 | 0.0156 | 0 | 48.4 | 0.0156 | 0 | 0 | 0 | 0 | 0 | 0 | 0 | DEER:HVAC_Chillers | Annual | 2020
NE-HVAC-Chlr-WtrCldScrewChlr-75to149tons-0.675kwpton-0.441IPLV-VarSpd | DEER2020 | D20 v0 | 43468.3971 | Any | Rt3 | New | CZ06 | Any | Cap-Tons | 233 | 0 | None | 52.9 | 0.0353 | 0 | 52.9 | 0.0353 | 0 | 0 | 0 | 0 | 0 | 0 | 0 | DEER:HVAC_Chillers | Annual | 2020
NE-HVAC-Chlr-WtrCldScrewChlr-75to149tons-0.675kwpton-0.441IPLV-VarSpd | DEER2020 | D20 v0 | 43468.3971 | Any | ECC | New | CZ07 | Any | Cap-Tons | 555 | 0 | None | 47.3 | 0.039 | 0 | 47.3 | 0.039 | 0 | 0 | 0 | 0 | 0 | 0 | 0 | DEER:HVAC_Chillers | Annual | 2020
NE-HVAC-Chlr-WtrCldScrewChlr-75to149tons-0.675kwpton-0.441IPLV-VarSpd | DEER2020 | D20 v0 | 43468.3971 | Any | ESe | New | CZ07 | Any | Cap-Tons | 303 | 0 | None | 28 | 0.0167 | 0 | 28 | 0.0167 | 0 | 0 | 0 | 0 | 0 | 0 | 0 | DEER:HVAC_Chillers | Annual | 2020
NE-HVAC-Chlr-WtrCldScrewChlr-75to149tons-0.675kwpton-0.441IPLV-VarSpd | DEER2020 | D20 v0 | 43468.3971 | Any | EUn | New | CZ07 | Any | Cap-Tons | 1900 | 0 | None | 35.4 | 0.0331 | 0 | 35.4 | 0.0331 | 0 | 0 | 0 | 0 | 0 | 0 | 0 | DEER:HVAC_Chillers | Annual | 2020
NE-HVAC-Chlr-WtrCldScrewChlr-75to149tons-0.675kwpton-0.441IPLV-VarSpd | DEER2020 | D20 v0 | 43468.3971 | Any | Hsp | New | CZ07 | Any | Cap-Tons | 909 | 0 | None | 20.9 | 0.0106 | 0 | 20.9 | 0.0106 | 0 | 0 | 0 | 0 | 0 | 0 | 0 | DEER:HVAC_Chillers | Annual | 2020
NE-HVAC-Chlr-WtrCldScrewChlr-75to149tons-0.675kwpton-0.441IPLV-VarSpd | DEER2020 | D20 v0 | 43468.3971 | Any | Htl | New | CZ07 | Any | Cap-Tons | 141 | 0 | None | 64.5 | 0.0262 | 0 | 64.5 | 0.0262 | 0 | 0 | 0 | 0 | 0 | 0 | 0 | DEER:HVAC_Chillers | Annual | 2020
NE-HVAC-Chlr-WtrCldScrewChlr-75to149tons-0.675kwpton-0.441IPLV-VarSpd | DEER2020 | D20 v0 | 43468.3971 | Any | MBT | New | CZ07 | Any | Cap-Tons | 297 | 0 | None | 45.4 | 0.018 | 0 | 45.4 | 0.018 | 0 | 0 | 0 | 0 | 0 | 0 | 0 | DEER:HVAC_Chillers | Annual | 2020
NE-HVAC-Chlr-WtrCldScrewChlr-75to149tons-0.675kwpton-0.441IPLV-VarSpd | DEER2020 | D20 v0 | 43468.3971 | Any | Nrs | New | CZ07 | Any | Cap-Tons | 104 | 0 | None | 36.3 | 0.0208 | 0 | 36.3 | 0.0208 | 0 | 0 | 0 | 0 | 0 | 0 | 0 | DEER:HVAC_Chillers | Annual | 2020
NE-HVAC-Chlr-WtrCldScrewChlr-75to149tons-0.675kwpton-0.441IPLV-VarSpd | DEER2020 | D20 v0 | 43468.3971 | Any | OfL | New | CZ07 | Any | Cap-Tons | 357 | 0 | None | 42.4 | 0.0122 | 0 | 42.4 | 0.0122 | 0 | 0 | 0 | 0 | 0 | 0 | 0 | DEER:HVAC_Chillers | Annual | 2020
NE-HVAC-Chlr-WtrCldScrewChlr-75to149tons-0.675kwpton-0.441IPLV-VarSpd | DEER2020 | D20 v0 | 43468.3971 | Any | OfS | New | CZ07 | Any | Cap-Tons | 20.8 | 0 | None | 47.2 | 0.0142 | 0 | 47.2 | 0.0142 | 0 | 0 | 0 | 0 | 0 | 0 | 0 | DEER:HVAC_Chillers | Annual | 2020
NE-HVAC-Chlr-WtrCldScrewChlr-75to149tons-0.675kwpton-0.441IPLV-VarSpd | DEER2020 | D20 v0 | 43468.3971 | Any | Rt3 | New | CZ07 | Any | Cap-Tons | 234 | 0 | None | 49.6 | 0.0313 | 0 | 49.6 | 0.0313 | 0 | 0 | 0 | 0 | 0 | 0 | 0 | DEER:HVAC_Chillers | Annual | 2020
NE-HVAC-Chlr-WtrCldScrewChlr-75to149tons-0.675kwpton-0.441IPLV-VarSpd | DEER2020 | D20 v0 | 43468.3971 | Any | ECC | New | CZ08 | Any | Cap-Tons | 641 | 0 | None | 50 | 0.0331 | 0 | 50 | 0.0331 | 0 | 0 | 0 | 0 | 0 | 0 | 0 | DEER:HVAC_Chillers | Annual | 2020
NE-HVAC-Chlr-WtrCldScrewChlr-75to149tons-0.675kwpton-0.441IPLV-VarSpd | DEER2020 | D20 v0 | 43468.3971 | Any | ESe | New | CZ08 | Any | Cap-Tons | 344 | 0 | None | 32 | 0.0155 | 0 | 32 | 0.0155 | 0 | 0 | 0 | 0 | 0 | 0 | 0 | DEER:HVAC_Chillers | Annual | 2020
NE-HVAC-Chlr-WtrCldScrewChlr-75to149tons-0.675kwpton-0.441IPLV-VarSpd | DEER2020 | D20 v0 | 43468.3971 | Any | EUn | New | CZ08 | Any | Cap-Tons | 2190 | 0 | None | 40.1 | 0.0304 | 0 | 40.1 | 0.0304 | 0 | 0 | 0 | 0 | 0 | 0 | 0 | DEER:HVAC_Chillers | Annual | 2020
NE-HVAC-Chlr-WtrCldScrewChlr-75to149tons-0.675kwpton-0.441IPLV-VarSpd | DEER2020 | D20 v0 | 43468.3971 | Any | Hsp | New | CZ08 | Any | Cap-Tons | 945 | 0 | None | 24 | 0.0111 | 0 | 24 | 0.0111 | 0 | 0 | 0 | 0 | 0 | 0 | 0 | DEER:HVAC_Chillers | Annual | 2020
NE-HVAC-Chlr-WtrCldScrewChlr-75to149tons-0.675kwpton-0.441IPLV-VarSpd | DEER2020 | D20 v0 | 43468.3971 | Any | Htl | New | CZ08 | Any | Cap-Tons | 165 | 0 | None | 66.6 | 0.0269 | 0 | 66.6 | 0.0269 | 0 | 0 | 0 | 0 | 0 | 0 | 0 | DEER:HVAC_Chillers | Annual | 2020
NE-HVAC-Chlr-WtrCldScrewChlr-75to149tons-0.675kwpton-0.441IPLV-VarSpd | DEER2020 | D20 v0 | 43468.3971 | Any | MBT | New | CZ08 | Any | Cap-Tons | 332 | 0 | None | 49.2 | 0.0177 | 0 | 49.2 | 0.0177 | 0 | 0 | 0 | 0 | 0 | 0 | 0 | DEER:HVAC_Chillers | Annual | 2020
NE-HVAC-Chlr-WtrCldScrewChlr-75to149tons-0.675kwpton-0.441IPLV-VarSpd | DEER2020 | D20 v0 | 43468.3971 | Any | Nrs | New | CZ08 | Any | Cap-Tons | 113 | 0 | None | 47.1 | 0.0241 | 0 | 47.1 | 0.0241 | 0 | 0 | 0 | 0 | 0 | 0 | 0 | DEER:HVAC_Chillers | Annual | 2020
NE-HVAC-Chlr-WtrCldScrewChlr-75to149tons-0.675kwpton-0.441IPLV-VarSpd | DEER2020 | D20 v0 | 43468.3971 | Any | OfL | New | CZ08 | Any | Cap-Tons | 406 | 0 | None | 45.3 | 0.012 | 0 | 45.3 | 0.012 | 0 | 0 | 0 | 0 | 0 | 0 | 0 | DEER:HVAC_Chillers | Annual | 2020
NE-HVAC-Chlr-WtrCldScrewChlr-75to149tons-0.675kwpton-0.441IPLV-VarSpd | DEER2020 | D20 v0 | 43468.3971 | Any | OfS | New | CZ08 | Any | Cap-Tons | 22.8 | 0 | None | 52.3 | 0.0136 | 0 | 52.3 | 0.0136 | 0 | 0 | 0 | 0 | 0 | 0 | 0 | DEER:HVAC_Chillers | Annual | 2020
NE-HVAC-Chlr-WtrCldScrewChlr-75to149tons-0.675kwpton-0.441IPLV-VarSpd | DEER2020 | D20 v0 | 43468.3971 | Any | Rt3 | New | CZ08 | Any | Cap-Tons | 265 | 0 | None | 55.8 | 0.0291 | 0 | 55.8 | 0.0291 | 0 | 0 | 0 | 0 | 0 | 0 | 0 | DEER:HVAC_Chillers | Annual | 2020
NE-HVAC-Chlr-WtrCldScrewChlr-75to149tons-0.675kwpton-0.441IPLV-VarSpd | DEER2020 | D20 v0 | 43468.3971 | Any | ECC | New | CZ09 | Any | Cap-Tons | 772 | 0 | None | 42.5 | 0.0453 | 0 | 42.5 | 0.0453 | 0 | 0 | 0 | 0 | 0 | 0 | 0 | DEER:HVAC_Chillers | Annual | 2020
NE-HVAC-Chlr-WtrCldScrewChlr-75to149tons-0.675kwpton-0.441IPLV-VarSpd | DEER2020 | D20 v0 | 43468.3971 | Any | ESe | New | CZ09 | Any | Cap-Tons | 409 | 0 | None | 28.1 | 0.0236 | 0 | 28.1 | 0.0236 | 0 | 0 | 0 | 0 | 0 | 0 | 0 | DEER:HVAC_Chillers | Annual | 2020
NE-HVAC-Chlr-WtrCldScrewChlr-75to149tons-0.675kwpton-0.441IPLV-VarSpd | DEER2020 | D20 v0 | 43468.3971 | Any | EUn | New | CZ09 | Any | Cap-Tons | 2540 | 0 | None | 35.1 | 0.0384 | 0 | 35.1 | 0.0384 | 0 | 0 | 0 | 0 | 0 | 0 | 0 | DEER:HVAC_Chillers | Annual | 2020
NE-HVAC-Chlr-WtrCldScrewChlr-75to149tons-0.675kwpton-0.441IPLV-VarSpd | DEER2020 | D20 v0 | 43468.3971 | Any | Hsp | New | CZ09 | Any | Cap-Tons | 1080 | 0 | None | 21.7 | 0.0145 | 0 | 21.7 | 0.0145 | 0 | 0 | 0 | 0 | 0 | 0 | 0 | DEER:HVAC_Chillers | Annual | 2020
NE-HVAC-Chlr-WtrCldScrewChlr-75to149tons-0.675kwpton-0.441IPLV-VarSpd | DEER2020 | D20 v0 | 43468.3971 | Any | Htl | New | CZ09 | Any | Cap-Tons | 216 | 0 | None | 54.5 | 0.0312 | 0 | 54.5 | 0.0312 | 0 | 0 | 0 | 0 | 0 | 0 | 0 | DEER:HVAC_Chillers | Annual | 2020
NE-HVAC-Chlr-WtrCldScrewChlr-75to149tons-0.675kwpton-0.441IPLV-VarSpd | DEER2020 | D20 v0 | 43468.3971 | Any | MBT | New | CZ09 | Any | Cap-Tons | 377 | 0 | None | 43.5 | 0.024 | 0 | 43.5 | 0.024 | 0 | 0 | 0 | 0 | 0 | 0 | 0 | DEER:HVAC_Chillers | Annual | 2020
NE-HVAC-Chlr-WtrCldScrewChlr-75to149tons-0.675kwpton-0.441IPLV-VarSpd | DEER2020 | D20 v0 | 43468.3971 | Any | Nrs | New | CZ09 | Any | Cap-Tons | 129 | 0 | None | 44.6 | 0.03 | 0 | 44.6 | 0.03 | 0 | 0 | 0 | 0 | 0 | 0 | 0 | DEER:HVAC_Chillers | Annual | 2020
NE-HVAC-Chlr-WtrCldScrewChlr-75to149tons-0.675kwpton-0.441IPLV-VarSpd | DEER2020 | D20 v0 | 43468.3971 | Any | OfL | New | CZ09 | Any | Cap-Tons | 476 | 0 | None | 38.5 | 0.0142 | 0 | 38.5 | 0.0142 | 0 | 0 | 0 | 0 | 0 | 0 | 0 | DEER:HVAC_Chillers | Annual | 2020
NE-HVAC-Chlr-WtrCldScrewChlr-75to149tons-0.675kwpton-0.441IPLV-VarSpd | DEER2020 | D20 v0 | 43468.3971 | Any | OfS | New | CZ09 | Any | Cap-Tons | 27.1 | 0 | None | 47.5 | 0.0184 | 0 | 47.5 | 0.0184 | 0 | 0 | 0 | 0 | 0 | 0 | 0 | DEER:HVAC_Chillers | Annual | 2020
NE-HVAC-Chlr-WtrCldScrewChlr-75to149tons-0.675kwpton-0.441IPLV-VarSpd | DEER2020 | D20 v0 | 43468.3971 | Any | Rt3 | New | CZ09 | Any | Cap-Tons | 322 | 0 | None | 46.8 | 0.0354 | 0 | 46.8 | 0.0354 | 0 | 0 | 0 | 0 | 0 | 0 | 0 | DEER:HVAC_Chillers | Annual | 2020
NE-HVAC-Chlr-WtrCldScrewChlr-75to149tons-0.675kwpton-0.441IPLV-VarSpd | DEER2020 | D20 v0 | 43468.3971 | Any | ECC | New | CZ10 | Any | Cap-Tons | 687 | 0 | None | 49.3 | 0.0441 | 0 | 49.3 | 0.0441 | 0 | 0 | 0 | 0 | 0 | 0 | 0 | DEER:HVAC_Chillers | Annual | 2020
NE-HVAC-Chlr-WtrCldScrewChlr-75to149tons-0.675kwpton-0.441IPLV-VarSpd | DEER2020 | D20 v0 | 43468.3971 | Any | ESe | New | CZ10 | Any | Cap-Tons | 360 | 0 | None | 33.5 | 0.023 | 0 | 33.5 | 0.023 | 0 | 0 | 0 | 0 | 0 | 0 | 0 | DEER:HVAC_Chillers | Annual | 2020
NE-HVAC-Chlr-WtrCldScrewChlr-75to149tons-0.675kwpton-0.441IPLV-VarSpd | DEER2020 | D20 v0 | 43468.3971 | Any | EUn | New | CZ10 | Any | Cap-Tons | 2330 | 0 | None | 41.6 | 0.0382 | 0 | 41.6 | 0.0382 | 0 | 0 | 0 | 0 | 0 | 0 | 0 | DEER:HVAC_Chillers | Annual | 2020
NE-HVAC-Chlr-WtrCldScrewChlr-75to149tons-0.675kwpton-0.441IPLV-VarSpd | DEER2020 | D20 v0 | 43468.3971 | Any | Hsp | New | CZ10 | Any | Cap-Tons | 992 | 0 | None | 24.6 | 0.0147 | 0 | 24.6 | 0.0147 | 0 | 0 | 0 | 0 | 0 | 0 | 0 | DEER:HVAC_Chillers | Annual | 2020
NE-HVAC-Chlr-WtrCldScrewChlr-75to149tons-0.675kwpton-0.441IPLV-VarSpd | DEER2020 | D20 v0 | 43468.3971 | Any | Htl | New | CZ10 | Any | Cap-Tons | 194 | 0 | None | 62.2 | 0.0322 | 0 | 62.2 | 0.0322 | 0 | 0 | 0 | 0 | 0 | 0 | 0 | DEER:HVAC_Chillers | Annual | 2020
NE-HVAC-Chlr-WtrCldScrewChlr-75to149tons-0.675kwpton-0.441IPLV-VarSpd | DEER2020 | D20 v0 | 43468.3971 | Any | MBT | New | CZ10 | Any | Cap-Tons | 338 | 0 | None | 49.1 | 0.0228 | 0 | 49.1 | 0.0228 | 0 | 0 | 0 | 0 | 0 | 0 | 0 | DEER:HVAC_Chillers | Annual | 2020
NE-HVAC-Chlr-WtrCldScrewChlr-75to149tons-0.675kwpton-0.441IPLV-VarSpd | DEER2020 | D20 v0 | 43468.3971 | Any | Nrs | New | CZ10 | Any | Cap-Tons | 115 | 0 | None | 53.6 | 0.0342 | 0 | 53.6 | 0.0342 | 0 | 0 | 0 | 0 | 0 | 0 | 0 | DEER:HVAC_Chillers | Annual | 2020
NE-HVAC-Chlr-WtrCldScrewChlr-75to149tons-0.675kwpton-0.441IPLV-VarSpd | DEER2020 | D20 v0 | 43468.3971 | Any | OfL | New | CZ10 | Any | Cap-Tons | 422 | 0 | None | 44.3 | 0.0144 | 0 | 44.3 | 0.0144 | 0 | 0 | 0 | 0 | 0 | 0 | 0 | DEER:HVAC_Chillers | Annual | 2020
NE-HVAC-Chlr-WtrCldScrewChlr-75to149tons-0.675kwpton-0.441IPLV-VarSpd | DEER2020 | D20 v0 | 43468.3971 | Any | OfS | New | CZ10 | Any | Cap-Tons | 24.6 | 0 | None | 51 | 0.018 | 0 | 51 | 0.018 | 0 | 0 | 0 | 0 | 0 | 0 | 0 | DEER:HVAC_Chillers | Annual | 2020
NE-HVAC-Chlr-WtrCldScrewChlr-75to149tons-0.675kwpton-0.441IPLV-VarSpd | DEER2020 | D20 v0 | 43468.3971 | Any | Rt3 | New | CZ10 | Any | Cap-Tons | 280 | 0 | None | 56.1 | 0.0365 | 0 | 56.1 | 0.0365 | 0 | 0 | 0 | 0 | 0 | 0 | 0 | DEER:HVAC_Chillers | Annual | 2020
NE-HVAC-Chlr-WtrCldScrewChlr-75to149tons-0.675kwpton-0.441IPLV-VarSpd | DEER2020 | D20 v0 | 43468.3971 | Any | ECC | New | CZ11 | Any | Cap-Tons | 635 | 0 | None | 50 | 0.0282 | 0 | 50 | 0.0282 | 0 | 0 | 0 | 0 | 0 | 0 | 0 | DEER:HVAC_Chillers | Annual | 2020
NE-HVAC-Chlr-WtrCldScrewChlr-75to149tons-0.675kwpton-0.441IPLV-VarSpd | DEER2020 | D20 v0 | 43468.3971 | Any | ESe | New | CZ11 | Any | Cap-Tons | 330 | 0 | None | 31.9 | 0.0105 | 0 | 31.9 | 0.0105 | 0 | 0 | 0 | 0 | 0 | 0 | 0 | DEER:HVAC_Chillers | Annual | 2020
NE-HVAC-Chlr-WtrCldScrewChlr-75to149tons-0.675kwpton-0.441IPLV-VarSpd | DEER2020 | D20 v0 | 43468.3971 | Any | EUn | New | CZ11 | Any | Cap-Tons | 2120 | 0 | None | 46.6 | 0.034 | 0 | 46.6 | 0.034 | 0 | 0 | 0 | 0 | 0 | 0 | 0 | DEER:HVAC_Chillers | Annual | 2020
NE-HVAC-Chlr-WtrCldScrewChlr-75to149tons-0.675kwpton-0.441IPLV-VarSpd | DEER2020 | D20 v0 | 43468.3971 | Any | Hsp | New | CZ11 | Any | Cap-Tons | 968 | 0 | None | 25.8 | 0.0157 | 0 | 25.8 | 0.0157 | 0 | 0 | 0 | 0 | 0 | 0 | 0 | DEER:HVAC_Chillers | Annual | 2020
NE-HVAC-Chlr-WtrCldScrewChlr-75to149tons-0.675kwpton-0.441IPLV-VarSpd | DEER2020 | D20 v0 | 43468.3971 | Any | Htl | New | CZ11 | Any | Cap-Tons | 202 | 0 | None | 61.9 | 0.0349 | 0 | 61.9 | 0.0349 | 0 | 0 | 0 | 0 | 0 | 0 | 0 | DEER:HVAC_Chillers | Annual | 2020
NE-HVAC-Chlr-WtrCldScrewChlr-75to149tons-0.675kwpton-0.441IPLV-VarSpd | DEER2020 | D20 v0 | 43468.3971 | Any | MBT | New | CZ11 | Any | Cap-Tons | 346 | 0 | None | 43.6 | 0.0243 | 0 | 43.6 | 0.0243 | 0 | 0 | 0 | 0 | 0 | 0 | 0 | DEER:HVAC_Chillers | Annual | 2020
NE-HVAC-Chlr-WtrCldScrewChlr-75to149tons-0.675kwpton-0.441IPLV-VarSpd | DEER2020 | D20 v0 | 43468.3971 | Any | Nrs | New | CZ11 | Any | Cap-Tons | 118 | 0 | None | 58 | 0.0382 | 0 | 58 | 0.0382 | 0 | 0 | 0 | 0 | 0 | 0 | 0 | DEER:HVAC_Chillers | Annual | 2020
NE-HVAC-Chlr-WtrCldScrewChlr-75to149tons-0.675kwpton-0.441IPLV-VarSpd | DEER2020 | D20 v0 | 43468.3971 | Any | OfL | New | CZ11 | Any | Cap-Tons | 425 | 0 | None | 40.9 | 0.0188 | 0 | 40.9 | 0.0188 | 0 | 0 | 0 | 0 | 0 | 0 | 0 | DEER:HVAC_Chillers | Annual | 2020
NE-HVAC-Chlr-WtrCldScrewChlr-75to149tons-0.675kwpton-0.441IPLV-VarSpd | DEER2020 | D20 v0 | 43468.3971 | Any | OfS | New | CZ11 | Any | Cap-Tons | 25 | 0 | None | 48.4 | 0.0234 | 0 | 48.4 | 0.0234 | 0 | 0 | 0 | 0 | 0 | 0 | 0 | DEER:HVAC_Chillers | Annual | 2020
NE-HVAC-Chlr-WtrCldScrewChlr-75to149tons-0.675kwpton-0.441IPLV-VarSpd | DEER2020 | D20 v0 | 43468.3971 | Any | Rt3 | New | CZ11 | Any | Cap-Tons | 279 | 0 | None | 51.2 | 0.0313 | 0 | 51.2 | 0.0313 | 0 | 0 | 0 | 0 | 0 | 0 | 0 | DEER:HVAC_Chillers | Annual | 2020
NE-HVAC-Chlr-WtrCldScrewChlr-75to149tons-0.675kwpton-0.441IPLV-VarSpd | DEER2020 | D20 v0 | 43468.3971 | Any | ECC | New | CZ12 | Any | Cap-Tons | 576 | 0 | None | 46 | 0.0309 | 0 | 46 | 0.0309 | 0 | 0 | 0 | 0 | 0 | 0 | 0 | DEER:HVAC_Chillers | Annual | 2020
NE-HVAC-Chlr-WtrCldScrewChlr-75to149tons-0.675kwpton-0.441IPLV-VarSpd | DEER2020 | D20 v0 | 43468.3971 | Any | ESe | New | CZ12 | Any | Cap-Tons | 301 | 0 | None | 29.9 | 0.0106 | 0 | 29.9 | 0.0106 | 0 | 0 | 0 | 0 | 0 | 0 | 0 | DEER:HVAC_Chillers | Annual | 2020
NE-HVAC-Chlr-WtrCldScrewChlr-75to149tons-0.675kwpton-0.441IPLV-VarSpd | DEER2020 | D20 v0 | 43468.3971 | Any | EUn | New | CZ12 | Any | Cap-Tons | 1980 | 0 | None | 40.5 | 0.0353 | 0 | 40.5 | 0.0353 | 0 | 0 | 0 | 0 | 0 | 0 | 0 | DEER:HVAC_Chillers | Annual | 2020
NE-HVAC-Chlr-WtrCldScrewChlr-75to149tons-0.675kwpton-0.441IPLV-VarSpd | DEER2020 | D20 v0 | 43468.3971 | Any | Hsp | New | CZ12 | Any | Cap-Tons | 912 | 0 | None | 20.9 | 0.0159 | 0 | 20.9 | 0.0159 | 0 | 0 | 0 | 0 | 0 | 0 | 0 | DEER:HVAC_Chillers | Annual | 2020
NE-HVAC-Chlr-WtrCldScrewChlr-75to149tons-0.675kwpton-0.441IPLV-VarSpd | DEER2020 | D20 v0 | 43468.3971 | Any | Htl | New | CZ12 | Any | Cap-Tons | 183 | 0 | None | 54.8 | 0.0374 | 0 | 54.8 | 0.0374 | 0 | 0 | 0 | 0 | 0 | 0 | 0 | DEER:HVAC_Chillers | Annual | 2020
NE-HVAC-Chlr-WtrCldScrewChlr-75to149tons-0.675kwpton-0.441IPLV-VarSpd | DEER2020 | D20 v0 | 43468.3971 | Any | MBT | New | CZ12 | Any | Cap-Tons | 323 | 0 | None | 38.8 | 0.0252 | 0 | 38.8 | 0.0252 | 0 | 0 | 0 | 0 | 0 | 0 | 0 | DEER:HVAC_Chillers | Annual | 2020
NE-HVAC-Chlr-WtrCldScrewChlr-75to149tons-0.675kwpton-0.441IPLV-VarSpd | DEER2020 | D20 v0 | 43468.3971 | Any | Nrs | New | CZ12 | Any | Cap-Tons | 110 | 0 | None | 45.2 | 0.0386 | 0 | 45.2 | 0.0386 | 0 | 0 | 0 | 0 | 0 | 0 | 0 | DEER:HVAC_Chillers | Annual | 2020
NE-HVAC-Chlr-WtrCldScrewChlr-75to149tons-0.675kwpton-0.441IPLV-VarSpd | DEER2020 | D20 v0 | 43468.3971 | Any | OfL | New | CZ12 | Any | Cap-Tons | 401 | 0 | None | 36.2 | 0.0188 | 0 | 36.2 | 0.0188 | 0 | 0 | 0 | 0 | 0 | 0 | 0 | DEER:HVAC_Chillers | Annual | 2020
NE-HVAC-Chlr-WtrCldScrewChlr-75to149tons-0.675kwpton-0.441IPLV-VarSpd | DEER2020 | D20 v0 | 43468.3971 | Any | OfS | New | CZ12 | Any | Cap-Tons | 23.4 | 0 | None | 42.1 | 0.0237 | 0 | 42.1 | 0.0237 | 0 | 0 | 0 | 0 | 0 | 0 | 0 | DEER:HVAC_Chillers | Annual | 2020
NE-HVAC-Chlr-WtrCldScrewChlr-75to149tons-0.675kwpton-0.441IPLV-VarSpd | DEER2020 | D20 v0 | 43468.3971 | Any | Rt3 | New | CZ12 | Any | Cap-Tons | 267 | 0 | None | 45.4 | 0.0344 | 0 | 45.4 | 0.0344 | 0 | 0 | 0 | 0 | 0 | 0 | 0 | DEER:HVAC_Chillers | Annual | 2020
NE-HVAC-Chlr-WtrCldScrewChlr-75to149tons-0.675kwpton-0.441IPLV-VarSpd | DEER2020 | D20 v0 | 43468.3971 | Any | ECC | New | CZ13 | Any | Cap-Tons | 678 | 0 | None | 51.1 | 0.0237 | 0 | 51.1 | 0.0237 | 0 | 0 | 0 | 0 | 0 | 0 | 0 | DEER:HVAC_Chillers | Annual | 2020
NE-HVAC-Chlr-WtrCldScrewChlr-75to149tons-0.675kwpton-0.441IPLV-VarSpd | DEER2020 | D20 v0 | 43468.3971 | Any | ESe | New | CZ13 | Any | Cap-Tons | 362 | 0 | None | 33.3 | 0.0082 | 0 | 33.3 | 0.0082 | 0 | 0 | 0 | 0 | 0 | 0 | 0 | DEER:HVAC_Chillers | Annual | 2020
NE-HVAC-Chlr-WtrCldScrewChlr-75to149tons-0.675kwpton-0.441IPLV-VarSpd | DEER2020 | D20 v0 | 43468.3971 | Any | EUn | New | CZ13 | Any | Cap-Tons | 2260 | 0 | None | 46.3 | 0.0309 | 0 | 46.3 | 0.0309 | 0 | 0 | 0 | 0 | 0 | 0 | 0 | DEER:HVAC_Chillers | Annual | 2020
NE-HVAC-Chlr-WtrCldScrewChlr-75to149tons-0.675kwpton-0.441IPLV-VarSpd | DEER2020 | D20 v0 | 43468.3971 | Any | Hsp | New | CZ13 | Any | Cap-Tons | 978 | 0 | None | 27.6 | 0.015 | 0 | 27.6 | 0.015 | 0 | 0 | 0 | 0 | 0 | 0 | 0 | DEER:HVAC_Chillers | Annual | 2020
NE-HVAC-Chlr-WtrCldScrewChlr-75to149tons-0.675kwpton-0.441IPLV-VarSpd | DEER2020 | D20 v0 | 43468.3971 | Any | Htl | New | CZ13 | Any | Cap-Tons | 202 | 0 | None | 66.1 | 0.0328 | 0 | 66.1 | 0.0328 | 0 | 0 | 0 | 0 | 0 | 0 | 0 | DEER:HVAC_Chillers | Annual | 2020
NE-HVAC-Chlr-WtrCldScrewChlr-75to149tons-0.675kwpton-0.441IPLV-VarSpd | DEER2020 | D20 v0 | 43468.3971 | Any | MBT | New | CZ13 | Any | Cap-Tons | 352 | 0 | None | 45.1 | 0.0233 | 0 | 45.1 | 0.0233 | 0 | 0 | 0 | 0 | 0 | 0 | 0 | DEER:HVAC_Chillers | Annual | 2020
NE-HVAC-Chlr-WtrCldScrewChlr-75to149tons-0.675kwpton-0.441IPLV-VarSpd | DEER2020 | D20 v0 | 43468.3971 | Any | Nrs | New | CZ13 | Any | Cap-Tons | 118 | 0 | None | 62.3 | 0.0363 | 0 | 62.3 | 0.0363 | 0 | 0 | 0 | 0 | 0 | 0 | 0 | DEER:HVAC_Chillers | Annual | 2020
NE-HVAC-Chlr-WtrCldScrewChlr-75to149tons-0.675kwpton-0.441IPLV-VarSpd | DEER2020 | D20 v0 | 43468.3971 | Any | OfL | New | CZ13 | Any | Cap-Tons | 414 | 0 | None | 43.6 | 0.0165 | 0 | 43.6 | 0.0165 | 0 | 0 | 0 | 0 | 0 | 0 | 0 | DEER:HVAC_Chillers | Annual | 2020
NE-HVAC-Chlr-WtrCldScrewChlr-75to149tons-0.675kwpton-0.441IPLV-VarSpd | DEER2020 | D20 v0 | 43468.3971 | Any | OfS | New | CZ13 | Any | Cap-Tons | 25.3 | 0 | None | 45.8 | 0.0177 | 0 | 45.8 | 0.0177 | 0 | 0 | 0 | 0 | 0 | 0 | 0 | DEER:HVAC_Chillers | Annual | 2020
NE-HVAC-Chlr-WtrCldScrewChlr-75to149tons-0.675kwpton-0.441IPLV-VarSpd | DEER2020 | D20 v0 | 43468.3971 | Any | Rt3 | New | CZ13 | Any | Cap-Tons | 286 | 0 | None | 53 | 0.0323 | 0 | 53 | 0.0323 | 0 | 0 | 0 | 0 | 0 | 0 | 0 | DEER:HVAC_Chillers | Annual | 2020
NE-HVAC-Chlr-WtrCldScrewChlr-75to149tons-0.675kwpton-0.441IPLV-VarSpd | DEER2020 | D20 v0 | 43468.3971 | Any | ECC | New | CZ14 | Any | Cap-Tons | 732 | 0 | None | 42.9 | 0.0337 | 0 | 42.9 | 0.0337 | 0 | 0 | 0 | 0 | 0 | 0 | 0 | DEER:HVAC_Chillers | Annual | 2020
NE-HVAC-Chlr-WtrCldScrewChlr-75to149tons-0.675kwpton-0.441IPLV-VarSpd | DEER2020 | D20 v0 | 43468.3971 | Any | ESe | New | CZ14 | Any | Cap-Tons | 396 | 0 | None | 27.2 | 0.0172 | 0 | 27.2 | 0.0172 | 0 | 0 | 0 | 0 | 0 | 0 | 0 | DEER:HVAC_Chillers | Annual | 2020
NE-HVAC-Chlr-WtrCldScrewChlr-75to149tons-0.675kwpton-0.441IPLV-VarSpd | DEER2020 | D20 v0 | 43468.3971 | Any | EUn | New | CZ14 | Any | Cap-Tons | 2410 | 0 | None | 39.7 | 0.0321 | 0 | 39.7 | 0.0321 | 0 | 0 | 0 | 0 | 0 | 0 | 0 | DEER:HVAC_Chillers | Annual | 2020
NE-HVAC-Chlr-WtrCldScrewChlr-75to149tons-0.675kwpton-0.441IPLV-VarSpd | DEER2020 | D20 v0 | 43468.3971 | Any | Hsp | New | CZ14 | Any | Cap-Tons | 1040 | 0 | None | 20.9 | 0.0124 | 0 | 20.9 | 0.0124 | 0 | 0 | 0 | 0 | 0 | 0 | 0 | DEER:HVAC_Chillers | Annual | 2020
NE-HVAC-Chlr-WtrCldScrewChlr-75to149tons-0.675kwpton-0.441IPLV-VarSpd | DEER2020 | D20 v0 | 43468.3971 | Any | Htl | New | CZ14 | Any | Cap-Tons | 207 | 0 | None | 59.2 | 0.0286 | 0 | 59.2 | 0.0286 | 0 | 0 | 0 | 0 | 0 | 0 | 0 | DEER:HVAC_Chillers | Annual | 2020
NE-HVAC-Chlr-WtrCldScrewChlr-75to149tons-0.675kwpton-0.441IPLV-VarSpd | DEER2020 | D20 v0 | 43468.3971 | Any | MBT | New | CZ14 | Any | Cap-Tons | 366 | 0 | None | 41.3 | 0.0215 | 0 | 41.3 | 0.0215 | 0 | 0 | 0 | 0 | 0 | 0 | 0 | DEER:HVAC_Chillers | Annual | 2020
NE-HVAC-Chlr-WtrCldScrewChlr-75to149tons-0.675kwpton-0.441IPLV-VarSpd | DEER2020 | D20 v0 | 43468.3971 | Any | Nrs | New | CZ14 | Any | Cap-Tons | 121 | 0 | None | 56.3 | 0.0323 | 0 | 56.3 | 0.0323 | 0 | 0 | 0 | 0 | 0 | 0 | 0 | DEER:HVAC_Chillers | Annual | 2020
NE-HVAC-Chlr-WtrCldScrewChlr-75to149tons-0.675kwpton-0.441IPLV-VarSpd | DEER2020 | D20 v0 | 43468.3971 | Any | OfL | New | CZ14 | Any | Cap-Tons | 436 | 0 | None | 40.8 | 0.0151 | 0 | 40.8 | 0.0151 | 0 | 0 | 0 | 0 | 0 | 0 | 0 | DEER:HVAC_Chillers | Annual | 2020
NE-HVAC-Chlr-WtrCldScrewChlr-75to149tons-0.675kwpton-0.441IPLV-VarSpd | DEER2020 | D20 v0 | 43468.3971 | Any | OfS | New | CZ14 | Any | Cap-Tons | 26.7 | 0 | None | 44.9 | 0.0157 | 0 | 44.9 | 0.0157 | 0 | 0 | 0 | 0 | 0 | 0 | 0 | DEER:HVAC_Chillers | Annual | 2020
NE-HVAC-Chlr-WtrCldScrewChlr-75to149tons-0.675kwpton-0.441IPLV-VarSpd | DEER2020 | D20 v0 | 43468.3971 | Any | Rt3 | New | CZ14 | Any | Cap-Tons | 290 | 0 | None | 49.5 | 0.0279 | 0 | 49.5 | 0.0279 | 0 | 0 | 0 | 0 | 0 | 0 | 0 | DEER:HVAC_Chillers | Annual | 2020
NE-HVAC-Chlr-WtrCldScrewChlr-75to149tons-0.675kwpton-0.441IPLV-VarSpd | DEER2020 | D20 v0 | 43468.3971 | Any | ECC | New | CZ15 | Any | Cap-Tons | 960 | 0 | None | 62.6 | 0.0295 | 0 | 62.6 | 0.0295 | 0 | 0 | 0 | 0 | 0 | 0 | 0 | DEER:HVAC_Chillers | Annual | 2020
NE-HVAC-Chlr-WtrCldScrewChlr-75to149tons-0.675kwpton-0.441IPLV-VarSpd | DEER2020 | D20 v0 | 43468.3971 | Any | ESe | New | CZ15 | Any | Cap-Tons | 512 | 0 | None | 44.1 | 0.0171 | 0 | 44.1 | 0.0171 | 0 | 0 | 0 | 0 | 0 | 0 | 0 | DEER:HVAC_Chillers | Annual | 2020
NE-HVAC-Chlr-WtrCldScrewChlr-75to149tons-0.675kwpton-0.441IPLV-VarSpd | DEER2020 | D20 v0 | 43468.3971 | Any | EUn | New | CZ15 | Any | Cap-Tons | 3090 | 0 | None | 57.6 | 0.0301 | 0 | 57.6 | 0.0301 | 0 | 0 | 0 | 0 | 0 | 0 | 0 | DEER:HVAC_Chillers | Annual | 2020
NE-HVAC-Chlr-WtrCldScrewChlr-75to149tons-0.675kwpton-0.441IPLV-VarSpd | DEER2020 | D20 v0 | 43468.3971 | Any | Hsp | New | CZ15 | Any | Cap-Tons | 1270 | 0 | None | 35.3 | 0.0126 | 0 | 35.3 | 0.0126 | 0 | 0 | 0 | 0 | 0 | 0 | 0 | DEER:HVAC_Chillers | Annual | 2020
NE-HVAC-Chlr-WtrCldScrewChlr-75to149tons-0.675kwpton-0.441IPLV-VarSpd | DEER2020 | D20 v0 | 43468.3971 | Any | Htl | New | CZ15 | Any | Cap-Tons | 270 | 0 | None | 83.3 | 0.0274 | 0 | 83.3 | 0.0274 | 0 | 0 | 0 | 0 | 0 | 0 | 0 | DEER:HVAC_Chillers | Annual | 2020
NE-HVAC-Chlr-WtrCldScrewChlr-75to149tons-0.675kwpton-0.441IPLV-VarSpd | DEER2020 | D20 v0 | 43468.3971 | Any | MBT | New | CZ15 | Any | Cap-Tons | 452 | 0 | None | 60.5 | 0.0205 | 0 | 60.5 | 0.0205 | 0 | 0 | 0 | 0 | 0 | 0 | 0 | DEER:HVAC_Chillers | Annual | 2020
NE-HVAC-Chlr-WtrCldScrewChlr-75to149tons-0.675kwpton-0.441IPLV-VarSpd | DEER2020 | D20 v0 | 43468.3971 | Any | Nrs | New | CZ15 | Any | Cap-Tons | 156 | 0 | None | 86.9 | 0.0303 | 0 | 86.9 | 0.0303 | 0 | 0 | 0 | 0 | 0 | 0 | 0 | DEER:HVAC_Chillers | Annual | 2020
NE-HVAC-Chlr-WtrCldScrewChlr-75to149tons-0.675kwpton-0.441IPLV-VarSpd | DEER2020 | D20 v0 | 43468.3971 | Any | OfL | New | CZ15 | Any | Cap-Tons | 538 | 0 | None | 57.6 | 0.0136 | 0 | 57.6 | 0.0136 | 0 | 0 | 0 | 0 | 0 | 0 | 0 | DEER:HVAC_Chillers | Annual | 2020
NE-HVAC-Chlr-WtrCldScrewChlr-75to149tons-0.675kwpton-0.441IPLV-VarSpd | DEER2020 | D20 v0 | 43468.3971 | Any | OfS | New | CZ15 | Any | Cap-Tons | 31.9 | 0 | None | 69.6 | 0.0168 | 0 | 69.6 | 0.0168 | 0 | 0 | 0 | 0 | 0 | 0 | 0 | DEER:HVAC_Chillers | Annual | 2020
NE-HVAC-Chlr-WtrCldScrewChlr-75to149tons-0.675kwpton-0.441IPLV-VarSpd | DEER2020 | D20 v0 | 43468.3971 | Any | Rt3 | New | CZ15 | Any | Cap-Tons | 364 | 0 | None | 70.7 | 0.0287 | 0 | 70.7 | 0.0287 | 0 | 0 | 0 | 0 | 0 | 0 | 0 | DEER:HVAC_Chillers | Annual | 2020
NE-HVAC-Chlr-WtrCldScrewChlr-75to149tons-0.675kwpton-0.441IPLV-VarSpd | DEER2020 | D20 v0 | 43468.3971 | Any | ECC | New | CZ16 | Any | Cap-Tons | 376 | 0 | None | 34.9 | 0.0282 | 0 | 34.9 | 0.0282 | 0 | 0 | 0 | 0 | 0 | 0 | 0 | DEER:HVAC_Chillers | Annual | 2020
NE-HVAC-Chlr-WtrCldScrewChlr-75to149tons-0.675kwpton-0.441IPLV-VarSpd | DEER2020 | D20 v0 | 43468.3971 | Any | ESe | New | CZ16 | Any | Cap-Tons | 199 | 0 | None | 21.1 | 0.0122 | 0 | 21.1 | 0.0122 | 0 | 0 | 0 | 0 | 0 | 0 | 0 | DEER:HVAC_Chillers | Annual | 2020
NE-HVAC-Chlr-WtrCldScrewChlr-75to149tons-0.675kwpton-0.441IPLV-VarSpd | DEER2020 | D20 v0 | 43468.3971 | Any | EUn | New | CZ16 | Any | Cap-Tons | 1330 | 0 | None | 31.3 | 0.033 | 0 | 31.3 | 0.033 | 0 | 0 | 0 | 0 | 0 | 0 | 0 | DEER:HVAC_Chillers | Annual | 2020
NE-HVAC-Chlr-WtrCldScrewChlr-75to149tons-0.675kwpton-0.441IPLV-VarSpd | DEER2020 | D20 v0 | 43468.3971 | Any | Hsp | New | CZ16 | Any | Cap-Tons | 656 | 0 | None | 15.3 | 0.0142 | 0 | 15.3 | 0.0142 | 0 | 0 | 0 | 0 | 0 | 0 | 0 | DEER:HVAC_Chillers | Annual | 2020
NE-HVAC-Chlr-WtrCldScrewChlr-75to149tons-0.675kwpton-0.441IPLV-VarSpd | DEER2020 | D20 v0 | 43468.3971 | Any | Htl | New | CZ16 | Any | Cap-Tons | 116 | 0 | None | 53.5 | 0.0387 | 0 | 53.5 | 0.0387 | 0 | 0 | 0 | 0 | 0 | 0 | 0 | DEER:HVAC_Chillers | Annual | 2020
NE-HVAC-Chlr-WtrCldScrewChlr-75to149tons-0.675kwpton-0.441IPLV-VarSpd | DEER2020 | D20 v0 | 43468.3971 | Any | MBT | New | CZ16 | Any | Cap-Tons | 223 | 0 | None | 30.6 | 0.0226 | 0 | 30.6 | 0.0226 | 0 | 0 | 0 | 0 | 0 | 0 | 0 | DEER:HVAC_Chillers | Annual | 2020
NE-HVAC-Chlr-WtrCldScrewChlr-75to149tons-0.675kwpton-0.441IPLV-VarSpd | DEER2020 | D20 v0 | 43468.3971 | Any | Nrs | New | CZ16 | Any | Cap-Tons | 78.7 | 0 | None | 31.8 | 0.0323 | 0 | 31.8 | 0.0323 | 0 | 0 | 0 | 0 | 0 | 0 | 0 | DEER:HVAC_Chillers | Annual | 2020
NE-HVAC-Chlr-WtrCldScrewChlr-75to149tons-0.675kwpton-0.441IPLV-VarSpd | DEER2020 | D20 v0 | 43468.3971 | Any | OfL | New | CZ16 | Any | Cap-Tons | 294 | 0 | None | 28.9 | 0.0193 | 0 | 28.9 | 0.0193 | 0 | 0 | 0 | 0 | 0 | 0 | 0 | DEER:HVAC_Chillers | Annual | 2020
NE-HVAC-Chlr-WtrCldScrewChlr-75to149tons-0.675kwpton-0.441IPLV-VarSpd | DEER2020 | D20 v0 | 43468.3971 | Any | OfS | New | CZ16 | Any | Cap-Tons | 16.8 | 0 | None | 33.1 | 0.0225 | 0 | 33.1 | 0.0225 | 0 | 0 | 0 | 0 | 0 | 0 | 0 | DEER:HVAC_Chillers | Annual | 2020
NE-HVAC-Chlr-WtrCldScrewChlr-75to149tons-0.675kwpton-0.441IPLV-VarSpd | DEER2020 | D20 v0 | 43468.3971 | Any | Rt3 | New | CZ16 | Any | Cap-Tons | 179 | 0 | None | 34.7 | 0.0307 | 0 | 34.7 | 0.0307 | 0 | 0 | 0 | 0 | 0 | 0 | 0 | DEER:HVAC_Chillers | Annual | 2020
NE-HVAC-Chlr-WtrCldScrewChlr-gte600tons-0.497kwpton-0.323IPLV-VarSpd | DEER2020 | D20 v0 | 43468.3971 | Any | ECC | New | CZ01 | Any | Cap-Tons | 298 | 0 | None | 10.4 | 0.0359 | 0 | 10.4 | 0.0359 | 0 | 0 | 0 | 0 | 0 | 0 | 0 | DEER:HVAC_Chillers | Annual | 2020
NE-HVAC-Chlr-WtrCldScrewChlr-gte600tons-0.497kwpton-0.323IPLV-VarSpd | DEER2020 | D20 v0 | 43468.3971 | Any | ESe | New | CZ01 | Any | Cap-Tons | 145 | 0 | None | 6.5 | 0.0143 | 0 | 6.5 | 0.0143 | 0 | 0 | 0 | 0 | 0 | 0 | 0 | DEER:HVAC_Chillers | Annual | 2020
NE-HVAC-Chlr-WtrCldScrewChlr-gte600tons-0.497kwpton-0.323IPLV-VarSpd | DEER2020 | D20 v0 | 43468.3971 | Any | EUn | New | CZ01 | Any | Cap-Tons | 1120 | 0 | None | 7.6 | 0.0264 | 0 | 7.6 | 0.0264 | 0 | 0 | 0 | 0 | 0 | 0 | 0 | DEER:HVAC_Chillers | Annual | 2020
NE-HVAC-Chlr-WtrCldScrewChlr-gte600tons-0.497kwpton-0.323IPLV-VarSpd | DEER2020 | D20 v0 | 43468.3971 | Any | Hsp | New | CZ01 | Any | Cap-Tons | 528 | 0 | None | 2.3 | 0.0068 | 0 | 2.3 | 0.0068 | 0 | 0 | 0 | 0 | 0 | 0 | 0 | DEER:HVAC_Chillers | Annual | 2020
NE-HVAC-Chlr-WtrCldScrewChlr-gte600tons-0.497kwpton-0.323IPLV-VarSpd | DEER2020 | D20 v0 | 43468.3971 | Any | Htl | New | CZ01 | Any | Cap-Tons | 88.3 | 0 | None | 23.8 | 0.0184 | 0 | 23.8 | 0.0184 | 0 | 0 | 0 | 0 | 0 | 0 | 0 | DEER:HVAC_Chillers | Annual | 2020
NE-HVAC-Chlr-WtrCldScrewChlr-gte600tons-0.497kwpton-0.323IPLV-VarSpd | DEER2020 | D20 v0 | 43468.3971 | Any | MBT | New | CZ01 | Any | Cap-Tons | 170 | 0 | None | 13 | 0.0151 | 0 | 13 | 0.0151 | 0 | 0 | 0 | 0 | 0 | 0 | 0 | DEER:HVAC_Chillers | Annual | 2020
NE-HVAC-Chlr-WtrCldScrewChlr-gte600tons-0.497kwpton-0.323IPLV-VarSpd | DEER2020 | D20 v0 | 43468.3971 | Any | Nrs | New | CZ01 | Any | Cap-Tons | 61.8 | 0 | None | 3.4 | 0.0112 | 0 | 3.4 | 0.0112 | 0 | 0 | 0 | 0 | 0 | 0 | 0 | DEER:HVAC_Chillers | Annual | 2020
NE-HVAC-Chlr-WtrCldScrewChlr-gte600tons-0.497kwpton-0.323IPLV-VarSpd | DEER2020 | D20 v0 | 43468.3971 | Any | OfL | New | CZ01 | Any | Cap-Tons | 243 | 0 | None | 9.5 | 0.0106 | 0 | 9.5 | 0.0106 | 0 | 0 | 0 | 0 | 0 | 0 | 0 | DEER:HVAC_Chillers | Annual | 2020
NE-HVAC-Chlr-WtrCldScrewChlr-gte600tons-0.497kwpton-0.323IPLV-VarSpd | DEER2020 | D20 v0 | 43468.3971 | Any | OfS | New | CZ01 | Any | Cap-Tons | 13.4 | 0 | None | 12.5 | 0.0109 | 0 | 12.5 | 0.0109 | 0 | 0 | 0 | 0 | 0 | 0 | 0 | DEER:HVAC_Chillers | Annual | 2020
NE-HVAC-Chlr-WtrCldScrewChlr-gte600tons-0.497kwpton-0.323IPLV-VarSpd | DEER2020 | D20 v0 | 43468.3971 | Any | Rt3 | New | CZ01 | Any | Cap-Tons | 126 | 0 | None | 10.3 | 0.0234 | 0 | 10.3 | 0.0234 | 0 | 0 | 0 | 0 | 0 | 0 | 0 | DEER:HVAC_Chillers | Annual | 2020
NE-HVAC-Chlr-WtrCldScrewChlr-gte600tons-0.497kwpton-0.323IPLV-VarSpd | DEER2020 | D20 v0 | 43468.3971 | Any | ECC | New | CZ02 | Any | Cap-Tons | 549 | 0 | None | 39.2 | 0.0311 | 0 | 39.2 | 0.0311 | 0 | 0 | 0 | 0 | 0 | 0 | 0 | DEER:HVAC_Chillers | Annual | 2020
NE-HVAC-Chlr-WtrCldScrewChlr-gte600tons-0.497kwpton-0.323IPLV-VarSpd | DEER2020 | D20 v0 | 43468.3971 | Any | ESe | New | CZ02 | Any | Cap-Tons | 282 | 0 | None | 25.9 | 0.0119 | 0 | 25.9 | 0.0119 | 0 | 0 | 0 | 0 | 0 | 0 | 0 | DEER:HVAC_Chillers | Annual | 2020
NE-HVAC-Chlr-WtrCldScrewChlr-gte600tons-0.497kwpton-0.323IPLV-VarSpd | DEER2020 | D20 v0 | 43468.3971 | Any | EUn | New | CZ02 | Any | Cap-Tons | 1920 | 0 | None | 33.7 | 0.0372 | 0 | 33.7 | 0.0372 | 0 | 0 | 0 | 0 | 0 | 0 | 0 | DEER:HVAC_Chillers | Annual | 2020
NE-HVAC-Chlr-WtrCldScrewChlr-gte600tons-0.497kwpton-0.323IPLV-VarSpd | DEER2020 | D20 v0 | 43468.3971 | Any | Hsp | New | CZ02 | Any | Cap-Tons | 883 | 0 | None | 15.7 | 0.0172 | 0 | 15.7 | 0.0172 | 0 | 0 | 0 | 0 | 0 | 0 | 0 | DEER:HVAC_Chillers | Annual | 2020
NE-HVAC-Chlr-WtrCldScrewChlr-gte600tons-0.497kwpton-0.323IPLV-VarSpd | DEER2020 | D20 v0 | 43468.3971 | Any | Htl | New | CZ02 | Any | Cap-Tons | 156 | 0 | None | 52.7 | 0.0439 | 0 | 52.7 | 0.0439 | 0 | 0 | 0 | 0 | 0 | 0 | 0 | DEER:HVAC_Chillers | Annual | 2020
NE-HVAC-Chlr-WtrCldScrewChlr-gte600tons-0.497kwpton-0.323IPLV-VarSpd | DEER2020 | D20 v0 | 43468.3971 | Any | MBT | New | CZ02 | Any | Cap-Tons | 285 | 0 | None | 38.5 | 0.0284 | 0 | 38.5 | 0.0284 | 0 | 0 | 0 | 0 | 0 | 0 | 0 | DEER:HVAC_Chillers | Annual | 2020
NE-HVAC-Chlr-WtrCldScrewChlr-gte600tons-0.497kwpton-0.323IPLV-VarSpd | DEER2020 | D20 v0 | 43468.3971 | Any | Nrs | New | CZ02 | Any | Cap-Tons | 100 | 0 | None | 34.9 | 0.0402 | 0 | 34.9 | 0.0402 | 0 | 0 | 0 | 0 | 0 | 0 | 0 | DEER:HVAC_Chillers | Annual | 2020
NE-HVAC-Chlr-WtrCldScrewChlr-gte600tons-0.497kwpton-0.323IPLV-VarSpd | DEER2020 | D20 v0 | 43468.3971 | Any | OfL | New | CZ02 | Any | Cap-Tons | 364 | 0 | None | 35 | 0.021 | 0 | 35 | 0.021 | 0 | 0 | 0 | 0 | 0 | 0 | 0 | DEER:HVAC_Chillers | Annual | 2020
NE-HVAC-Chlr-WtrCldScrewChlr-gte600tons-0.497kwpton-0.323IPLV-VarSpd | DEER2020 | D20 v0 | 43468.3971 | Any | OfS | New | CZ02 | Any | Cap-Tons | 20.4 | 0 | None | 42.8 | 0.0271 | 0 | 42.8 | 0.0271 | 0 | 0 | 0 | 0 | 0 | 0 | 0 | DEER:HVAC_Chillers | Annual | 2020
NE-HVAC-Chlr-WtrCldScrewChlr-gte600tons-0.497kwpton-0.323IPLV-VarSpd | DEER2020 | D20 v0 | 43468.3971 | Any | Rt3 | New | CZ02 | Any | Cap-Tons | 227 | 0 | None | 44.4 | 0.0434 | 0 | 44.4 | 0.0434 | 0 | 0 | 0 | 0 | 0 | 0 | 0 | DEER:HVAC_Chillers | Annual | 2020
NE-HVAC-Chlr-WtrCldScrewChlr-gte600tons-0.497kwpton-0.323IPLV-VarSpd | DEER2020 | D20 v0 | 43468.3971 | Any | ECC | New | CZ03 | Any | Cap-Tons | 421 | 0 | None | 31.2 | 0.0228 | 0 | 31.2 | 0.0228 | 0 | 0 | 0 | 0 | 0 | 0 | 0 | DEER:HVAC_Chillers | Annual | 2020
NE-HVAC-Chlr-WtrCldScrewChlr-gte600tons-0.497kwpton-0.323IPLV-VarSpd | DEER2020 | D20 v0 | 43468.3971 | Any | ESe | New | CZ03 | Any | Cap-Tons | 214 | 0 | None | 19.8 | 0.0039 | 0 | 19.8 | 0.0039 | 0 | 0 | 0 | 0 | 0 | 0 | 0 | DEER:HVAC_Chillers | Annual | 2020
NE-HVAC-Chlr-WtrCldScrewChlr-gte600tons-0.497kwpton-0.323IPLV-VarSpd | DEER2020 | D20 v0 | 43468.3971 | Any | EUn | New | CZ03 | Any | Cap-Tons | 1490 | 0 | None | 24.9 | 0.0259 | 0 | 24.9 | 0.0259 | 0 | 0 | 0 | 0 | 0 | 0 | 0 | DEER:HVAC_Chillers | Annual | 2020
NE-HVAC-Chlr-WtrCldScrewChlr-gte600tons-0.497kwpton-0.323IPLV-VarSpd | DEER2020 | D20 v0 | 43468.3971 | Any | Hsp | New | CZ03 | Any | Cap-Tons | 582 | 0 | None | 13.1 | 0.0154 | 0 | 13.1 | 0.0154 | 0 | 0 | 0 | 0 | 0 | 0 | 0 | DEER:HVAC_Chillers | Annual | 2020
NE-HVAC-Chlr-WtrCldScrewChlr-gte600tons-0.497kwpton-0.323IPLV-VarSpd | DEER2020 | D20 v0 | 43468.3971 | Any | Htl | New | CZ03 | Any | Cap-Tons | 121 | 0 | None | 45 | 0.033 | 0 | 45 | 0.033 | 0 | 0 | 0 | 0 | 0 | 0 | 0 | DEER:HVAC_Chillers | Annual | 2020
NE-HVAC-Chlr-WtrCldScrewChlr-gte600tons-0.497kwpton-0.323IPLV-VarSpd | DEER2020 | D20 v0 | 43468.3971 | Any | MBT | New | CZ03 | Any | Cap-Tons | 221 | 0 | None | 35.1 | 0.0238 | 0 | 35.1 | 0.0238 | 0 | 0 | 0 | 0 | 0 | 0 | 0 | DEER:HVAC_Chillers | Annual | 2020
NE-HVAC-Chlr-WtrCldScrewChlr-gte600tons-0.497kwpton-0.323IPLV-VarSpd | DEER2020 | D20 v0 | 43468.3971 | Any | Nrs | New | CZ03 | Any | Cap-Tons | 77.9 | 0 | None | 20.3 | 0.0285 | 0 | 20.3 | 0.0285 | 0 | 0 | 0 | 0 | 0 | 0 | 0 | DEER:HVAC_Chillers | Annual | 2020
NE-HVAC-Chlr-WtrCldScrewChlr-gte600tons-0.497kwpton-0.323IPLV-VarSpd | DEER2020 | D20 v0 | 43468.3971 | Any | OfL | New | CZ03 | Any | Cap-Tons | 295 | 0 | None | 29.1 | 0.0169 | 0 | 29.1 | 0.0169 | 0 | 0 | 0 | 0 | 0 | 0 | 0 | DEER:HVAC_Chillers | Annual | 2020
NE-HVAC-Chlr-WtrCldScrewChlr-gte600tons-0.497kwpton-0.323IPLV-VarSpd | DEER2020 | D20 v0 | 43468.3971 | Any | OfS | New | CZ03 | Any | Cap-Tons | 17.3 | 0 | None | 32.8 | 0.0205 | 0 | 32.8 | 0.0205 | 0 | 0 | 0 | 0 | 0 | 0 | 0 | DEER:HVAC_Chillers | Annual | 2020
NE-HVAC-Chlr-WtrCldScrewChlr-gte600tons-0.497kwpton-0.323IPLV-VarSpd | DEER2020 | D20 v0 | 43468.3971 | Any | Rt3 | New | CZ03 | Any | Cap-Tons | 175 | 0 | None | 31.9 | 0.0351 | 0 | 31.9 | 0.0351 | 0 | 0 | 0 | 0 | 0 | 0 | 0 | DEER:HVAC_Chillers | Annual | 2020
NE-HVAC-Chlr-WtrCldScrewChlr-gte600tons-0.497kwpton-0.323IPLV-VarSpd | DEER2020 | D20 v0 | 43468.3971 | Any | ECC | New | CZ04 | Any | Cap-Tons | 542 | 0 | None | 45.6 | 0.0547 | 0 | 45.6 | 0.0547 | 0 | 0 | 0 | 0 | 0 | 0 | 0 | DEER:HVAC_Chillers | Annual | 2020
NE-HVAC-Chlr-WtrCldScrewChlr-gte600tons-0.497kwpton-0.323IPLV-VarSpd | DEER2020 | D20 v0 | 43468.3971 | Any | ESe | New | CZ04 | Any | Cap-Tons | 281 | 0 | None | 30 | 0.0277 | 0 | 30 | 0.0277 | 0 | 0 | 0 | 0 | 0 | 0 | 0 | DEER:HVAC_Chillers | Annual | 2020
NE-HVAC-Chlr-WtrCldScrewChlr-gte600tons-0.497kwpton-0.323IPLV-VarSpd | DEER2020 | D20 v0 | 43468.3971 | Any | EUn | New | CZ04 | Any | Cap-Tons | 1880 | 0 | None | 39.3 | 0.045 | 0 | 39.3 | 0.045 | 0 | 0 | 0 | 0 | 0 | 0 | 0 | DEER:HVAC_Chillers | Annual | 2020
NE-HVAC-Chlr-WtrCldScrewChlr-gte600tons-0.497kwpton-0.323IPLV-VarSpd | DEER2020 | D20 v0 | 43468.3971 | Any | Hsp | New | CZ04 | Any | Cap-Tons | 848 | 0 | None | 20.1 | 0.0164 | 0 | 20.1 | 0.0164 | 0 | 0 | 0 | 0 | 0 | 0 | 0 | DEER:HVAC_Chillers | Annual | 2020
NE-HVAC-Chlr-WtrCldScrewChlr-gte600tons-0.497kwpton-0.323IPLV-VarSpd | DEER2020 | D20 v0 | 43468.3971 | Any | Htl | New | CZ04 | Any | Cap-Tons | 163 | 0 | None | 57.9 | 0.0364 | 0 | 57.9 | 0.0364 | 0 | 0 | 0 | 0 | 0 | 0 | 0 | DEER:HVAC_Chillers | Annual | 2020
NE-HVAC-Chlr-WtrCldScrewChlr-gte600tons-0.497kwpton-0.323IPLV-VarSpd | DEER2020 | D20 v0 | 43468.3971 | Any | MBT | New | CZ04 | Any | Cap-Tons | 277 | 0 | None | 45.6 | 0.0271 | 0 | 45.6 | 0.0271 | 0 | 0 | 0 | 0 | 0 | 0 | 0 | DEER:HVAC_Chillers | Annual | 2020
NE-HVAC-Chlr-WtrCldScrewChlr-gte600tons-0.497kwpton-0.323IPLV-VarSpd | DEER2020 | D20 v0 | 43468.3971 | Any | Nrs | New | CZ04 | Any | Cap-Tons | 95.6 | 0 | None | 42.4 | 0.0377 | 0 | 42.4 | 0.0377 | 0 | 0 | 0 | 0 | 0 | 0 | 0 | DEER:HVAC_Chillers | Annual | 2020
NE-HVAC-Chlr-WtrCldScrewChlr-gte600tons-0.497kwpton-0.323IPLV-VarSpd | DEER2020 | D20 v0 | 43468.3971 | Any | OfL | New | CZ04 | Any | Cap-Tons | 354 | 0 | None | 41.2 | 0.018 | 0 | 41.2 | 0.018 | 0 | 0 | 0 | 0 | 0 | 0 | 0 | DEER:HVAC_Chillers | Annual | 2020
NE-HVAC-Chlr-WtrCldScrewChlr-gte600tons-0.497kwpton-0.323IPLV-VarSpd | DEER2020 | D20 v0 | 43468.3971 | Any | OfS | New | CZ04 | Any | Cap-Tons | 20.9 | 0 | None | 43.9 | 0.0199 | 0 | 43.9 | 0.0199 | 0 | 0 | 0 | 0 | 0 | 0 | 0 | DEER:HVAC_Chillers | Annual | 2020
NE-HVAC-Chlr-WtrCldScrewChlr-gte600tons-0.497kwpton-0.323IPLV-VarSpd | DEER2020 | D20 v0 | 43468.3971 | Any | Rt3 | New | CZ04 | Any | Cap-Tons | 226 | 0 | None | 50.6 | 0.0424 | 0 | 50.6 | 0.0424 | 0 | 0 | 0 | 0 | 0 | 0 | 0 | DEER:HVAC_Chillers | Annual | 2020
NE-HVAC-Chlr-WtrCldScrewChlr-gte600tons-0.497kwpton-0.323IPLV-VarSpd | DEER2020 | D20 v0 | 43468.3971 | Any | ECC | New | CZ05 | Any | Cap-Tons | 360 | 0 | None | 37.6 | 0.035 | 0 | 37.6 | 0.035 | 0 | 0 | 0 | 0 | 0 | 0 | 0 | DEER:HVAC_Chillers | Annual | 2020
NE-HVAC-Chlr-WtrCldScrewChlr-gte600tons-0.497kwpton-0.323IPLV-VarSpd | DEER2020 | D20 v0 | 43468.3971 | Any | ESe | New | CZ05 | Any | Cap-Tons | 180 | 0 | None | 27 | 0.0184 | 0 | 27 | 0.0184 | 0 | 0 | 0 | 0 | 0 | 0 | 0 | DEER:HVAC_Chillers | Annual | 2020
NE-HVAC-Chlr-WtrCldScrewChlr-gte600tons-0.497kwpton-0.323IPLV-VarSpd | DEER2020 | D20 v0 | 43468.3971 | Any | EUn | New | CZ05 | Any | Cap-Tons | 1300 | 0 | None | 28.8 | 0.0289 | 0 | 28.8 | 0.0289 | 0 | 0 | 0 | 0 | 0 | 0 | 0 | DEER:HVAC_Chillers | Annual | 2020
NE-HVAC-Chlr-WtrCldScrewChlr-gte600tons-0.497kwpton-0.323IPLV-VarSpd | DEER2020 | D20 v0 | 43468.3971 | Any | Hsp | New | CZ05 | Any | Cap-Tons | 670 | 0 | None | 10.8 | 0.0091 | 0 | 10.8 | 0.0091 | 0 | 0 | 0 | 0 | 0 | 0 | 0 | DEER:HVAC_Chillers | Annual | 2020
NE-HVAC-Chlr-WtrCldScrewChlr-gte600tons-0.497kwpton-0.323IPLV-VarSpd | DEER2020 | D20 v0 | 43468.3971 | Any | Htl | New | CZ05 | Any | Cap-Tons | 102 | 0 | None | 51.5 | 0.0251 | 0 | 51.5 | 0.0251 | 0 | 0 | 0 | 0 | 0 | 0 | 0 | DEER:HVAC_Chillers | Annual | 2020
NE-HVAC-Chlr-WtrCldScrewChlr-gte600tons-0.497kwpton-0.323IPLV-VarSpd | DEER2020 | D20 v0 | 43468.3971 | Any | MBT | New | CZ05 | Any | Cap-Tons | 215 | 0 | None | 38.6 | 0.018 | 0 | 38.6 | 0.018 | 0 | 0 | 0 | 0 | 0 | 0 | 0 | DEER:HVAC_Chillers | Annual | 2020
NE-HVAC-Chlr-WtrCldScrewChlr-gte600tons-0.497kwpton-0.323IPLV-VarSpd | DEER2020 | D20 v0 | 43468.3971 | Any | Nrs | New | CZ05 | Any | Cap-Tons | 77.4 | 0 | None | 19.4 | 0.0181 | 0 | 19.4 | 0.0181 | 0 | 0 | 0 | 0 | 0 | 0 | 0 | DEER:HVAC_Chillers | Annual | 2020
NE-HVAC-Chlr-WtrCldScrewChlr-gte600tons-0.497kwpton-0.323IPLV-VarSpd | DEER2020 | D20 v0 | 43468.3971 | Any | OfL | New | CZ05 | Any | Cap-Tons | 289 | 0 | None | 32.7 | 0.013 | 0 | 32.7 | 0.013 | 0 | 0 | 0 | 0 | 0 | 0 | 0 | DEER:HVAC_Chillers | Annual | 2020
NE-HVAC-Chlr-WtrCldScrewChlr-gte600tons-0.497kwpton-0.323IPLV-VarSpd | DEER2020 | D20 v0 | 43468.3971 | Any | OfS | New | CZ05 | Any | Cap-Tons | 15.2 | 0 | None | 38.5 | 0.0148 | 0 | 38.5 | 0.0148 | 0 | 0 | 0 | 0 | 0 | 0 | 0 | DEER:HVAC_Chillers | Annual | 2020
NE-HVAC-Chlr-WtrCldScrewChlr-gte600tons-0.497kwpton-0.323IPLV-VarSpd | DEER2020 | D20 v0 | 43468.3971 | Any | Rt3 | New | CZ05 | Any | Cap-Tons | 166 | 0 | None | 32.8 | 0.023 | 0 | 32.8 | 0.023 | 0 | 0 | 0 | 0 | 0 | 0 | 0 | DEER:HVAC_Chillers | Annual | 2020
NE-HVAC-Chlr-WtrCldScrewChlr-gte600tons-0.497kwpton-0.323IPLV-VarSpd | DEER2020 | D20 v0 | 43468.3971 | Any | ECC | New | CZ06 | Any | Cap-Tons | 585 | 0 | None | 55.5 | 0.0465 | 0 | 55.5 | 0.0465 | 0 | 0 | 0 | 0 | 0 | 0 | 0 | DEER:HVAC_Chillers | Annual | 2020
NE-HVAC-Chlr-WtrCldScrewChlr-gte600tons-0.497kwpton-0.323IPLV-VarSpd | DEER2020 | D20 v0 | 43468.3971 | Any | ESe | New | CZ06 | Any | Cap-Tons | 318 | 0 | None | 33.1 | 0.0207 | 0 | 33.1 | 0.0207 | 0 | 0 | 0 | 0 | 0 | 0 | 0 | DEER:HVAC_Chillers | Annual | 2020
NE-HVAC-Chlr-WtrCldScrewChlr-gte600tons-0.497kwpton-0.323IPLV-VarSpd | DEER2020 | D20 v0 | 43468.3971 | Any | EUn | New | CZ06 | Any | Cap-Tons | 1960 | 0 | None | 44.6 | 0.0427 | 0 | 44.6 | 0.0427 | 0 | 0 | 0 | 0 | 0 | 0 | 0 | DEER:HVAC_Chillers | Annual | 2020
NE-HVAC-Chlr-WtrCldScrewChlr-gte600tons-0.497kwpton-0.323IPLV-VarSpd | DEER2020 | D20 v0 | 43468.3971 | Any | Hsp | New | CZ06 | Any | Cap-Tons | 876 | 0 | None | 25.3 | 0.0151 | 0 | 25.3 | 0.0151 | 0 | 0 | 0 | 0 | 0 | 0 | 0 | DEER:HVAC_Chillers | Annual | 2020
NE-HVAC-Chlr-WtrCldScrewChlr-gte600tons-0.497kwpton-0.323IPLV-VarSpd | DEER2020 | D20 v0 | 43468.3971 | Any | Htl | New | CZ06 | Any | Cap-Tons | 154 | 0 | None | 71.1 | 0.0346 | 0 | 71.1 | 0.0346 | 0 | 0 | 0 | 0 | 0 | 0 | 0 | DEER:HVAC_Chillers | Annual | 2020
NE-HVAC-Chlr-WtrCldScrewChlr-gte600tons-0.497kwpton-0.323IPLV-VarSpd | DEER2020 | D20 v0 | 43468.3971 | Any | MBT | New | CZ06 | Any | Cap-Tons | 298 | 0 | None | 57.9 | 0.0244 | 0 | 57.9 | 0.0244 | 0 | 0 | 0 | 0 | 0 | 0 | 0 | DEER:HVAC_Chillers | Annual | 2020
NE-HVAC-Chlr-WtrCldScrewChlr-gte600tons-0.497kwpton-0.323IPLV-VarSpd | DEER2020 | D20 v0 | 43468.3971 | Any | Nrs | New | CZ06 | Any | Cap-Tons | 102 | 0 | None | 46.6 | 0.0311 | 0 | 46.6 | 0.0311 | 0 | 0 | 0 | 0 | 0 | 0 | 0 | DEER:HVAC_Chillers | Annual | 2020
NE-HVAC-Chlr-WtrCldScrewChlr-gte600tons-0.497kwpton-0.323IPLV-VarSpd | DEER2020 | D20 v0 | 43468.3971 | Any | OfL | New | CZ06 | Any | Cap-Tons | 369 | 0 | None | 53.5 | 0.0154 | 0 | 53.5 | 0.0154 | 0 | 0 | 0 | 0 | 0 | 0 | 0 | DEER:HVAC_Chillers | Annual | 2020
NE-HVAC-Chlr-WtrCldScrewChlr-gte600tons-0.497kwpton-0.323IPLV-VarSpd | DEER2020 | D20 v0 | 43468.3971 | Any | OfS | New | CZ06 | Any | Cap-Tons | 21.8 | 0 | None | 56.6 | 0.0183 | 0 | 56.6 | 0.0183 | 0 | 0 | 0 | 0 | 0 | 0 | 0 | DEER:HVAC_Chillers | Annual | 2020
NE-HVAC-Chlr-WtrCldScrewChlr-gte600tons-0.497kwpton-0.323IPLV-VarSpd | DEER2020 | D20 v0 | 43468.3971 | Any | Rt3 | New | CZ06 | Any | Cap-Tons | 233 | 0 | None | 61.9 | 0.0413 | 0 | 61.9 | 0.0413 | 0 | 0 | 0 | 0 | 0 | 0 | 0 | DEER:HVAC_Chillers | Annual | 2020
NE-HVAC-Chlr-WtrCldScrewChlr-gte600tons-0.497kwpton-0.323IPLV-VarSpd | DEER2020 | D20 v0 | 43468.3971 | Any | ECC | New | CZ07 | Any | Cap-Tons | 555 | 0 | None | 55.4 | 0.0456 | 0 | 55.4 | 0.0456 | 0 | 0 | 0 | 0 | 0 | 0 | 0 | DEER:HVAC_Chillers | Annual | 2020
NE-HVAC-Chlr-WtrCldScrewChlr-gte600tons-0.497kwpton-0.323IPLV-VarSpd | DEER2020 | D20 v0 | 43468.3971 | Any | ESe | New | CZ07 | Any | Cap-Tons | 303 | 0 | None | 32.8 | 0.0196 | 0 | 32.8 | 0.0196 | 0 | 0 | 0 | 0 | 0 | 0 | 0 | DEER:HVAC_Chillers | Annual | 2020
NE-HVAC-Chlr-WtrCldScrewChlr-gte600tons-0.497kwpton-0.323IPLV-VarSpd | DEER2020 | D20 v0 | 43468.3971 | Any | EUn | New | CZ07 | Any | Cap-Tons | 1900 | 0 | None | 41.4 | 0.0387 | 0 | 41.4 | 0.0387 | 0 | 0 | 0 | 0 | 0 | 0 | 0 | DEER:HVAC_Chillers | Annual | 2020
NE-HVAC-Chlr-WtrCldScrewChlr-gte600tons-0.497kwpton-0.323IPLV-VarSpd | DEER2020 | D20 v0 | 43468.3971 | Any | Hsp | New | CZ07 | Any | Cap-Tons | 909 | 0 | None | 24.5 | 0.0124 | 0 | 24.5 | 0.0124 | 0 | 0 | 0 | 0 | 0 | 0 | 0 | DEER:HVAC_Chillers | Annual | 2020
NE-HVAC-Chlr-WtrCldScrewChlr-gte600tons-0.497kwpton-0.323IPLV-VarSpd | DEER2020 | D20 v0 | 43468.3971 | Any | Htl | New | CZ07 | Any | Cap-Tons | 141 | 0 | None | 75.5 | 0.0306 | 0 | 75.5 | 0.0306 | 0 | 0 | 0 | 0 | 0 | 0 | 0 | DEER:HVAC_Chillers | Annual | 2020
NE-HVAC-Chlr-WtrCldScrewChlr-gte600tons-0.497kwpton-0.323IPLV-VarSpd | DEER2020 | D20 v0 | 43468.3971 | Any | MBT | New | CZ07 | Any | Cap-Tons | 297 | 0 | None | 53.2 | 0.0211 | 0 | 53.2 | 0.0211 | 0 | 0 | 0 | 0 | 0 | 0 | 0 | DEER:HVAC_Chillers | Annual | 2020
NE-HVAC-Chlr-WtrCldScrewChlr-gte600tons-0.497kwpton-0.323IPLV-VarSpd | DEER2020 | D20 v0 | 43468.3971 | Any | Nrs | New | CZ07 | Any | Cap-Tons | 104 | 0 | None | 42.5 | 0.0244 | 0 | 42.5 | 0.0244 | 0 | 0 | 0 | 0 | 0 | 0 | 0 | DEER:HVAC_Chillers | Annual | 2020
NE-HVAC-Chlr-WtrCldScrewChlr-gte600tons-0.497kwpton-0.323IPLV-VarSpd | DEER2020 | D20 v0 | 43468.3971 | Any | OfL | New | CZ07 | Any | Cap-Tons | 357 | 0 | None | 49.6 | 0.0143 | 0 | 49.6 | 0.0143 | 0 | 0 | 0 | 0 | 0 | 0 | 0 | DEER:HVAC_Chillers | Annual | 2020
NE-HVAC-Chlr-WtrCldScrewChlr-gte600tons-0.497kwpton-0.323IPLV-VarSpd | DEER2020 | D20 v0 | 43468.3971 | Any | OfS | New | CZ07 | Any | Cap-Tons | 20.8 | 0 | None | 55.2 | 0.0166 | 0 | 55.2 | 0.0166 | 0 | 0 | 0 | 0 | 0 | 0 | 0 | DEER:HVAC_Chillers | Annual | 2020
NE-HVAC-Chlr-WtrCldScrewChlr-gte600tons-0.497kwpton-0.323IPLV-VarSpd | DEER2020 | D20 v0 | 43468.3971 | Any | Rt3 | New | CZ07 | Any | Cap-Tons | 234 | 0 | None | 58 | 0.0366 | 0 | 58 | 0.0366 | 0 | 0 | 0 | 0 | 0 | 0 | 0 | DEER:HVAC_Chillers | Annual | 2020
NE-HVAC-Chlr-WtrCldScrewChlr-gte600tons-0.497kwpton-0.323IPLV-VarSpd | DEER2020 | D20 v0 | 43468.3971 | Any | ECC | New | CZ08 | Any | Cap-Tons | 641 | 0 | None | 58.5 | 0.0387 | 0 | 58.5 | 0.0387 | 0 | 0 | 0 | 0 | 0 | 0 | 0 | DEER:HVAC_Chillers | Annual | 2020
NE-HVAC-Chlr-WtrCldScrewChlr-gte600tons-0.497kwpton-0.323IPLV-VarSpd | DEER2020 | D20 v0 | 43468.3971 | Any | ESe | New | CZ08 | Any | Cap-Tons | 344 | 0 | None | 37.5 | 0.0182 | 0 | 37.5 | 0.0182 | 0 | 0 | 0 | 0 | 0 | 0 | 0 | DEER:HVAC_Chillers | Annual | 2020
NE-HVAC-Chlr-WtrCldScrewChlr-gte600tons-0.497kwpton-0.323IPLV-VarSpd | DEER2020 | D20 v0 | 43468.3971 | Any | EUn | New | CZ08 | Any | Cap-Tons | 2190 | 0 | None | 46.9 | 0.0356 | 0 | 46.9 | 0.0356 | 0 | 0 | 0 | 0 | 0 | 0 | 0 | DEER:HVAC_Chillers | Annual | 2020
NE-HVAC-Chlr-WtrCldScrewChlr-gte600tons-0.497kwpton-0.323IPLV-VarSpd | DEER2020 | D20 v0 | 43468.3971 | Any | Hsp | New | CZ08 | Any | Cap-Tons | 945 | 0 | None | 28.1 | 0.013 | 0 | 28.1 | 0.013 | 0 | 0 | 0 | 0 | 0 | 0 | 0 | DEER:HVAC_Chillers | Annual | 2020
NE-HVAC-Chlr-WtrCldScrewChlr-gte600tons-0.497kwpton-0.323IPLV-VarSpd | DEER2020 | D20 v0 | 43468.3971 | Any | Htl | New | CZ08 | Any | Cap-Tons | 165 | 0 | None | 77.9 | 0.0315 | 0 | 77.9 | 0.0315 | 0 | 0 | 0 | 0 | 0 | 0 | 0 | DEER:HVAC_Chillers | Annual | 2020
NE-HVAC-Chlr-WtrCldScrewChlr-gte600tons-0.497kwpton-0.323IPLV-VarSpd | DEER2020 | D20 v0 | 43468.3971 | Any | MBT | New | CZ08 | Any | Cap-Tons | 332 | 0 | None | 57.6 | 0.0207 | 0 | 57.6 | 0.0207 | 0 | 0 | 0 | 0 | 0 | 0 | 0 | DEER:HVAC_Chillers | Annual | 2020
NE-HVAC-Chlr-WtrCldScrewChlr-gte600tons-0.497kwpton-0.323IPLV-VarSpd | DEER2020 | D20 v0 | 43468.3971 | Any | Nrs | New | CZ08 | Any | Cap-Tons | 113 | 0 | None | 55.1 | 0.0282 | 0 | 55.1 | 0.0282 | 0 | 0 | 0 | 0 | 0 | 0 | 0 | DEER:HVAC_Chillers | Annual | 2020
NE-HVAC-Chlr-WtrCldScrewChlr-gte600tons-0.497kwpton-0.323IPLV-VarSpd | DEER2020 | D20 v0 | 43468.3971 | Any | OfL | New | CZ08 | Any | Cap-Tons | 406 | 0 | None | 53 | 0.0141 | 0 | 53 | 0.0141 | 0 | 0 | 0 | 0 | 0 | 0 | 0 | DEER:HVAC_Chillers | Annual | 2020
NE-HVAC-Chlr-WtrCldScrewChlr-gte600tons-0.497kwpton-0.323IPLV-VarSpd | DEER2020 | D20 v0 | 43468.3971 | Any | OfS | New | CZ08 | Any | Cap-Tons | 22.8 | 0 | None | 61.2 | 0.0159 | 0 | 61.2 | 0.0159 | 0 | 0 | 0 | 0 | 0 | 0 | 0 | DEER:HVAC_Chillers | Annual | 2020
NE-HVAC-Chlr-WtrCldScrewChlr-gte600tons-0.497kwpton-0.323IPLV-VarSpd | DEER2020 | D20 v0 | 43468.3971 | Any | Rt3 | New | CZ08 | Any | Cap-Tons | 265 | 0 | None | 65.3 | 0.034 | 0 | 65.3 | 0.034 | 0 | 0 | 0 | 0 | 0 | 0 | 0 | DEER:HVAC_Chillers | Annual | 2020
NE-HVAC-Chlr-WtrCldScrewChlr-gte600tons-0.497kwpton-0.323IPLV-VarSpd | DEER2020 | D20 v0 | 43468.3971 | Any | ECC | New | CZ09 | Any | Cap-Tons | 772 | 0 | None | 49.7 | 0.0529 | 0 | 49.7 | 0.0529 | 0 | 0 | 0 | 0 | 0 | 0 | 0 | DEER:HVAC_Chillers | Annual | 2020
NE-HVAC-Chlr-WtrCldScrewChlr-gte600tons-0.497kwpton-0.323IPLV-VarSpd | DEER2020 | D20 v0 | 43468.3971 | Any | ESe | New | CZ09 | Any | Cap-Tons | 409 | 0 | None | 32.8 | 0.0276 | 0 | 32.8 | 0.0276 | 0 | 0 | 0 | 0 | 0 | 0 | 0 | DEER:HVAC_Chillers | Annual | 2020
NE-HVAC-Chlr-WtrCldScrewChlr-gte600tons-0.497kwpton-0.323IPLV-VarSpd | DEER2020 | D20 v0 | 43468.3971 | Any | EUn | New | CZ09 | Any | Cap-Tons | 2540 | 0 | None | 41.1 | 0.045 | 0 | 41.1 | 0.045 | 0 | 0 | 0 | 0 | 0 | 0 | 0 | DEER:HVAC_Chillers | Annual | 2020
NE-HVAC-Chlr-WtrCldScrewChlr-gte600tons-0.497kwpton-0.323IPLV-VarSpd | DEER2020 | D20 v0 | 43468.3971 | Any | Hsp | New | CZ09 | Any | Cap-Tons | 1080 | 0 | None | 25.4 | 0.017 | 0 | 25.4 | 0.017 | 0 | 0 | 0 | 0 | 0 | 0 | 0 | DEER:HVAC_Chillers | Annual | 2020
NE-HVAC-Chlr-WtrCldScrewChlr-gte600tons-0.497kwpton-0.323IPLV-VarSpd | DEER2020 | D20 v0 | 43468.3971 | Any | Htl | New | CZ09 | Any | Cap-Tons | 216 | 0 | None | 63.8 | 0.0365 | 0 | 63.8 | 0.0365 | 0 | 0 | 0 | 0 | 0 | 0 | 0 | DEER:HVAC_Chillers | Annual | 2020
NE-HVAC-Chlr-WtrCldScrewChlr-gte600tons-0.497kwpton-0.323IPLV-VarSpd | DEER2020 | D20 v0 | 43468.3971 | Any | MBT | New | CZ09 | Any | Cap-Tons | 377 | 0 | None | 50.9 | 0.0281 | 0 | 50.9 | 0.0281 | 0 | 0 | 0 | 0 | 0 | 0 | 0 | DEER:HVAC_Chillers | Annual | 2020
NE-HVAC-Chlr-WtrCldScrewChlr-gte600tons-0.497kwpton-0.323IPLV-VarSpd | DEER2020 | D20 v0 | 43468.3971 | Any | Nrs | New | CZ09 | Any | Cap-Tons | 129 | 0 | None | 52.2 | 0.0351 | 0 | 52.2 | 0.0351 | 0 | 0 | 0 | 0 | 0 | 0 | 0 | DEER:HVAC_Chillers | Annual | 2020
NE-HVAC-Chlr-WtrCldScrewChlr-gte600tons-0.497kwpton-0.323IPLV-VarSpd | DEER2020 | D20 v0 | 43468.3971 | Any | OfL | New | CZ09 | Any | Cap-Tons | 476 | 0 | None | 45 | 0.0166 | 0 | 45 | 0.0166 | 0 | 0 | 0 | 0 | 0 | 0 | 0 | DEER:HVAC_Chillers | Annual | 2020
NE-HVAC-Chlr-WtrCldScrewChlr-gte600tons-0.497kwpton-0.323IPLV-VarSpd | DEER2020 | D20 v0 | 43468.3971 | Any | OfS | New | CZ09 | Any | Cap-Tons | 27.1 | 0 | None | 55.6 | 0.0215 | 0 | 55.6 | 0.0215 | 0 | 0 | 0 | 0 | 0 | 0 | 0 | DEER:HVAC_Chillers | Annual | 2020
NE-HVAC-Chlr-WtrCldScrewChlr-gte600tons-0.497kwpton-0.323IPLV-VarSpd | DEER2020 | D20 v0 | 43468.3971 | Any | Rt3 | New | CZ09 | Any | Cap-Tons | 322 | 0 | None | 54.8 | 0.0414 | 0 | 54.8 | 0.0414 | 0 | 0 | 0 | 0 | 0 | 0 | 0 | DEER:HVAC_Chillers | Annual | 2020
NE-HVAC-Chlr-WtrCldScrewChlr-gte600tons-0.497kwpton-0.323IPLV-VarSpd | DEER2020 | D20 v0 | 43468.3971 | Any | ECC | New | CZ10 | Any | Cap-Tons | 687 | 0 | None | 57.7 | 0.0516 | 0 | 57.7 | 0.0516 | 0 | 0 | 0 | 0 | 0 | 0 | 0 | DEER:HVAC_Chillers | Annual | 2020
NE-HVAC-Chlr-WtrCldScrewChlr-gte600tons-0.497kwpton-0.323IPLV-VarSpd | DEER2020 | D20 v0 | 43468.3971 | Any | ESe | New | CZ10 | Any | Cap-Tons | 360 | 0 | None | 39.2 | 0.0269 | 0 | 39.2 | 0.0269 | 0 | 0 | 0 | 0 | 0 | 0 | 0 | DEER:HVAC_Chillers | Annual | 2020
NE-HVAC-Chlr-WtrCldScrewChlr-gte600tons-0.497kwpton-0.323IPLV-VarSpd | DEER2020 | D20 v0 | 43468.3971 | Any | EUn | New | CZ10 | Any | Cap-Tons | 2330 | 0 | None | 48.7 | 0.0447 | 0 | 48.7 | 0.0447 | 0 | 0 | 0 | 0 | 0 | 0 | 0 | DEER:HVAC_Chillers | Annual | 2020
NE-HVAC-Chlr-WtrCldScrewChlr-gte600tons-0.497kwpton-0.323IPLV-VarSpd | DEER2020 | D20 v0 | 43468.3971 | Any | Hsp | New | CZ10 | Any | Cap-Tons | 992 | 0 | None | 28.8 | 0.0172 | 0 | 28.8 | 0.0172 | 0 | 0 | 0 | 0 | 0 | 0 | 0 | DEER:HVAC_Chillers | Annual | 2020
NE-HVAC-Chlr-WtrCldScrewChlr-gte600tons-0.497kwpton-0.323IPLV-VarSpd | DEER2020 | D20 v0 | 43468.3971 | Any | Htl | New | CZ10 | Any | Cap-Tons | 194 | 0 | None | 72.8 | 0.0377 | 0 | 72.8 | 0.0377 | 0 | 0 | 0 | 0 | 0 | 0 | 0 | DEER:HVAC_Chillers | Annual | 2020
NE-HVAC-Chlr-WtrCldScrewChlr-gte600tons-0.497kwpton-0.323IPLV-VarSpd | DEER2020 | D20 v0 | 43468.3971 | Any | MBT | New | CZ10 | Any | Cap-Tons | 338 | 0 | None | 57.5 | 0.0267 | 0 | 57.5 | 0.0267 | 0 | 0 | 0 | 0 | 0 | 0 | 0 | DEER:HVAC_Chillers | Annual | 2020
NE-HVAC-Chlr-WtrCldScrewChlr-gte600tons-0.497kwpton-0.323IPLV-VarSpd | DEER2020 | D20 v0 | 43468.3971 | Any | Nrs | New | CZ10 | Any | Cap-Tons | 115 | 0 | None | 62.7 | 0.04 | 0 | 62.7 | 0.04 | 0 | 0 | 0 | 0 | 0 | 0 | 0 | DEER:HVAC_Chillers | Annual | 2020
NE-HVAC-Chlr-WtrCldScrewChlr-gte600tons-0.497kwpton-0.323IPLV-VarSpd | DEER2020 | D20 v0 | 43468.3971 | Any | OfL | New | CZ10 | Any | Cap-Tons | 422 | 0 | None | 51.8 | 0.0168 | 0 | 51.8 | 0.0168 | 0 | 0 | 0 | 0 | 0 | 0 | 0 | DEER:HVAC_Chillers | Annual | 2020
NE-HVAC-Chlr-WtrCldScrewChlr-gte600tons-0.497kwpton-0.323IPLV-VarSpd | DEER2020 | D20 v0 | 43468.3971 | Any | OfS | New | CZ10 | Any | Cap-Tons | 24.6 | 0 | None | 59.6 | 0.021 | 0 | 59.6 | 0.021 | 0 | 0 | 0 | 0 | 0 | 0 | 0 | DEER:HVAC_Chillers | Annual | 2020
NE-HVAC-Chlr-WtrCldScrewChlr-gte600tons-0.497kwpton-0.323IPLV-VarSpd | DEER2020 | D20 v0 | 43468.3971 | Any | Rt3 | New | CZ10 | Any | Cap-Tons | 280 | 0 | None | 65.6 | 0.0428 | 0 | 65.6 | 0.0428 | 0 | 0 | 0 | 0 | 0 | 0 | 0 | DEER:HVAC_Chillers | Annual | 2020
NE-HVAC-Chlr-WtrCldScrewChlr-gte600tons-0.497kwpton-0.323IPLV-VarSpd | DEER2020 | D20 v0 | 43468.3971 | Any | ECC | New | CZ11 | Any | Cap-Tons | 635 | 0 | None | 58.5 | 0.033 | 0 | 58.5 | 0.033 | 0 | 0 | 0 | 0 | 0 | 0 | 0 | DEER:HVAC_Chillers | Annual | 2020
NE-HVAC-Chlr-WtrCldScrewChlr-gte600tons-0.497kwpton-0.323IPLV-VarSpd | DEER2020 | D20 v0 | 43468.3971 | Any | ESe | New | CZ11 | Any | Cap-Tons | 330 | 0 | None | 37.3 | 0.0123 | 0 | 37.3 | 0.0123 | 0 | 0 | 0 | 0 | 0 | 0 | 0 | DEER:HVAC_Chillers | Annual | 2020
NE-HVAC-Chlr-WtrCldScrewChlr-gte600tons-0.497kwpton-0.323IPLV-VarSpd | DEER2020 | D20 v0 | 43468.3971 | Any | EUn | New | CZ11 | Any | Cap-Tons | 2120 | 0 | None | 54.5 | 0.0398 | 0 | 54.5 | 0.0398 | 0 | 0 | 0 | 0 | 0 | 0 | 0 | DEER:HVAC_Chillers | Annual | 2020
NE-HVAC-Chlr-WtrCldScrewChlr-gte600tons-0.497kwpton-0.323IPLV-VarSpd | DEER2020 | D20 v0 | 43468.3971 | Any | Hsp | New | CZ11 | Any | Cap-Tons | 968 | 0 | None | 30.1 | 0.0184 | 0 | 30.1 | 0.0184 | 0 | 0 | 0 | 0 | 0 | 0 | 0 | DEER:HVAC_Chillers | Annual | 2020
NE-HVAC-Chlr-WtrCldScrewChlr-gte600tons-0.497kwpton-0.323IPLV-VarSpd | DEER2020 | D20 v0 | 43468.3971 | Any | Htl | New | CZ11 | Any | Cap-Tons | 202 | 0 | None | 72.5 | 0.0409 | 0 | 72.5 | 0.0409 | 0 | 0 | 0 | 0 | 0 | 0 | 0 | DEER:HVAC_Chillers | Annual | 2020
NE-HVAC-Chlr-WtrCldScrewChlr-gte600tons-0.497kwpton-0.323IPLV-VarSpd | DEER2020 | D20 v0 | 43468.3971 | Any | MBT | New | CZ11 | Any | Cap-Tons | 346 | 0 | None | 51 | 0.0284 | 0 | 51 | 0.0284 | 0 | 0 | 0 | 0 | 0 | 0 | 0 | DEER:HVAC_Chillers | Annual | 2020
NE-HVAC-Chlr-WtrCldScrewChlr-gte600tons-0.497kwpton-0.323IPLV-VarSpd | DEER2020 | D20 v0 | 43468.3971 | Any | Nrs | New | CZ11 | Any | Cap-Tons | 118 | 0 | None | 67.9 | 0.0447 | 0 | 67.9 | 0.0447 | 0 | 0 | 0 | 0 | 0 | 0 | 0 | DEER:HVAC_Chillers | Annual | 2020
NE-HVAC-Chlr-WtrCldScrewChlr-gte600tons-0.497kwpton-0.323IPLV-VarSpd | DEER2020 | D20 v0 | 43468.3971 | Any | OfL | New | CZ11 | Any | Cap-Tons | 425 | 0 | None | 47.9 | 0.022 | 0 | 47.9 | 0.022 | 0 | 0 | 0 | 0 | 0 | 0 | 0 | DEER:HVAC_Chillers | Annual | 2020
NE-HVAC-Chlr-WtrCldScrewChlr-gte600tons-0.497kwpton-0.323IPLV-VarSpd | DEER2020 | D20 v0 | 43468.3971 | Any | OfS | New | CZ11 | Any | Cap-Tons | 25 | 0 | None | 56.7 | 0.0273 | 0 | 56.7 | 0.0273 | 0 | 0 | 0 | 0 | 0 | 0 | 0 | DEER:HVAC_Chillers | Annual | 2020
NE-HVAC-Chlr-WtrCldScrewChlr-gte600tons-0.497kwpton-0.323IPLV-VarSpd | DEER2020 | D20 v0 | 43468.3971 | Any | Rt3 | New | CZ11 | Any | Cap-Tons | 279 | 0 | None | 60 | 0.0366 | 0 | 60 | 0.0366 | 0 | 0 | 0 | 0 | 0 | 0 | 0 | DEER:HVAC_Chillers | Annual | 2020
NE-HVAC-Chlr-WtrCldScrewChlr-gte600tons-0.497kwpton-0.323IPLV-VarSpd | DEER2020 | D20 v0 | 43468.3971 | Any | ECC | New | CZ12 | Any | Cap-Tons | 576 | 0 | None | 53.8 | 0.0362 | 0 | 53.8 | 0.0362 | 0 | 0 | 0 | 0 | 0 | 0 | 0 | DEER:HVAC_Chillers | Annual | 2020
NE-HVAC-Chlr-WtrCldScrewChlr-gte600tons-0.497kwpton-0.323IPLV-VarSpd | DEER2020 | D20 v0 | 43468.3971 | Any | ESe | New | CZ12 | Any | Cap-Tons | 301 | 0 | None | 35 | 0.0125 | 0 | 35 | 0.0125 | 0 | 0 | 0 | 0 | 0 | 0 | 0 | DEER:HVAC_Chillers | Annual | 2020
NE-HVAC-Chlr-WtrCldScrewChlr-gte600tons-0.497kwpton-0.323IPLV-VarSpd | DEER2020 | D20 v0 | 43468.3971 | Any | EUn | New | CZ12 | Any | Cap-Tons | 1980 | 0 | None | 47.4 | 0.0413 | 0 | 47.4 | 0.0413 | 0 | 0 | 0 | 0 | 0 | 0 | 0 | DEER:HVAC_Chillers | Annual | 2020
NE-HVAC-Chlr-WtrCldScrewChlr-gte600tons-0.497kwpton-0.323IPLV-VarSpd | DEER2020 | D20 v0 | 43468.3971 | Any | Hsp | New | CZ12 | Any | Cap-Tons | 912 | 0 | None | 24.5 | 0.0186 | 0 | 24.5 | 0.0186 | 0 | 0 | 0 | 0 | 0 | 0 | 0 | DEER:HVAC_Chillers | Annual | 2020
NE-HVAC-Chlr-WtrCldScrewChlr-gte600tons-0.497kwpton-0.323IPLV-VarSpd | DEER2020 | D20 v0 | 43468.3971 | Any | Htl | New | CZ12 | Any | Cap-Tons | 183 | 0 | None | 64.1 | 0.0438 | 0 | 64.1 | 0.0438 | 0 | 0 | 0 | 0 | 0 | 0 | 0 | DEER:HVAC_Chillers | Annual | 2020
NE-HVAC-Chlr-WtrCldScrewChlr-gte600tons-0.497kwpton-0.323IPLV-VarSpd | DEER2020 | D20 v0 | 43468.3971 | Any | MBT | New | CZ12 | Any | Cap-Tons | 323 | 0 | None | 45.4 | 0.0295 | 0 | 45.4 | 0.0295 | 0 | 0 | 0 | 0 | 0 | 0 | 0 | DEER:HVAC_Chillers | Annual | 2020
NE-HVAC-Chlr-WtrCldScrewChlr-gte600tons-0.497kwpton-0.323IPLV-VarSpd | DEER2020 | D20 v0 | 43468.3971 | Any | Nrs | New | CZ12 | Any | Cap-Tons | 110 | 0 | None | 52.9 | 0.0452 | 0 | 52.9 | 0.0452 | 0 | 0 | 0 | 0 | 0 | 0 | 0 | DEER:HVAC_Chillers | Annual | 2020
NE-HVAC-Chlr-WtrCldScrewChlr-gte600tons-0.497kwpton-0.323IPLV-VarSpd | DEER2020 | D20 v0 | 43468.3971 | Any | OfL | New | CZ12 | Any | Cap-Tons | 401 | 0 | None | 42.3 | 0.0221 | 0 | 42.3 | 0.0221 | 0 | 0 | 0 | 0 | 0 | 0 | 0 | DEER:HVAC_Chillers | Annual | 2020
NE-HVAC-Chlr-WtrCldScrewChlr-gte600tons-0.497kwpton-0.323IPLV-VarSpd | DEER2020 | D20 v0 | 43468.3971 | Any | OfS | New | CZ12 | Any | Cap-Tons | 23.4 | 0 | None | 49.2 | 0.0277 | 0 | 49.2 | 0.0277 | 0 | 0 | 0 | 0 | 0 | 0 | 0 | DEER:HVAC_Chillers | Annual | 2020
NE-HVAC-Chlr-WtrCldScrewChlr-gte600tons-0.497kwpton-0.323IPLV-VarSpd | DEER2020 | D20 v0 | 43468.3971 | Any | Rt3 | New | CZ12 | Any | Cap-Tons | 267 | 0 | None | 53.1 | 0.0402 | 0 | 53.1 | 0.0402 | 0 | 0 | 0 | 0 | 0 | 0 | 0 | DEER:HVAC_Chillers | Annual | 2020
NE-HVAC-Chlr-WtrCldScrewChlr-gte600tons-0.497kwpton-0.323IPLV-VarSpd | DEER2020 | D20 v0 | 43468.3971 | Any | ECC | New | CZ13 | Any | Cap-Tons | 678 | 0 | None | 59.8 | 0.0277 | 0 | 59.8 | 0.0277 | 0 | 0 | 0 | 0 | 0 | 0 | 0 | DEER:HVAC_Chillers | Annual | 2020
NE-HVAC-Chlr-WtrCldScrewChlr-gte600tons-0.497kwpton-0.323IPLV-VarSpd | DEER2020 | D20 v0 | 43468.3971 | Any | ESe | New | CZ13 | Any | Cap-Tons | 362 | 0 | None | 38.9 | 0.0096 | 0 | 38.9 | 0.0096 | 0 | 0 | 0 | 0 | 0 | 0 | 0 | DEER:HVAC_Chillers | Annual | 2020
NE-HVAC-Chlr-WtrCldScrewChlr-gte600tons-0.497kwpton-0.323IPLV-VarSpd | DEER2020 | D20 v0 | 43468.3971 | Any | EUn | New | CZ13 | Any | Cap-Tons | 2260 | 0 | None | 54.2 | 0.0361 | 0 | 54.2 | 0.0361 | 0 | 0 | 0 | 0 | 0 | 0 | 0 | DEER:HVAC_Chillers | Annual | 2020
NE-HVAC-Chlr-WtrCldScrewChlr-gte600tons-0.497kwpton-0.323IPLV-VarSpd | DEER2020 | D20 v0 | 43468.3971 | Any | Hsp | New | CZ13 | Any | Cap-Tons | 978 | 0 | None | 32.3 | 0.0176 | 0 | 32.3 | 0.0176 | 0 | 0 | 0 | 0 | 0 | 0 | 0 | DEER:HVAC_Chillers | Annual | 2020
NE-HVAC-Chlr-WtrCldScrewChlr-gte600tons-0.497kwpton-0.323IPLV-VarSpd | DEER2020 | D20 v0 | 43468.3971 | Any | Htl | New | CZ13 | Any | Cap-Tons | 202 | 0 | None | 77.3 | 0.0384 | 0 | 77.3 | 0.0384 | 0 | 0 | 0 | 0 | 0 | 0 | 0 | DEER:HVAC_Chillers | Annual | 2020
NE-HVAC-Chlr-WtrCldScrewChlr-gte600tons-0.497kwpton-0.323IPLV-VarSpd | DEER2020 | D20 v0 | 43468.3971 | Any | MBT | New | CZ13 | Any | Cap-Tons | 352 | 0 | None | 52.8 | 0.0272 | 0 | 52.8 | 0.0272 | 0 | 0 | 0 | 0 | 0 | 0 | 0 | DEER:HVAC_Chillers | Annual | 2020
NE-HVAC-Chlr-WtrCldScrewChlr-gte600tons-0.497kwpton-0.323IPLV-VarSpd | DEER2020 | D20 v0 | 43468.3971 | Any | Nrs | New | CZ13 | Any | Cap-Tons | 118 | 0 | None | 72.9 | 0.0425 | 0 | 72.9 | 0.0425 | 0 | 0 | 0 | 0 | 0 | 0 | 0 | DEER:HVAC_Chillers | Annual | 2020
NE-HVAC-Chlr-WtrCldScrewChlr-gte600tons-0.497kwpton-0.323IPLV-VarSpd | DEER2020 | D20 v0 | 43468.3971 | Any | OfL | New | CZ13 | Any | Cap-Tons | 414 | 0 | None | 51 | 0.0193 | 0 | 51 | 0.0193 | 0 | 0 | 0 | 0 | 0 | 0 | 0 | DEER:HVAC_Chillers | Annual | 2020
NE-HVAC-Chlr-WtrCldScrewChlr-gte600tons-0.497kwpton-0.323IPLV-VarSpd | DEER2020 | D20 v0 | 43468.3971 | Any | OfS | New | CZ13 | Any | Cap-Tons | 25.3 | 0 | None | 53.6 | 0.0207 | 0 | 53.6 | 0.0207 | 0 | 0 | 0 | 0 | 0 | 0 | 0 | DEER:HVAC_Chillers | Annual | 2020
NE-HVAC-Chlr-WtrCldScrewChlr-gte600tons-0.497kwpton-0.323IPLV-VarSpd | DEER2020 | D20 v0 | 43468.3971 | Any | Rt3 | New | CZ13 | Any | Cap-Tons | 286 | 0 | None | 62 | 0.0378 | 0 | 62 | 0.0378 | 0 | 0 | 0 | 0 | 0 | 0 | 0 | DEER:HVAC_Chillers | Annual | 2020
NE-HVAC-Chlr-WtrCldScrewChlr-gte600tons-0.497kwpton-0.323IPLV-VarSpd | DEER2020 | D20 v0 | 43468.3971 | Any | ECC | New | CZ14 | Any | Cap-Tons | 732 | 0 | None | 50.2 | 0.0395 | 0 | 50.2 | 0.0395 | 0 | 0 | 0 | 0 | 0 | 0 | 0 | DEER:HVAC_Chillers | Annual | 2020
NE-HVAC-Chlr-WtrCldScrewChlr-gte600tons-0.497kwpton-0.323IPLV-VarSpd | DEER2020 | D20 v0 | 43468.3971 | Any | ESe | New | CZ14 | Any | Cap-Tons | 396 | 0 | None | 31.9 | 0.0202 | 0 | 31.9 | 0.0202 | 0 | 0 | 0 | 0 | 0 | 0 | 0 | DEER:HVAC_Chillers | Annual | 2020
NE-HVAC-Chlr-WtrCldScrewChlr-gte600tons-0.497kwpton-0.323IPLV-VarSpd | DEER2020 | D20 v0 | 43468.3971 | Any | EUn | New | CZ14 | Any | Cap-Tons | 2410 | 0 | None | 46.5 | 0.0375 | 0 | 46.5 | 0.0375 | 0 | 0 | 0 | 0 | 0 | 0 | 0 | DEER:HVAC_Chillers | Annual | 2020
NE-HVAC-Chlr-WtrCldScrewChlr-gte600tons-0.497kwpton-0.323IPLV-VarSpd | DEER2020 | D20 v0 | 43468.3971 | Any | Hsp | New | CZ14 | Any | Cap-Tons | 1040 | 0 | None | 24.4 | 0.0145 | 0 | 24.4 | 0.0145 | 0 | 0 | 0 | 0 | 0 | 0 | 0 | DEER:HVAC_Chillers | Annual | 2020
NE-HVAC-Chlr-WtrCldScrewChlr-gte600tons-0.497kwpton-0.323IPLV-VarSpd | DEER2020 | D20 v0 | 43468.3971 | Any | Htl | New | CZ14 | Any | Cap-Tons | 207 | 0 | None | 69.3 | 0.0335 | 0 | 69.3 | 0.0335 | 0 | 0 | 0 | 0 | 0 | 0 | 0 | DEER:HVAC_Chillers | Annual | 2020
NE-HVAC-Chlr-WtrCldScrewChlr-gte600tons-0.497kwpton-0.323IPLV-VarSpd | DEER2020 | D20 v0 | 43468.3971 | Any | MBT | New | CZ14 | Any | Cap-Tons | 366 | 0 | None | 48.3 | 0.0252 | 0 | 48.3 | 0.0252 | 0 | 0 | 0 | 0 | 0 | 0 | 0 | DEER:HVAC_Chillers | Annual | 2020
NE-HVAC-Chlr-WtrCldScrewChlr-gte600tons-0.497kwpton-0.323IPLV-VarSpd | DEER2020 | D20 v0 | 43468.3971 | Any | Nrs | New | CZ14 | Any | Cap-Tons | 121 | 0 | None | 65.8 | 0.0378 | 0 | 65.8 | 0.0378 | 0 | 0 | 0 | 0 | 0 | 0 | 0 | DEER:HVAC_Chillers | Annual | 2020
NE-HVAC-Chlr-WtrCldScrewChlr-gte600tons-0.497kwpton-0.323IPLV-VarSpd | DEER2020 | D20 v0 | 43468.3971 | Any | OfL | New | CZ14 | Any | Cap-Tons | 436 | 0 | None | 47.7 | 0.0177 | 0 | 47.7 | 0.0177 | 0 | 0 | 0 | 0 | 0 | 0 | 0 | DEER:HVAC_Chillers | Annual | 2020
NE-HVAC-Chlr-WtrCldScrewChlr-gte600tons-0.497kwpton-0.323IPLV-VarSpd | DEER2020 | D20 v0 | 43468.3971 | Any | OfS | New | CZ14 | Any | Cap-Tons | 26.7 | 0 | None | 52.6 | 0.0184 | 0 | 52.6 | 0.0184 | 0 | 0 | 0 | 0 | 0 | 0 | 0 | DEER:HVAC_Chillers | Annual | 2020
NE-HVAC-Chlr-WtrCldScrewChlr-gte600tons-0.497kwpton-0.323IPLV-VarSpd | DEER2020 | D20 v0 | 43468.3971 | Any | Rt3 | New | CZ14 | Any | Cap-Tons | 290 | 0 | None | 57.9 | 0.0326 | 0 | 57.9 | 0.0326 | 0 | 0 | 0 | 0 | 0 | 0 | 0 | DEER:HVAC_Chillers | Annual | 2020
NE-HVAC-Chlr-WtrCldScrewChlr-gte600tons-0.497kwpton-0.323IPLV-VarSpd | DEER2020 | D20 v0 | 43468.3971 | Any | ECC | New | CZ15 | Any | Cap-Tons | 960 | 0 | None | 73.3 | 0.0345 | 0 | 73.3 | 0.0345 | 0 | 0 | 0 | 0 | 0 | 0 | 0 | DEER:HVAC_Chillers | Annual | 2020
NE-HVAC-Chlr-WtrCldScrewChlr-gte600tons-0.497kwpton-0.323IPLV-VarSpd | DEER2020 | D20 v0 | 43468.3971 | Any | ESe | New | CZ15 | Any | Cap-Tons | 512 | 0 | None | 51.6 | 0.02 | 0 | 51.6 | 0.02 | 0 | 0 | 0 | 0 | 0 | 0 | 0 | DEER:HVAC_Chillers | Annual | 2020
NE-HVAC-Chlr-WtrCldScrewChlr-gte600tons-0.497kwpton-0.323IPLV-VarSpd | DEER2020 | D20 v0 | 43468.3971 | Any | EUn | New | CZ15 | Any | Cap-Tons | 3090 | 0 | None | 67.4 | 0.0353 | 0 | 67.4 | 0.0353 | 0 | 0 | 0 | 0 | 0 | 0 | 0 | DEER:HVAC_Chillers | Annual | 2020
NE-HVAC-Chlr-WtrCldScrewChlr-gte600tons-0.497kwpton-0.323IPLV-VarSpd | DEER2020 | D20 v0 | 43468.3971 | Any | Hsp | New | CZ15 | Any | Cap-Tons | 1270 | 0 | None | 41.3 | 0.0148 | 0 | 41.3 | 0.0148 | 0 | 0 | 0 | 0 | 0 | 0 | 0 | DEER:HVAC_Chillers | Annual | 2020
NE-HVAC-Chlr-WtrCldScrewChlr-gte600tons-0.497kwpton-0.323IPLV-VarSpd | DEER2020 | D20 v0 | 43468.3971 | Any | Htl | New | CZ15 | Any | Cap-Tons | 270 | 0 | None | 97.4 | 0.0321 | 0 | 97.4 | 0.0321 | 0 | 0 | 0 | 0 | 0 | 0 | 0 | DEER:HVAC_Chillers | Annual | 2020
NE-HVAC-Chlr-WtrCldScrewChlr-gte600tons-0.497kwpton-0.323IPLV-VarSpd | DEER2020 | D20 v0 | 43468.3971 | Any | MBT | New | CZ15 | Any | Cap-Tons | 452 | 0 | None | 70.8 | 0.024 | 0 | 70.8 | 0.024 | 0 | 0 | 0 | 0 | 0 | 0 | 0 | DEER:HVAC_Chillers | Annual | 2020
NE-HVAC-Chlr-WtrCldScrewChlr-gte600tons-0.497kwpton-0.323IPLV-VarSpd | DEER2020 | D20 v0 | 43468.3971 | Any | Nrs | New | CZ15 | Any | Cap-Tons | 156 | 0 | None | 102 | 0.0354 | 0 | 102 | 0.0354 | 0 | 0 | 0 | 0 | 0 | 0 | 0 | DEER:HVAC_Chillers | Annual | 2020
NE-HVAC-Chlr-WtrCldScrewChlr-gte600tons-0.497kwpton-0.323IPLV-VarSpd | DEER2020 | D20 v0 | 43468.3971 | Any | OfL | New | CZ15 | Any | Cap-Tons | 538 | 0 | None | 67.3 | 0.0159 | 0 | 67.3 | 0.0159 | 0 | 0 | 0 | 0 | 0 | 0 | 0 | DEER:HVAC_Chillers | Annual | 2020
NE-HVAC-Chlr-WtrCldScrewChlr-gte600tons-0.497kwpton-0.323IPLV-VarSpd | DEER2020 | D20 v0 | 43468.3971 | Any | OfS | New | CZ15 | Any | Cap-Tons | 31.9 | 0 | None | 81.4 | 0.0196 | 0 | 81.4 | 0.0196 | 0 | 0 | 0 | 0 | 0 | 0 | 0 | DEER:HVAC_Chillers | Annual | 2020
NE-HVAC-Chlr-WtrCldScrewChlr-gte600tons-0.497kwpton-0.323IPLV-VarSpd | DEER2020 | D20 v0 | 43468.3971 | Any | Rt3 | New | CZ15 | Any | Cap-Tons | 364 | 0 | None | 82.7 | 0.0336 | 0 | 82.7 | 0.0336 | 0 | 0 | 0 | 0 | 0 | 0 | 0 | DEER:HVAC_Chillers | Annual | 2020
NE-HVAC-Chlr-WtrCldScrewChlr-gte600tons-0.497kwpton-0.323IPLV-VarSpd | DEER2020 | D20 v0 | 43468.3971 | Any | ECC | New | CZ16 | Any | Cap-Tons | 376 | 0 | None | 40.9 | 0.033 | 0 | 40.9 | 0.033 | 0 | 0 | 0 | 0 | 0 | 0 | 0 | DEER:HVAC_Chillers | Annual | 2020
NE-HVAC-Chlr-WtrCldScrewChlr-gte600tons-0.497kwpton-0.323IPLV-VarSpd | DEER2020 | D20 v0 | 43468.3971 | Any | ESe | New | CZ16 | Any | Cap-Tons | 199 | 0 | None | 24.7 | 0.0143 | 0 | 24.7 | 0.0143 | 0 | 0 | 0 | 0 | 0 | 0 | 0 | DEER:HVAC_Chillers | Annual | 2020
NE-HVAC-Chlr-WtrCldScrewChlr-gte600tons-0.497kwpton-0.323IPLV-VarSpd | DEER2020 | D20 v0 | 43468.3971 | Any | EUn | New | CZ16 | Any | Cap-Tons | 1330 | 0 | None | 36.6 | 0.0386 | 0 | 36.6 | 0.0386 | 0 | 0 | 0 | 0 | 0 | 0 | 0 | DEER:HVAC_Chillers | Annual | 2020
NE-HVAC-Chlr-WtrCldScrewChlr-gte600tons-0.497kwpton-0.323IPLV-VarSpd | DEER2020 | D20 v0 | 43468.3971 | Any | Hsp | New | CZ16 | Any | Cap-Tons | 656 | 0 | None | 17.9 | 0.0166 | 0 | 17.9 | 0.0166 | 0 | 0 | 0 | 0 | 0 | 0 | 0 | DEER:HVAC_Chillers | Annual | 2020
NE-HVAC-Chlr-WtrCldScrewChlr-gte600tons-0.497kwpton-0.323IPLV-VarSpd | DEER2020 | D20 v0 | 43468.3971 | Any | Htl | New | CZ16 | Any | Cap-Tons | 116 | 0 | None | 62.6 | 0.0453 | 0 | 62.6 | 0.0453 | 0 | 0 | 0 | 0 | 0 | 0 | 0 | DEER:HVAC_Chillers | Annual | 2020
NE-HVAC-Chlr-WtrCldScrewChlr-gte600tons-0.497kwpton-0.323IPLV-VarSpd | DEER2020 | D20 v0 | 43468.3971 | Any | MBT | New | CZ16 | Any | Cap-Tons | 223 | 0 | None | 35.8 | 0.0264 | 0 | 35.8 | 0.0264 | 0 | 0 | 0 | 0 | 0 | 0 | 0 | DEER:HVAC_Chillers | Annual | 2020
NE-HVAC-Chlr-WtrCldScrewChlr-gte600tons-0.497kwpton-0.323IPLV-VarSpd | DEER2020 | D20 v0 | 43468.3971 | Any | Nrs | New | CZ16 | Any | Cap-Tons | 78.7 | 0 | None | 37.2 | 0.0378 | 0 | 37.2 | 0.0378 | 0 | 0 | 0 | 0 | 0 | 0 | 0 | DEER:HVAC_Chillers | Annual | 2020
NE-HVAC-Chlr-WtrCldScrewChlr-gte600tons-0.497kwpton-0.323IPLV-VarSpd | DEER2020 | D20 v0 | 43468.3971 | Any | OfL | New | CZ16 | Any | Cap-Tons | 294 | 0 | None | 33.8 | 0.0225 | 0 | 33.8 | 0.0225 | 0 | 0 | 0 | 0 | 0 | 0 | 0 | DEER:HVAC_Chillers | Annual | 2020
NE-HVAC-Chlr-WtrCldScrewChlr-gte600tons-0.497kwpton-0.323IPLV-VarSpd | DEER2020 | D20 v0 | 43468.3971 | Any | OfS | New | CZ16 | Any | Cap-Tons | 16.8 | 0 | None | 38.7 | 0.0263 | 0 | 38.7 | 0.0263 | 0 | 0 | 0 | 0 | 0 | 0 | 0 | DEER:HVAC_Chillers | Annual | 2020
NE-HVAC-Chlr-WtrCldScrewChlr-gte600tons-0.497kwpton-0.323IPLV-VarSpd | DEER2020 | D20 v0 | 43468.3971 | Any | Rt3 | New | CZ16 | Any | Cap-Tons | 179 | 0 | None | 40.6 | 0.036 | 0 | 40.6 | 0.036 | 0 | 0 | 0 | 0 | 0 | 0 | 0 | DEER:HVAC_Chillers | Annual | 2020
NE-HVAC-Chlr-WtrCldScrewChlr-gte600tons-0.527kwpton-0.342IPLV-VarSpd | DEER2020 | D20 v0 | 43468.3971 | Any | ECC | New | CZ01 | Any | Cap-Tons | 298 | 0 | None | 6.9 | 0.0239 | 0 | 6.9 | 0.0239 | 0 | 0 | 0 | 0 | 0 | 0 | 0 | DEER:HVAC_Chillers | Annual | 2020
NE-HVAC-Chlr-WtrCldScrewChlr-gte600tons-0.527kwpton-0.342IPLV-VarSpd | DEER2020 | D20 v0 | 43468.3971 | Any | ESe | New | CZ01 | Any | Cap-Tons | 145 | 0 | None | 4.4 | 0.0095 | 0 | 4.4 | 0.0095 | 0 | 0 | 0 | 0 | 0 | 0 | 0 | DEER:HVAC_Chillers | Annual | 2020
NE-HVAC-Chlr-WtrCldScrewChlr-gte600tons-0.527kwpton-0.342IPLV-VarSpd | DEER2020 | D20 v0 | 43468.3971 | Any | EUn | New | CZ01 | Any | Cap-Tons | 1120 | 0 | None | 5.1 | 0.0176 | 0 | 5.1 | 0.0176 | 0 | 0 | 0 | 0 | 0 | 0 | 0 | DEER:HVAC_Chillers | Annual | 2020
NE-HVAC-Chlr-WtrCldScrewChlr-gte600tons-0.527kwpton-0.342IPLV-VarSpd | DEER2020 | D20 v0 | 43468.3971 | Any | Hsp | New | CZ01 | Any | Cap-Tons | 528 | 0 | None | 1.5 | 0.0045 | 0 | 1.5 | 0.0045 | 0 | 0 | 0 | 0 | 0 | 0 | 0 | DEER:HVAC_Chillers | Annual | 2020
NE-HVAC-Chlr-WtrCldScrewChlr-gte600tons-0.527kwpton-0.342IPLV-VarSpd | DEER2020 | D20 v0 | 43468.3971 | Any | Htl | New | CZ01 | Any | Cap-Tons | 88.3 | 0 | None | 15.9 | 0.0123 | 0 | 15.9 | 0.0123 | 0 | 0 | 0 | 0 | 0 | 0 | 0 | DEER:HVAC_Chillers | Annual | 2020
NE-HVAC-Chlr-WtrCldScrewChlr-gte600tons-0.527kwpton-0.342IPLV-VarSpd | DEER2020 | D20 v0 | 43468.3971 | Any | MBT | New | CZ01 | Any | Cap-Tons | 170 | 0 | None | 8.7 | 0.0101 | 0 | 8.7 | 0.0101 | 0 | 0 | 0 | 0 | 0 | 0 | 0 | DEER:HVAC_Chillers | Annual | 2020
NE-HVAC-Chlr-WtrCldScrewChlr-gte600tons-0.527kwpton-0.342IPLV-VarSpd | DEER2020 | D20 v0 | 43468.3971 | Any | Nrs | New | CZ01 | Any | Cap-Tons | 61.8 | 0 | None | 2.3 | 0.0074 | 0 | 2.3 | 0.0074 | 0 | 0 | 0 | 0 | 0 | 0 | 0 | DEER:HVAC_Chillers | Annual | 2020
NE-HVAC-Chlr-WtrCldScrewChlr-gte600tons-0.527kwpton-0.342IPLV-VarSpd | DEER2020 | D20 v0 | 43468.3971 | Any | OfL | New | CZ01 | Any | Cap-Tons | 243 | 0 | None | 6.4 | 0.0071 | 0 | 6.4 | 0.0071 | 0 | 0 | 0 | 0 | 0 | 0 | 0 | DEER:HVAC_Chillers | Annual | 2020
NE-HVAC-Chlr-WtrCldScrewChlr-gte600tons-0.527kwpton-0.342IPLV-VarSpd | DEER2020 | D20 v0 | 43468.3971 | Any | OfS | New | CZ01 | Any | Cap-Tons | 13.4 | 0 | None | 8.4 | 0.0073 | 0 | 8.4 | 0.0073 | 0 | 0 | 0 | 0 | 0 | 0 | 0 | DEER:HVAC_Chillers | Annual | 2020
NE-HVAC-Chlr-WtrCldScrewChlr-gte600tons-0.527kwpton-0.342IPLV-VarSpd | DEER2020 | D20 v0 | 43468.3971 | Any | Rt3 | New | CZ01 | Any | Cap-Tons | 126 | 0 | None | 6.9 | 0.0156 | 0 | 6.9 | 0.0156 | 0 | 0 | 0 | 0 | 0 | 0 | 0 | DEER:HVAC_Chillers | Annual | 2020
NE-HVAC-Chlr-WtrCldScrewChlr-gte600tons-0.527kwpton-0.342IPLV-VarSpd | DEER2020 | D20 v0 | 43468.3971 | Any | ECC | New | CZ02 | Any | Cap-Tons | 549 | 0 | None | 26.2 | 0.0207 | 0 | 26.2 | 0.0207 | 0 | 0 | 0 | 0 | 0 | 0 | 0 | DEER:HVAC_Chillers | Annual | 2020
NE-HVAC-Chlr-WtrCldScrewChlr-gte600tons-0.527kwpton-0.342IPLV-VarSpd | DEER2020 | D20 v0 | 43468.3971 | Any | ESe | New | CZ02 | Any | Cap-Tons | 282 | 0 | None | 17.3 | 0.008 | 0 | 17.3 | 0.008 | 0 | 0 | 0 | 0 | 0 | 0 | 0 | DEER:HVAC_Chillers | Annual | 2020
NE-HVAC-Chlr-WtrCldScrewChlr-gte600tons-0.527kwpton-0.342IPLV-VarSpd | DEER2020 | D20 v0 | 43468.3971 | Any | EUn | New | CZ02 | Any | Cap-Tons | 1920 | 0 | None | 22.5 | 0.0248 | 0 | 22.5 | 0.0248 | 0 | 0 | 0 | 0 | 0 | 0 | 0 | DEER:HVAC_Chillers | Annual | 2020
NE-HVAC-Chlr-WtrCldScrewChlr-gte600tons-0.527kwpton-0.342IPLV-VarSpd | DEER2020 | D20 v0 | 43468.3971 | Any | Hsp | New | CZ02 | Any | Cap-Tons | 883 | 0 | None | 10.5 | 0.0114 | 0 | 10.5 | 0.0114 | 0 | 0 | 0 | 0 | 0 | 0 | 0 | DEER:HVAC_Chillers | Annual | 2020
NE-HVAC-Chlr-WtrCldScrewChlr-gte600tons-0.527kwpton-0.342IPLV-VarSpd | DEER2020 | D20 v0 | 43468.3971 | Any | Htl | New | CZ02 | Any | Cap-Tons | 156 | 0 | None | 35.1 | 0.0293 | 0 | 35.1 | 0.0293 | 0 | 0 | 0 | 0 | 0 | 0 | 0 | DEER:HVAC_Chillers | Annual | 2020
NE-HVAC-Chlr-WtrCldScrewChlr-gte600tons-0.527kwpton-0.342IPLV-VarSpd | DEER2020 | D20 v0 | 43468.3971 | Any | MBT | New | CZ02 | Any | Cap-Tons | 285 | 0 | None | 25.7 | 0.0189 | 0 | 25.7 | 0.0189 | 0 | 0 | 0 | 0 | 0 | 0 | 0 | DEER:HVAC_Chillers | Annual | 2020
NE-HVAC-Chlr-WtrCldScrewChlr-gte600tons-0.527kwpton-0.342IPLV-VarSpd | DEER2020 | D20 v0 | 43468.3971 | Any | Nrs | New | CZ02 | Any | Cap-Tons | 100 | 0 | None | 23.3 | 0.0268 | 0 | 23.3 | 0.0268 | 0 | 0 | 0 | 0 | 0 | 0 | 0 | DEER:HVAC_Chillers | Annual | 2020
NE-HVAC-Chlr-WtrCldScrewChlr-gte600tons-0.527kwpton-0.342IPLV-VarSpd | DEER2020 | D20 v0 | 43468.3971 | Any | OfL | New | CZ02 | Any | Cap-Tons | 364 | 0 | None | 23.3 | 0.014 | 0 | 23.3 | 0.014 | 0 | 0 | 0 | 0 | 0 | 0 | 0 | DEER:HVAC_Chillers | Annual | 2020
NE-HVAC-Chlr-WtrCldScrewChlr-gte600tons-0.527kwpton-0.342IPLV-VarSpd | DEER2020 | D20 v0 | 43468.3971 | Any | OfS | New | CZ02 | Any | Cap-Tons | 20.4 | 0 | None | 28.5 | 0.0181 | 0 | 28.5 | 0.0181 | 0 | 0 | 0 | 0 | 0 | 0 | 0 | DEER:HVAC_Chillers | Annual | 2020
NE-HVAC-Chlr-WtrCldScrewChlr-gte600tons-0.527kwpton-0.342IPLV-VarSpd | DEER2020 | D20 v0 | 43468.3971 | Any | Rt3 | New | CZ02 | Any | Cap-Tons | 227 | 0 | None | 29.6 | 0.0289 | 0 | 29.6 | 0.0289 | 0 | 0 | 0 | 0 | 0 | 0 | 0 | DEER:HVAC_Chillers | Annual | 2020
NE-HVAC-Chlr-WtrCldScrewChlr-gte600tons-0.527kwpton-0.342IPLV-VarSpd | DEER2020 | D20 v0 | 43468.3971 | Any | ECC | New | CZ03 | Any | Cap-Tons | 421 | 0 | None | 20.8 | 0.0152 | 0 | 20.8 | 0.0152 | 0 | 0 | 0 | 0 | 0 | 0 | 0 | DEER:HVAC_Chillers | Annual | 2020
NE-HVAC-Chlr-WtrCldScrewChlr-gte600tons-0.527kwpton-0.342IPLV-VarSpd | DEER2020 | D20 v0 | 43468.3971 | Any | ESe | New | CZ03 | Any | Cap-Tons | 214 | 0 | None | 13.2 | 0.0026 | 0 | 13.2 | 0.0026 | 0 | 0 | 0 | 0 | 0 | 0 | 0 | DEER:HVAC_Chillers | Annual | 2020
NE-HVAC-Chlr-WtrCldScrewChlr-gte600tons-0.527kwpton-0.342IPLV-VarSpd | DEER2020 | D20 v0 | 43468.3971 | Any | EUn | New | CZ03 | Any | Cap-Tons | 1490 | 0 | None | 16.6 | 0.0173 | 0 | 16.6 | 0.0173 | 0 | 0 | 0 | 0 | 0 | 0 | 0 | DEER:HVAC_Chillers | Annual | 2020
NE-HVAC-Chlr-WtrCldScrewChlr-gte600tons-0.527kwpton-0.342IPLV-VarSpd | DEER2020 | D20 v0 | 43468.3971 | Any | Hsp | New | CZ03 | Any | Cap-Tons | 582 | 0 | None | 8.7 | 0.0103 | 0 | 8.7 | 0.0103 | 0 | 0 | 0 | 0 | 0 | 0 | 0 | DEER:HVAC_Chillers | Annual | 2020
NE-HVAC-Chlr-WtrCldScrewChlr-gte600tons-0.527kwpton-0.342IPLV-VarSpd | DEER2020 | D20 v0 | 43468.3971 | Any | Htl | New | CZ03 | Any | Cap-Tons | 121 | 0 | None | 30 | 0.022 | 0 | 30 | 0.022 | 0 | 0 | 0 | 0 | 0 | 0 | 0 | DEER:HVAC_Chillers | Annual | 2020
NE-HVAC-Chlr-WtrCldScrewChlr-gte600tons-0.527kwpton-0.342IPLV-VarSpd | DEER2020 | D20 v0 | 43468.3971 | Any | MBT | New | CZ03 | Any | Cap-Tons | 221 | 0 | None | 23.4 | 0.0159 | 0 | 23.4 | 0.0159 | 0 | 0 | 0 | 0 | 0 | 0 | 0 | DEER:HVAC_Chillers | Annual | 2020
NE-HVAC-Chlr-WtrCldScrewChlr-gte600tons-0.527kwpton-0.342IPLV-VarSpd | DEER2020 | D20 v0 | 43468.3971 | Any | Nrs | New | CZ03 | Any | Cap-Tons | 77.9 | 0 | None | 13.5 | 0.019 | 0 | 13.5 | 0.019 | 0 | 0 | 0 | 0 | 0 | 0 | 0 | DEER:HVAC_Chillers | Annual | 2020
NE-HVAC-Chlr-WtrCldScrewChlr-gte600tons-0.527kwpton-0.342IPLV-VarSpd | DEER2020 | D20 v0 | 43468.3971 | Any | OfL | New | CZ03 | Any | Cap-Tons | 295 | 0 | None | 19.4 | 0.0113 | 0 | 19.4 | 0.0113 | 0 | 0 | 0 | 0 | 0 | 0 | 0 | DEER:HVAC_Chillers | Annual | 2020
NE-HVAC-Chlr-WtrCldScrewChlr-gte600tons-0.527kwpton-0.342IPLV-VarSpd | DEER2020 | D20 v0 | 43468.3971 | Any | OfS | New | CZ03 | Any | Cap-Tons | 17.3 | 0 | None | 21.9 | 0.0137 | 0 | 21.9 | 0.0137 | 0 | 0 | 0 | 0 | 0 | 0 | 0 | DEER:HVAC_Chillers | Annual | 2020
NE-HVAC-Chlr-WtrCldScrewChlr-gte600tons-0.527kwpton-0.342IPLV-VarSpd | DEER2020 | D20 v0 | 43468.3971 | Any | Rt3 | New | CZ03 | Any | Cap-Tons | 175 | 0 | None | 21.3 | 0.0234 | 0 | 21.3 | 0.0234 | 0 | 0 | 0 | 0 | 0 | 0 | 0 | DEER:HVAC_Chillers | Annual | 2020
NE-HVAC-Chlr-WtrCldScrewChlr-gte600tons-0.527kwpton-0.342IPLV-VarSpd | DEER2020 | D20 v0 | 43468.3971 | Any | ECC | New | CZ04 | Any | Cap-Tons | 542 | 0 | None | 30.4 | 0.0365 | 0 | 30.4 | 0.0365 | 0 | 0 | 0 | 0 | 0 | 0 | 0 | DEER:HVAC_Chillers | Annual | 2020
NE-HVAC-Chlr-WtrCldScrewChlr-gte600tons-0.527kwpton-0.342IPLV-VarSpd | DEER2020 | D20 v0 | 43468.3971 | Any | ESe | New | CZ04 | Any | Cap-Tons | 281 | 0 | None | 20 | 0.0185 | 0 | 20 | 0.0185 | 0 | 0 | 0 | 0 | 0 | 0 | 0 | DEER:HVAC_Chillers | Annual | 2020
NE-HVAC-Chlr-WtrCldScrewChlr-gte600tons-0.527kwpton-0.342IPLV-VarSpd | DEER2020 | D20 v0 | 43468.3971 | Any | EUn | New | CZ04 | Any | Cap-Tons | 1880 | 0 | None | 26.2 | 0.03 | 0 | 26.2 | 0.03 | 0 | 0 | 0 | 0 | 0 | 0 | 0 | DEER:HVAC_Chillers | Annual | 2020
NE-HVAC-Chlr-WtrCldScrewChlr-gte600tons-0.527kwpton-0.342IPLV-VarSpd | DEER2020 | D20 v0 | 43468.3971 | Any | Hsp | New | CZ04 | Any | Cap-Tons | 848 | 0 | None | 13.4 | 0.0109 | 0 | 13.4 | 0.0109 | 0 | 0 | 0 | 0 | 0 | 0 | 0 | DEER:HVAC_Chillers | Annual | 2020
NE-HVAC-Chlr-WtrCldScrewChlr-gte600tons-0.527kwpton-0.342IPLV-VarSpd | DEER2020 | D20 v0 | 43468.3971 | Any | Htl | New | CZ04 | Any | Cap-Tons | 163 | 0 | None | 38.6 | 0.0243 | 0 | 38.6 | 0.0243 | 0 | 0 | 0 | 0 | 0 | 0 | 0 | DEER:HVAC_Chillers | Annual | 2020
NE-HVAC-Chlr-WtrCldScrewChlr-gte600tons-0.527kwpton-0.342IPLV-VarSpd | DEER2020 | D20 v0 | 43468.3971 | Any | MBT | New | CZ04 | Any | Cap-Tons | 277 | 0 | None | 30.4 | 0.0181 | 0 | 30.4 | 0.0181 | 0 | 0 | 0 | 0 | 0 | 0 | 0 | DEER:HVAC_Chillers | Annual | 2020
NE-HVAC-Chlr-WtrCldScrewChlr-gte600tons-0.527kwpton-0.342IPLV-VarSpd | DEER2020 | D20 v0 | 43468.3971 | Any | Nrs | New | CZ04 | Any | Cap-Tons | 95.6 | 0 | None | 28.3 | 0.0251 | 0 | 28.3 | 0.0251 | 0 | 0 | 0 | 0 | 0 | 0 | 0 | DEER:HVAC_Chillers | Annual | 2020
NE-HVAC-Chlr-WtrCldScrewChlr-gte600tons-0.527kwpton-0.342IPLV-VarSpd | DEER2020 | D20 v0 | 43468.3971 | Any | OfL | New | CZ04 | Any | Cap-Tons | 354 | 0 | None | 27.5 | 0.012 | 0 | 27.5 | 0.012 | 0 | 0 | 0 | 0 | 0 | 0 | 0 | DEER:HVAC_Chillers | Annual | 2020
NE-HVAC-Chlr-WtrCldScrewChlr-gte600tons-0.527kwpton-0.342IPLV-VarSpd | DEER2020 | D20 v0 | 43468.3971 | Any | OfS | New | CZ04 | Any | Cap-Tons | 20.9 | 0 | None | 29.2 | 0.0133 | 0 | 29.2 | 0.0133 | 0 | 0 | 0 | 0 | 0 | 0 | 0 | DEER:HVAC_Chillers | Annual | 2020
NE-HVAC-Chlr-WtrCldScrewChlr-gte600tons-0.527kwpton-0.342IPLV-VarSpd | DEER2020 | D20 v0 | 43468.3971 | Any | Rt3 | New | CZ04 | Any | Cap-Tons | 226 | 0 | None | 33.8 | 0.0283 | 0 | 33.8 | 0.0283 | 0 | 0 | 0 | 0 | 0 | 0 | 0 | DEER:HVAC_Chillers | Annual | 2020
NE-HVAC-Chlr-WtrCldScrewChlr-gte600tons-0.527kwpton-0.342IPLV-VarSpd | DEER2020 | D20 v0 | 43468.3971 | Any | ECC | New | CZ05 | Any | Cap-Tons | 360 | 0 | None | 25 | 0.0233 | 0 | 25 | 0.0233 | 0 | 0 | 0 | 0 | 0 | 0 | 0 | DEER:HVAC_Chillers | Annual | 2020
NE-HVAC-Chlr-WtrCldScrewChlr-gte600tons-0.527kwpton-0.342IPLV-VarSpd | DEER2020 | D20 v0 | 43468.3971 | Any | ESe | New | CZ05 | Any | Cap-Tons | 180 | 0 | None | 18 | 0.0122 | 0 | 18 | 0.0122 | 0 | 0 | 0 | 0 | 0 | 0 | 0 | DEER:HVAC_Chillers | Annual | 2020
NE-HVAC-Chlr-WtrCldScrewChlr-gte600tons-0.527kwpton-0.342IPLV-VarSpd | DEER2020 | D20 v0 | 43468.3971 | Any | EUn | New | CZ05 | Any | Cap-Tons | 1300 | 0 | None | 19.2 | 0.0192 | 0 | 19.2 | 0.0192 | 0 | 0 | 0 | 0 | 0 | 0 | 0 | DEER:HVAC_Chillers | Annual | 2020
NE-HVAC-Chlr-WtrCldScrewChlr-gte600tons-0.527kwpton-0.342IPLV-VarSpd | DEER2020 | D20 v0 | 43468.3971 | Any | Hsp | New | CZ05 | Any | Cap-Tons | 670 | 0 | None | 7.2 | 0.0061 | 0 | 7.2 | 0.0061 | 0 | 0 | 0 | 0 | 0 | 0 | 0 | DEER:HVAC_Chillers | Annual | 2020
NE-HVAC-Chlr-WtrCldScrewChlr-gte600tons-0.527kwpton-0.342IPLV-VarSpd | DEER2020 | D20 v0 | 43468.3971 | Any | Htl | New | CZ05 | Any | Cap-Tons | 102 | 0 | None | 34.3 | 0.0168 | 0 | 34.3 | 0.0168 | 0 | 0 | 0 | 0 | 0 | 0 | 0 | DEER:HVAC_Chillers | Annual | 2020
NE-HVAC-Chlr-WtrCldScrewChlr-gte600tons-0.527kwpton-0.342IPLV-VarSpd | DEER2020 | D20 v0 | 43468.3971 | Any | MBT | New | CZ05 | Any | Cap-Tons | 215 | 0 | None | 25.7 | 0.012 | 0 | 25.7 | 0.012 | 0 | 0 | 0 | 0 | 0 | 0 | 0 | DEER:HVAC_Chillers | Annual | 2020
NE-HVAC-Chlr-WtrCldScrewChlr-gte600tons-0.527kwpton-0.342IPLV-VarSpd | DEER2020 | D20 v0 | 43468.3971 | Any | Nrs | New | CZ05 | Any | Cap-Tons | 77.4 | 0 | None | 13 | 0.012 | 0 | 13 | 0.012 | 0 | 0 | 0 | 0 | 0 | 0 | 0 | DEER:HVAC_Chillers | Annual | 2020
NE-HVAC-Chlr-WtrCldScrewChlr-gte600tons-0.527kwpton-0.342IPLV-VarSpd | DEER2020 | D20 v0 | 43468.3971 | Any | OfL | New | CZ05 | Any | Cap-Tons | 289 | 0 | None | 21.8 | 0.0087 | 0 | 21.8 | 0.0087 | 0 | 0 | 0 | 0 | 0 | 0 | 0 | DEER:HVAC_Chillers | Annual | 2020
NE-HVAC-Chlr-WtrCldScrewChlr-gte600tons-0.527kwpton-0.342IPLV-VarSpd | DEER2020 | D20 v0 | 43468.3971 | Any | OfS | New | CZ05 | Any | Cap-Tons | 15.2 | 0 | None | 25.7 | 0.0099 | 0 | 25.7 | 0.0099 | 0 | 0 | 0 | 0 | 0 | 0 | 0 | DEER:HVAC_Chillers | Annual | 2020
NE-HVAC-Chlr-WtrCldScrewChlr-gte600tons-0.527kwpton-0.342IPLV-VarSpd | DEER2020 | D20 v0 | 43468.3971 | Any | Rt3 | New | CZ05 | Any | Cap-Tons | 166 | 0 | None | 21.9 | 0.0154 | 0 | 21.9 | 0.0154 | 0 | 0 | 0 | 0 | 0 | 0 | 0 | DEER:HVAC_Chillers | Annual | 2020
NE-HVAC-Chlr-WtrCldScrewChlr-gte600tons-0.527kwpton-0.342IPLV-VarSpd | DEER2020 | D20 v0 | 43468.3971 | Any | ECC | New | CZ06 | Any | Cap-Tons | 585 | 0 | None | 37 | 0.031 | 0 | 37 | 0.031 | 0 | 0 | 0 | 0 | 0 | 0 | 0 | DEER:HVAC_Chillers | Annual | 2020
NE-HVAC-Chlr-WtrCldScrewChlr-gte600tons-0.527kwpton-0.342IPLV-VarSpd | DEER2020 | D20 v0 | 43468.3971 | Any | ESe | New | CZ06 | Any | Cap-Tons | 318 | 0 | None | 22.1 | 0.0138 | 0 | 22.1 | 0.0138 | 0 | 0 | 0 | 0 | 0 | 0 | 0 | DEER:HVAC_Chillers | Annual | 2020
NE-HVAC-Chlr-WtrCldScrewChlr-gte600tons-0.527kwpton-0.342IPLV-VarSpd | DEER2020 | D20 v0 | 43468.3971 | Any | EUn | New | CZ06 | Any | Cap-Tons | 1960 | 0 | None | 29.7 | 0.0284 | 0 | 29.7 | 0.0284 | 0 | 0 | 0 | 0 | 0 | 0 | 0 | DEER:HVAC_Chillers | Annual | 2020
NE-HVAC-Chlr-WtrCldScrewChlr-gte600tons-0.527kwpton-0.342IPLV-VarSpd | DEER2020 | D20 v0 | 43468.3971 | Any | Hsp | New | CZ06 | Any | Cap-Tons | 876 | 0 | None | 16.9 | 0.0101 | 0 | 16.9 | 0.0101 | 0 | 0 | 0 | 0 | 0 | 0 | 0 | DEER:HVAC_Chillers | Annual | 2020
NE-HVAC-Chlr-WtrCldScrewChlr-gte600tons-0.527kwpton-0.342IPLV-VarSpd | DEER2020 | D20 v0 | 43468.3971 | Any | Htl | New | CZ06 | Any | Cap-Tons | 154 | 0 | None | 47.4 | 0.0231 | 0 | 47.4 | 0.0231 | 0 | 0 | 0 | 0 | 0 | 0 | 0 | DEER:HVAC_Chillers | Annual | 2020
NE-HVAC-Chlr-WtrCldScrewChlr-gte600tons-0.527kwpton-0.342IPLV-VarSpd | DEER2020 | D20 v0 | 43468.3971 | Any | MBT | New | CZ06 | Any | Cap-Tons | 298 | 0 | None | 38.6 | 0.0162 | 0 | 38.6 | 0.0162 | 0 | 0 | 0 | 0 | 0 | 0 | 0 | DEER:HVAC_Chillers | Annual | 2020
NE-HVAC-Chlr-WtrCldScrewChlr-gte600tons-0.527kwpton-0.342IPLV-VarSpd | DEER2020 | D20 v0 | 43468.3971 | Any | Nrs | New | CZ06 | Any | Cap-Tons | 102 | 0 | None | 31 | 0.0208 | 0 | 31 | 0.0208 | 0 | 0 | 0 | 0 | 0 | 0 | 0 | DEER:HVAC_Chillers | Annual | 2020
NE-HVAC-Chlr-WtrCldScrewChlr-gte600tons-0.527kwpton-0.342IPLV-VarSpd | DEER2020 | D20 v0 | 43468.3971 | Any | OfL | New | CZ06 | Any | Cap-Tons | 369 | 0 | None | 35.7 | 0.0103 | 0 | 35.7 | 0.0103 | 0 | 0 | 0 | 0 | 0 | 0 | 0 | DEER:HVAC_Chillers | Annual | 2020
NE-HVAC-Chlr-WtrCldScrewChlr-gte600tons-0.527kwpton-0.342IPLV-VarSpd | DEER2020 | D20 v0 | 43468.3971 | Any | OfS | New | CZ06 | Any | Cap-Tons | 21.8 | 0 | None | 37.8 | 0.0122 | 0 | 37.8 | 0.0122 | 0 | 0 | 0 | 0 | 0 | 0 | 0 | DEER:HVAC_Chillers | Annual | 2020
NE-HVAC-Chlr-WtrCldScrewChlr-gte600tons-0.527kwpton-0.342IPLV-VarSpd | DEER2020 | D20 v0 | 43468.3971 | Any | Rt3 | New | CZ06 | Any | Cap-Tons | 233 | 0 | None | 41.3 | 0.0275 | 0 | 41.3 | 0.0275 | 0 | 0 | 0 | 0 | 0 | 0 | 0 | DEER:HVAC_Chillers | Annual | 2020
NE-HVAC-Chlr-WtrCldScrewChlr-gte600tons-0.527kwpton-0.342IPLV-VarSpd | DEER2020 | D20 v0 | 43468.3971 | Any | ECC | New | CZ07 | Any | Cap-Tons | 555 | 0 | None | 36.9 | 0.0304 | 0 | 36.9 | 0.0304 | 0 | 0 | 0 | 0 | 0 | 0 | 0 | DEER:HVAC_Chillers | Annual | 2020
NE-HVAC-Chlr-WtrCldScrewChlr-gte600tons-0.527kwpton-0.342IPLV-VarSpd | DEER2020 | D20 v0 | 43468.3971 | Any | ESe | New | CZ07 | Any | Cap-Tons | 303 | 0 | None | 21.9 | 0.013 | 0 | 21.9 | 0.013 | 0 | 0 | 0 | 0 | 0 | 0 | 0 | DEER:HVAC_Chillers | Annual | 2020
NE-HVAC-Chlr-WtrCldScrewChlr-gte600tons-0.527kwpton-0.342IPLV-VarSpd | DEER2020 | D20 v0 | 43468.3971 | Any | EUn | New | CZ07 | Any | Cap-Tons | 1900 | 0 | None | 27.6 | 0.0258 | 0 | 27.6 | 0.0258 | 0 | 0 | 0 | 0 | 0 | 0 | 0 | DEER:HVAC_Chillers | Annual | 2020
NE-HVAC-Chlr-WtrCldScrewChlr-gte600tons-0.527kwpton-0.342IPLV-VarSpd | DEER2020 | D20 v0 | 43468.3971 | Any | Hsp | New | CZ07 | Any | Cap-Tons | 909 | 0 | None | 16.3 | 0.0083 | 0 | 16.3 | 0.0083 | 0 | 0 | 0 | 0 | 0 | 0 | 0 | DEER:HVAC_Chillers | Annual | 2020
NE-HVAC-Chlr-WtrCldScrewChlr-gte600tons-0.527kwpton-0.342IPLV-VarSpd | DEER2020 | D20 v0 | 43468.3971 | Any | Htl | New | CZ07 | Any | Cap-Tons | 141 | 0 | None | 50.3 | 0.0204 | 0 | 50.3 | 0.0204 | 0 | 0 | 0 | 0 | 0 | 0 | 0 | DEER:HVAC_Chillers | Annual | 2020
NE-HVAC-Chlr-WtrCldScrewChlr-gte600tons-0.527kwpton-0.342IPLV-VarSpd | DEER2020 | D20 v0 | 43468.3971 | Any | MBT | New | CZ07 | Any | Cap-Tons | 297 | 0 | None | 35.4 | 0.014 | 0 | 35.4 | 0.014 | 0 | 0 | 0 | 0 | 0 | 0 | 0 | DEER:HVAC_Chillers | Annual | 2020
NE-HVAC-Chlr-WtrCldScrewChlr-gte600tons-0.527kwpton-0.342IPLV-VarSpd | DEER2020 | D20 v0 | 43468.3971 | Any | Nrs | New | CZ07 | Any | Cap-Tons | 104 | 0 | None | 28.3 | 0.0162 | 0 | 28.3 | 0.0162 | 0 | 0 | 0 | 0 | 0 | 0 | 0 | DEER:HVAC_Chillers | Annual | 2020
NE-HVAC-Chlr-WtrCldScrewChlr-gte600tons-0.527kwpton-0.342IPLV-VarSpd | DEER2020 | D20 v0 | 43468.3971 | Any | OfL | New | CZ07 | Any | Cap-Tons | 357 | 0 | None | 33.1 | 0.0095 | 0 | 33.1 | 0.0095 | 0 | 0 | 0 | 0 | 0 | 0 | 0 | DEER:HVAC_Chillers | Annual | 2020
NE-HVAC-Chlr-WtrCldScrewChlr-gte600tons-0.527kwpton-0.342IPLV-VarSpd | DEER2020 | D20 v0 | 43468.3971 | Any | OfS | New | CZ07 | Any | Cap-Tons | 20.8 | 0 | None | 36.8 | 0.0111 | 0 | 36.8 | 0.0111 | 0 | 0 | 0 | 0 | 0 | 0 | 0 | DEER:HVAC_Chillers | Annual | 2020
NE-HVAC-Chlr-WtrCldScrewChlr-gte600tons-0.527kwpton-0.342IPLV-VarSpd | DEER2020 | D20 v0 | 43468.3971 | Any | Rt3 | New | CZ07 | Any | Cap-Tons | 234 | 0 | None | 38.7 | 0.0244 | 0 | 38.7 | 0.0244 | 0 | 0 | 0 | 0 | 0 | 0 | 0 | DEER:HVAC_Chillers | Annual | 2020
NE-HVAC-Chlr-WtrCldScrewChlr-gte600tons-0.527kwpton-0.342IPLV-VarSpd | DEER2020 | D20 v0 | 43468.3971 | Any | ECC | New | CZ08 | Any | Cap-Tons | 641 | 0 | None | 39 | 0.0258 | 0 | 39 | 0.0258 | 0 | 0 | 0 | 0 | 0 | 0 | 0 | DEER:HVAC_Chillers | Annual | 2020
NE-HVAC-Chlr-WtrCldScrewChlr-gte600tons-0.527kwpton-0.342IPLV-VarSpd | DEER2020 | D20 v0 | 43468.3971 | Any | ESe | New | CZ08 | Any | Cap-Tons | 344 | 0 | None | 25 | 0.0121 | 0 | 25 | 0.0121 | 0 | 0 | 0 | 0 | 0 | 0 | 0 | DEER:HVAC_Chillers | Annual | 2020
NE-HVAC-Chlr-WtrCldScrewChlr-gte600tons-0.527kwpton-0.342IPLV-VarSpd | DEER2020 | D20 v0 | 43468.3971 | Any | EUn | New | CZ08 | Any | Cap-Tons | 2190 | 0 | None | 31.3 | 0.0237 | 0 | 31.3 | 0.0237 | 0 | 0 | 0 | 0 | 0 | 0 | 0 | DEER:HVAC_Chillers | Annual | 2020
NE-HVAC-Chlr-WtrCldScrewChlr-gte600tons-0.527kwpton-0.342IPLV-VarSpd | DEER2020 | D20 v0 | 43468.3971 | Any | Hsp | New | CZ08 | Any | Cap-Tons | 945 | 0 | None | 18.8 | 0.0086 | 0 | 18.8 | 0.0086 | 0 | 0 | 0 | 0 | 0 | 0 | 0 | DEER:HVAC_Chillers | Annual | 2020
NE-HVAC-Chlr-WtrCldScrewChlr-gte600tons-0.527kwpton-0.342IPLV-VarSpd | DEER2020 | D20 v0 | 43468.3971 | Any | Htl | New | CZ08 | Any | Cap-Tons | 165 | 0 | None | 51.9 | 0.021 | 0 | 51.9 | 0.021 | 0 | 0 | 0 | 0 | 0 | 0 | 0 | DEER:HVAC_Chillers | Annual | 2020
NE-HVAC-Chlr-WtrCldScrewChlr-gte600tons-0.527kwpton-0.342IPLV-VarSpd | DEER2020 | D20 v0 | 43468.3971 | Any | MBT | New | CZ08 | Any | Cap-Tons | 332 | 0 | None | 38.4 | 0.0138 | 0 | 38.4 | 0.0138 | 0 | 0 | 0 | 0 | 0 | 0 | 0 | DEER:HVAC_Chillers | Annual | 2020
NE-HVAC-Chlr-WtrCldScrewChlr-gte600tons-0.527kwpton-0.342IPLV-VarSpd | DEER2020 | D20 v0 | 43468.3971 | Any | Nrs | New | CZ08 | Any | Cap-Tons | 113 | 0 | None | 36.8 | 0.0188 | 0 | 36.8 | 0.0188 | 0 | 0 | 0 | 0 | 0 | 0 | 0 | DEER:HVAC_Chillers | Annual | 2020
NE-HVAC-Chlr-WtrCldScrewChlr-gte600tons-0.527kwpton-0.342IPLV-VarSpd | DEER2020 | D20 v0 | 43468.3971 | Any | OfL | New | CZ08 | Any | Cap-Tons | 406 | 0 | None | 35.3 | 0.0094 | 0 | 35.3 | 0.0094 | 0 | 0 | 0 | 0 | 0 | 0 | 0 | DEER:HVAC_Chillers | Annual | 2020
NE-HVAC-Chlr-WtrCldScrewChlr-gte600tons-0.527kwpton-0.342IPLV-VarSpd | DEER2020 | D20 v0 | 43468.3971 | Any | OfS | New | CZ08 | Any | Cap-Tons | 22.8 | 0 | None | 40.8 | 0.0106 | 0 | 40.8 | 0.0106 | 0 | 0 | 0 | 0 | 0 | 0 | 0 | DEER:HVAC_Chillers | Annual | 2020
NE-HVAC-Chlr-WtrCldScrewChlr-gte600tons-0.527kwpton-0.342IPLV-VarSpd | DEER2020 | D20 v0 | 43468.3971 | Any | Rt3 | New | CZ08 | Any | Cap-Tons | 265 | 0 | None | 43.6 | 0.0227 | 0 | 43.6 | 0.0227 | 0 | 0 | 0 | 0 | 0 | 0 | 0 | DEER:HVAC_Chillers | Annual | 2020
NE-HVAC-Chlr-WtrCldScrewChlr-gte600tons-0.527kwpton-0.342IPLV-VarSpd | DEER2020 | D20 v0 | 43468.3971 | Any | ECC | New | CZ09 | Any | Cap-Tons | 772 | 0 | None | 33.1 | 0.0353 | 0 | 33.1 | 0.0353 | 0 | 0 | 0 | 0 | 0 | 0 | 0 | DEER:HVAC_Chillers | Annual | 2020
NE-HVAC-Chlr-WtrCldScrewChlr-gte600tons-0.527kwpton-0.342IPLV-VarSpd | DEER2020 | D20 v0 | 43468.3971 | Any | ESe | New | CZ09 | Any | Cap-Tons | 409 | 0 | None | 21.9 | 0.0184 | 0 | 21.9 | 0.0184 | 0 | 0 | 0 | 0 | 0 | 0 | 0 | DEER:HVAC_Chillers | Annual | 2020
NE-HVAC-Chlr-WtrCldScrewChlr-gte600tons-0.527kwpton-0.342IPLV-VarSpd | DEER2020 | D20 v0 | 43468.3971 | Any | EUn | New | CZ09 | Any | Cap-Tons | 2540 | 0 | None | 27.4 | 0.03 | 0 | 27.4 | 0.03 | 0 | 0 | 0 | 0 | 0 | 0 | 0 | DEER:HVAC_Chillers | Annual | 2020
NE-HVAC-Chlr-WtrCldScrewChlr-gte600tons-0.527kwpton-0.342IPLV-VarSpd | DEER2020 | D20 v0 | 43468.3971 | Any | Hsp | New | CZ09 | Any | Cap-Tons | 1080 | 0 | None | 16.9 | 0.0113 | 0 | 16.9 | 0.0113 | 0 | 0 | 0 | 0 | 0 | 0 | 0 | DEER:HVAC_Chillers | Annual | 2020
NE-HVAC-Chlr-WtrCldScrewChlr-gte600tons-0.527kwpton-0.342IPLV-VarSpd | DEER2020 | D20 v0 | 43468.3971 | Any | Htl | New | CZ09 | Any | Cap-Tons | 216 | 0 | None | 42.5 | 0.0243 | 0 | 42.5 | 0.0243 | 0 | 0 | 0 | 0 | 0 | 0 | 0 | DEER:HVAC_Chillers | Annual | 2020
NE-HVAC-Chlr-WtrCldScrewChlr-gte600tons-0.527kwpton-0.342IPLV-VarSpd | DEER2020 | D20 v0 | 43468.3971 | Any | MBT | New | CZ09 | Any | Cap-Tons | 377 | 0 | None | 33.9 | 0.0187 | 0 | 33.9 | 0.0187 | 0 | 0 | 0 | 0 | 0 | 0 | 0 | DEER:HVAC_Chillers | Annual | 2020
NE-HVAC-Chlr-WtrCldScrewChlr-gte600tons-0.527kwpton-0.342IPLV-VarSpd | DEER2020 | D20 v0 | 43468.3971 | Any | Nrs | New | CZ09 | Any | Cap-Tons | 129 | 0 | None | 34.8 | 0.0234 | 0 | 34.8 | 0.0234 | 0 | 0 | 0 | 0 | 0 | 0 | 0 | DEER:HVAC_Chillers | Annual | 2020
NE-HVAC-Chlr-WtrCldScrewChlr-gte600tons-0.527kwpton-0.342IPLV-VarSpd | DEER2020 | D20 v0 | 43468.3971 | Any | OfL | New | CZ09 | Any | Cap-Tons | 476 | 0 | None | 30 | 0.011 | 0 | 30 | 0.011 | 0 | 0 | 0 | 0 | 0 | 0 | 0 | DEER:HVAC_Chillers | Annual | 2020
NE-HVAC-Chlr-WtrCldScrewChlr-gte600tons-0.527kwpton-0.342IPLV-VarSpd | DEER2020 | D20 v0 | 43468.3971 | Any | OfS | New | CZ09 | Any | Cap-Tons | 27.1 | 0 | None | 37.1 | 0.0144 | 0 | 37.1 | 0.0144 | 0 | 0 | 0 | 0 | 0 | 0 | 0 | DEER:HVAC_Chillers | Annual | 2020
NE-HVAC-Chlr-WtrCldScrewChlr-gte600tons-0.527kwpton-0.342IPLV-VarSpd | DEER2020 | D20 v0 | 43468.3971 | Any | Rt3 | New | CZ09 | Any | Cap-Tons | 322 | 0 | None | 36.5 | 0.0276 | 0 | 36.5 | 0.0276 | 0 | 0 | 0 | 0 | 0 | 0 | 0 | DEER:HVAC_Chillers | Annual | 2020
NE-HVAC-Chlr-WtrCldScrewChlr-gte600tons-0.527kwpton-0.342IPLV-VarSpd | DEER2020 | D20 v0 | 43468.3971 | Any | ECC | New | CZ10 | Any | Cap-Tons | 687 | 0 | None | 38.5 | 0.0344 | 0 | 38.5 | 0.0344 | 0 | 0 | 0 | 0 | 0 | 0 | 0 | DEER:HVAC_Chillers | Annual | 2020
NE-HVAC-Chlr-WtrCldScrewChlr-gte600tons-0.527kwpton-0.342IPLV-VarSpd | DEER2020 | D20 v0 | 43468.3971 | Any | ESe | New | CZ10 | Any | Cap-Tons | 360 | 0 | None | 26.1 | 0.018 | 0 | 26.1 | 0.018 | 0 | 0 | 0 | 0 | 0 | 0 | 0 | DEER:HVAC_Chillers | Annual | 2020
NE-HVAC-Chlr-WtrCldScrewChlr-gte600tons-0.527kwpton-0.342IPLV-VarSpd | DEER2020 | D20 v0 | 43468.3971 | Any | EUn | New | CZ10 | Any | Cap-Tons | 2330 | 0 | None | 32.5 | 0.0298 | 0 | 32.5 | 0.0298 | 0 | 0 | 0 | 0 | 0 | 0 | 0 | DEER:HVAC_Chillers | Annual | 2020
NE-HVAC-Chlr-WtrCldScrewChlr-gte600tons-0.527kwpton-0.342IPLV-VarSpd | DEER2020 | D20 v0 | 43468.3971 | Any | Hsp | New | CZ10 | Any | Cap-Tons | 992 | 0 | None | 19.2 | 0.0115 | 0 | 19.2 | 0.0115 | 0 | 0 | 0 | 0 | 0 | 0 | 0 | DEER:HVAC_Chillers | Annual | 2020
NE-HVAC-Chlr-WtrCldScrewChlr-gte600tons-0.527kwpton-0.342IPLV-VarSpd | DEER2020 | D20 v0 | 43468.3971 | Any | Htl | New | CZ10 | Any | Cap-Tons | 194 | 0 | None | 48.5 | 0.0252 | 0 | 48.5 | 0.0252 | 0 | 0 | 0 | 0 | 0 | 0 | 0 | DEER:HVAC_Chillers | Annual | 2020
NE-HVAC-Chlr-WtrCldScrewChlr-gte600tons-0.527kwpton-0.342IPLV-VarSpd | DEER2020 | D20 v0 | 43468.3971 | Any | MBT | New | CZ10 | Any | Cap-Tons | 338 | 0 | None | 38.3 | 0.0178 | 0 | 38.3 | 0.0178 | 0 | 0 | 0 | 0 | 0 | 0 | 0 | DEER:HVAC_Chillers | Annual | 2020
NE-HVAC-Chlr-WtrCldScrewChlr-gte600tons-0.527kwpton-0.342IPLV-VarSpd | DEER2020 | D20 v0 | 43468.3971 | Any | Nrs | New | CZ10 | Any | Cap-Tons | 115 | 0 | None | 41.8 | 0.0267 | 0 | 41.8 | 0.0267 | 0 | 0 | 0 | 0 | 0 | 0 | 0 | DEER:HVAC_Chillers | Annual | 2020
NE-HVAC-Chlr-WtrCldScrewChlr-gte600tons-0.527kwpton-0.342IPLV-VarSpd | DEER2020 | D20 v0 | 43468.3971 | Any | OfL | New | CZ10 | Any | Cap-Tons | 422 | 0 | None | 34.5 | 0.0112 | 0 | 34.5 | 0.0112 | 0 | 0 | 0 | 0 | 0 | 0 | 0 | DEER:HVAC_Chillers | Annual | 2020
NE-HVAC-Chlr-WtrCldScrewChlr-gte600tons-0.527kwpton-0.342IPLV-VarSpd | DEER2020 | D20 v0 | 43468.3971 | Any | OfS | New | CZ10 | Any | Cap-Tons | 24.6 | 0 | None | 39.8 | 0.014 | 0 | 39.8 | 0.014 | 0 | 0 | 0 | 0 | 0 | 0 | 0 | DEER:HVAC_Chillers | Annual | 2020
NE-HVAC-Chlr-WtrCldScrewChlr-gte600tons-0.527kwpton-0.342IPLV-VarSpd | DEER2020 | D20 v0 | 43468.3971 | Any | Rt3 | New | CZ10 | Any | Cap-Tons | 280 | 0 | None | 43.7 | 0.0285 | 0 | 43.7 | 0.0285 | 0 | 0 | 0 | 0 | 0 | 0 | 0 | DEER:HVAC_Chillers | Annual | 2020
NE-HVAC-Chlr-WtrCldScrewChlr-gte600tons-0.527kwpton-0.342IPLV-VarSpd | DEER2020 | D20 v0 | 43468.3971 | Any | ECC | New | CZ11 | Any | Cap-Tons | 635 | 0 | None | 39 | 0.022 | 0 | 39 | 0.022 | 0 | 0 | 0 | 0 | 0 | 0 | 0 | DEER:HVAC_Chillers | Annual | 2020
NE-HVAC-Chlr-WtrCldScrewChlr-gte600tons-0.527kwpton-0.342IPLV-VarSpd | DEER2020 | D20 v0 | 43468.3971 | Any | ESe | New | CZ11 | Any | Cap-Tons | 330 | 0 | None | 24.9 | 0.0082 | 0 | 24.9 | 0.0082 | 0 | 0 | 0 | 0 | 0 | 0 | 0 | DEER:HVAC_Chillers | Annual | 2020
NE-HVAC-Chlr-WtrCldScrewChlr-gte600tons-0.527kwpton-0.342IPLV-VarSpd | DEER2020 | D20 v0 | 43468.3971 | Any | EUn | New | CZ11 | Any | Cap-Tons | 2120 | 0 | None | 36.3 | 0.0265 | 0 | 36.3 | 0.0265 | 0 | 0 | 0 | 0 | 0 | 0 | 0 | DEER:HVAC_Chillers | Annual | 2020
NE-HVAC-Chlr-WtrCldScrewChlr-gte600tons-0.527kwpton-0.342IPLV-VarSpd | DEER2020 | D20 v0 | 43468.3971 | Any | Hsp | New | CZ11 | Any | Cap-Tons | 968 | 0 | None | 20.1 | 0.0123 | 0 | 20.1 | 0.0123 | 0 | 0 | 0 | 0 | 0 | 0 | 0 | DEER:HVAC_Chillers | Annual | 2020
NE-HVAC-Chlr-WtrCldScrewChlr-gte600tons-0.527kwpton-0.342IPLV-VarSpd | DEER2020 | D20 v0 | 43468.3971 | Any | Htl | New | CZ11 | Any | Cap-Tons | 202 | 0 | None | 48.3 | 0.0273 | 0 | 48.3 | 0.0273 | 0 | 0 | 0 | 0 | 0 | 0 | 0 | DEER:HVAC_Chillers | Annual | 2020
NE-HVAC-Chlr-WtrCldScrewChlr-gte600tons-0.527kwpton-0.342IPLV-VarSpd | DEER2020 | D20 v0 | 43468.3971 | Any | MBT | New | CZ11 | Any | Cap-Tons | 346 | 0 | None | 34 | 0.0189 | 0 | 34 | 0.0189 | 0 | 0 | 0 | 0 | 0 | 0 | 0 | DEER:HVAC_Chillers | Annual | 2020
NE-HVAC-Chlr-WtrCldScrewChlr-gte600tons-0.527kwpton-0.342IPLV-VarSpd | DEER2020 | D20 v0 | 43468.3971 | Any | Nrs | New | CZ11 | Any | Cap-Tons | 118 | 0 | None | 45.2 | 0.0298 | 0 | 45.2 | 0.0298 | 0 | 0 | 0 | 0 | 0 | 0 | 0 | DEER:HVAC_Chillers | Annual | 2020
NE-HVAC-Chlr-WtrCldScrewChlr-gte600tons-0.527kwpton-0.342IPLV-VarSpd | DEER2020 | D20 v0 | 43468.3971 | Any | OfL | New | CZ11 | Any | Cap-Tons | 425 | 0 | None | 31.9 | 0.0147 | 0 | 31.9 | 0.0147 | 0 | 0 | 0 | 0 | 0 | 0 | 0 | DEER:HVAC_Chillers | Annual | 2020
NE-HVAC-Chlr-WtrCldScrewChlr-gte600tons-0.527kwpton-0.342IPLV-VarSpd | DEER2020 | D20 v0 | 43468.3971 | Any | OfS | New | CZ11 | Any | Cap-Tons | 25 | 0 | None | 37.8 | 0.0182 | 0 | 37.8 | 0.0182 | 0 | 0 | 0 | 0 | 0 | 0 | 0 | DEER:HVAC_Chillers | Annual | 2020
NE-HVAC-Chlr-WtrCldScrewChlr-gte600tons-0.527kwpton-0.342IPLV-VarSpd | DEER2020 | D20 v0 | 43468.3971 | Any | Rt3 | New | CZ11 | Any | Cap-Tons | 279 | 0 | None | 40 | 0.0244 | 0 | 40 | 0.0244 | 0 | 0 | 0 | 0 | 0 | 0 | 0 | DEER:HVAC_Chillers | Annual | 2020
NE-HVAC-Chlr-WtrCldScrewChlr-gte600tons-0.527kwpton-0.342IPLV-VarSpd | DEER2020 | D20 v0 | 43468.3971 | Any | ECC | New | CZ12 | Any | Cap-Tons | 576 | 0 | None | 35.9 | 0.0241 | 0 | 35.9 | 0.0241 | 0 | 0 | 0 | 0 | 0 | 0 | 0 | DEER:HVAC_Chillers | Annual | 2020
NE-HVAC-Chlr-WtrCldScrewChlr-gte600tons-0.527kwpton-0.342IPLV-VarSpd | DEER2020 | D20 v0 | 43468.3971 | Any | ESe | New | CZ12 | Any | Cap-Tons | 301 | 0 | None | 23.3 | 0.0083 | 0 | 23.3 | 0.0083 | 0 | 0 | 0 | 0 | 0 | 0 | 0 | DEER:HVAC_Chillers | Annual | 2020
NE-HVAC-Chlr-WtrCldScrewChlr-gte600tons-0.527kwpton-0.342IPLV-VarSpd | DEER2020 | D20 v0 | 43468.3971 | Any | EUn | New | CZ12 | Any | Cap-Tons | 1980 | 0 | None | 31.6 | 0.0275 | 0 | 31.6 | 0.0275 | 0 | 0 | 0 | 0 | 0 | 0 | 0 | DEER:HVAC_Chillers | Annual | 2020
NE-HVAC-Chlr-WtrCldScrewChlr-gte600tons-0.527kwpton-0.342IPLV-VarSpd | DEER2020 | D20 v0 | 43468.3971 | Any | Hsp | New | CZ12 | Any | Cap-Tons | 912 | 0 | None | 16.3 | 0.0124 | 0 | 16.3 | 0.0124 | 0 | 0 | 0 | 0 | 0 | 0 | 0 | DEER:HVAC_Chillers | Annual | 2020
NE-HVAC-Chlr-WtrCldScrewChlr-gte600tons-0.527kwpton-0.342IPLV-VarSpd | DEER2020 | D20 v0 | 43468.3971 | Any | Htl | New | CZ12 | Any | Cap-Tons | 183 | 0 | None | 42.7 | 0.0292 | 0 | 42.7 | 0.0292 | 0 | 0 | 0 | 0 | 0 | 0 | 0 | DEER:HVAC_Chillers | Annual | 2020
NE-HVAC-Chlr-WtrCldScrewChlr-gte600tons-0.527kwpton-0.342IPLV-VarSpd | DEER2020 | D20 v0 | 43468.3971 | Any | MBT | New | CZ12 | Any | Cap-Tons | 323 | 0 | None | 30.2 | 0.0196 | 0 | 30.2 | 0.0196 | 0 | 0 | 0 | 0 | 0 | 0 | 0 | DEER:HVAC_Chillers | Annual | 2020
NE-HVAC-Chlr-WtrCldScrewChlr-gte600tons-0.527kwpton-0.342IPLV-VarSpd | DEER2020 | D20 v0 | 43468.3971 | Any | Nrs | New | CZ12 | Any | Cap-Tons | 110 | 0 | None | 35.2 | 0.0301 | 0 | 35.2 | 0.0301 | 0 | 0 | 0 | 0 | 0 | 0 | 0 | DEER:HVAC_Chillers | Annual | 2020
NE-HVAC-Chlr-WtrCldScrewChlr-gte600tons-0.527kwpton-0.342IPLV-VarSpd | DEER2020 | D20 v0 | 43468.3971 | Any | OfL | New | CZ12 | Any | Cap-Tons | 401 | 0 | None | 28.2 | 0.0147 | 0 | 28.2 | 0.0147 | 0 | 0 | 0 | 0 | 0 | 0 | 0 | DEER:HVAC_Chillers | Annual | 2020
NE-HVAC-Chlr-WtrCldScrewChlr-gte600tons-0.527kwpton-0.342IPLV-VarSpd | DEER2020 | D20 v0 | 43468.3971 | Any | OfS | New | CZ12 | Any | Cap-Tons | 23.4 | 0 | None | 32.8 | 0.0185 | 0 | 32.8 | 0.0185 | 0 | 0 | 0 | 0 | 0 | 0 | 0 | DEER:HVAC_Chillers | Annual | 2020
NE-HVAC-Chlr-WtrCldScrewChlr-gte600tons-0.527kwpton-0.342IPLV-VarSpd | DEER2020 | D20 v0 | 43468.3971 | Any | Rt3 | New | CZ12 | Any | Cap-Tons | 267 | 0 | None | 35.4 | 0.0268 | 0 | 35.4 | 0.0268 | 0 | 0 | 0 | 0 | 0 | 0 | 0 | DEER:HVAC_Chillers | Annual | 2020
NE-HVAC-Chlr-WtrCldScrewChlr-gte600tons-0.527kwpton-0.342IPLV-VarSpd | DEER2020 | D20 v0 | 43468.3971 | Any | ECC | New | CZ13 | Any | Cap-Tons | 678 | 0 | None | 39.9 | 0.0185 | 0 | 39.9 | 0.0185 | 0 | 0 | 0 | 0 | 0 | 0 | 0 | DEER:HVAC_Chillers | Annual | 2020
NE-HVAC-Chlr-WtrCldScrewChlr-gte600tons-0.527kwpton-0.342IPLV-VarSpd | DEER2020 | D20 v0 | 43468.3971 | Any | ESe | New | CZ13 | Any | Cap-Tons | 362 | 0 | None | 25.9 | 0.0064 | 0 | 25.9 | 0.0064 | 0 | 0 | 0 | 0 | 0 | 0 | 0 | DEER:HVAC_Chillers | Annual | 2020
NE-HVAC-Chlr-WtrCldScrewChlr-gte600tons-0.527kwpton-0.342IPLV-VarSpd | DEER2020 | D20 v0 | 43468.3971 | Any | EUn | New | CZ13 | Any | Cap-Tons | 2260 | 0 | None | 36.1 | 0.0241 | 0 | 36.1 | 0.0241 | 0 | 0 | 0 | 0 | 0 | 0 | 0 | DEER:HVAC_Chillers | Annual | 2020
NE-HVAC-Chlr-WtrCldScrewChlr-gte600tons-0.527kwpton-0.342IPLV-VarSpd | DEER2020 | D20 v0 | 43468.3971 | Any | Hsp | New | CZ13 | Any | Cap-Tons | 978 | 0 | None | 21.5 | 0.0117 | 0 | 21.5 | 0.0117 | 0 | 0 | 0 | 0 | 0 | 0 | 0 | DEER:HVAC_Chillers | Annual | 2020
NE-HVAC-Chlr-WtrCldScrewChlr-gte600tons-0.527kwpton-0.342IPLV-VarSpd | DEER2020 | D20 v0 | 43468.3971 | Any | Htl | New | CZ13 | Any | Cap-Tons | 202 | 0 | None | 51.5 | 0.0256 | 0 | 51.5 | 0.0256 | 0 | 0 | 0 | 0 | 0 | 0 | 0 | DEER:HVAC_Chillers | Annual | 2020
NE-HVAC-Chlr-WtrCldScrewChlr-gte600tons-0.527kwpton-0.342IPLV-VarSpd | DEER2020 | D20 v0 | 43468.3971 | Any | MBT | New | CZ13 | Any | Cap-Tons | 352 | 0 | None | 35.2 | 0.0182 | 0 | 35.2 | 0.0182 | 0 | 0 | 0 | 0 | 0 | 0 | 0 | DEER:HVAC_Chillers | Annual | 2020
NE-HVAC-Chlr-WtrCldScrewChlr-gte600tons-0.527kwpton-0.342IPLV-VarSpd | DEER2020 | D20 v0 | 43468.3971 | Any | Nrs | New | CZ13 | Any | Cap-Tons | 118 | 0 | None | 48.6 | 0.0283 | 0 | 48.6 | 0.0283 | 0 | 0 | 0 | 0 | 0 | 0 | 0 | DEER:HVAC_Chillers | Annual | 2020
NE-HVAC-Chlr-WtrCldScrewChlr-gte600tons-0.527kwpton-0.342IPLV-VarSpd | DEER2020 | D20 v0 | 43468.3971 | Any | OfL | New | CZ13 | Any | Cap-Tons | 414 | 0 | None | 34 | 0.0129 | 0 | 34 | 0.0129 | 0 | 0 | 0 | 0 | 0 | 0 | 0 | DEER:HVAC_Chillers | Annual | 2020
NE-HVAC-Chlr-WtrCldScrewChlr-gte600tons-0.527kwpton-0.342IPLV-VarSpd | DEER2020 | D20 v0 | 43468.3971 | Any | OfS | New | CZ13 | Any | Cap-Tons | 25.3 | 0 | None | 35.7 | 0.0138 | 0 | 35.7 | 0.0138 | 0 | 0 | 0 | 0 | 0 | 0 | 0 | DEER:HVAC_Chillers | Annual | 2020
NE-HVAC-Chlr-WtrCldScrewChlr-gte600tons-0.527kwpton-0.342IPLV-VarSpd | DEER2020 | D20 v0 | 43468.3971 | Any | Rt3 | New | CZ13 | Any | Cap-Tons | 286 | 0 | None | 41.4 | 0.0252 | 0 | 41.4 | 0.0252 | 0 | 0 | 0 | 0 | 0 | 0 | 0 | DEER:HVAC_Chillers | Annual | 2020
NE-HVAC-Chlr-WtrCldScrewChlr-gte600tons-0.527kwpton-0.342IPLV-VarSpd | DEER2020 | D20 v0 | 43468.3971 | Any | ECC | New | CZ14 | Any | Cap-Tons | 732 | 0 | None | 33.5 | 0.0263 | 0 | 33.5 | 0.0263 | 0 | 0 | 0 | 0 | 0 | 0 | 0 | DEER:HVAC_Chillers | Annual | 2020
NE-HVAC-Chlr-WtrCldScrewChlr-gte600tons-0.527kwpton-0.342IPLV-VarSpd | DEER2020 | D20 v0 | 43468.3971 | Any | ESe | New | CZ14 | Any | Cap-Tons | 396 | 0 | None | 21.2 | 0.0134 | 0 | 21.2 | 0.0134 | 0 | 0 | 0 | 0 | 0 | 0 | 0 | DEER:HVAC_Chillers | Annual | 2020
NE-HVAC-Chlr-WtrCldScrewChlr-gte600tons-0.527kwpton-0.342IPLV-VarSpd | DEER2020 | D20 v0 | 43468.3971 | Any | EUn | New | CZ14 | Any | Cap-Tons | 2410 | 0 | None | 31 | 0.025 | 0 | 31 | 0.025 | 0 | 0 | 0 | 0 | 0 | 0 | 0 | DEER:HVAC_Chillers | Annual | 2020
NE-HVAC-Chlr-WtrCldScrewChlr-gte600tons-0.527kwpton-0.342IPLV-VarSpd | DEER2020 | D20 v0 | 43468.3971 | Any | Hsp | New | CZ14 | Any | Cap-Tons | 1040 | 0 | None | 16.3 | 0.0097 | 0 | 16.3 | 0.0097 | 0 | 0 | 0 | 0 | 0 | 0 | 0 | DEER:HVAC_Chillers | Annual | 2020
NE-HVAC-Chlr-WtrCldScrewChlr-gte600tons-0.527kwpton-0.342IPLV-VarSpd | DEER2020 | D20 v0 | 43468.3971 | Any | Htl | New | CZ14 | Any | Cap-Tons | 207 | 0 | None | 46.2 | 0.0223 | 0 | 46.2 | 0.0223 | 0 | 0 | 0 | 0 | 0 | 0 | 0 | DEER:HVAC_Chillers | Annual | 2020
NE-HVAC-Chlr-WtrCldScrewChlr-gte600tons-0.527kwpton-0.342IPLV-VarSpd | DEER2020 | D20 v0 | 43468.3971 | Any | MBT | New | CZ14 | Any | Cap-Tons | 366 | 0 | None | 32.2 | 0.0168 | 0 | 32.2 | 0.0168 | 0 | 0 | 0 | 0 | 0 | 0 | 0 | DEER:HVAC_Chillers | Annual | 2020
NE-HVAC-Chlr-WtrCldScrewChlr-gte600tons-0.527kwpton-0.342IPLV-VarSpd | DEER2020 | D20 v0 | 43468.3971 | Any | Nrs | New | CZ14 | Any | Cap-Tons | 121 | 0 | None | 43.9 | 0.0252 | 0 | 43.9 | 0.0252 | 0 | 0 | 0 | 0 | 0 | 0 | 0 | DEER:HVAC_Chillers | Annual | 2020
NE-HVAC-Chlr-WtrCldScrewChlr-gte600tons-0.527kwpton-0.342IPLV-VarSpd | DEER2020 | D20 v0 | 43468.3971 | Any | OfL | New | CZ14 | Any | Cap-Tons | 436 | 0 | None | 31.8 | 0.0118 | 0 | 31.8 | 0.0118 | 0 | 0 | 0 | 0 | 0 | 0 | 0 | DEER:HVAC_Chillers | Annual | 2020
NE-HVAC-Chlr-WtrCldScrewChlr-gte600tons-0.527kwpton-0.342IPLV-VarSpd | DEER2020 | D20 v0 | 43468.3971 | Any | OfS | New | CZ14 | Any | Cap-Tons | 26.7 | 0 | None | 35.1 | 0.0123 | 0 | 35.1 | 0.0123 | 0 | 0 | 0 | 0 | 0 | 0 | 0 | DEER:HVAC_Chillers | Annual | 2020
NE-HVAC-Chlr-WtrCldScrewChlr-gte600tons-0.527kwpton-0.342IPLV-VarSpd | DEER2020 | D20 v0 | 43468.3971 | Any | Rt3 | New | CZ14 | Any | Cap-Tons | 290 | 0 | None | 38.6 | 0.0218 | 0 | 38.6 | 0.0218 | 0 | 0 | 0 | 0 | 0 | 0 | 0 | DEER:HVAC_Chillers | Annual | 2020
NE-HVAC-Chlr-WtrCldScrewChlr-gte600tons-0.527kwpton-0.342IPLV-VarSpd | DEER2020 | D20 v0 | 43468.3971 | Any | ECC | New | CZ15 | Any | Cap-Tons | 960 | 0 | None | 48.8 | 0.023 | 0 | 48.8 | 0.023 | 0 | 0 | 0 | 0 | 0 | 0 | 0 | DEER:HVAC_Chillers | Annual | 2020
NE-HVAC-Chlr-WtrCldScrewChlr-gte600tons-0.527kwpton-0.342IPLV-VarSpd | DEER2020 | D20 v0 | 43468.3971 | Any | ESe | New | CZ15 | Any | Cap-Tons | 512 | 0 | None | 34.4 | 0.0133 | 0 | 34.4 | 0.0133 | 0 | 0 | 0 | 0 | 0 | 0 | 0 | DEER:HVAC_Chillers | Annual | 2020
NE-HVAC-Chlr-WtrCldScrewChlr-gte600tons-0.527kwpton-0.342IPLV-VarSpd | DEER2020 | D20 v0 | 43468.3971 | Any | EUn | New | CZ15 | Any | Cap-Tons | 3090 | 0 | None | 44.9 | 0.0235 | 0 | 44.9 | 0.0235 | 0 | 0 | 0 | 0 | 0 | 0 | 0 | DEER:HVAC_Chillers | Annual | 2020
NE-HVAC-Chlr-WtrCldScrewChlr-gte600tons-0.527kwpton-0.342IPLV-VarSpd | DEER2020 | D20 v0 | 43468.3971 | Any | Hsp | New | CZ15 | Any | Cap-Tons | 1270 | 0 | None | 27.5 | 0.0099 | 0 | 27.5 | 0.0099 | 0 | 0 | 0 | 0 | 0 | 0 | 0 | DEER:HVAC_Chillers | Annual | 2020
NE-HVAC-Chlr-WtrCldScrewChlr-gte600tons-0.527kwpton-0.342IPLV-VarSpd | DEER2020 | D20 v0 | 43468.3971 | Any | Htl | New | CZ15 | Any | Cap-Tons | 270 | 0 | None | 65 | 0.0214 | 0 | 65 | 0.0214 | 0 | 0 | 0 | 0 | 0 | 0 | 0 | DEER:HVAC_Chillers | Annual | 2020
NE-HVAC-Chlr-WtrCldScrewChlr-gte600tons-0.527kwpton-0.342IPLV-VarSpd | DEER2020 | D20 v0 | 43468.3971 | Any | MBT | New | CZ15 | Any | Cap-Tons | 452 | 0 | None | 47.2 | 0.016 | 0 | 47.2 | 0.016 | 0 | 0 | 0 | 0 | 0 | 0 | 0 | DEER:HVAC_Chillers | Annual | 2020
NE-HVAC-Chlr-WtrCldScrewChlr-gte600tons-0.527kwpton-0.342IPLV-VarSpd | DEER2020 | D20 v0 | 43468.3971 | Any | Nrs | New | CZ15 | Any | Cap-Tons | 156 | 0 | None | 67.8 | 0.0236 | 0 | 67.8 | 0.0236 | 0 | 0 | 0 | 0 | 0 | 0 | 0 | DEER:HVAC_Chillers | Annual | 2020
NE-HVAC-Chlr-WtrCldScrewChlr-gte600tons-0.527kwpton-0.342IPLV-VarSpd | DEER2020 | D20 v0 | 43468.3971 | Any | OfL | New | CZ15 | Any | Cap-Tons | 538 | 0 | None | 44.9 | 0.0106 | 0 | 44.9 | 0.0106 | 0 | 0 | 0 | 0 | 0 | 0 | 0 | DEER:HVAC_Chillers | Annual | 2020
NE-HVAC-Chlr-WtrCldScrewChlr-gte600tons-0.527kwpton-0.342IPLV-VarSpd | DEER2020 | D20 v0 | 43468.3971 | Any | OfS | New | CZ15 | Any | Cap-Tons | 31.9 | 0 | None | 54.3 | 0.0131 | 0 | 54.3 | 0.0131 | 0 | 0 | 0 | 0 | 0 | 0 | 0 | DEER:HVAC_Chillers | Annual | 2020
NE-HVAC-Chlr-WtrCldScrewChlr-gte600tons-0.527kwpton-0.342IPLV-VarSpd | DEER2020 | D20 v0 | 43468.3971 | Any | Rt3 | New | CZ15 | Any | Cap-Tons | 364 | 0 | None | 55.1 | 0.0224 | 0 | 55.1 | 0.0224 | 0 | 0 | 0 | 0 | 0 | 0 | 0 | DEER:HVAC_Chillers | Annual | 2020
NE-HVAC-Chlr-WtrCldScrewChlr-gte600tons-0.527kwpton-0.342IPLV-VarSpd | DEER2020 | D20 v0 | 43468.3971 | Any | ECC | New | CZ16 | Any | Cap-Tons | 376 | 0 | None | 27.2 | 0.022 | 0 | 27.2 | 0.022 | 0 | 0 | 0 | 0 | 0 | 0 | 0 | DEER:HVAC_Chillers | Annual | 2020
NE-HVAC-Chlr-WtrCldScrewChlr-gte600tons-0.527kwpton-0.342IPLV-VarSpd | DEER2020 | D20 v0 | 43468.3971 | Any | ESe | New | CZ16 | Any | Cap-Tons | 199 | 0 | None | 16.5 | 0.0095 | 0 | 16.5 | 0.0095 | 0 | 0 | 0 | 0 | 0 | 0 | 0 | DEER:HVAC_Chillers | Annual | 2020
NE-HVAC-Chlr-WtrCldScrewChlr-gte600tons-0.527kwpton-0.342IPLV-VarSpd | DEER2020 | D20 v0 | 43468.3971 | Any | EUn | New | CZ16 | Any | Cap-Tons | 1330 | 0 | None | 24.4 | 0.0257 | 0 | 24.4 | 0.0257 | 0 | 0 | 0 | 0 | 0 | 0 | 0 | DEER:HVAC_Chillers | Annual | 2020
NE-HVAC-Chlr-WtrCldScrewChlr-gte600tons-0.527kwpton-0.342IPLV-VarSpd | DEER2020 | D20 v0 | 43468.3971 | Any | Hsp | New | CZ16 | Any | Cap-Tons | 656 | 0 | None | 11.9 | 0.0111 | 0 | 11.9 | 0.0111 | 0 | 0 | 0 | 0 | 0 | 0 | 0 | DEER:HVAC_Chillers | Annual | 2020
NE-HVAC-Chlr-WtrCldScrewChlr-gte600tons-0.527kwpton-0.342IPLV-VarSpd | DEER2020 | D20 v0 | 43468.3971 | Any | Htl | New | CZ16 | Any | Cap-Tons | 116 | 0 | None | 41.7 | 0.0302 | 0 | 41.7 | 0.0302 | 0 | 0 | 0 | 0 | 0 | 0 | 0 | DEER:HVAC_Chillers | Annual | 2020
NE-HVAC-Chlr-WtrCldScrewChlr-gte600tons-0.527kwpton-0.342IPLV-VarSpd | DEER2020 | D20 v0 | 43468.3971 | Any | MBT | New | CZ16 | Any | Cap-Tons | 223 | 0 | None | 23.8 | 0.0176 | 0 | 23.8 | 0.0176 | 0 | 0 | 0 | 0 | 0 | 0 | 0 | DEER:HVAC_Chillers | Annual | 2020
NE-HVAC-Chlr-WtrCldScrewChlr-gte600tons-0.527kwpton-0.342IPLV-VarSpd | DEER2020 | D20 v0 | 43468.3971 | Any | Nrs | New | CZ16 | Any | Cap-Tons | 78.7 | 0 | None | 24.8 | 0.0252 | 0 | 24.8 | 0.0252 | 0 | 0 | 0 | 0 | 0 | 0 | 0 | DEER:HVAC_Chillers | Annual | 2020
NE-HVAC-Chlr-WtrCldScrewChlr-gte600tons-0.527kwpton-0.342IPLV-VarSpd | DEER2020 | D20 v0 | 43468.3971 | Any | OfL | New | CZ16 | Any | Cap-Tons | 294 | 0 | None | 22.5 | 0.015 | 0 | 22.5 | 0.015 | 0 | 0 | 0 | 0 | 0 | 0 | 0 | DEER:HVAC_Chillers | Annual | 2020
NE-HVAC-Chlr-WtrCldScrewChlr-gte600tons-0.527kwpton-0.342IPLV-VarSpd | DEER2020 | D20 v0 | 43468.3971 | Any | OfS | New | CZ16 | Any | Cap-Tons | 16.8 | 0 | None | 25.8 | 0.0175 | 0 | 25.8 | 0.0175 | 0 | 0 | 0 | 0 | 0 | 0 | 0 | DEER:HVAC_Chillers | Annual | 2020
NE-HVAC-Chlr-WtrCldScrewChlr-gte600tons-0.527kwpton-0.342IPLV-VarSpd | DEER2020 | D20 v0 | 43468.3971 | Any | Rt3 | New | CZ16 | Any | Cap-Tons | 179 | 0 | None | 27.1 | 0.024 | 0 | 27.1 | 0.024 | 0 | 0 | 0 | 0 | 0 | 0 | 0 | DEER:HVAC_Chillers | Annual | 2020
NE-HVAC-Chlr-WtrCldScrewChlr-lt75tons-0.663kwpton-0.425IPLV-VarSpd | DEER2020 | D20 v0 | 43468.3971 | Any | ECC | New | CZ01 | Any | Cap-Tons | 298 | 0 | None | 13.9 | 0.0479 | 0 | 13.9 | 0.0479 | 0 | 0 | 0 | 0 | 0 | 0 | 0 | DEER:HVAC_Chillers | Annual | 2020
NE-HVAC-Chlr-WtrCldScrewChlr-lt75tons-0.663kwpton-0.425IPLV-VarSpd | DEER2020 | D20 v0 | 43468.3971 | Any | ESe | New | CZ01 | Any | Cap-Tons | 145 | 0 | None | 8.7 | 0.0191 | 0 | 8.7 | 0.0191 | 0 | 0 | 0 | 0 | 0 | 0 | 0 | DEER:HVAC_Chillers | Annual | 2020
NE-HVAC-Chlr-WtrCldScrewChlr-lt75tons-0.663kwpton-0.425IPLV-VarSpd | DEER2020 | D20 v0 | 43468.3971 | Any | EUn | New | CZ01 | Any | Cap-Tons | 1120 | 0 | None | 10.1 | 0.0351 | 0 | 10.1 | 0.0351 | 0 | 0 | 0 | 0 | 0 | 0 | 0 | DEER:HVAC_Chillers | Annual | 2020
NE-HVAC-Chlr-WtrCldScrewChlr-lt75tons-0.663kwpton-0.425IPLV-VarSpd | DEER2020 | D20 v0 | 43468.3971 | Any | Hsp | New | CZ01 | Any | Cap-Tons | 528 | 0 | None | 3 | 0.009 | 0 | 3 | 0.009 | 0 | 0 | 0 | 0 | 0 | 0 | 0 | DEER:HVAC_Chillers | Annual | 2020
NE-HVAC-Chlr-WtrCldScrewChlr-lt75tons-0.663kwpton-0.425IPLV-VarSpd | DEER2020 | D20 v0 | 43468.3971 | Any | Htl | New | CZ01 | Any | Cap-Tons | 88.3 | 0 | None | 31.8 | 0.0246 | 0 | 31.8 | 0.0246 | 0 | 0 | 0 | 0 | 0 | 0 | 0 | DEER:HVAC_Chillers | Annual | 2020
NE-HVAC-Chlr-WtrCldScrewChlr-lt75tons-0.663kwpton-0.425IPLV-VarSpd | DEER2020 | D20 v0 | 43468.3971 | Any | MBT | New | CZ01 | Any | Cap-Tons | 170 | 0 | None | 17.3 | 0.0202 | 0 | 17.3 | 0.0202 | 0 | 0 | 0 | 0 | 0 | 0 | 0 | DEER:HVAC_Chillers | Annual | 2020
NE-HVAC-Chlr-WtrCldScrewChlr-lt75tons-0.663kwpton-0.425IPLV-VarSpd | DEER2020 | D20 v0 | 43468.3971 | Any | Nrs | New | CZ01 | Any | Cap-Tons | 61.8 | 0 | None | 4.5 | 0.0149 | 0 | 4.5 | 0.0149 | 0 | 0 | 0 | 0 | 0 | 0 | 0 | DEER:HVAC_Chillers | Annual | 2020
NE-HVAC-Chlr-WtrCldScrewChlr-lt75tons-0.663kwpton-0.425IPLV-VarSpd | DEER2020 | D20 v0 | 43468.3971 | Any | OfL | New | CZ01 | Any | Cap-Tons | 243 | 0 | None | 12.7 | 0.0142 | 0 | 12.7 | 0.0142 | 0 | 0 | 0 | 0 | 0 | 0 | 0 | DEER:HVAC_Chillers | Annual | 2020
NE-HVAC-Chlr-WtrCldScrewChlr-lt75tons-0.663kwpton-0.425IPLV-VarSpd | DEER2020 | D20 v0 | 43468.3971 | Any | OfS | New | CZ01 | Any | Cap-Tons | 13.4 | 0 | None | 16.7 | 0.0146 | 0 | 16.7 | 0.0146 | 0 | 0 | 0 | 0 | 0 | 0 | 0 | DEER:HVAC_Chillers | Annual | 2020
NE-HVAC-Chlr-WtrCldScrewChlr-lt75tons-0.663kwpton-0.425IPLV-VarSpd | DEER2020 | D20 v0 | 43468.3971 | Any | Rt3 | New | CZ01 | Any | Cap-Tons | 126 | 0 | None | 13.8 | 0.0311 | 0 | 13.8 | 0.0311 | 0 | 0 | 0 | 0 | 0 | 0 | 0 | DEER:HVAC_Chillers | Annual | 2020
NE-HVAC-Chlr-WtrCldScrewChlr-lt75tons-0.663kwpton-0.425IPLV-VarSpd | DEER2020 | D20 v0 | 43468.3971 | Any | ECC | New | CZ02 | Any | Cap-Tons | 549 | 0 | None | 52.3 | 0.0414 | 0 | 52.3 | 0.0414 | 0 | 0 | 0 | 0 | 0 | 0 | 0 | DEER:HVAC_Chillers | Annual | 2020
NE-HVAC-Chlr-WtrCldScrewChlr-lt75tons-0.663kwpton-0.425IPLV-VarSpd | DEER2020 | D20 v0 | 43468.3971 | Any | ESe | New | CZ02 | Any | Cap-Tons | 282 | 0 | None | 34.5 | 0.0159 | 0 | 34.5 | 0.0159 | 0 | 0 | 0 | 0 | 0 | 0 | 0 | DEER:HVAC_Chillers | Annual | 2020
NE-HVAC-Chlr-WtrCldScrewChlr-lt75tons-0.663kwpton-0.425IPLV-VarSpd | DEER2020 | D20 v0 | 43468.3971 | Any | EUn | New | CZ02 | Any | Cap-Tons | 1920 | 0 | None | 44.9 | 0.0496 | 0 | 44.9 | 0.0496 | 0 | 0 | 0 | 0 | 0 | 0 | 0 | DEER:HVAC_Chillers | Annual | 2020
NE-HVAC-Chlr-WtrCldScrewChlr-lt75tons-0.663kwpton-0.425IPLV-VarSpd | DEER2020 | D20 v0 | 43468.3971 | Any | Hsp | New | CZ02 | Any | Cap-Tons | 883 | 0 | None | 20.9 | 0.0229 | 0 | 20.9 | 0.0229 | 0 | 0 | 0 | 0 | 0 | 0 | 0 | DEER:HVAC_Chillers | Annual | 2020
NE-HVAC-Chlr-WtrCldScrewChlr-lt75tons-0.663kwpton-0.425IPLV-VarSpd | DEER2020 | D20 v0 | 43468.3971 | Any | Htl | New | CZ02 | Any | Cap-Tons | 156 | 0 | None | 70.2 | 0.0586 | 0 | 70.2 | 0.0586 | 0 | 0 | 0 | 0 | 0 | 0 | 0 | DEER:HVAC_Chillers | Annual | 2020
NE-HVAC-Chlr-WtrCldScrewChlr-lt75tons-0.663kwpton-0.425IPLV-VarSpd | DEER2020 | D20 v0 | 43468.3971 | Any | MBT | New | CZ02 | Any | Cap-Tons | 285 | 0 | None | 51.4 | 0.0379 | 0 | 51.4 | 0.0379 | 0 | 0 | 0 | 0 | 0 | 0 | 0 | DEER:HVAC_Chillers | Annual | 2020
NE-HVAC-Chlr-WtrCldScrewChlr-lt75tons-0.663kwpton-0.425IPLV-VarSpd | DEER2020 | D20 v0 | 43468.3971 | Any | Nrs | New | CZ02 | Any | Cap-Tons | 100 | 0 | None | 46.6 | 0.0536 | 0 | 46.6 | 0.0536 | 0 | 0 | 0 | 0 | 0 | 0 | 0 | DEER:HVAC_Chillers | Annual | 2020
NE-HVAC-Chlr-WtrCldScrewChlr-lt75tons-0.663kwpton-0.425IPLV-VarSpd | DEER2020 | D20 v0 | 43468.3971 | Any | OfL | New | CZ02 | Any | Cap-Tons | 364 | 0 | None | 46.6 | 0.0281 | 0 | 46.6 | 0.0281 | 0 | 0 | 0 | 0 | 0 | 0 | 0 | DEER:HVAC_Chillers | Annual | 2020
NE-HVAC-Chlr-WtrCldScrewChlr-lt75tons-0.663kwpton-0.425IPLV-VarSpd | DEER2020 | D20 v0 | 43468.3971 | Any | OfS | New | CZ02 | Any | Cap-Tons | 20.4 | 0 | None | 57.1 | 0.0361 | 0 | 57.1 | 0.0361 | 0 | 0 | 0 | 0 | 0 | 0 | 0 | DEER:HVAC_Chillers | Annual | 2020
NE-HVAC-Chlr-WtrCldScrewChlr-lt75tons-0.663kwpton-0.425IPLV-VarSpd | DEER2020 | D20 v0 | 43468.3971 | Any | Rt3 | New | CZ02 | Any | Cap-Tons | 227 | 0 | None | 59.2 | 0.0579 | 0 | 59.2 | 0.0579 | 0 | 0 | 0 | 0 | 0 | 0 | 0 | DEER:HVAC_Chillers | Annual | 2020
NE-HVAC-Chlr-WtrCldScrewChlr-lt75tons-0.663kwpton-0.425IPLV-VarSpd | DEER2020 | D20 v0 | 43468.3971 | Any | ECC | New | CZ03 | Any | Cap-Tons | 421 | 0 | None | 41.6 | 0.0304 | 0 | 41.6 | 0.0304 | 0 | 0 | 0 | 0 | 0 | 0 | 0 | DEER:HVAC_Chillers | Annual | 2020
NE-HVAC-Chlr-WtrCldScrewChlr-lt75tons-0.663kwpton-0.425IPLV-VarSpd | DEER2020 | D20 v0 | 43468.3971 | Any | ESe | New | CZ03 | Any | Cap-Tons | 214 | 0 | None | 26.4 | 0.0052 | 0 | 26.4 | 0.0052 | 0 | 0 | 0 | 0 | 0 | 0 | 0 | DEER:HVAC_Chillers | Annual | 2020
NE-HVAC-Chlr-WtrCldScrewChlr-lt75tons-0.663kwpton-0.425IPLV-VarSpd | DEER2020 | D20 v0 | 43468.3971 | Any | EUn | New | CZ03 | Any | Cap-Tons | 1490 | 0 | None | 33.1 | 0.0346 | 0 | 33.1 | 0.0346 | 0 | 0 | 0 | 0 | 0 | 0 | 0 | DEER:HVAC_Chillers | Annual | 2020
NE-HVAC-Chlr-WtrCldScrewChlr-lt75tons-0.663kwpton-0.425IPLV-VarSpd | DEER2020 | D20 v0 | 43468.3971 | Any | Hsp | New | CZ03 | Any | Cap-Tons | 582 | 0 | None | 17.5 | 0.0206 | 0 | 17.5 | 0.0206 | 0 | 0 | 0 | 0 | 0 | 0 | 0 | DEER:HVAC_Chillers | Annual | 2020
NE-HVAC-Chlr-WtrCldScrewChlr-lt75tons-0.663kwpton-0.425IPLV-VarSpd | DEER2020 | D20 v0 | 43468.3971 | Any | Htl | New | CZ03 | Any | Cap-Tons | 121 | 0 | None | 60 | 0.044 | 0 | 60 | 0.044 | 0 | 0 | 0 | 0 | 0 | 0 | 0 | DEER:HVAC_Chillers | Annual | 2020
NE-HVAC-Chlr-WtrCldScrewChlr-lt75tons-0.663kwpton-0.425IPLV-VarSpd | DEER2020 | D20 v0 | 43468.3971 | Any | MBT | New | CZ03 | Any | Cap-Tons | 221 | 0 | None | 46.8 | 0.0317 | 0 | 46.8 | 0.0317 | 0 | 0 | 0 | 0 | 0 | 0 | 0 | DEER:HVAC_Chillers | Annual | 2020
NE-HVAC-Chlr-WtrCldScrewChlr-lt75tons-0.663kwpton-0.425IPLV-VarSpd | DEER2020 | D20 v0 | 43468.3971 | Any | Nrs | New | CZ03 | Any | Cap-Tons | 77.9 | 0 | None | 27 | 0.0379 | 0 | 27 | 0.0379 | 0 | 0 | 0 | 0 | 0 | 0 | 0 | DEER:HVAC_Chillers | Annual | 2020
NE-HVAC-Chlr-WtrCldScrewChlr-lt75tons-0.663kwpton-0.425IPLV-VarSpd | DEER2020 | D20 v0 | 43468.3971 | Any | OfL | New | CZ03 | Any | Cap-Tons | 295 | 0 | None | 38.8 | 0.0225 | 0 | 38.8 | 0.0225 | 0 | 0 | 0 | 0 | 0 | 0 | 0 | DEER:HVAC_Chillers | Annual | 2020
NE-HVAC-Chlr-WtrCldScrewChlr-lt75tons-0.663kwpton-0.425IPLV-VarSpd | DEER2020 | D20 v0 | 43468.3971 | Any | OfS | New | CZ03 | Any | Cap-Tons | 17.3 | 0 | None | 43.7 | 0.0273 | 0 | 43.7 | 0.0273 | 0 | 0 | 0 | 0 | 0 | 0 | 0 | DEER:HVAC_Chillers | Annual | 2020
NE-HVAC-Chlr-WtrCldScrewChlr-lt75tons-0.663kwpton-0.425IPLV-VarSpd | DEER2020 | D20 v0 | 43468.3971 | Any | Rt3 | New | CZ03 | Any | Cap-Tons | 175 | 0 | None | 42.5 | 0.0468 | 0 | 42.5 | 0.0468 | 0 | 0 | 0 | 0 | 0 | 0 | 0 | DEER:HVAC_Chillers | Annual | 2020
NE-HVAC-Chlr-WtrCldScrewChlr-lt75tons-0.663kwpton-0.425IPLV-VarSpd | DEER2020 | D20 v0 | 43468.3971 | Any | ECC | New | CZ04 | Any | Cap-Tons | 542 | 0 | None | 60.7 | 0.073 | 0 | 60.7 | 0.073 | 0 | 0 | 0 | 0 | 0 | 0 | 0 | DEER:HVAC_Chillers | Annual | 2020
NE-HVAC-Chlr-WtrCldScrewChlr-lt75tons-0.663kwpton-0.425IPLV-VarSpd | DEER2020 | D20 v0 | 43468.3971 | Any | ESe | New | CZ04 | Any | Cap-Tons | 281 | 0 | None | 39.9 | 0.0369 | 0 | 39.9 | 0.0369 | 0 | 0 | 0 | 0 | 0 | 0 | 0 | DEER:HVAC_Chillers | Annual | 2020
NE-HVAC-Chlr-WtrCldScrewChlr-lt75tons-0.663kwpton-0.425IPLV-VarSpd | DEER2020 | D20 v0 | 43468.3971 | Any | EUn | New | CZ04 | Any | Cap-Tons | 1880 | 0 | None | 52.4 | 0.06 | 0 | 52.4 | 0.06 | 0 | 0 | 0 | 0 | 0 | 0 | 0 | DEER:HVAC_Chillers | Annual | 2020
NE-HVAC-Chlr-WtrCldScrewChlr-lt75tons-0.663kwpton-0.425IPLV-VarSpd | DEER2020 | D20 v0 | 43468.3971 | Any | Hsp | New | CZ04 | Any | Cap-Tons | 848 | 0 | None | 26.8 | 0.0219 | 0 | 26.8 | 0.0219 | 0 | 0 | 0 | 0 | 0 | 0 | 0 | DEER:HVAC_Chillers | Annual | 2020
NE-HVAC-Chlr-WtrCldScrewChlr-lt75tons-0.663kwpton-0.425IPLV-VarSpd | DEER2020 | D20 v0 | 43468.3971 | Any | Htl | New | CZ04 | Any | Cap-Tons | 163 | 0 | None | 77.1 | 0.0486 | 0 | 77.1 | 0.0486 | 0 | 0 | 0 | 0 | 0 | 0 | 0 | DEER:HVAC_Chillers | Annual | 2020
NE-HVAC-Chlr-WtrCldScrewChlr-lt75tons-0.663kwpton-0.425IPLV-VarSpd | DEER2020 | D20 v0 | 43468.3971 | Any | MBT | New | CZ04 | Any | Cap-Tons | 277 | 0 | None | 60.8 | 0.0362 | 0 | 60.8 | 0.0362 | 0 | 0 | 0 | 0 | 0 | 0 | 0 | DEER:HVAC_Chillers | Annual | 2020
NE-HVAC-Chlr-WtrCldScrewChlr-lt75tons-0.663kwpton-0.425IPLV-VarSpd | DEER2020 | D20 v0 | 43468.3971 | Any | Nrs | New | CZ04 | Any | Cap-Tons | 95.6 | 0 | None | 56.5 | 0.0503 | 0 | 56.5 | 0.0503 | 0 | 0 | 0 | 0 | 0 | 0 | 0 | DEER:HVAC_Chillers | Annual | 2020
NE-HVAC-Chlr-WtrCldScrewChlr-lt75tons-0.663kwpton-0.425IPLV-VarSpd | DEER2020 | D20 v0 | 43468.3971 | Any | OfL | New | CZ04 | Any | Cap-Tons | 354 | 0 | None | 55 | 0.0239 | 0 | 55 | 0.0239 | 0 | 0 | 0 | 0 | 0 | 0 | 0 | DEER:HVAC_Chillers | Annual | 2020
NE-HVAC-Chlr-WtrCldScrewChlr-lt75tons-0.663kwpton-0.425IPLV-VarSpd | DEER2020 | D20 v0 | 43468.3971 | Any | OfS | New | CZ04 | Any | Cap-Tons | 20.9 | 0 | None | 58.5 | 0.0265 | 0 | 58.5 | 0.0265 | 0 | 0 | 0 | 0 | 0 | 0 | 0 | DEER:HVAC_Chillers | Annual | 2020
NE-HVAC-Chlr-WtrCldScrewChlr-lt75tons-0.663kwpton-0.425IPLV-VarSpd | DEER2020 | D20 v0 | 43468.3971 | Any | Rt3 | New | CZ04 | Any | Cap-Tons | 226 | 0 | None | 67.5 | 0.0565 | 0 | 67.5 | 0.0565 | 0 | 0 | 0 | 0 | 0 | 0 | 0 | DEER:HVAC_Chillers | Annual | 2020
NE-HVAC-Chlr-WtrCldScrewChlr-lt75tons-0.663kwpton-0.425IPLV-VarSpd | DEER2020 | D20 v0 | 43468.3971 | Any | ECC | New | CZ05 | Any | Cap-Tons | 360 | 0 | None | 50.1 | 0.0466 | 0 | 50.1 | 0.0466 | 0 | 0 | 0 | 0 | 0 | 0 | 0 | DEER:HVAC_Chillers | Annual | 2020
NE-HVAC-Chlr-WtrCldScrewChlr-lt75tons-0.663kwpton-0.425IPLV-VarSpd | DEER2020 | D20 v0 | 43468.3971 | Any | ESe | New | CZ05 | Any | Cap-Tons | 180 | 0 | None | 36 | 0.0245 | 0 | 36 | 0.0245 | 0 | 0 | 0 | 0 | 0 | 0 | 0 | DEER:HVAC_Chillers | Annual | 2020
NE-HVAC-Chlr-WtrCldScrewChlr-lt75tons-0.663kwpton-0.425IPLV-VarSpd | DEER2020 | D20 v0 | 43468.3971 | Any | EUn | New | CZ05 | Any | Cap-Tons | 1300 | 0 | None | 38.4 | 0.0385 | 0 | 38.4 | 0.0385 | 0 | 0 | 0 | 0 | 0 | 0 | 0 | DEER:HVAC_Chillers | Annual | 2020
NE-HVAC-Chlr-WtrCldScrewChlr-lt75tons-0.663kwpton-0.425IPLV-VarSpd | DEER2020 | D20 v0 | 43468.3971 | Any | Hsp | New | CZ05 | Any | Cap-Tons | 670 | 0 | None | 14.5 | 0.0121 | 0 | 14.5 | 0.0121 | 0 | 0 | 0 | 0 | 0 | 0 | 0 | DEER:HVAC_Chillers | Annual | 2020
NE-HVAC-Chlr-WtrCldScrewChlr-lt75tons-0.663kwpton-0.425IPLV-VarSpd | DEER2020 | D20 v0 | 43468.3971 | Any | Htl | New | CZ05 | Any | Cap-Tons | 102 | 0 | None | 68.7 | 0.0335 | 0 | 68.7 | 0.0335 | 0 | 0 | 0 | 0 | 0 | 0 | 0 | DEER:HVAC_Chillers | Annual | 2020
NE-HVAC-Chlr-WtrCldScrewChlr-lt75tons-0.663kwpton-0.425IPLV-VarSpd | DEER2020 | D20 v0 | 43468.3971 | Any | MBT | New | CZ05 | Any | Cap-Tons | 215 | 0 | None | 51.5 | 0.024 | 0 | 51.5 | 0.024 | 0 | 0 | 0 | 0 | 0 | 0 | 0 | DEER:HVAC_Chillers | Annual | 2020
NE-HVAC-Chlr-WtrCldScrewChlr-lt75tons-0.663kwpton-0.425IPLV-VarSpd | DEER2020 | D20 v0 | 43468.3971 | Any | Nrs | New | CZ05 | Any | Cap-Tons | 77.4 | 0 | None | 25.9 | 0.0241 | 0 | 25.9 | 0.0241 | 0 | 0 | 0 | 0 | 0 | 0 | 0 | DEER:HVAC_Chillers | Annual | 2020
NE-HVAC-Chlr-WtrCldScrewChlr-lt75tons-0.663kwpton-0.425IPLV-VarSpd | DEER2020 | D20 v0 | 43468.3971 | Any | OfL | New | CZ05 | Any | Cap-Tons | 289 | 0 | None | 43.6 | 0.0173 | 0 | 43.6 | 0.0173 | 0 | 0 | 0 | 0 | 0 | 0 | 0 | DEER:HVAC_Chillers | Annual | 2020
NE-HVAC-Chlr-WtrCldScrewChlr-lt75tons-0.663kwpton-0.425IPLV-VarSpd | DEER2020 | D20 v0 | 43468.3971 | Any | OfS | New | CZ05 | Any | Cap-Tons | 15.2 | 0 | None | 51.3 | 0.0198 | 0 | 51.3 | 0.0198 | 0 | 0 | 0 | 0 | 0 | 0 | 0 | DEER:HVAC_Chillers | Annual | 2020
NE-HVAC-Chlr-WtrCldScrewChlr-lt75tons-0.663kwpton-0.425IPLV-VarSpd | DEER2020 | D20 v0 | 43468.3971 | Any | Rt3 | New | CZ05 | Any | Cap-Tons | 166 | 0 | None | 43.8 | 0.0307 | 0 | 43.8 | 0.0307 | 0 | 0 | 0 | 0 | 0 | 0 | 0 | DEER:HVAC_Chillers | Annual | 2020
NE-HVAC-Chlr-WtrCldScrewChlr-lt75tons-0.663kwpton-0.425IPLV-VarSpd | DEER2020 | D20 v0 | 43468.3971 | Any | ECC | New | CZ06 | Any | Cap-Tons | 585 | 0 | None | 74 | 0.0619 | 0 | 74 | 0.0619 | 0 | 0 | 0 | 0 | 0 | 0 | 0 | DEER:HVAC_Chillers | Annual | 2020
NE-HVAC-Chlr-WtrCldScrewChlr-lt75tons-0.663kwpton-0.425IPLV-VarSpd | DEER2020 | D20 v0 | 43468.3971 | Any | ESe | New | CZ06 | Any | Cap-Tons | 318 | 0 | None | 44.2 | 0.0277 | 0 | 44.2 | 0.0277 | 0 | 0 | 0 | 0 | 0 | 0 | 0 | DEER:HVAC_Chillers | Annual | 2020
NE-HVAC-Chlr-WtrCldScrewChlr-lt75tons-0.663kwpton-0.425IPLV-VarSpd | DEER2020 | D20 v0 | 43468.3971 | Any | EUn | New | CZ06 | Any | Cap-Tons | 1960 | 0 | None | 59.4 | 0.0569 | 0 | 59.4 | 0.0569 | 0 | 0 | 0 | 0 | 0 | 0 | 0 | DEER:HVAC_Chillers | Annual | 2020
NE-HVAC-Chlr-WtrCldScrewChlr-lt75tons-0.663kwpton-0.425IPLV-VarSpd | DEER2020 | D20 v0 | 43468.3971 | Any | Hsp | New | CZ06 | Any | Cap-Tons | 876 | 0 | None | 33.7 | 0.0201 | 0 | 33.7 | 0.0201 | 0 | 0 | 0 | 0 | 0 | 0 | 0 | DEER:HVAC_Chillers | Annual | 2020
NE-HVAC-Chlr-WtrCldScrewChlr-lt75tons-0.663kwpton-0.425IPLV-VarSpd | DEER2020 | D20 v0 | 43468.3971 | Any | Htl | New | CZ06 | Any | Cap-Tons | 154 | 0 | None | 94.9 | 0.0461 | 0 | 94.9 | 0.0461 | 0 | 0 | 0 | 0 | 0 | 0 | 0 | DEER:HVAC_Chillers | Annual | 2020
NE-HVAC-Chlr-WtrCldScrewChlr-lt75tons-0.663kwpton-0.425IPLV-VarSpd | DEER2020 | D20 v0 | 43468.3971 | Any | MBT | New | CZ06 | Any | Cap-Tons | 298 | 0 | None | 77.2 | 0.0325 | 0 | 77.2 | 0.0325 | 0 | 0 | 0 | 0 | 0 | 0 | 0 | DEER:HVAC_Chillers | Annual | 2020
NE-HVAC-Chlr-WtrCldScrewChlr-lt75tons-0.663kwpton-0.425IPLV-VarSpd | DEER2020 | D20 v0 | 43468.3971 | Any | Nrs | New | CZ06 | Any | Cap-Tons | 102 | 0 | None | 62.1 | 0.0415 | 0 | 62.1 | 0.0415 | 0 | 0 | 0 | 0 | 0 | 0 | 0 | DEER:HVAC_Chillers | Annual | 2020
NE-HVAC-Chlr-WtrCldScrewChlr-lt75tons-0.663kwpton-0.425IPLV-VarSpd | DEER2020 | D20 v0 | 43468.3971 | Any | OfL | New | CZ06 | Any | Cap-Tons | 369 | 0 | None | 71.4 | 0.0206 | 0 | 71.4 | 0.0206 | 0 | 0 | 0 | 0 | 0 | 0 | 0 | DEER:HVAC_Chillers | Annual | 2020
NE-HVAC-Chlr-WtrCldScrewChlr-lt75tons-0.663kwpton-0.425IPLV-VarSpd | DEER2020 | D20 v0 | 43468.3971 | Any | OfS | New | CZ06 | Any | Cap-Tons | 21.8 | 0 | None | 75.5 | 0.0244 | 0 | 75.5 | 0.0244 | 0 | 0 | 0 | 0 | 0 | 0 | 0 | DEER:HVAC_Chillers | Annual | 2020
NE-HVAC-Chlr-WtrCldScrewChlr-lt75tons-0.663kwpton-0.425IPLV-VarSpd | DEER2020 | D20 v0 | 43468.3971 | Any | Rt3 | New | CZ06 | Any | Cap-Tons | 233 | 0 | None | 82.6 | 0.055 | 0 | 82.6 | 0.055 | 0 | 0 | 0 | 0 | 0 | 0 | 0 | DEER:HVAC_Chillers | Annual | 2020
NE-HVAC-Chlr-WtrCldScrewChlr-lt75tons-0.663kwpton-0.425IPLV-VarSpd | DEER2020 | D20 v0 | 43468.3971 | Any | ECC | New | CZ07 | Any | Cap-Tons | 555 | 0 | None | 73.9 | 0.0608 | 0 | 73.9 | 0.0608 | 0 | 0 | 0 | 0 | 0 | 0 | 0 | DEER:HVAC_Chillers | Annual | 2020
NE-HVAC-Chlr-WtrCldScrewChlr-lt75tons-0.663kwpton-0.425IPLV-VarSpd | DEER2020 | D20 v0 | 43468.3971 | Any | ESe | New | CZ07 | Any | Cap-Tons | 303 | 0 | None | 43.7 | 0.0261 | 0 | 43.7 | 0.0261 | 0 | 0 | 0 | 0 | 0 | 0 | 0 | DEER:HVAC_Chillers | Annual | 2020
NE-HVAC-Chlr-WtrCldScrewChlr-lt75tons-0.663kwpton-0.425IPLV-VarSpd | DEER2020 | D20 v0 | 43468.3971 | Any | EUn | New | CZ07 | Any | Cap-Tons | 1900 | 0 | None | 55.2 | 0.0516 | 0 | 55.2 | 0.0516 | 0 | 0 | 0 | 0 | 0 | 0 | 0 | DEER:HVAC_Chillers | Annual | 2020
NE-HVAC-Chlr-WtrCldScrewChlr-lt75tons-0.663kwpton-0.425IPLV-VarSpd | DEER2020 | D20 v0 | 43468.3971 | Any | Hsp | New | CZ07 | Any | Cap-Tons | 909 | 0 | None | 32.6 | 0.0165 | 0 | 32.6 | 0.0165 | 0 | 0 | 0 | 0 | 0 | 0 | 0 | DEER:HVAC_Chillers | Annual | 2020
NE-HVAC-Chlr-WtrCldScrewChlr-lt75tons-0.663kwpton-0.425IPLV-VarSpd | DEER2020 | D20 v0 | 43468.3971 | Any | Htl | New | CZ07 | Any | Cap-Tons | 141 | 0 | None | 101 | 0.0408 | 0 | 101 | 0.0408 | 0 | 0 | 0 | 0 | 0 | 0 | 0 | DEER:HVAC_Chillers | Annual | 2020
NE-HVAC-Chlr-WtrCldScrewChlr-lt75tons-0.663kwpton-0.425IPLV-VarSpd | DEER2020 | D20 v0 | 43468.3971 | Any | MBT | New | CZ07 | Any | Cap-Tons | 297 | 0 | None | 70.9 | 0.0281 | 0 | 70.9 | 0.0281 | 0 | 0 | 0 | 0 | 0 | 0 | 0 | DEER:HVAC_Chillers | Annual | 2020
NE-HVAC-Chlr-WtrCldScrewChlr-lt75tons-0.663kwpton-0.425IPLV-VarSpd | DEER2020 | D20 v0 | 43468.3971 | Any | Nrs | New | CZ07 | Any | Cap-Tons | 104 | 0 | None | 56.6 | 0.0325 | 0 | 56.6 | 0.0325 | 0 | 0 | 0 | 0 | 0 | 0 | 0 | DEER:HVAC_Chillers | Annual | 2020
NE-HVAC-Chlr-WtrCldScrewChlr-lt75tons-0.663kwpton-0.425IPLV-VarSpd | DEER2020 | D20 v0 | 43468.3971 | Any | OfL | New | CZ07 | Any | Cap-Tons | 357 | 0 | None | 66.2 | 0.0191 | 0 | 66.2 | 0.0191 | 0 | 0 | 0 | 0 | 0 | 0 | 0 | DEER:HVAC_Chillers | Annual | 2020
NE-HVAC-Chlr-WtrCldScrewChlr-lt75tons-0.663kwpton-0.425IPLV-VarSpd | DEER2020 | D20 v0 | 43468.3971 | Any | OfS | New | CZ07 | Any | Cap-Tons | 20.8 | 0 | None | 73.6 | 0.0222 | 0 | 73.6 | 0.0222 | 0 | 0 | 0 | 0 | 0 | 0 | 0 | DEER:HVAC_Chillers | Annual | 2020
NE-HVAC-Chlr-WtrCldScrewChlr-lt75tons-0.663kwpton-0.425IPLV-VarSpd | DEER2020 | D20 v0 | 43468.3971 | Any | Rt3 | New | CZ07 | Any | Cap-Tons | 234 | 0 | None | 77.4 | 0.0489 | 0 | 77.4 | 0.0489 | 0 | 0 | 0 | 0 | 0 | 0 | 0 | DEER:HVAC_Chillers | Annual | 2020
NE-HVAC-Chlr-WtrCldScrewChlr-lt75tons-0.663kwpton-0.425IPLV-VarSpd | DEER2020 | D20 v0 | 43468.3971 | Any | ECC | New | CZ08 | Any | Cap-Tons | 641 | 0 | None | 78 | 0.0516 | 0 | 78 | 0.0516 | 0 | 0 | 0 | 0 | 0 | 0 | 0 | DEER:HVAC_Chillers | Annual | 2020
NE-HVAC-Chlr-WtrCldScrewChlr-lt75tons-0.663kwpton-0.425IPLV-VarSpd | DEER2020 | D20 v0 | 43468.3971 | Any | ESe | New | CZ08 | Any | Cap-Tons | 344 | 0 | None | 49.9 | 0.0242 | 0 | 49.9 | 0.0242 | 0 | 0 | 0 | 0 | 0 | 0 | 0 | DEER:HVAC_Chillers | Annual | 2020
NE-HVAC-Chlr-WtrCldScrewChlr-lt75tons-0.663kwpton-0.425IPLV-VarSpd | DEER2020 | D20 v0 | 43468.3971 | Any | EUn | New | CZ08 | Any | Cap-Tons | 2190 | 0 | None | 62.5 | 0.0474 | 0 | 62.5 | 0.0474 | 0 | 0 | 0 | 0 | 0 | 0 | 0 | DEER:HVAC_Chillers | Annual | 2020
NE-HVAC-Chlr-WtrCldScrewChlr-lt75tons-0.663kwpton-0.425IPLV-VarSpd | DEER2020 | D20 v0 | 43468.3971 | Any | Hsp | New | CZ08 | Any | Cap-Tons | 945 | 0 | None | 37.5 | 0.0173 | 0 | 37.5 | 0.0173 | 0 | 0 | 0 | 0 | 0 | 0 | 0 | DEER:HVAC_Chillers | Annual | 2020
NE-HVAC-Chlr-WtrCldScrewChlr-lt75tons-0.663kwpton-0.425IPLV-VarSpd | DEER2020 | D20 v0 | 43468.3971 | Any | Htl | New | CZ08 | Any | Cap-Tons | 165 | 0 | None | 104 | 0.0419 | 0 | 104 | 0.0419 | 0 | 0 | 0 | 0 | 0 | 0 | 0 | DEER:HVAC_Chillers | Annual | 2020
NE-HVAC-Chlr-WtrCldScrewChlr-lt75tons-0.663kwpton-0.425IPLV-VarSpd | DEER2020 | D20 v0 | 43468.3971 | Any | MBT | New | CZ08 | Any | Cap-Tons | 332 | 0 | None | 76.8 | 0.0276 | 0 | 76.8 | 0.0276 | 0 | 0 | 0 | 0 | 0 | 0 | 0 | DEER:HVAC_Chillers | Annual | 2020
NE-HVAC-Chlr-WtrCldScrewChlr-lt75tons-0.663kwpton-0.425IPLV-VarSpd | DEER2020 | D20 v0 | 43468.3971 | Any | Nrs | New | CZ08 | Any | Cap-Tons | 113 | 0 | None | 73.5 | 0.0377 | 0 | 73.5 | 0.0377 | 0 | 0 | 0 | 0 | 0 | 0 | 0 | DEER:HVAC_Chillers | Annual | 2020
NE-HVAC-Chlr-WtrCldScrewChlr-lt75tons-0.663kwpton-0.425IPLV-VarSpd | DEER2020 | D20 v0 | 43468.3971 | Any | OfL | New | CZ08 | Any | Cap-Tons | 406 | 0 | None | 70.7 | 0.0188 | 0 | 70.7 | 0.0188 | 0 | 0 | 0 | 0 | 0 | 0 | 0 | DEER:HVAC_Chillers | Annual | 2020
NE-HVAC-Chlr-WtrCldScrewChlr-lt75tons-0.663kwpton-0.425IPLV-VarSpd | DEER2020 | D20 v0 | 43468.3971 | Any | OfS | New | CZ08 | Any | Cap-Tons | 22.8 | 0 | None | 81.7 | 0.0212 | 0 | 81.7 | 0.0212 | 0 | 0 | 0 | 0 | 0 | 0 | 0 | DEER:HVAC_Chillers | Annual | 2020
NE-HVAC-Chlr-WtrCldScrewChlr-lt75tons-0.663kwpton-0.425IPLV-VarSpd | DEER2020 | D20 v0 | 43468.3971 | Any | Rt3 | New | CZ08 | Any | Cap-Tons | 265 | 0 | None | 87.1 | 0.0454 | 0 | 87.1 | 0.0454 | 0 | 0 | 0 | 0 | 0 | 0 | 0 | DEER:HVAC_Chillers | Annual | 2020
NE-HVAC-Chlr-WtrCldScrewChlr-lt75tons-0.663kwpton-0.425IPLV-VarSpd | DEER2020 | D20 v0 | 43468.3971 | Any | ECC | New | CZ09 | Any | Cap-Tons | 772 | 0 | None | 66.3 | 0.0706 | 0 | 66.3 | 0.0706 | 0 | 0 | 0 | 0 | 0 | 0 | 0 | DEER:HVAC_Chillers | Annual | 2020
NE-HVAC-Chlr-WtrCldScrewChlr-lt75tons-0.663kwpton-0.425IPLV-VarSpd | DEER2020 | D20 v0 | 43468.3971 | Any | ESe | New | CZ09 | Any | Cap-Tons | 409 | 0 | None | 43.8 | 0.0368 | 0 | 43.8 | 0.0368 | 0 | 0 | 0 | 0 | 0 | 0 | 0 | DEER:HVAC_Chillers | Annual | 2020
NE-HVAC-Chlr-WtrCldScrewChlr-lt75tons-0.663kwpton-0.425IPLV-VarSpd | DEER2020 | D20 v0 | 43468.3971 | Any | EUn | New | CZ09 | Any | Cap-Tons | 2540 | 0 | None | 54.8 | 0.06 | 0 | 54.8 | 0.06 | 0 | 0 | 0 | 0 | 0 | 0 | 0 | DEER:HVAC_Chillers | Annual | 2020
NE-HVAC-Chlr-WtrCldScrewChlr-lt75tons-0.663kwpton-0.425IPLV-VarSpd | DEER2020 | D20 v0 | 43468.3971 | Any | Hsp | New | CZ09 | Any | Cap-Tons | 1080 | 0 | None | 33.9 | 0.0227 | 0 | 33.9 | 0.0227 | 0 | 0 | 0 | 0 | 0 | 0 | 0 | DEER:HVAC_Chillers | Annual | 2020
NE-HVAC-Chlr-WtrCldScrewChlr-lt75tons-0.663kwpton-0.425IPLV-VarSpd | DEER2020 | D20 v0 | 43468.3971 | Any | Htl | New | CZ09 | Any | Cap-Tons | 216 | 0 | None | 85.1 | 0.0486 | 0 | 85.1 | 0.0486 | 0 | 0 | 0 | 0 | 0 | 0 | 0 | DEER:HVAC_Chillers | Annual | 2020
NE-HVAC-Chlr-WtrCldScrewChlr-lt75tons-0.663kwpton-0.425IPLV-VarSpd | DEER2020 | D20 v0 | 43468.3971 | Any | MBT | New | CZ09 | Any | Cap-Tons | 377 | 0 | None | 67.9 | 0.0375 | 0 | 67.9 | 0.0375 | 0 | 0 | 0 | 0 | 0 | 0 | 0 | DEER:HVAC_Chillers | Annual | 2020
NE-HVAC-Chlr-WtrCldScrewChlr-lt75tons-0.663kwpton-0.425IPLV-VarSpd | DEER2020 | D20 v0 | 43468.3971 | Any | Nrs | New | CZ09 | Any | Cap-Tons | 129 | 0 | None | 69.6 | 0.0468 | 0 | 69.6 | 0.0468 | 0 | 0 | 0 | 0 | 0 | 0 | 0 | DEER:HVAC_Chillers | Annual | 2020
NE-HVAC-Chlr-WtrCldScrewChlr-lt75tons-0.663kwpton-0.425IPLV-VarSpd | DEER2020 | D20 v0 | 43468.3971 | Any | OfL | New | CZ09 | Any | Cap-Tons | 476 | 0 | None | 60 | 0.0221 | 0 | 60 | 0.0221 | 0 | 0 | 0 | 0 | 0 | 0 | 0 | DEER:HVAC_Chillers | Annual | 2020
NE-HVAC-Chlr-WtrCldScrewChlr-lt75tons-0.663kwpton-0.425IPLV-VarSpd | DEER2020 | D20 v0 | 43468.3971 | Any | OfS | New | CZ09 | Any | Cap-Tons | 27.1 | 0 | None | 74.1 | 0.0287 | 0 | 74.1 | 0.0287 | 0 | 0 | 0 | 0 | 0 | 0 | 0 | DEER:HVAC_Chillers | Annual | 2020
NE-HVAC-Chlr-WtrCldScrewChlr-lt75tons-0.663kwpton-0.425IPLV-VarSpd | DEER2020 | D20 v0 | 43468.3971 | Any | Rt3 | New | CZ09 | Any | Cap-Tons | 322 | 0 | None | 73.1 | 0.0552 | 0 | 73.1 | 0.0552 | 0 | 0 | 0 | 0 | 0 | 0 | 0 | DEER:HVAC_Chillers | Annual | 2020
NE-HVAC-Chlr-WtrCldScrewChlr-lt75tons-0.663kwpton-0.425IPLV-VarSpd | DEER2020 | D20 v0 | 43468.3971 | Any | ECC | New | CZ10 | Any | Cap-Tons | 687 | 0 | None | 76.9 | 0.0688 | 0 | 76.9 | 0.0688 | 0 | 0 | 0 | 0 | 0 | 0 | 0 | DEER:HVAC_Chillers | Annual | 2020
NE-HVAC-Chlr-WtrCldScrewChlr-lt75tons-0.663kwpton-0.425IPLV-VarSpd | DEER2020 | D20 v0 | 43468.3971 | Any | ESe | New | CZ10 | Any | Cap-Tons | 360 | 0 | None | 52.3 | 0.0359 | 0 | 52.3 | 0.0359 | 0 | 0 | 0 | 0 | 0 | 0 | 0 | DEER:HVAC_Chillers | Annual | 2020
NE-HVAC-Chlr-WtrCldScrewChlr-lt75tons-0.663kwpton-0.425IPLV-VarSpd | DEER2020 | D20 v0 | 43468.3971 | Any | EUn | New | CZ10 | Any | Cap-Tons | 2330 | 0 | None | 64.9 | 0.0596 | 0 | 64.9 | 0.0596 | 0 | 0 | 0 | 0 | 0 | 0 | 0 | DEER:HVAC_Chillers | Annual | 2020
NE-HVAC-Chlr-WtrCldScrewChlr-lt75tons-0.663kwpton-0.425IPLV-VarSpd | DEER2020 | D20 v0 | 43468.3971 | Any | Hsp | New | CZ10 | Any | Cap-Tons | 992 | 0 | None | 38.4 | 0.0229 | 0 | 38.4 | 0.0229 | 0 | 0 | 0 | 0 | 0 | 0 | 0 | DEER:HVAC_Chillers | Annual | 2020
NE-HVAC-Chlr-WtrCldScrewChlr-lt75tons-0.663kwpton-0.425IPLV-VarSpd | DEER2020 | D20 v0 | 43468.3971 | Any | Htl | New | CZ10 | Any | Cap-Tons | 194 | 0 | None | 97 | 0.0503 | 0 | 97 | 0.0503 | 0 | 0 | 0 | 0 | 0 | 0 | 0 | DEER:HVAC_Chillers | Annual | 2020
NE-HVAC-Chlr-WtrCldScrewChlr-lt75tons-0.663kwpton-0.425IPLV-VarSpd | DEER2020 | D20 v0 | 43468.3971 | Any | MBT | New | CZ10 | Any | Cap-Tons | 338 | 0 | None | 76.7 | 0.0356 | 0 | 76.7 | 0.0356 | 0 | 0 | 0 | 0 | 0 | 0 | 0 | DEER:HVAC_Chillers | Annual | 2020
NE-HVAC-Chlr-WtrCldScrewChlr-lt75tons-0.663kwpton-0.425IPLV-VarSpd | DEER2020 | D20 v0 | 43468.3971 | Any | Nrs | New | CZ10 | Any | Cap-Tons | 115 | 0 | None | 83.6 | 0.0534 | 0 | 83.6 | 0.0534 | 0 | 0 | 0 | 0 | 0 | 0 | 0 | DEER:HVAC_Chillers | Annual | 2020
NE-HVAC-Chlr-WtrCldScrewChlr-lt75tons-0.663kwpton-0.425IPLV-VarSpd | DEER2020 | D20 v0 | 43468.3971 | Any | OfL | New | CZ10 | Any | Cap-Tons | 422 | 0 | None | 69 | 0.0224 | 0 | 69 | 0.0224 | 0 | 0 | 0 | 0 | 0 | 0 | 0 | DEER:HVAC_Chillers | Annual | 2020
NE-HVAC-Chlr-WtrCldScrewChlr-lt75tons-0.663kwpton-0.425IPLV-VarSpd | DEER2020 | D20 v0 | 43468.3971 | Any | OfS | New | CZ10 | Any | Cap-Tons | 24.6 | 0 | None | 79.5 | 0.028 | 0 | 79.5 | 0.028 | 0 | 0 | 0 | 0 | 0 | 0 | 0 | DEER:HVAC_Chillers | Annual | 2020
NE-HVAC-Chlr-WtrCldScrewChlr-lt75tons-0.663kwpton-0.425IPLV-VarSpd | DEER2020 | D20 v0 | 43468.3971 | Any | Rt3 | New | CZ10 | Any | Cap-Tons | 280 | 0 | None | 87.5 | 0.057 | 0 | 87.5 | 0.057 | 0 | 0 | 0 | 0 | 0 | 0 | 0 | DEER:HVAC_Chillers | Annual | 2020
NE-HVAC-Chlr-WtrCldScrewChlr-lt75tons-0.663kwpton-0.425IPLV-VarSpd | DEER2020 | D20 v0 | 43468.3971 | Any | ECC | New | CZ11 | Any | Cap-Tons | 635 | 0 | None | 77.9 | 0.0439 | 0 | 77.9 | 0.0439 | 0 | 0 | 0 | 0 | 0 | 0 | 0 | DEER:HVAC_Chillers | Annual | 2020
NE-HVAC-Chlr-WtrCldScrewChlr-lt75tons-0.663kwpton-0.425IPLV-VarSpd | DEER2020 | D20 v0 | 43468.3971 | Any | ESe | New | CZ11 | Any | Cap-Tons | 330 | 0 | None | 49.7 | 0.0164 | 0 | 49.7 | 0.0164 | 0 | 0 | 0 | 0 | 0 | 0 | 0 | DEER:HVAC_Chillers | Annual | 2020
NE-HVAC-Chlr-WtrCldScrewChlr-lt75tons-0.663kwpton-0.425IPLV-VarSpd | DEER2020 | D20 v0 | 43468.3971 | Any | EUn | New | CZ11 | Any | Cap-Tons | 2120 | 0 | None | 72.6 | 0.053 | 0 | 72.6 | 0.053 | 0 | 0 | 0 | 0 | 0 | 0 | 0 | DEER:HVAC_Chillers | Annual | 2020
NE-HVAC-Chlr-WtrCldScrewChlr-lt75tons-0.663kwpton-0.425IPLV-VarSpd | DEER2020 | D20 v0 | 43468.3971 | Any | Hsp | New | CZ11 | Any | Cap-Tons | 968 | 0 | None | 40.2 | 0.0246 | 0 | 40.2 | 0.0246 | 0 | 0 | 0 | 0 | 0 | 0 | 0 | DEER:HVAC_Chillers | Annual | 2020
NE-HVAC-Chlr-WtrCldScrewChlr-lt75tons-0.663kwpton-0.425IPLV-VarSpd | DEER2020 | D20 v0 | 43468.3971 | Any | Htl | New | CZ11 | Any | Cap-Tons | 202 | 0 | None | 96.6 | 0.0545 | 0 | 96.6 | 0.0545 | 0 | 0 | 0 | 0 | 0 | 0 | 0 | DEER:HVAC_Chillers | Annual | 2020
NE-HVAC-Chlr-WtrCldScrewChlr-lt75tons-0.663kwpton-0.425IPLV-VarSpd | DEER2020 | D20 v0 | 43468.3971 | Any | MBT | New | CZ11 | Any | Cap-Tons | 346 | 0 | None | 68 | 0.0379 | 0 | 68 | 0.0379 | 0 | 0 | 0 | 0 | 0 | 0 | 0 | DEER:HVAC_Chillers | Annual | 2020
NE-HVAC-Chlr-WtrCldScrewChlr-lt75tons-0.663kwpton-0.425IPLV-VarSpd | DEER2020 | D20 v0 | 43468.3971 | Any | Nrs | New | CZ11 | Any | Cap-Tons | 118 | 0 | None | 90.5 | 0.0595 | 0 | 90.5 | 0.0595 | 0 | 0 | 0 | 0 | 0 | 0 | 0 | DEER:HVAC_Chillers | Annual | 2020
NE-HVAC-Chlr-WtrCldScrewChlr-lt75tons-0.663kwpton-0.425IPLV-VarSpd | DEER2020 | D20 v0 | 43468.3971 | Any | OfL | New | CZ11 | Any | Cap-Tons | 425 | 0 | None | 63.8 | 0.0293 | 0 | 63.8 | 0.0293 | 0 | 0 | 0 | 0 | 0 | 0 | 0 | DEER:HVAC_Chillers | Annual | 2020
NE-HVAC-Chlr-WtrCldScrewChlr-lt75tons-0.663kwpton-0.425IPLV-VarSpd | DEER2020 | D20 v0 | 43468.3971 | Any | OfS | New | CZ11 | Any | Cap-Tons | 25 | 0 | None | 75.6 | 0.0365 | 0 | 75.6 | 0.0365 | 0 | 0 | 0 | 0 | 0 | 0 | 0 | DEER:HVAC_Chillers | Annual | 2020
NE-HVAC-Chlr-WtrCldScrewChlr-lt75tons-0.663kwpton-0.425IPLV-VarSpd | DEER2020 | D20 v0 | 43468.3971 | Any | Rt3 | New | CZ11 | Any | Cap-Tons | 279 | 0 | None | 79.9 | 0.0488 | 0 | 79.9 | 0.0488 | 0 | 0 | 0 | 0 | 0 | 0 | 0 | DEER:HVAC_Chillers | Annual | 2020
NE-HVAC-Chlr-WtrCldScrewChlr-lt75tons-0.663kwpton-0.425IPLV-VarSpd | DEER2020 | D20 v0 | 43468.3971 | Any | ECC | New | CZ12 | Any | Cap-Tons | 576 | 0 | None | 71.7 | 0.0482 | 0 | 71.7 | 0.0482 | 0 | 0 | 0 | 0 | 0 | 0 | 0 | DEER:HVAC_Chillers | Annual | 2020
NE-HVAC-Chlr-WtrCldScrewChlr-lt75tons-0.663kwpton-0.425IPLV-VarSpd | DEER2020 | D20 v0 | 43468.3971 | Any | ESe | New | CZ12 | Any | Cap-Tons | 301 | 0 | None | 46.6 | 0.0166 | 0 | 46.6 | 0.0166 | 0 | 0 | 0 | 0 | 0 | 0 | 0 | DEER:HVAC_Chillers | Annual | 2020
NE-HVAC-Chlr-WtrCldScrewChlr-lt75tons-0.663kwpton-0.425IPLV-VarSpd | DEER2020 | D20 v0 | 43468.3971 | Any | EUn | New | CZ12 | Any | Cap-Tons | 1980 | 0 | None | 63.2 | 0.055 | 0 | 63.2 | 0.055 | 0 | 0 | 0 | 0 | 0 | 0 | 0 | DEER:HVAC_Chillers | Annual | 2020
NE-HVAC-Chlr-WtrCldScrewChlr-lt75tons-0.663kwpton-0.425IPLV-VarSpd | DEER2020 | D20 v0 | 43468.3971 | Any | Hsp | New | CZ12 | Any | Cap-Tons | 912 | 0 | None | 32.7 | 0.0249 | 0 | 32.7 | 0.0249 | 0 | 0 | 0 | 0 | 0 | 0 | 0 | DEER:HVAC_Chillers | Annual | 2020
NE-HVAC-Chlr-WtrCldScrewChlr-lt75tons-0.663kwpton-0.425IPLV-VarSpd | DEER2020 | D20 v0 | 43468.3971 | Any | Htl | New | CZ12 | Any | Cap-Tons | 183 | 0 | None | 85.5 | 0.0584 | 0 | 85.5 | 0.0584 | 0 | 0 | 0 | 0 | 0 | 0 | 0 | DEER:HVAC_Chillers | Annual | 2020
NE-HVAC-Chlr-WtrCldScrewChlr-lt75tons-0.663kwpton-0.425IPLV-VarSpd | DEER2020 | D20 v0 | 43468.3971 | Any | MBT | New | CZ12 | Any | Cap-Tons | 323 | 0 | None | 60.5 | 0.0393 | 0 | 60.5 | 0.0393 | 0 | 0 | 0 | 0 | 0 | 0 | 0 | DEER:HVAC_Chillers | Annual | 2020
NE-HVAC-Chlr-WtrCldScrewChlr-lt75tons-0.663kwpton-0.425IPLV-VarSpd | DEER2020 | D20 v0 | 43468.3971 | Any | Nrs | New | CZ12 | Any | Cap-Tons | 110 | 0 | None | 70.5 | 0.0603 | 0 | 70.5 | 0.0603 | 0 | 0 | 0 | 0 | 0 | 0 | 0 | DEER:HVAC_Chillers | Annual | 2020
NE-HVAC-Chlr-WtrCldScrewChlr-lt75tons-0.663kwpton-0.425IPLV-VarSpd | DEER2020 | D20 v0 | 43468.3971 | Any | OfL | New | CZ12 | Any | Cap-Tons | 401 | 0 | None | 56.5 | 0.0294 | 0 | 56.5 | 0.0294 | 0 | 0 | 0 | 0 | 0 | 0 | 0 | DEER:HVAC_Chillers | Annual | 2020
NE-HVAC-Chlr-WtrCldScrewChlr-lt75tons-0.663kwpton-0.425IPLV-VarSpd | DEER2020 | D20 v0 | 43468.3971 | Any | OfS | New | CZ12 | Any | Cap-Tons | 23.4 | 0 | None | 65.6 | 0.037 | 0 | 65.6 | 0.037 | 0 | 0 | 0 | 0 | 0 | 0 | 0 | DEER:HVAC_Chillers | Annual | 2020
NE-HVAC-Chlr-WtrCldScrewChlr-lt75tons-0.663kwpton-0.425IPLV-VarSpd | DEER2020 | D20 v0 | 43468.3971 | Any | Rt3 | New | CZ12 | Any | Cap-Tons | 267 | 0 | None | 70.8 | 0.0536 | 0 | 70.8 | 0.0536 | 0 | 0 | 0 | 0 | 0 | 0 | 0 | DEER:HVAC_Chillers | Annual | 2020
NE-HVAC-Chlr-WtrCldScrewChlr-lt75tons-0.663kwpton-0.425IPLV-VarSpd | DEER2020 | D20 v0 | 43468.3971 | Any | ECC | New | CZ13 | Any | Cap-Tons | 678 | 0 | None | 79.8 | 0.037 | 0 | 79.8 | 0.037 | 0 | 0 | 0 | 0 | 0 | 0 | 0 | DEER:HVAC_Chillers | Annual | 2020
NE-HVAC-Chlr-WtrCldScrewChlr-lt75tons-0.663kwpton-0.425IPLV-VarSpd | DEER2020 | D20 v0 | 43468.3971 | Any | ESe | New | CZ13 | Any | Cap-Tons | 362 | 0 | None | 51.9 | 0.0128 | 0 | 51.9 | 0.0128 | 0 | 0 | 0 | 0 | 0 | 0 | 0 | DEER:HVAC_Chillers | Annual | 2020
NE-HVAC-Chlr-WtrCldScrewChlr-lt75tons-0.663kwpton-0.425IPLV-VarSpd | DEER2020 | D20 v0 | 43468.3971 | Any | EUn | New | CZ13 | Any | Cap-Tons | 2260 | 0 | None | 72.3 | 0.0482 | 0 | 72.3 | 0.0482 | 0 | 0 | 0 | 0 | 0 | 0 | 0 | DEER:HVAC_Chillers | Annual | 2020
NE-HVAC-Chlr-WtrCldScrewChlr-lt75tons-0.663kwpton-0.425IPLV-VarSpd | DEER2020 | D20 v0 | 43468.3971 | Any | Hsp | New | CZ13 | Any | Cap-Tons | 978 | 0 | None | 43 | 0.0234 | 0 | 43 | 0.0234 | 0 | 0 | 0 | 0 | 0 | 0 | 0 | DEER:HVAC_Chillers | Annual | 2020
NE-HVAC-Chlr-WtrCldScrewChlr-lt75tons-0.663kwpton-0.425IPLV-VarSpd | DEER2020 | D20 v0 | 43468.3971 | Any | Htl | New | CZ13 | Any | Cap-Tons | 202 | 0 | None | 103 | 0.0512 | 0 | 103 | 0.0512 | 0 | 0 | 0 | 0 | 0 | 0 | 0 | DEER:HVAC_Chillers | Annual | 2020
NE-HVAC-Chlr-WtrCldScrewChlr-lt75tons-0.663kwpton-0.425IPLV-VarSpd | DEER2020 | D20 v0 | 43468.3971 | Any | MBT | New | CZ13 | Any | Cap-Tons | 352 | 0 | None | 70.4 | 0.0363 | 0 | 70.4 | 0.0363 | 0 | 0 | 0 | 0 | 0 | 0 | 0 | DEER:HVAC_Chillers | Annual | 2020
NE-HVAC-Chlr-WtrCldScrewChlr-lt75tons-0.663kwpton-0.425IPLV-VarSpd | DEER2020 | D20 v0 | 43468.3971 | Any | Nrs | New | CZ13 | Any | Cap-Tons | 118 | 0 | None | 97.2 | 0.0566 | 0 | 97.2 | 0.0566 | 0 | 0 | 0 | 0 | 0 | 0 | 0 | DEER:HVAC_Chillers | Annual | 2020
NE-HVAC-Chlr-WtrCldScrewChlr-lt75tons-0.663kwpton-0.425IPLV-VarSpd | DEER2020 | D20 v0 | 43468.3971 | Any | OfL | New | CZ13 | Any | Cap-Tons | 414 | 0 | None | 68.1 | 0.0258 | 0 | 68.1 | 0.0258 | 0 | 0 | 0 | 0 | 0 | 0 | 0 | DEER:HVAC_Chillers | Annual | 2020
NE-HVAC-Chlr-WtrCldScrewChlr-lt75tons-0.663kwpton-0.425IPLV-VarSpd | DEER2020 | D20 v0 | 43468.3971 | Any | OfS | New | CZ13 | Any | Cap-Tons | 25.3 | 0 | None | 71.5 | 0.0276 | 0 | 71.5 | 0.0276 | 0 | 0 | 0 | 0 | 0 | 0 | 0 | DEER:HVAC_Chillers | Annual | 2020
NE-HVAC-Chlr-WtrCldScrewChlr-lt75tons-0.663kwpton-0.425IPLV-VarSpd | DEER2020 | D20 v0 | 43468.3971 | Any | Rt3 | New | CZ13 | Any | Cap-Tons | 286 | 0 | None | 82.7 | 0.0503 | 0 | 82.7 | 0.0503 | 0 | 0 | 0 | 0 | 0 | 0 | 0 | DEER:HVAC_Chillers | Annual | 2020
NE-HVAC-Chlr-WtrCldScrewChlr-lt75tons-0.663kwpton-0.425IPLV-VarSpd | DEER2020 | D20 v0 | 43468.3971 | Any | ECC | New | CZ14 | Any | Cap-Tons | 732 | 0 | None | 67 | 0.0526 | 0 | 67 | 0.0526 | 0 | 0 | 0 | 0 | 0 | 0 | 0 | DEER:HVAC_Chillers | Annual | 2020
NE-HVAC-Chlr-WtrCldScrewChlr-lt75tons-0.663kwpton-0.425IPLV-VarSpd | DEER2020 | D20 v0 | 43468.3971 | Any | ESe | New | CZ14 | Any | Cap-Tons | 396 | 0 | None | 42.5 | 0.0269 | 0 | 42.5 | 0.0269 | 0 | 0 | 0 | 0 | 0 | 0 | 0 | DEER:HVAC_Chillers | Annual | 2020
NE-HVAC-Chlr-WtrCldScrewChlr-lt75tons-0.663kwpton-0.425IPLV-VarSpd | DEER2020 | D20 v0 | 43468.3971 | Any | EUn | New | CZ14 | Any | Cap-Tons | 2410 | 0 | None | 62 | 0.05 | 0 | 62 | 0.05 | 0 | 0 | 0 | 0 | 0 | 0 | 0 | DEER:HVAC_Chillers | Annual | 2020
NE-HVAC-Chlr-WtrCldScrewChlr-lt75tons-0.663kwpton-0.425IPLV-VarSpd | DEER2020 | D20 v0 | 43468.3971 | Any | Hsp | New | CZ14 | Any | Cap-Tons | 1040 | 0 | None | 32.6 | 0.0194 | 0 | 32.6 | 0.0194 | 0 | 0 | 0 | 0 | 0 | 0 | 0 | DEER:HVAC_Chillers | Annual | 2020
NE-HVAC-Chlr-WtrCldScrewChlr-lt75tons-0.663kwpton-0.425IPLV-VarSpd | DEER2020 | D20 v0 | 43468.3971 | Any | Htl | New | CZ14 | Any | Cap-Tons | 207 | 0 | None | 92.4 | 0.0447 | 0 | 92.4 | 0.0447 | 0 | 0 | 0 | 0 | 0 | 0 | 0 | DEER:HVAC_Chillers | Annual | 2020
NE-HVAC-Chlr-WtrCldScrewChlr-lt75tons-0.663kwpton-0.425IPLV-VarSpd | DEER2020 | D20 v0 | 43468.3971 | Any | MBT | New | CZ14 | Any | Cap-Tons | 366 | 0 | None | 64.4 | 0.0336 | 0 | 64.4 | 0.0336 | 0 | 0 | 0 | 0 | 0 | 0 | 0 | DEER:HVAC_Chillers | Annual | 2020
NE-HVAC-Chlr-WtrCldScrewChlr-lt75tons-0.663kwpton-0.425IPLV-VarSpd | DEER2020 | D20 v0 | 43468.3971 | Any | Nrs | New | CZ14 | Any | Cap-Tons | 121 | 0 | None | 87.8 | 0.0503 | 0 | 87.8 | 0.0503 | 0 | 0 | 0 | 0 | 0 | 0 | 0 | DEER:HVAC_Chillers | Annual | 2020
NE-HVAC-Chlr-WtrCldScrewChlr-lt75tons-0.663kwpton-0.425IPLV-VarSpd | DEER2020 | D20 v0 | 43468.3971 | Any | OfL | New | CZ14 | Any | Cap-Tons | 436 | 0 | None | 63.7 | 0.0236 | 0 | 63.7 | 0.0236 | 0 | 0 | 0 | 0 | 0 | 0 | 0 | DEER:HVAC_Chillers | Annual | 2020
NE-HVAC-Chlr-WtrCldScrewChlr-lt75tons-0.663kwpton-0.425IPLV-VarSpd | DEER2020 | D20 v0 | 43468.3971 | Any | OfS | New | CZ14 | Any | Cap-Tons | 26.7 | 0 | None | 70.1 | 0.0245 | 0 | 70.1 | 0.0245 | 0 | 0 | 0 | 0 | 0 | 0 | 0 | DEER:HVAC_Chillers | Annual | 2020
NE-HVAC-Chlr-WtrCldScrewChlr-lt75tons-0.663kwpton-0.425IPLV-VarSpd | DEER2020 | D20 v0 | 43468.3971 | Any | Rt3 | New | CZ14 | Any | Cap-Tons | 290 | 0 | None | 77.2 | 0.0435 | 0 | 77.2 | 0.0435 | 0 | 0 | 0 | 0 | 0 | 0 | 0 | DEER:HVAC_Chillers | Annual | 2020
NE-HVAC-Chlr-WtrCldScrewChlr-lt75tons-0.663kwpton-0.425IPLV-VarSpd | DEER2020 | D20 v0 | 43468.3971 | Any | ECC | New | CZ15 | Any | Cap-Tons | 960 | 0 | None | 97.7 | 0.046 | 0 | 97.7 | 0.046 | 0 | 0 | 0 | 0 | 0 | 0 | 0 | DEER:HVAC_Chillers | Annual | 2020
NE-HVAC-Chlr-WtrCldScrewChlr-lt75tons-0.663kwpton-0.425IPLV-VarSpd | DEER2020 | D20 v0 | 43468.3971 | Any | ESe | New | CZ15 | Any | Cap-Tons | 512 | 0 | None | 68.8 | 0.0266 | 0 | 68.8 | 0.0266 | 0 | 0 | 0 | 0 | 0 | 0 | 0 | DEER:HVAC_Chillers | Annual | 2020
NE-HVAC-Chlr-WtrCldScrewChlr-lt75tons-0.663kwpton-0.425IPLV-VarSpd | DEER2020 | D20 v0 | 43468.3971 | Any | EUn | New | CZ15 | Any | Cap-Tons | 3090 | 0 | None | 89.9 | 0.047 | 0 | 89.9 | 0.047 | 0 | 0 | 0 | 0 | 0 | 0 | 0 | DEER:HVAC_Chillers | Annual | 2020
NE-HVAC-Chlr-WtrCldScrewChlr-lt75tons-0.663kwpton-0.425IPLV-VarSpd | DEER2020 | D20 v0 | 43468.3971 | Any | Hsp | New | CZ15 | Any | Cap-Tons | 1270 | 0 | None | 55 | 0.0197 | 0 | 55 | 0.0197 | 0 | 0 | 0 | 0 | 0 | 0 | 0 | DEER:HVAC_Chillers | Annual | 2020
NE-HVAC-Chlr-WtrCldScrewChlr-lt75tons-0.663kwpton-0.425IPLV-VarSpd | DEER2020 | D20 v0 | 43468.3971 | Any | Htl | New | CZ15 | Any | Cap-Tons | 270 | 0 | None | 130 | 0.0428 | 0 | 130 | 0.0428 | 0 | 0 | 0 | 0 | 0 | 0 | 0 | DEER:HVAC_Chillers | Annual | 2020
NE-HVAC-Chlr-WtrCldScrewChlr-lt75tons-0.663kwpton-0.425IPLV-VarSpd | DEER2020 | D20 v0 | 43468.3971 | Any | MBT | New | CZ15 | Any | Cap-Tons | 452 | 0 | None | 94.4 | 0.032 | 0 | 94.4 | 0.032 | 0 | 0 | 0 | 0 | 0 | 0 | 0 | DEER:HVAC_Chillers | Annual | 2020
NE-HVAC-Chlr-WtrCldScrewChlr-lt75tons-0.663kwpton-0.425IPLV-VarSpd | DEER2020 | D20 v0 | 43468.3971 | Any | Nrs | New | CZ15 | Any | Cap-Tons | 156 | 0 | None | 136 | 0.0472 | 0 | 136 | 0.0472 | 0 | 0 | 0 | 0 | 0 | 0 | 0 | DEER:HVAC_Chillers | Annual | 2020
NE-HVAC-Chlr-WtrCldScrewChlr-lt75tons-0.663kwpton-0.425IPLV-VarSpd | DEER2020 | D20 v0 | 43468.3971 | Any | OfL | New | CZ15 | Any | Cap-Tons | 538 | 0 | None | 89.8 | 0.0213 | 0 | 89.8 | 0.0213 | 0 | 0 | 0 | 0 | 0 | 0 | 0 | DEER:HVAC_Chillers | Annual | 2020
NE-HVAC-Chlr-WtrCldScrewChlr-lt75tons-0.663kwpton-0.425IPLV-VarSpd | DEER2020 | D20 v0 | 43468.3971 | Any | OfS | New | CZ15 | Any | Cap-Tons | 31.9 | 0 | None | 109 | 0.0261 | 0 | 109 | 0.0261 | 0 | 0 | 0 | 0 | 0 | 0 | 0 | DEER:HVAC_Chillers | Annual | 2020
NE-HVAC-Chlr-WtrCldScrewChlr-lt75tons-0.663kwpton-0.425IPLV-VarSpd | DEER2020 | D20 v0 | 43468.3971 | Any | Rt3 | New | CZ15 | Any | Cap-Tons | 364 | 0 | None | 110 | 0.0448 | 0 | 110 | 0.0448 | 0 | 0 | 0 | 0 | 0 | 0 | 0 | DEER:HVAC_Chillers | Annual | 2020
NE-HVAC-Chlr-WtrCldScrewChlr-lt75tons-0.663kwpton-0.425IPLV-VarSpd | DEER2020 | D20 v0 | 43468.3971 | Any | ECC | New | CZ16 | Any | Cap-Tons | 376 | 0 | None | 54.5 | 0.044 | 0 | 54.5 | 0.044 | 0 | 0 | 0 | 0 | 0 | 0 | 0 | DEER:HVAC_Chillers | Annual | 2020
NE-HVAC-Chlr-WtrCldScrewChlr-lt75tons-0.663kwpton-0.425IPLV-VarSpd | DEER2020 | D20 v0 | 43468.3971 | Any | ESe | New | CZ16 | Any | Cap-Tons | 199 | 0 | None | 33 | 0.0191 | 0 | 33 | 0.0191 | 0 | 0 | 0 | 0 | 0 | 0 | 0 | DEER:HVAC_Chillers | Annual | 2020
NE-HVAC-Chlr-WtrCldScrewChlr-lt75tons-0.663kwpton-0.425IPLV-VarSpd | DEER2020 | D20 v0 | 43468.3971 | Any | EUn | New | CZ16 | Any | Cap-Tons | 1330 | 0 | None | 48.8 | 0.0514 | 0 | 48.8 | 0.0514 | 0 | 0 | 0 | 0 | 0 | 0 | 0 | DEER:HVAC_Chillers | Annual | 2020
NE-HVAC-Chlr-WtrCldScrewChlr-lt75tons-0.663kwpton-0.425IPLV-VarSpd | DEER2020 | D20 v0 | 43468.3971 | Any | Hsp | New | CZ16 | Any | Cap-Tons | 656 | 0 | None | 23.8 | 0.0221 | 0 | 23.8 | 0.0221 | 0 | 0 | 0 | 0 | 0 | 0 | 0 | DEER:HVAC_Chillers | Annual | 2020
NE-HVAC-Chlr-WtrCldScrewChlr-lt75tons-0.663kwpton-0.425IPLV-VarSpd | DEER2020 | D20 v0 | 43468.3971 | Any | Htl | New | CZ16 | Any | Cap-Tons | 116 | 0 | None | 83.5 | 0.0604 | 0 | 83.5 | 0.0604 | 0 | 0 | 0 | 0 | 0 | 0 | 0 | DEER:HVAC_Chillers | Annual | 2020
NE-HVAC-Chlr-WtrCldScrewChlr-lt75tons-0.663kwpton-0.425IPLV-VarSpd | DEER2020 | D20 v0 | 43468.3971 | Any | MBT | New | CZ16 | Any | Cap-Tons | 223 | 0 | None | 47.7 | 0.0352 | 0 | 47.7 | 0.0352 | 0 | 0 | 0 | 0 | 0 | 0 | 0 | DEER:HVAC_Chillers | Annual | 2020
NE-HVAC-Chlr-WtrCldScrewChlr-lt75tons-0.663kwpton-0.425IPLV-VarSpd | DEER2020 | D20 v0 | 43468.3971 | Any | Nrs | New | CZ16 | Any | Cap-Tons | 78.7 | 0 | None | 49.6 | 0.0503 | 0 | 49.6 | 0.0503 | 0 | 0 | 0 | 0 | 0 | 0 | 0 | DEER:HVAC_Chillers | Annual | 2020
NE-HVAC-Chlr-WtrCldScrewChlr-lt75tons-0.663kwpton-0.425IPLV-VarSpd | DEER2020 | D20 v0 | 43468.3971 | Any | OfL | New | CZ16 | Any | Cap-Tons | 294 | 0 | None | 45.1 | 0.0301 | 0 | 45.1 | 0.0301 | 0 | 0 | 0 | 0 | 0 | 0 | 0 | DEER:HVAC_Chillers | Annual | 2020
NE-HVAC-Chlr-WtrCldScrewChlr-lt75tons-0.663kwpton-0.425IPLV-VarSpd | DEER2020 | D20 v0 | 43468.3971 | Any | OfS | New | CZ16 | Any | Cap-Tons | 16.8 | 0 | None | 51.6 | 0.0351 | 0 | 51.6 | 0.0351 | 0 | 0 | 0 | 0 | 0 | 0 | 0 | DEER:HVAC_Chillers | Annual | 2020
NE-HVAC-Chlr-WtrCldScrewChlr-lt75tons-0.663kwpton-0.425IPLV-VarSpd | DEER2020 | D20 v0 | 43468.3971 | Any | Rt3 | New | CZ16 | Any | Cap-Tons | 179 | 0 | None | 54.2 | 0.048 | 0 | 54.2 | 0.048 | 0 | 0 | 0 | 0 | 0 | 0 | 0 | DEER:HVAC_Chillers | Annual | 2020
NE-HVAC-Chlr-WtrCldScrewChlr-lt75tons-0.702kwpton-0.45IPLV-VarSpd | DEER2020 | D20 v0 | 43468.3971 | Any | ECC | New | CZ01 | Any | Cap-Tons | 298 | 0 | None | 9.2 | 0.0319 | 0 | 9.2 | 0.0319 | 0 | 0 | 0 | 0 | 0 | 0 | 0 | DEER:HVAC_Chillers | Annual | 2020
NE-HVAC-Chlr-WtrCldScrewChlr-lt75tons-0.702kwpton-0.45IPLV-VarSpd | DEER2020 | D20 v0 | 43468.3971 | Any | ESe | New | CZ01 | Any | Cap-Tons | 145 | 0 | None | 5.8 | 0.0127 | 0 | 5.8 | 0.0127 | 0 | 0 | 0 | 0 | 0 | 0 | 0 | DEER:HVAC_Chillers | Annual | 2020
NE-HVAC-Chlr-WtrCldScrewChlr-lt75tons-0.702kwpton-0.45IPLV-VarSpd | DEER2020 | D20 v0 | 43468.3971 | Any | EUn | New | CZ01 | Any | Cap-Tons | 1120 | 0 | None | 6.7 | 0.0234 | 0 | 6.7 | 0.0234 | 0 | 0 | 0 | 0 | 0 | 0 | 0 | DEER:HVAC_Chillers | Annual | 2020
NE-HVAC-Chlr-WtrCldScrewChlr-lt75tons-0.702kwpton-0.45IPLV-VarSpd | DEER2020 | D20 v0 | 43468.3971 | Any | Hsp | New | CZ01 | Any | Cap-Tons | 528 | 0 | None | 2 | 0.006 | 0 | 2 | 0.006 | 0 | 0 | 0 | 0 | 0 | 0 | 0 | DEER:HVAC_Chillers | Annual | 2020
NE-HVAC-Chlr-WtrCldScrewChlr-lt75tons-0.702kwpton-0.45IPLV-VarSpd | DEER2020 | D20 v0 | 43468.3971 | Any | Htl | New | CZ01 | Any | Cap-Tons | 88.3 | 0 | None | 21.2 | 0.0164 | 0 | 21.2 | 0.0164 | 0 | 0 | 0 | 0 | 0 | 0 | 0 | DEER:HVAC_Chillers | Annual | 2020
NE-HVAC-Chlr-WtrCldScrewChlr-lt75tons-0.702kwpton-0.45IPLV-VarSpd | DEER2020 | D20 v0 | 43468.3971 | Any | MBT | New | CZ01 | Any | Cap-Tons | 170 | 0 | None | 11.5 | 0.0135 | 0 | 11.5 | 0.0135 | 0 | 0 | 0 | 0 | 0 | 0 | 0 | DEER:HVAC_Chillers | Annual | 2020
NE-HVAC-Chlr-WtrCldScrewChlr-lt75tons-0.702kwpton-0.45IPLV-VarSpd | DEER2020 | D20 v0 | 43468.3971 | Any | Nrs | New | CZ01 | Any | Cap-Tons | 61.8 | 0 | None | 3 | 0.0099 | 0 | 3 | 0.0099 | 0 | 0 | 0 | 0 | 0 | 0 | 0 | DEER:HVAC_Chillers | Annual | 2020
NE-HVAC-Chlr-WtrCldScrewChlr-lt75tons-0.702kwpton-0.45IPLV-VarSpd | DEER2020 | D20 v0 | 43468.3971 | Any | OfL | New | CZ01 | Any | Cap-Tons | 243 | 0 | None | 8.5 | 0.0095 | 0 | 8.5 | 0.0095 | 0 | 0 | 0 | 0 | 0 | 0 | 0 | DEER:HVAC_Chillers | Annual | 2020
NE-HVAC-Chlr-WtrCldScrewChlr-lt75tons-0.702kwpton-0.45IPLV-VarSpd | DEER2020 | D20 v0 | 43468.3971 | Any | OfS | New | CZ01 | Any | Cap-Tons | 13.4 | 0 | None | 11.1 | 0.0097 | 0 | 11.1 | 0.0097 | 0 | 0 | 0 | 0 | 0 | 0 | 0 | DEER:HVAC_Chillers | Annual | 2020
NE-HVAC-Chlr-WtrCldScrewChlr-lt75tons-0.702kwpton-0.45IPLV-VarSpd | DEER2020 | D20 v0 | 43468.3971 | Any | Rt3 | New | CZ01 | Any | Cap-Tons | 126 | 0 | None | 9.2 | 0.0208 | 0 | 9.2 | 0.0208 | 0 | 0 | 0 | 0 | 0 | 0 | 0 | DEER:HVAC_Chillers | Annual | 2020
NE-HVAC-Chlr-WtrCldScrewChlr-lt75tons-0.702kwpton-0.45IPLV-VarSpd | DEER2020 | D20 v0 | 43468.3971 | Any | ECC | New | CZ02 | Any | Cap-Tons | 549 | 0 | None | 34.9 | 0.0276 | 0 | 34.9 | 0.0276 | 0 | 0 | 0 | 0 | 0 | 0 | 0 | DEER:HVAC_Chillers | Annual | 2020
NE-HVAC-Chlr-WtrCldScrewChlr-lt75tons-0.702kwpton-0.45IPLV-VarSpd | DEER2020 | D20 v0 | 43468.3971 | Any | ESe | New | CZ02 | Any | Cap-Tons | 282 | 0 | None | 23 | 0.0106 | 0 | 23 | 0.0106 | 0 | 0 | 0 | 0 | 0 | 0 | 0 | DEER:HVAC_Chillers | Annual | 2020
NE-HVAC-Chlr-WtrCldScrewChlr-lt75tons-0.702kwpton-0.45IPLV-VarSpd | DEER2020 | D20 v0 | 43468.3971 | Any | EUn | New | CZ02 | Any | Cap-Tons | 1920 | 0 | None | 29.9 | 0.0331 | 0 | 29.9 | 0.0331 | 0 | 0 | 0 | 0 | 0 | 0 | 0 | DEER:HVAC_Chillers | Annual | 2020
NE-HVAC-Chlr-WtrCldScrewChlr-lt75tons-0.702kwpton-0.45IPLV-VarSpd | DEER2020 | D20 v0 | 43468.3971 | Any | Hsp | New | CZ02 | Any | Cap-Tons | 883 | 0 | None | 14 | 0.0153 | 0 | 14 | 0.0153 | 0 | 0 | 0 | 0 | 0 | 0 | 0 | DEER:HVAC_Chillers | Annual | 2020
NE-HVAC-Chlr-WtrCldScrewChlr-lt75tons-0.702kwpton-0.45IPLV-VarSpd | DEER2020 | D20 v0 | 43468.3971 | Any | Htl | New | CZ02 | Any | Cap-Tons | 156 | 0 | None | 46.8 | 0.0391 | 0 | 46.8 | 0.0391 | 0 | 0 | 0 | 0 | 0 | 0 | 0 | DEER:HVAC_Chillers | Annual | 2020
NE-HVAC-Chlr-WtrCldScrewChlr-lt75tons-0.702kwpton-0.45IPLV-VarSpd | DEER2020 | D20 v0 | 43468.3971 | Any | MBT | New | CZ02 | Any | Cap-Tons | 285 | 0 | None | 34.2 | 0.0252 | 0 | 34.2 | 0.0252 | 0 | 0 | 0 | 0 | 0 | 0 | 0 | DEER:HVAC_Chillers | Annual | 2020
NE-HVAC-Chlr-WtrCldScrewChlr-lt75tons-0.702kwpton-0.45IPLV-VarSpd | DEER2020 | D20 v0 | 43468.3971 | Any | Nrs | New | CZ02 | Any | Cap-Tons | 100 | 0 | None | 31 | 0.0357 | 0 | 31 | 0.0357 | 0 | 0 | 0 | 0 | 0 | 0 | 0 | DEER:HVAC_Chillers | Annual | 2020
NE-HVAC-Chlr-WtrCldScrewChlr-lt75tons-0.702kwpton-0.45IPLV-VarSpd | DEER2020 | D20 v0 | 43468.3971 | Any | OfL | New | CZ02 | Any | Cap-Tons | 364 | 0 | None | 31.1 | 0.0187 | 0 | 31.1 | 0.0187 | 0 | 0 | 0 | 0 | 0 | 0 | 0 | DEER:HVAC_Chillers | Annual | 2020
NE-HVAC-Chlr-WtrCldScrewChlr-lt75tons-0.702kwpton-0.45IPLV-VarSpd | DEER2020 | D20 v0 | 43468.3971 | Any | OfS | New | CZ02 | Any | Cap-Tons | 20.4 | 0 | None | 38 | 0.0241 | 0 | 38 | 0.0241 | 0 | 0 | 0 | 0 | 0 | 0 | 0 | DEER:HVAC_Chillers | Annual | 2020
NE-HVAC-Chlr-WtrCldScrewChlr-lt75tons-0.702kwpton-0.45IPLV-VarSpd | DEER2020 | D20 v0 | 43468.3971 | Any | Rt3 | New | CZ02 | Any | Cap-Tons | 227 | 0 | None | 39.5 | 0.0386 | 0 | 39.5 | 0.0386 | 0 | 0 | 0 | 0 | 0 | 0 | 0 | DEER:HVAC_Chillers | Annual | 2020
NE-HVAC-Chlr-WtrCldScrewChlr-lt75tons-0.702kwpton-0.45IPLV-VarSpd | DEER2020 | D20 v0 | 43468.3971 | Any | ECC | New | CZ03 | Any | Cap-Tons | 421 | 0 | None | 27.8 | 0.0203 | 0 | 27.8 | 0.0203 | 0 | 0 | 0 | 0 | 0 | 0 | 0 | DEER:HVAC_Chillers | Annual | 2020
NE-HVAC-Chlr-WtrCldScrewChlr-lt75tons-0.702kwpton-0.45IPLV-VarSpd | DEER2020 | D20 v0 | 43468.3971 | Any | ESe | New | CZ03 | Any | Cap-Tons | 214 | 0 | None | 17.6 | 0.0034 | 0 | 17.6 | 0.0034 | 0 | 0 | 0 | 0 | 0 | 0 | 0 | DEER:HVAC_Chillers | Annual | 2020
NE-HVAC-Chlr-WtrCldScrewChlr-lt75tons-0.702kwpton-0.45IPLV-VarSpd | DEER2020 | D20 v0 | 43468.3971 | Any | EUn | New | CZ03 | Any | Cap-Tons | 1490 | 0 | None | 22.1 | 0.023 | 0 | 22.1 | 0.023 | 0 | 0 | 0 | 0 | 0 | 0 | 0 | DEER:HVAC_Chillers | Annual | 2020
NE-HVAC-Chlr-WtrCldScrewChlr-lt75tons-0.702kwpton-0.45IPLV-VarSpd | DEER2020 | D20 v0 | 43468.3971 | Any | Hsp | New | CZ03 | Any | Cap-Tons | 582 | 0 | None | 11.6 | 0.0137 | 0 | 11.6 | 0.0137 | 0 | 0 | 0 | 0 | 0 | 0 | 0 | DEER:HVAC_Chillers | Annual | 2020
NE-HVAC-Chlr-WtrCldScrewChlr-lt75tons-0.702kwpton-0.45IPLV-VarSpd | DEER2020 | D20 v0 | 43468.3971 | Any | Htl | New | CZ03 | Any | Cap-Tons | 121 | 0 | None | 40 | 0.0294 | 0 | 40 | 0.0294 | 0 | 0 | 0 | 0 | 0 | 0 | 0 | DEER:HVAC_Chillers | Annual | 2020
NE-HVAC-Chlr-WtrCldScrewChlr-lt75tons-0.702kwpton-0.45IPLV-VarSpd | DEER2020 | D20 v0 | 43468.3971 | Any | MBT | New | CZ03 | Any | Cap-Tons | 221 | 0 | None | 31.2 | 0.0212 | 0 | 31.2 | 0.0212 | 0 | 0 | 0 | 0 | 0 | 0 | 0 | DEER:HVAC_Chillers | Annual | 2020
NE-HVAC-Chlr-WtrCldScrewChlr-lt75tons-0.702kwpton-0.45IPLV-VarSpd | DEER2020 | D20 v0 | 43468.3971 | Any | Nrs | New | CZ03 | Any | Cap-Tons | 77.9 | 0 | None | 18 | 0.0253 | 0 | 18 | 0.0253 | 0 | 0 | 0 | 0 | 0 | 0 | 0 | DEER:HVAC_Chillers | Annual | 2020
NE-HVAC-Chlr-WtrCldScrewChlr-lt75tons-0.702kwpton-0.45IPLV-VarSpd | DEER2020 | D20 v0 | 43468.3971 | Any | OfL | New | CZ03 | Any | Cap-Tons | 295 | 0 | None | 25.9 | 0.015 | 0 | 25.9 | 0.015 | 0 | 0 | 0 | 0 | 0 | 0 | 0 | DEER:HVAC_Chillers | Annual | 2020
NE-HVAC-Chlr-WtrCldScrewChlr-lt75tons-0.702kwpton-0.45IPLV-VarSpd | DEER2020 | D20 v0 | 43468.3971 | Any | OfS | New | CZ03 | Any | Cap-Tons | 17.3 | 0 | None | 29.2 | 0.0182 | 0 | 29.2 | 0.0182 | 0 | 0 | 0 | 0 | 0 | 0 | 0 | DEER:HVAC_Chillers | Annual | 2020
NE-HVAC-Chlr-WtrCldScrewChlr-lt75tons-0.702kwpton-0.45IPLV-VarSpd | DEER2020 | D20 v0 | 43468.3971 | Any | Rt3 | New | CZ03 | Any | Cap-Tons | 175 | 0 | None | 28.3 | 0.0312 | 0 | 28.3 | 0.0312 | 0 | 0 | 0 | 0 | 0 | 0 | 0 | DEER:HVAC_Chillers | Annual | 2020
NE-HVAC-Chlr-WtrCldScrewChlr-lt75tons-0.702kwpton-0.45IPLV-VarSpd | DEER2020 | D20 v0 | 43468.3971 | Any | ECC | New | CZ04 | Any | Cap-Tons | 542 | 0 | None | 40.5 | 0.0487 | 0 | 40.5 | 0.0487 | 0 | 0 | 0 | 0 | 0 | 0 | 0 | DEER:HVAC_Chillers | Annual | 2020
NE-HVAC-Chlr-WtrCldScrewChlr-lt75tons-0.702kwpton-0.45IPLV-VarSpd | DEER2020 | D20 v0 | 43468.3971 | Any | ESe | New | CZ04 | Any | Cap-Tons | 281 | 0 | None | 26.6 | 0.0246 | 0 | 26.6 | 0.0246 | 0 | 0 | 0 | 0 | 0 | 0 | 0 | DEER:HVAC_Chillers | Annual | 2020
NE-HVAC-Chlr-WtrCldScrewChlr-lt75tons-0.702kwpton-0.45IPLV-VarSpd | DEER2020 | D20 v0 | 43468.3971 | Any | EUn | New | CZ04 | Any | Cap-Tons | 1880 | 0 | None | 34.9 | 0.04 | 0 | 34.9 | 0.04 | 0 | 0 | 0 | 0 | 0 | 0 | 0 | DEER:HVAC_Chillers | Annual | 2020
NE-HVAC-Chlr-WtrCldScrewChlr-lt75tons-0.702kwpton-0.45IPLV-VarSpd | DEER2020 | D20 v0 | 43468.3971 | Any | Hsp | New | CZ04 | Any | Cap-Tons | 848 | 0 | None | 17.9 | 0.0146 | 0 | 17.9 | 0.0146 | 0 | 0 | 0 | 0 | 0 | 0 | 0 | DEER:HVAC_Chillers | Annual | 2020
NE-HVAC-Chlr-WtrCldScrewChlr-lt75tons-0.702kwpton-0.45IPLV-VarSpd | DEER2020 | D20 v0 | 43468.3971 | Any | Htl | New | CZ04 | Any | Cap-Tons | 163 | 0 | None | 51.4 | 0.0324 | 0 | 51.4 | 0.0324 | 0 | 0 | 0 | 0 | 0 | 0 | 0 | DEER:HVAC_Chillers | Annual | 2020
NE-HVAC-Chlr-WtrCldScrewChlr-lt75tons-0.702kwpton-0.45IPLV-VarSpd | DEER2020 | D20 v0 | 43468.3971 | Any | MBT | New | CZ04 | Any | Cap-Tons | 277 | 0 | None | 40.5 | 0.0241 | 0 | 40.5 | 0.0241 | 0 | 0 | 0 | 0 | 0 | 0 | 0 | DEER:HVAC_Chillers | Annual | 2020
NE-HVAC-Chlr-WtrCldScrewChlr-lt75tons-0.702kwpton-0.45IPLV-VarSpd | DEER2020 | D20 v0 | 43468.3971 | Any | Nrs | New | CZ04 | Any | Cap-Tons | 95.6 | 0 | None | 37.7 | 0.0335 | 0 | 37.7 | 0.0335 | 0 | 0 | 0 | 0 | 0 | 0 | 0 | DEER:HVAC_Chillers | Annual | 2020
NE-HVAC-Chlr-WtrCldScrewChlr-lt75tons-0.702kwpton-0.45IPLV-VarSpd | DEER2020 | D20 v0 | 43468.3971 | Any | OfL | New | CZ04 | Any | Cap-Tons | 354 | 0 | None | 36.7 | 0.016 | 0 | 36.7 | 0.016 | 0 | 0 | 0 | 0 | 0 | 0 | 0 | DEER:HVAC_Chillers | Annual | 2020
NE-HVAC-Chlr-WtrCldScrewChlr-lt75tons-0.702kwpton-0.45IPLV-VarSpd | DEER2020 | D20 v0 | 43468.3971 | Any | OfS | New | CZ04 | Any | Cap-Tons | 20.9 | 0 | None | 39 | 0.0177 | 0 | 39 | 0.0177 | 0 | 0 | 0 | 0 | 0 | 0 | 0 | DEER:HVAC_Chillers | Annual | 2020
NE-HVAC-Chlr-WtrCldScrewChlr-lt75tons-0.702kwpton-0.45IPLV-VarSpd | DEER2020 | D20 v0 | 43468.3971 | Any | Rt3 | New | CZ04 | Any | Cap-Tons | 226 | 0 | None | 45 | 0.0377 | 0 | 45 | 0.0377 | 0 | 0 | 0 | 0 | 0 | 0 | 0 | DEER:HVAC_Chillers | Annual | 2020
NE-HVAC-Chlr-WtrCldScrewChlr-lt75tons-0.702kwpton-0.45IPLV-VarSpd | DEER2020 | D20 v0 | 43468.3971 | Any | ECC | New | CZ05 | Any | Cap-Tons | 360 | 0 | None | 33.4 | 0.0311 | 0 | 33.4 | 0.0311 | 0 | 0 | 0 | 0 | 0 | 0 | 0 | DEER:HVAC_Chillers | Annual | 2020
NE-HVAC-Chlr-WtrCldScrewChlr-lt75tons-0.702kwpton-0.45IPLV-VarSpd | DEER2020 | D20 v0 | 43468.3971 | Any | ESe | New | CZ05 | Any | Cap-Tons | 180 | 0 | None | 24 | 0.0163 | 0 | 24 | 0.0163 | 0 | 0 | 0 | 0 | 0 | 0 | 0 | DEER:HVAC_Chillers | Annual | 2020
NE-HVAC-Chlr-WtrCldScrewChlr-lt75tons-0.702kwpton-0.45IPLV-VarSpd | DEER2020 | D20 v0 | 43468.3971 | Any | EUn | New | CZ05 | Any | Cap-Tons | 1300 | 0 | None | 25.6 | 0.0257 | 0 | 25.6 | 0.0257 | 0 | 0 | 0 | 0 | 0 | 0 | 0 | DEER:HVAC_Chillers | Annual | 2020
NE-HVAC-Chlr-WtrCldScrewChlr-lt75tons-0.702kwpton-0.45IPLV-VarSpd | DEER2020 | D20 v0 | 43468.3971 | Any | Hsp | New | CZ05 | Any | Cap-Tons | 670 | 0 | None | 9.6 | 0.0081 | 0 | 9.6 | 0.0081 | 0 | 0 | 0 | 0 | 0 | 0 | 0 | DEER:HVAC_Chillers | Annual | 2020
NE-HVAC-Chlr-WtrCldScrewChlr-lt75tons-0.702kwpton-0.45IPLV-VarSpd | DEER2020 | D20 v0 | 43468.3971 | Any | Htl | New | CZ05 | Any | Cap-Tons | 102 | 0 | None | 45.8 | 0.0223 | 0 | 45.8 | 0.0223 | 0 | 0 | 0 | 0 | 0 | 0 | 0 | DEER:HVAC_Chillers | Annual | 2020
NE-HVAC-Chlr-WtrCldScrewChlr-lt75tons-0.702kwpton-0.45IPLV-VarSpd | DEER2020 | D20 v0 | 43468.3971 | Any | MBT | New | CZ05 | Any | Cap-Tons | 215 | 0 | None | 34.3 | 0.016 | 0 | 34.3 | 0.016 | 0 | 0 | 0 | 0 | 0 | 0 | 0 | DEER:HVAC_Chillers | Annual | 2020
NE-HVAC-Chlr-WtrCldScrewChlr-lt75tons-0.702kwpton-0.45IPLV-VarSpd | DEER2020 | D20 v0 | 43468.3971 | Any | Nrs | New | CZ05 | Any | Cap-Tons | 77.4 | 0 | None | 17.3 | 0.016 | 0 | 17.3 | 0.016 | 0 | 0 | 0 | 0 | 0 | 0 | 0 | DEER:HVAC_Chillers | Annual | 2020
NE-HVAC-Chlr-WtrCldScrewChlr-lt75tons-0.702kwpton-0.45IPLV-VarSpd | DEER2020 | D20 v0 | 43468.3971 | Any | OfL | New | CZ05 | Any | Cap-Tons | 289 | 0 | None | 29 | 0.0115 | 0 | 29 | 0.0115 | 0 | 0 | 0 | 0 | 0 | 0 | 0 | DEER:HVAC_Chillers | Annual | 2020
NE-HVAC-Chlr-WtrCldScrewChlr-lt75tons-0.702kwpton-0.45IPLV-VarSpd | DEER2020 | D20 v0 | 43468.3971 | Any | OfS | New | CZ05 | Any | Cap-Tons | 15.2 | 0 | None | 34.2 | 0.0132 | 0 | 34.2 | 0.0132 | 0 | 0 | 0 | 0 | 0 | 0 | 0 | DEER:HVAC_Chillers | Annual | 2020
NE-HVAC-Chlr-WtrCldScrewChlr-lt75tons-0.702kwpton-0.45IPLV-VarSpd | DEER2020 | D20 v0 | 43468.3971 | Any | Rt3 | New | CZ05 | Any | Cap-Tons | 166 | 0 | None | 29.2 | 0.0205 | 0 | 29.2 | 0.0205 | 0 | 0 | 0 | 0 | 0 | 0 | 0 | DEER:HVAC_Chillers | Annual | 2020
NE-HVAC-Chlr-WtrCldScrewChlr-lt75tons-0.702kwpton-0.45IPLV-VarSpd | DEER2020 | D20 v0 | 43468.3971 | Any | ECC | New | CZ06 | Any | Cap-Tons | 585 | 0 | None | 49.3 | 0.0413 | 0 | 49.3 | 0.0413 | 0 | 0 | 0 | 0 | 0 | 0 | 0 | DEER:HVAC_Chillers | Annual | 2020
NE-HVAC-Chlr-WtrCldScrewChlr-lt75tons-0.702kwpton-0.45IPLV-VarSpd | DEER2020 | D20 v0 | 43468.3971 | Any | ESe | New | CZ06 | Any | Cap-Tons | 318 | 0 | None | 29.4 | 0.0184 | 0 | 29.4 | 0.0184 | 0 | 0 | 0 | 0 | 0 | 0 | 0 | DEER:HVAC_Chillers | Annual | 2020
NE-HVAC-Chlr-WtrCldScrewChlr-lt75tons-0.702kwpton-0.45IPLV-VarSpd | DEER2020 | D20 v0 | 43468.3971 | Any | EUn | New | CZ06 | Any | Cap-Tons | 1960 | 0 | None | 39.6 | 0.0379 | 0 | 39.6 | 0.0379 | 0 | 0 | 0 | 0 | 0 | 0 | 0 | DEER:HVAC_Chillers | Annual | 2020
NE-HVAC-Chlr-WtrCldScrewChlr-lt75tons-0.702kwpton-0.45IPLV-VarSpd | DEER2020 | D20 v0 | 43468.3971 | Any | Hsp | New | CZ06 | Any | Cap-Tons | 876 | 0 | None | 22.5 | 0.0134 | 0 | 22.5 | 0.0134 | 0 | 0 | 0 | 0 | 0 | 0 | 0 | DEER:HVAC_Chillers | Annual | 2020
NE-HVAC-Chlr-WtrCldScrewChlr-lt75tons-0.702kwpton-0.45IPLV-VarSpd | DEER2020 | D20 v0 | 43468.3971 | Any | Htl | New | CZ06 | Any | Cap-Tons | 154 | 0 | None | 63.2 | 0.0307 | 0 | 63.2 | 0.0307 | 0 | 0 | 0 | 0 | 0 | 0 | 0 | DEER:HVAC_Chillers | Annual | 2020
NE-HVAC-Chlr-WtrCldScrewChlr-lt75tons-0.702kwpton-0.45IPLV-VarSpd | DEER2020 | D20 v0 | 43468.3971 | Any | MBT | New | CZ06 | Any | Cap-Tons | 298 | 0 | None | 51.5 | 0.0217 | 0 | 51.5 | 0.0217 | 0 | 0 | 0 | 0 | 0 | 0 | 0 | DEER:HVAC_Chillers | Annual | 2020
NE-HVAC-Chlr-WtrCldScrewChlr-lt75tons-0.702kwpton-0.45IPLV-VarSpd | DEER2020 | D20 v0 | 43468.3971 | Any | Nrs | New | CZ06 | Any | Cap-Tons | 102 | 0 | None | 41.4 | 0.0277 | 0 | 41.4 | 0.0277 | 0 | 0 | 0 | 0 | 0 | 0 | 0 | DEER:HVAC_Chillers | Annual | 2020
NE-HVAC-Chlr-WtrCldScrewChlr-lt75tons-0.702kwpton-0.45IPLV-VarSpd | DEER2020 | D20 v0 | 43468.3971 | Any | OfL | New | CZ06 | Any | Cap-Tons | 369 | 0 | None | 47.6 | 0.0137 | 0 | 47.6 | 0.0137 | 0 | 0 | 0 | 0 | 0 | 0 | 0 | DEER:HVAC_Chillers | Annual | 2020
NE-HVAC-Chlr-WtrCldScrewChlr-lt75tons-0.702kwpton-0.45IPLV-VarSpd | DEER2020 | D20 v0 | 43468.3971 | Any | OfS | New | CZ06 | Any | Cap-Tons | 21.8 | 0 | None | 50.4 | 0.0163 | 0 | 50.4 | 0.0163 | 0 | 0 | 0 | 0 | 0 | 0 | 0 | DEER:HVAC_Chillers | Annual | 2020
NE-HVAC-Chlr-WtrCldScrewChlr-lt75tons-0.702kwpton-0.45IPLV-VarSpd | DEER2020 | D20 v0 | 43468.3971 | Any | Rt3 | New | CZ06 | Any | Cap-Tons | 233 | 0 | None | 55 | 0.0367 | 0 | 55 | 0.0367 | 0 | 0 | 0 | 0 | 0 | 0 | 0 | DEER:HVAC_Chillers | Annual | 2020
NE-HVAC-Chlr-WtrCldScrewChlr-lt75tons-0.702kwpton-0.45IPLV-VarSpd | DEER2020 | D20 v0 | 43468.3971 | Any | ECC | New | CZ07 | Any | Cap-Tons | 555 | 0 | None | 49.2 | 0.0405 | 0 | 49.2 | 0.0405 | 0 | 0 | 0 | 0 | 0 | 0 | 0 | DEER:HVAC_Chillers | Annual | 2020
NE-HVAC-Chlr-WtrCldScrewChlr-lt75tons-0.702kwpton-0.45IPLV-VarSpd | DEER2020 | D20 v0 | 43468.3971 | Any | ESe | New | CZ07 | Any | Cap-Tons | 303 | 0 | None | 29.2 | 0.0174 | 0 | 29.2 | 0.0174 | 0 | 0 | 0 | 0 | 0 | 0 | 0 | DEER:HVAC_Chillers | Annual | 2020
NE-HVAC-Chlr-WtrCldScrewChlr-lt75tons-0.702kwpton-0.45IPLV-VarSpd | DEER2020 | D20 v0 | 43468.3971 | Any | EUn | New | CZ07 | Any | Cap-Tons | 1900 | 0 | None | 36.8 | 0.0344 | 0 | 36.8 | 0.0344 | 0 | 0 | 0 | 0 | 0 | 0 | 0 | DEER:HVAC_Chillers | Annual | 2020
NE-HVAC-Chlr-WtrCldScrewChlr-lt75tons-0.702kwpton-0.45IPLV-VarSpd | DEER2020 | D20 v0 | 43468.3971 | Any | Hsp | New | CZ07 | Any | Cap-Tons | 909 | 0 | None | 21.8 | 0.011 | 0 | 21.8 | 0.011 | 0 | 0 | 0 | 0 | 0 | 0 | 0 | DEER:HVAC_Chillers | Annual | 2020
NE-HVAC-Chlr-WtrCldScrewChlr-lt75tons-0.702kwpton-0.45IPLV-VarSpd | DEER2020 | D20 v0 | 43468.3971 | Any | Htl | New | CZ07 | Any | Cap-Tons | 141 | 0 | None | 67.1 | 0.0272 | 0 | 67.1 | 0.0272 | 0 | 0 | 0 | 0 | 0 | 0 | 0 | DEER:HVAC_Chillers | Annual | 2020
NE-HVAC-Chlr-WtrCldScrewChlr-lt75tons-0.702kwpton-0.45IPLV-VarSpd | DEER2020 | D20 v0 | 43468.3971 | Any | MBT | New | CZ07 | Any | Cap-Tons | 297 | 0 | None | 47.3 | 0.0187 | 0 | 47.3 | 0.0187 | 0 | 0 | 0 | 0 | 0 | 0 | 0 | DEER:HVAC_Chillers | Annual | 2020
NE-HVAC-Chlr-WtrCldScrewChlr-lt75tons-0.702kwpton-0.45IPLV-VarSpd | DEER2020 | D20 v0 | 43468.3971 | Any | Nrs | New | CZ07 | Any | Cap-Tons | 104 | 0 | None | 37.8 | 0.0217 | 0 | 37.8 | 0.0217 | 0 | 0 | 0 | 0 | 0 | 0 | 0 | DEER:HVAC_Chillers | Annual | 2020
NE-HVAC-Chlr-WtrCldScrewChlr-lt75tons-0.702kwpton-0.45IPLV-VarSpd | DEER2020 | D20 v0 | 43468.3971 | Any | OfL | New | CZ07 | Any | Cap-Tons | 357 | 0 | None | 44.1 | 0.0127 | 0 | 44.1 | 0.0127 | 0 | 0 | 0 | 0 | 0 | 0 | 0 | DEER:HVAC_Chillers | Annual | 2020
NE-HVAC-Chlr-WtrCldScrewChlr-lt75tons-0.702kwpton-0.45IPLV-VarSpd | DEER2020 | D20 v0 | 43468.3971 | Any | OfS | New | CZ07 | Any | Cap-Tons | 20.8 | 0 | None | 49 | 0.0148 | 0 | 49 | 0.0148 | 0 | 0 | 0 | 0 | 0 | 0 | 0 | DEER:HVAC_Chillers | Annual | 2020
NE-HVAC-Chlr-WtrCldScrewChlr-lt75tons-0.702kwpton-0.45IPLV-VarSpd | DEER2020 | D20 v0 | 43468.3971 | Any | Rt3 | New | CZ07 | Any | Cap-Tons | 234 | 0 | None | 51.6 | 0.0326 | 0 | 51.6 | 0.0326 | 0 | 0 | 0 | 0 | 0 | 0 | 0 | DEER:HVAC_Chillers | Annual | 2020
NE-HVAC-Chlr-WtrCldScrewChlr-lt75tons-0.702kwpton-0.45IPLV-VarSpd | DEER2020 | D20 v0 | 43468.3971 | Any | ECC | New | CZ08 | Any | Cap-Tons | 641 | 0 | None | 52 | 0.0344 | 0 | 52 | 0.0344 | 0 | 0 | 0 | 0 | 0 | 0 | 0 | DEER:HVAC_Chillers | Annual | 2020
NE-HVAC-Chlr-WtrCldScrewChlr-lt75tons-0.702kwpton-0.45IPLV-VarSpd | DEER2020 | D20 v0 | 43468.3971 | Any | ESe | New | CZ08 | Any | Cap-Tons | 344 | 0 | None | 33.3 | 0.0161 | 0 | 33.3 | 0.0161 | 0 | 0 | 0 | 0 | 0 | 0 | 0 | DEER:HVAC_Chillers | Annual | 2020
NE-HVAC-Chlr-WtrCldScrewChlr-lt75tons-0.702kwpton-0.45IPLV-VarSpd | DEER2020 | D20 v0 | 43468.3971 | Any | EUn | New | CZ08 | Any | Cap-Tons | 2190 | 0 | None | 41.7 | 0.0316 | 0 | 41.7 | 0.0316 | 0 | 0 | 0 | 0 | 0 | 0 | 0 | DEER:HVAC_Chillers | Annual | 2020
NE-HVAC-Chlr-WtrCldScrewChlr-lt75tons-0.702kwpton-0.45IPLV-VarSpd | DEER2020 | D20 v0 | 43468.3971 | Any | Hsp | New | CZ08 | Any | Cap-Tons | 945 | 0 | None | 25 | 0.0115 | 0 | 25 | 0.0115 | 0 | 0 | 0 | 0 | 0 | 0 | 0 | DEER:HVAC_Chillers | Annual | 2020
NE-HVAC-Chlr-WtrCldScrewChlr-lt75tons-0.702kwpton-0.45IPLV-VarSpd | DEER2020 | D20 v0 | 43468.3971 | Any | Htl | New | CZ08 | Any | Cap-Tons | 165 | 0 | None | 69.2 | 0.028 | 0 | 69.2 | 0.028 | 0 | 0 | 0 | 0 | 0 | 0 | 0 | DEER:HVAC_Chillers | Annual | 2020
NE-HVAC-Chlr-WtrCldScrewChlr-lt75tons-0.702kwpton-0.45IPLV-VarSpd | DEER2020 | D20 v0 | 43468.3971 | Any | MBT | New | CZ08 | Any | Cap-Tons | 332 | 0 | None | 51.2 | 0.0184 | 0 | 51.2 | 0.0184 | 0 | 0 | 0 | 0 | 0 | 0 | 0 | DEER:HVAC_Chillers | Annual | 2020
NE-HVAC-Chlr-WtrCldScrewChlr-lt75tons-0.702kwpton-0.45IPLV-VarSpd | DEER2020 | D20 v0 | 43468.3971 | Any | Nrs | New | CZ08 | Any | Cap-Tons | 113 | 0 | None | 49 | 0.0251 | 0 | 49 | 0.0251 | 0 | 0 | 0 | 0 | 0 | 0 | 0 | DEER:HVAC_Chillers | Annual | 2020
NE-HVAC-Chlr-WtrCldScrewChlr-lt75tons-0.702kwpton-0.45IPLV-VarSpd | DEER2020 | D20 v0 | 43468.3971 | Any | OfL | New | CZ08 | Any | Cap-Tons | 406 | 0 | None | 47.1 | 0.0125 | 0 | 47.1 | 0.0125 | 0 | 0 | 0 | 0 | 0 | 0 | 0 | DEER:HVAC_Chillers | Annual | 2020
NE-HVAC-Chlr-WtrCldScrewChlr-lt75tons-0.702kwpton-0.45IPLV-VarSpd | DEER2020 | D20 v0 | 43468.3971 | Any | OfS | New | CZ08 | Any | Cap-Tons | 22.8 | 0 | None | 54.4 | 0.0141 | 0 | 54.4 | 0.0141 | 0 | 0 | 0 | 0 | 0 | 0 | 0 | DEER:HVAC_Chillers | Annual | 2020
NE-HVAC-Chlr-WtrCldScrewChlr-lt75tons-0.702kwpton-0.45IPLV-VarSpd | DEER2020 | D20 v0 | 43468.3971 | Any | Rt3 | New | CZ08 | Any | Cap-Tons | 265 | 0 | None | 58.1 | 0.0303 | 0 | 58.1 | 0.0303 | 0 | 0 | 0 | 0 | 0 | 0 | 0 | DEER:HVAC_Chillers | Annual | 2020
NE-HVAC-Chlr-WtrCldScrewChlr-lt75tons-0.702kwpton-0.45IPLV-VarSpd | DEER2020 | D20 v0 | 43468.3971 | Any | ECC | New | CZ09 | Any | Cap-Tons | 772 | 0 | None | 44.2 | 0.0471 | 0 | 44.2 | 0.0471 | 0 | 0 | 0 | 0 | 0 | 0 | 0 | DEER:HVAC_Chillers | Annual | 2020
NE-HVAC-Chlr-WtrCldScrewChlr-lt75tons-0.702kwpton-0.45IPLV-VarSpd | DEER2020 | D20 v0 | 43468.3971 | Any | ESe | New | CZ09 | Any | Cap-Tons | 409 | 0 | None | 29.2 | 0.0245 | 0 | 29.2 | 0.0245 | 0 | 0 | 0 | 0 | 0 | 0 | 0 | DEER:HVAC_Chillers | Annual | 2020
NE-HVAC-Chlr-WtrCldScrewChlr-lt75tons-0.702kwpton-0.45IPLV-VarSpd | DEER2020 | D20 v0 | 43468.3971 | Any | EUn | New | CZ09 | Any | Cap-Tons | 2540 | 0 | None | 36.6 | 0.04 | 0 | 36.6 | 0.04 | 0 | 0 | 0 | 0 | 0 | 0 | 0 | DEER:HVAC_Chillers | Annual | 2020
NE-HVAC-Chlr-WtrCldScrewChlr-lt75tons-0.702kwpton-0.45IPLV-VarSpd | DEER2020 | D20 v0 | 43468.3971 | Any | Hsp | New | CZ09 | Any | Cap-Tons | 1080 | 0 | None | 22.6 | 0.0151 | 0 | 22.6 | 0.0151 | 0 | 0 | 0 | 0 | 0 | 0 | 0 | DEER:HVAC_Chillers | Annual | 2020
NE-HVAC-Chlr-WtrCldScrewChlr-lt75tons-0.702kwpton-0.45IPLV-VarSpd | DEER2020 | D20 v0 | 43468.3971 | Any | Htl | New | CZ09 | Any | Cap-Tons | 216 | 0 | None | 56.7 | 0.0324 | 0 | 56.7 | 0.0324 | 0 | 0 | 0 | 0 | 0 | 0 | 0 | DEER:HVAC_Chillers | Annual | 2020
NE-HVAC-Chlr-WtrCldScrewChlr-lt75tons-0.702kwpton-0.45IPLV-VarSpd | DEER2020 | D20 v0 | 43468.3971 | Any | MBT | New | CZ09 | Any | Cap-Tons | 377 | 0 | None | 45.2 | 0.025 | 0 | 45.2 | 0.025 | 0 | 0 | 0 | 0 | 0 | 0 | 0 | DEER:HVAC_Chillers | Annual | 2020
NE-HVAC-Chlr-WtrCldScrewChlr-lt75tons-0.702kwpton-0.45IPLV-VarSpd | DEER2020 | D20 v0 | 43468.3971 | Any | Nrs | New | CZ09 | Any | Cap-Tons | 129 | 0 | None | 46.4 | 0.0312 | 0 | 46.4 | 0.0312 | 0 | 0 | 0 | 0 | 0 | 0 | 0 | DEER:HVAC_Chillers | Annual | 2020
NE-HVAC-Chlr-WtrCldScrewChlr-lt75tons-0.702kwpton-0.45IPLV-VarSpd | DEER2020 | D20 v0 | 43468.3971 | Any | OfL | New | CZ09 | Any | Cap-Tons | 476 | 0 | None | 40 | 0.0147 | 0 | 40 | 0.0147 | 0 | 0 | 0 | 0 | 0 | 0 | 0 | DEER:HVAC_Chillers | Annual | 2020
NE-HVAC-Chlr-WtrCldScrewChlr-lt75tons-0.702kwpton-0.45IPLV-VarSpd | DEER2020 | D20 v0 | 43468.3971 | Any | OfS | New | CZ09 | Any | Cap-Tons | 27.1 | 0 | None | 49.4 | 0.0191 | 0 | 49.4 | 0.0191 | 0 | 0 | 0 | 0 | 0 | 0 | 0 | DEER:HVAC_Chillers | Annual | 2020
NE-HVAC-Chlr-WtrCldScrewChlr-lt75tons-0.702kwpton-0.45IPLV-VarSpd | DEER2020 | D20 v0 | 43468.3971 | Any | Rt3 | New | CZ09 | Any | Cap-Tons | 322 | 0 | None | 48.7 | 0.0368 | 0 | 48.7 | 0.0368 | 0 | 0 | 0 | 0 | 0 | 0 | 0 | DEER:HVAC_Chillers | Annual | 2020
NE-HVAC-Chlr-WtrCldScrewChlr-lt75tons-0.702kwpton-0.45IPLV-VarSpd | DEER2020 | D20 v0 | 43468.3971 | Any | ECC | New | CZ10 | Any | Cap-Tons | 687 | 0 | None | 51.3 | 0.0458 | 0 | 51.3 | 0.0458 | 0 | 0 | 0 | 0 | 0 | 0 | 0 | DEER:HVAC_Chillers | Annual | 2020
NE-HVAC-Chlr-WtrCldScrewChlr-lt75tons-0.702kwpton-0.45IPLV-VarSpd | DEER2020 | D20 v0 | 43468.3971 | Any | ESe | New | CZ10 | Any | Cap-Tons | 360 | 0 | None | 34.9 | 0.0239 | 0 | 34.9 | 0.0239 | 0 | 0 | 0 | 0 | 0 | 0 | 0 | DEER:HVAC_Chillers | Annual | 2020
NE-HVAC-Chlr-WtrCldScrewChlr-lt75tons-0.702kwpton-0.45IPLV-VarSpd | DEER2020 | D20 v0 | 43468.3971 | Any | EUn | New | CZ10 | Any | Cap-Tons | 2330 | 0 | None | 43.3 | 0.0397 | 0 | 43.3 | 0.0397 | 0 | 0 | 0 | 0 | 0 | 0 | 0 | DEER:HVAC_Chillers | Annual | 2020
NE-HVAC-Chlr-WtrCldScrewChlr-lt75tons-0.702kwpton-0.45IPLV-VarSpd | DEER2020 | D20 v0 | 43468.3971 | Any | Hsp | New | CZ10 | Any | Cap-Tons | 992 | 0 | None | 25.6 | 0.0153 | 0 | 25.6 | 0.0153 | 0 | 0 | 0 | 0 | 0 | 0 | 0 | DEER:HVAC_Chillers | Annual | 2020
NE-HVAC-Chlr-WtrCldScrewChlr-lt75tons-0.702kwpton-0.45IPLV-VarSpd | DEER2020 | D20 v0 | 43468.3971 | Any | Htl | New | CZ10 | Any | Cap-Tons | 194 | 0 | None | 64.7 | 0.0335 | 0 | 64.7 | 0.0335 | 0 | 0 | 0 | 0 | 0 | 0 | 0 | DEER:HVAC_Chillers | Annual | 2020
NE-HVAC-Chlr-WtrCldScrewChlr-lt75tons-0.702kwpton-0.45IPLV-VarSpd | DEER2020 | D20 v0 | 43468.3971 | Any | MBT | New | CZ10 | Any | Cap-Tons | 338 | 0 | None | 51.1 | 0.0237 | 0 | 51.1 | 0.0237 | 0 | 0 | 0 | 0 | 0 | 0 | 0 | DEER:HVAC_Chillers | Annual | 2020
NE-HVAC-Chlr-WtrCldScrewChlr-lt75tons-0.702kwpton-0.45IPLV-VarSpd | DEER2020 | D20 v0 | 43468.3971 | Any | Nrs | New | CZ10 | Any | Cap-Tons | 115 | 0 | None | 55.8 | 0.0356 | 0 | 55.8 | 0.0356 | 0 | 0 | 0 | 0 | 0 | 0 | 0 | DEER:HVAC_Chillers | Annual | 2020
NE-HVAC-Chlr-WtrCldScrewChlr-lt75tons-0.702kwpton-0.45IPLV-VarSpd | DEER2020 | D20 v0 | 43468.3971 | Any | OfL | New | CZ10 | Any | Cap-Tons | 422 | 0 | None | 46 | 0.015 | 0 | 46 | 0.015 | 0 | 0 | 0 | 0 | 0 | 0 | 0 | DEER:HVAC_Chillers | Annual | 2020
NE-HVAC-Chlr-WtrCldScrewChlr-lt75tons-0.702kwpton-0.45IPLV-VarSpd | DEER2020 | D20 v0 | 43468.3971 | Any | OfS | New | CZ10 | Any | Cap-Tons | 24.6 | 0 | None | 53 | 0.0187 | 0 | 53 | 0.0187 | 0 | 0 | 0 | 0 | 0 | 0 | 0 | DEER:HVAC_Chillers | Annual | 2020
NE-HVAC-Chlr-WtrCldScrewChlr-lt75tons-0.702kwpton-0.45IPLV-VarSpd | DEER2020 | D20 v0 | 43468.3971 | Any | Rt3 | New | CZ10 | Any | Cap-Tons | 280 | 0 | None | 58.3 | 0.038 | 0 | 58.3 | 0.038 | 0 | 0 | 0 | 0 | 0 | 0 | 0 | DEER:HVAC_Chillers | Annual | 2020
NE-HVAC-Chlr-WtrCldScrewChlr-lt75tons-0.702kwpton-0.45IPLV-VarSpd | DEER2020 | D20 v0 | 43468.3971 | Any | ECC | New | CZ11 | Any | Cap-Tons | 635 | 0 | None | 52 | 0.0293 | 0 | 52 | 0.0293 | 0 | 0 | 0 | 0 | 0 | 0 | 0 | DEER:HVAC_Chillers | Annual | 2020
NE-HVAC-Chlr-WtrCldScrewChlr-lt75tons-0.702kwpton-0.45IPLV-VarSpd | DEER2020 | D20 v0 | 43468.3971 | Any | ESe | New | CZ11 | Any | Cap-Tons | 330 | 0 | None | 33.2 | 0.0109 | 0 | 33.2 | 0.0109 | 0 | 0 | 0 | 0 | 0 | 0 | 0 | DEER:HVAC_Chillers | Annual | 2020
NE-HVAC-Chlr-WtrCldScrewChlr-lt75tons-0.702kwpton-0.45IPLV-VarSpd | DEER2020 | D20 v0 | 43468.3971 | Any | EUn | New | CZ11 | Any | Cap-Tons | 2120 | 0 | None | 48.4 | 0.0353 | 0 | 48.4 | 0.0353 | 0 | 0 | 0 | 0 | 0 | 0 | 0 | DEER:HVAC_Chillers | Annual | 2020
NE-HVAC-Chlr-WtrCldScrewChlr-lt75tons-0.702kwpton-0.45IPLV-VarSpd | DEER2020 | D20 v0 | 43468.3971 | Any | Hsp | New | CZ11 | Any | Cap-Tons | 968 | 0 | None | 26.8 | 0.0164 | 0 | 26.8 | 0.0164 | 0 | 0 | 0 | 0 | 0 | 0 | 0 | DEER:HVAC_Chillers | Annual | 2020
NE-HVAC-Chlr-WtrCldScrewChlr-lt75tons-0.702kwpton-0.45IPLV-VarSpd | DEER2020 | D20 v0 | 43468.3971 | Any | Htl | New | CZ11 | Any | Cap-Tons | 202 | 0 | None | 64.4 | 0.0363 | 0 | 64.4 | 0.0363 | 0 | 0 | 0 | 0 | 0 | 0 | 0 | DEER:HVAC_Chillers | Annual | 2020
NE-HVAC-Chlr-WtrCldScrewChlr-lt75tons-0.702kwpton-0.45IPLV-VarSpd | DEER2020 | D20 v0 | 43468.3971 | Any | MBT | New | CZ11 | Any | Cap-Tons | 346 | 0 | None | 45.3 | 0.0253 | 0 | 45.3 | 0.0253 | 0 | 0 | 0 | 0 | 0 | 0 | 0 | DEER:HVAC_Chillers | Annual | 2020
NE-HVAC-Chlr-WtrCldScrewChlr-lt75tons-0.702kwpton-0.45IPLV-VarSpd | DEER2020 | D20 v0 | 43468.3971 | Any | Nrs | New | CZ11 | Any | Cap-Tons | 118 | 0 | None | 60.3 | 0.0397 | 0 | 60.3 | 0.0397 | 0 | 0 | 0 | 0 | 0 | 0 | 0 | DEER:HVAC_Chillers | Annual | 2020
NE-HVAC-Chlr-WtrCldScrewChlr-lt75tons-0.702kwpton-0.45IPLV-VarSpd | DEER2020 | D20 v0 | 43468.3971 | Any | OfL | New | CZ11 | Any | Cap-Tons | 425 | 0 | None | 42.6 | 0.0195 | 0 | 42.6 | 0.0195 | 0 | 0 | 0 | 0 | 0 | 0 | 0 | DEER:HVAC_Chillers | Annual | 2020
NE-HVAC-Chlr-WtrCldScrewChlr-lt75tons-0.702kwpton-0.45IPLV-VarSpd | DEER2020 | D20 v0 | 43468.3971 | Any | OfS | New | CZ11 | Any | Cap-Tons | 25 | 0 | None | 50.4 | 0.0243 | 0 | 50.4 | 0.0243 | 0 | 0 | 0 | 0 | 0 | 0 | 0 | DEER:HVAC_Chillers | Annual | 2020
NE-HVAC-Chlr-WtrCldScrewChlr-lt75tons-0.702kwpton-0.45IPLV-VarSpd | DEER2020 | D20 v0 | 43468.3971 | Any | Rt3 | New | CZ11 | Any | Cap-Tons | 279 | 0 | None | 53.3 | 0.0325 | 0 | 53.3 | 0.0325 | 0 | 0 | 0 | 0 | 0 | 0 | 0 | DEER:HVAC_Chillers | Annual | 2020
NE-HVAC-Chlr-WtrCldScrewChlr-lt75tons-0.702kwpton-0.45IPLV-VarSpd | DEER2020 | D20 v0 | 43468.3971 | Any | ECC | New | CZ12 | Any | Cap-Tons | 576 | 0 | None | 47.8 | 0.0321 | 0 | 47.8 | 0.0321 | 0 | 0 | 0 | 0 | 0 | 0 | 0 | DEER:HVAC_Chillers | Annual | 2020
NE-HVAC-Chlr-WtrCldScrewChlr-lt75tons-0.702kwpton-0.45IPLV-VarSpd | DEER2020 | D20 v0 | 43468.3971 | Any | ESe | New | CZ12 | Any | Cap-Tons | 301 | 0 | None | 31.1 | 0.0111 | 0 | 31.1 | 0.0111 | 0 | 0 | 0 | 0 | 0 | 0 | 0 | DEER:HVAC_Chillers | Annual | 2020
NE-HVAC-Chlr-WtrCldScrewChlr-lt75tons-0.702kwpton-0.45IPLV-VarSpd | DEER2020 | D20 v0 | 43468.3971 | Any | EUn | New | CZ12 | Any | Cap-Tons | 1980 | 0 | None | 42.2 | 0.0367 | 0 | 42.2 | 0.0367 | 0 | 0 | 0 | 0 | 0 | 0 | 0 | DEER:HVAC_Chillers | Annual | 2020
NE-HVAC-Chlr-WtrCldScrewChlr-lt75tons-0.702kwpton-0.45IPLV-VarSpd | DEER2020 | D20 v0 | 43468.3971 | Any | Hsp | New | CZ12 | Any | Cap-Tons | 912 | 0 | None | 21.8 | 0.0166 | 0 | 21.8 | 0.0166 | 0 | 0 | 0 | 0 | 0 | 0 | 0 | DEER:HVAC_Chillers | Annual | 2020
NE-HVAC-Chlr-WtrCldScrewChlr-lt75tons-0.702kwpton-0.45IPLV-VarSpd | DEER2020 | D20 v0 | 43468.3971 | Any | Htl | New | CZ12 | Any | Cap-Tons | 183 | 0 | None | 57 | 0.0389 | 0 | 57 | 0.0389 | 0 | 0 | 0 | 0 | 0 | 0 | 0 | DEER:HVAC_Chillers | Annual | 2020
NE-HVAC-Chlr-WtrCldScrewChlr-lt75tons-0.702kwpton-0.45IPLV-VarSpd | DEER2020 | D20 v0 | 43468.3971 | Any | MBT | New | CZ12 | Any | Cap-Tons | 323 | 0 | None | 40.3 | 0.0262 | 0 | 40.3 | 0.0262 | 0 | 0 | 0 | 0 | 0 | 0 | 0 | DEER:HVAC_Chillers | Annual | 2020
NE-HVAC-Chlr-WtrCldScrewChlr-lt75tons-0.702kwpton-0.45IPLV-VarSpd | DEER2020 | D20 v0 | 43468.3971 | Any | Nrs | New | CZ12 | Any | Cap-Tons | 110 | 0 | None | 47 | 0.0402 | 0 | 47 | 0.0402 | 0 | 0 | 0 | 0 | 0 | 0 | 0 | DEER:HVAC_Chillers | Annual | 2020
NE-HVAC-Chlr-WtrCldScrewChlr-lt75tons-0.702kwpton-0.45IPLV-VarSpd | DEER2020 | D20 v0 | 43468.3971 | Any | OfL | New | CZ12 | Any | Cap-Tons | 401 | 0 | None | 37.6 | 0.0196 | 0 | 37.6 | 0.0196 | 0 | 0 | 0 | 0 | 0 | 0 | 0 | DEER:HVAC_Chillers | Annual | 2020
NE-HVAC-Chlr-WtrCldScrewChlr-lt75tons-0.702kwpton-0.45IPLV-VarSpd | DEER2020 | D20 v0 | 43468.3971 | Any | OfS | New | CZ12 | Any | Cap-Tons | 23.4 | 0 | None | 43.7 | 0.0247 | 0 | 43.7 | 0.0247 | 0 | 0 | 0 | 0 | 0 | 0 | 0 | DEER:HVAC_Chillers | Annual | 2020
NE-HVAC-Chlr-WtrCldScrewChlr-lt75tons-0.702kwpton-0.45IPLV-VarSpd | DEER2020 | D20 v0 | 43468.3971 | Any | Rt3 | New | CZ12 | Any | Cap-Tons | 267 | 0 | None | 47.2 | 0.0357 | 0 | 47.2 | 0.0357 | 0 | 0 | 0 | 0 | 0 | 0 | 0 | DEER:HVAC_Chillers | Annual | 2020
NE-HVAC-Chlr-WtrCldScrewChlr-lt75tons-0.702kwpton-0.45IPLV-VarSpd | DEER2020 | D20 v0 | 43468.3971 | Any | ECC | New | CZ13 | Any | Cap-Tons | 678 | 0 | None | 53.2 | 0.0247 | 0 | 53.2 | 0.0247 | 0 | 0 | 0 | 0 | 0 | 0 | 0 | DEER:HVAC_Chillers | Annual | 2020
NE-HVAC-Chlr-WtrCldScrewChlr-lt75tons-0.702kwpton-0.45IPLV-VarSpd | DEER2020 | D20 v0 | 43468.3971 | Any | ESe | New | CZ13 | Any | Cap-Tons | 362 | 0 | None | 34.6 | 0.0085 | 0 | 34.6 | 0.0085 | 0 | 0 | 0 | 0 | 0 | 0 | 0 | DEER:HVAC_Chillers | Annual | 2020
NE-HVAC-Chlr-WtrCldScrewChlr-lt75tons-0.702kwpton-0.45IPLV-VarSpd | DEER2020 | D20 v0 | 43468.3971 | Any | EUn | New | CZ13 | Any | Cap-Tons | 2260 | 0 | None | 48.2 | 0.0321 | 0 | 48.2 | 0.0321 | 0 | 0 | 0 | 0 | 0 | 0 | 0 | DEER:HVAC_Chillers | Annual | 2020
NE-HVAC-Chlr-WtrCldScrewChlr-lt75tons-0.702kwpton-0.45IPLV-VarSpd | DEER2020 | D20 v0 | 43468.3971 | Any | Hsp | New | CZ13 | Any | Cap-Tons | 978 | 0 | None | 28.7 | 0.0156 | 0 | 28.7 | 0.0156 | 0 | 0 | 0 | 0 | 0 | 0 | 0 | DEER:HVAC_Chillers | Annual | 2020
NE-HVAC-Chlr-WtrCldScrewChlr-lt75tons-0.702kwpton-0.45IPLV-VarSpd | DEER2020 | D20 v0 | 43468.3971 | Any | Htl | New | CZ13 | Any | Cap-Tons | 202 | 0 | None | 68.7 | 0.0341 | 0 | 68.7 | 0.0341 | 0 | 0 | 0 | 0 | 0 | 0 | 0 | DEER:HVAC_Chillers | Annual | 2020
NE-HVAC-Chlr-WtrCldScrewChlr-lt75tons-0.702kwpton-0.45IPLV-VarSpd | DEER2020 | D20 v0 | 43468.3971 | Any | MBT | New | CZ13 | Any | Cap-Tons | 352 | 0 | None | 46.9 | 0.0242 | 0 | 46.9 | 0.0242 | 0 | 0 | 0 | 0 | 0 | 0 | 0 | DEER:HVAC_Chillers | Annual | 2020
NE-HVAC-Chlr-WtrCldScrewChlr-lt75tons-0.702kwpton-0.45IPLV-VarSpd | DEER2020 | D20 v0 | 43468.3971 | Any | Nrs | New | CZ13 | Any | Cap-Tons | 118 | 0 | None | 64.8 | 0.0378 | 0 | 64.8 | 0.0378 | 0 | 0 | 0 | 0 | 0 | 0 | 0 | DEER:HVAC_Chillers | Annual | 2020
NE-HVAC-Chlr-WtrCldScrewChlr-lt75tons-0.702kwpton-0.45IPLV-VarSpd | DEER2020 | D20 v0 | 43468.3971 | Any | OfL | New | CZ13 | Any | Cap-Tons | 414 | 0 | None | 45.4 | 0.0172 | 0 | 45.4 | 0.0172 | 0 | 0 | 0 | 0 | 0 | 0 | 0 | DEER:HVAC_Chillers | Annual | 2020
NE-HVAC-Chlr-WtrCldScrewChlr-lt75tons-0.702kwpton-0.45IPLV-VarSpd | DEER2020 | D20 v0 | 43468.3971 | Any | OfS | New | CZ13 | Any | Cap-Tons | 25.3 | 0 | None | 47.6 | 0.0184 | 0 | 47.6 | 0.0184 | 0 | 0 | 0 | 0 | 0 | 0 | 0 | DEER:HVAC_Chillers | Annual | 2020
NE-HVAC-Chlr-WtrCldScrewChlr-lt75tons-0.702kwpton-0.45IPLV-VarSpd | DEER2020 | D20 v0 | 43468.3971 | Any | Rt3 | New | CZ13 | Any | Cap-Tons | 286 | 0 | None | 55.1 | 0.0336 | 0 | 55.1 | 0.0336 | 0 | 0 | 0 | 0 | 0 | 0 | 0 | DEER:HVAC_Chillers | Annual | 2020
NE-HVAC-Chlr-WtrCldScrewChlr-lt75tons-0.702kwpton-0.45IPLV-VarSpd | DEER2020 | D20 v0 | 43468.3971 | Any | ECC | New | CZ14 | Any | Cap-Tons | 732 | 0 | None | 44.6 | 0.0351 | 0 | 44.6 | 0.0351 | 0 | 0 | 0 | 0 | 0 | 0 | 0 | DEER:HVAC_Chillers | Annual | 2020
NE-HVAC-Chlr-WtrCldScrewChlr-lt75tons-0.702kwpton-0.45IPLV-VarSpd | DEER2020 | D20 v0 | 43468.3971 | Any | ESe | New | CZ14 | Any | Cap-Tons | 396 | 0 | None | 28.3 | 0.0179 | 0 | 28.3 | 0.0179 | 0 | 0 | 0 | 0 | 0 | 0 | 0 | DEER:HVAC_Chillers | Annual | 2020
NE-HVAC-Chlr-WtrCldScrewChlr-lt75tons-0.702kwpton-0.45IPLV-VarSpd | DEER2020 | D20 v0 | 43468.3971 | Any | EUn | New | CZ14 | Any | Cap-Tons | 2410 | 0 | None | 41.3 | 0.0334 | 0 | 41.3 | 0.0334 | 0 | 0 | 0 | 0 | 0 | 0 | 0 | DEER:HVAC_Chillers | Annual | 2020
NE-HVAC-Chlr-WtrCldScrewChlr-lt75tons-0.702kwpton-0.45IPLV-VarSpd | DEER2020 | D20 v0 | 43468.3971 | Any | Hsp | New | CZ14 | Any | Cap-Tons | 1040 | 0 | None | 21.7 | 0.0129 | 0 | 21.7 | 0.0129 | 0 | 0 | 0 | 0 | 0 | 0 | 0 | DEER:HVAC_Chillers | Annual | 2020
NE-HVAC-Chlr-WtrCldScrewChlr-lt75tons-0.702kwpton-0.45IPLV-VarSpd | DEER2020 | D20 v0 | 43468.3971 | Any | Htl | New | CZ14 | Any | Cap-Tons | 207 | 0 | None | 61.6 | 0.0298 | 0 | 61.6 | 0.0298 | 0 | 0 | 0 | 0 | 0 | 0 | 0 | DEER:HVAC_Chillers | Annual | 2020
NE-HVAC-Chlr-WtrCldScrewChlr-lt75tons-0.702kwpton-0.45IPLV-VarSpd | DEER2020 | D20 v0 | 43468.3971 | Any | MBT | New | CZ14 | Any | Cap-Tons | 366 | 0 | None | 42.9 | 0.0224 | 0 | 42.9 | 0.0224 | 0 | 0 | 0 | 0 | 0 | 0 | 0 | DEER:HVAC_Chillers | Annual | 2020
NE-HVAC-Chlr-WtrCldScrewChlr-lt75tons-0.702kwpton-0.45IPLV-VarSpd | DEER2020 | D20 v0 | 43468.3971 | Any | Nrs | New | CZ14 | Any | Cap-Tons | 121 | 0 | None | 58.5 | 0.0336 | 0 | 58.5 | 0.0336 | 0 | 0 | 0 | 0 | 0 | 0 | 0 | DEER:HVAC_Chillers | Annual | 2020
NE-HVAC-Chlr-WtrCldScrewChlr-lt75tons-0.702kwpton-0.45IPLV-VarSpd | DEER2020 | D20 v0 | 43468.3971 | Any | OfL | New | CZ14 | Any | Cap-Tons | 436 | 0 | None | 42.4 | 0.0158 | 0 | 42.4 | 0.0158 | 0 | 0 | 0 | 0 | 0 | 0 | 0 | DEER:HVAC_Chillers | Annual | 2020
NE-HVAC-Chlr-WtrCldScrewChlr-lt75tons-0.702kwpton-0.45IPLV-VarSpd | DEER2020 | D20 v0 | 43468.3971 | Any | OfS | New | CZ14 | Any | Cap-Tons | 26.7 | 0 | None | 46.7 | 0.0164 | 0 | 46.7 | 0.0164 | 0 | 0 | 0 | 0 | 0 | 0 | 0 | DEER:HVAC_Chillers | Annual | 2020
NE-HVAC-Chlr-WtrCldScrewChlr-lt75tons-0.702kwpton-0.45IPLV-VarSpd | DEER2020 | D20 v0 | 43468.3971 | Any | Rt3 | New | CZ14 | Any | Cap-Tons | 290 | 0 | None | 51.5 | 0.029 | 0 | 51.5 | 0.029 | 0 | 0 | 0 | 0 | 0 | 0 | 0 | DEER:HVAC_Chillers | Annual | 2020
NE-HVAC-Chlr-WtrCldScrewChlr-lt75tons-0.702kwpton-0.45IPLV-VarSpd | DEER2020 | D20 v0 | 43468.3971 | Any | ECC | New | CZ15 | Any | Cap-Tons | 960 | 0 | None | 65.1 | 0.0307 | 0 | 65.1 | 0.0307 | 0 | 0 | 0 | 0 | 0 | 0 | 0 | DEER:HVAC_Chillers | Annual | 2020
NE-HVAC-Chlr-WtrCldScrewChlr-lt75tons-0.702kwpton-0.45IPLV-VarSpd | DEER2020 | D20 v0 | 43468.3971 | Any | ESe | New | CZ15 | Any | Cap-Tons | 512 | 0 | None | 45.9 | 0.0177 | 0 | 45.9 | 0.0177 | 0 | 0 | 0 | 0 | 0 | 0 | 0 | DEER:HVAC_Chillers | Annual | 2020
NE-HVAC-Chlr-WtrCldScrewChlr-lt75tons-0.702kwpton-0.45IPLV-VarSpd | DEER2020 | D20 v0 | 43468.3971 | Any | EUn | New | CZ15 | Any | Cap-Tons | 3090 | 0 | None | 59.9 | 0.0313 | 0 | 59.9 | 0.0313 | 0 | 0 | 0 | 0 | 0 | 0 | 0 | DEER:HVAC_Chillers | Annual | 2020
NE-HVAC-Chlr-WtrCldScrewChlr-lt75tons-0.702kwpton-0.45IPLV-VarSpd | DEER2020 | D20 v0 | 43468.3971 | Any | Hsp | New | CZ15 | Any | Cap-Tons | 1270 | 0 | None | 36.7 | 0.0131 | 0 | 36.7 | 0.0131 | 0 | 0 | 0 | 0 | 0 | 0 | 0 | DEER:HVAC_Chillers | Annual | 2020
NE-HVAC-Chlr-WtrCldScrewChlr-lt75tons-0.702kwpton-0.45IPLV-VarSpd | DEER2020 | D20 v0 | 43468.3971 | Any | Htl | New | CZ15 | Any | Cap-Tons | 270 | 0 | None | 86.6 | 0.0285 | 0 | 86.6 | 0.0285 | 0 | 0 | 0 | 0 | 0 | 0 | 0 | DEER:HVAC_Chillers | Annual | 2020
NE-HVAC-Chlr-WtrCldScrewChlr-lt75tons-0.702kwpton-0.45IPLV-VarSpd | DEER2020 | D20 v0 | 43468.3971 | Any | MBT | New | CZ15 | Any | Cap-Tons | 452 | 0 | None | 62.9 | 0.0213 | 0 | 62.9 | 0.0213 | 0 | 0 | 0 | 0 | 0 | 0 | 0 | DEER:HVAC_Chillers | Annual | 2020
NE-HVAC-Chlr-WtrCldScrewChlr-lt75tons-0.702kwpton-0.45IPLV-VarSpd | DEER2020 | D20 v0 | 43468.3971 | Any | Nrs | New | CZ15 | Any | Cap-Tons | 156 | 0 | None | 90.4 | 0.0315 | 0 | 90.4 | 0.0315 | 0 | 0 | 0 | 0 | 0 | 0 | 0 | DEER:HVAC_Chillers | Annual | 2020
NE-HVAC-Chlr-WtrCldScrewChlr-lt75tons-0.702kwpton-0.45IPLV-VarSpd | DEER2020 | D20 v0 | 43468.3971 | Any | OfL | New | CZ15 | Any | Cap-Tons | 538 | 0 | None | 59.9 | 0.0142 | 0 | 59.9 | 0.0142 | 0 | 0 | 0 | 0 | 0 | 0 | 0 | DEER:HVAC_Chillers | Annual | 2020
NE-HVAC-Chlr-WtrCldScrewChlr-lt75tons-0.702kwpton-0.45IPLV-VarSpd | DEER2020 | D20 v0 | 43468.3971 | Any | OfS | New | CZ15 | Any | Cap-Tons | 31.9 | 0 | None | 72.4 | 0.0174 | 0 | 72.4 | 0.0174 | 0 | 0 | 0 | 0 | 0 | 0 | 0 | DEER:HVAC_Chillers | Annual | 2020
NE-HVAC-Chlr-WtrCldScrewChlr-lt75tons-0.702kwpton-0.45IPLV-VarSpd | DEER2020 | D20 v0 | 43468.3971 | Any | Rt3 | New | CZ15 | Any | Cap-Tons | 364 | 0 | None | 73.5 | 0.0298 | 0 | 73.5 | 0.0298 | 0 | 0 | 0 | 0 | 0 | 0 | 0 | DEER:HVAC_Chillers | Annual | 2020
NE-HVAC-Chlr-WtrCldScrewChlr-lt75tons-0.702kwpton-0.45IPLV-VarSpd | DEER2020 | D20 v0 | 43468.3971 | Any | ECC | New | CZ16 | Any | Cap-Tons | 376 | 0 | None | 36.3 | 0.0293 | 0 | 36.3 | 0.0293 | 0 | 0 | 0 | 0 | 0 | 0 | 0 | DEER:HVAC_Chillers | Annual | 2020
NE-HVAC-Chlr-WtrCldScrewChlr-lt75tons-0.702kwpton-0.45IPLV-VarSpd | DEER2020 | D20 v0 | 43468.3971 | Any | ESe | New | CZ16 | Any | Cap-Tons | 199 | 0 | None | 22 | 0.0127 | 0 | 22 | 0.0127 | 0 | 0 | 0 | 0 | 0 | 0 | 0 | DEER:HVAC_Chillers | Annual | 2020
NE-HVAC-Chlr-WtrCldScrewChlr-lt75tons-0.702kwpton-0.45IPLV-VarSpd | DEER2020 | D20 v0 | 43468.3971 | Any | EUn | New | CZ16 | Any | Cap-Tons | 1330 | 0 | None | 32.5 | 0.0343 | 0 | 32.5 | 0.0343 | 0 | 0 | 0 | 0 | 0 | 0 | 0 | DEER:HVAC_Chillers | Annual | 2020
NE-HVAC-Chlr-WtrCldScrewChlr-lt75tons-0.702kwpton-0.45IPLV-VarSpd | DEER2020 | D20 v0 | 43468.3971 | Any | Hsp | New | CZ16 | Any | Cap-Tons | 656 | 0 | None | 15.9 | 0.0148 | 0 | 15.9 | 0.0148 | 0 | 0 | 0 | 0 | 0 | 0 | 0 | DEER:HVAC_Chillers | Annual | 2020
NE-HVAC-Chlr-WtrCldScrewChlr-lt75tons-0.702kwpton-0.45IPLV-VarSpd | DEER2020 | D20 v0 | 43468.3971 | Any | Htl | New | CZ16 | Any | Cap-Tons | 116 | 0 | None | 55.6 | 0.0403 | 0 | 55.6 | 0.0403 | 0 | 0 | 0 | 0 | 0 | 0 | 0 | DEER:HVAC_Chillers | Annual | 2020
NE-HVAC-Chlr-WtrCldScrewChlr-lt75tons-0.702kwpton-0.45IPLV-VarSpd | DEER2020 | D20 v0 | 43468.3971 | Any | MBT | New | CZ16 | Any | Cap-Tons | 223 | 0 | None | 31.8 | 0.0235 | 0 | 31.8 | 0.0235 | 0 | 0 | 0 | 0 | 0 | 0 | 0 | DEER:HVAC_Chillers | Annual | 2020
NE-HVAC-Chlr-WtrCldScrewChlr-lt75tons-0.702kwpton-0.45IPLV-VarSpd | DEER2020 | D20 v0 | 43468.3971 | Any | Nrs | New | CZ16 | Any | Cap-Tons | 78.7 | 0 | None | 33.1 | 0.0336 | 0 | 33.1 | 0.0336 | 0 | 0 | 0 | 0 | 0 | 0 | 0 | DEER:HVAC_Chillers | Annual | 2020
NE-HVAC-Chlr-WtrCldScrewChlr-lt75tons-0.702kwpton-0.45IPLV-VarSpd | DEER2020 | D20 v0 | 43468.3971 | Any | OfL | New | CZ16 | Any | Cap-Tons | 294 | 0 | None | 30.1 | 0.02 | 0 | 30.1 | 0.02 | 0 | 0 | 0 | 0 | 0 | 0 | 0 | DEER:HVAC_Chillers | Annual | 2020
NE-HVAC-Chlr-WtrCldScrewChlr-lt75tons-0.702kwpton-0.45IPLV-VarSpd | DEER2020 | D20 v0 | 43468.3971 | Any | OfS | New | CZ16 | Any | Cap-Tons | 16.8 | 0 | None | 34.4 | 0.0234 | 0 | 34.4 | 0.0234 | 0 | 0 | 0 | 0 | 0 | 0 | 0 | DEER:HVAC_Chillers | Annual | 2020
NE-HVAC-Chlr-WtrCldScrewChlr-lt75tons-0.702kwpton-0.45IPLV-VarSpd | DEER2020 | D20 v0 | 43468.3971 | Any | Rt3 | New | CZ16 | Any | Cap-Tons | 179 | 0 | None | 36.1 | 0.032 | 0 | 36.1 | 0.032 | 0 | 0 | 0 | 0 | 0 | 0 | 0 | DEER:HVAC_Chillers | Annual | 2020
NE-HVAC-Chlr-WtrCldScrewChlr-75to149tons-0.675kwpton-0.441IPLV-VarSpd | DEER2020 | D20 v0 | 43474.3732 | SCE | ECC | Rec | CZ05 | Any | Cap-Tons | 374 | 0 | None | 31.8 | 0.0295 | 0 | 31.8 | 0.0295 | 0 | 0 | 0 | 0 | 0 | 0 | 0 | DEER:HVAC_Chillers | Annual | 2020
NE-HVAC-Chlr-WtrCldScrewChlr-75to149tons-0.675kwpton-0.441IPLV-VarSpd | DEER2020 | D20 v0 | 43474.3732 | SCE | ESe | Rec | CZ05 | Any | Cap-Tons | 188 | 0 | None | 22.8 | 0.0155 | 0 | 22.8 | 0.0155 | 0 | 0 | 0 | 0 | 0 | 0 | 0 | DEER:HVAC_Chillers | Annual | 2020
NE-HVAC-Chlr-WtrCldScrewChlr-75to149tons-0.675kwpton-0.441IPLV-VarSpd | DEER2020 | D20 v0 | 43474.3732 | SCE | EUn | Rec | CZ05 | Any | Cap-Tons | 1340 | 0 | None | 25 | 0.0248 | 0 | 25 | 0.0248 | 0 | 0 | 0 | 0 | 0 | 0 | 0 | DEER:HVAC_Chillers | Annual | 2020
NE-HVAC-Chlr-WtrCldScrewChlr-75to149tons-0.675kwpton-0.441IPLV-VarSpd | DEER2020 | D20 v0 | 43474.3732 | SCE | Hsp | Rec | CZ05 | Any | Cap-Tons | 672 | 0 | None | 9.7 | 0.0082 | 0 | 9.7 | 0.0082 | 0 | 0 | 0 | 0 | 0 | 0 | 0 | DEER:HVAC_Chillers | Annual | 2020
NE-HVAC-Chlr-WtrCldScrewChlr-75to149tons-0.675kwpton-0.441IPLV-VarSpd | DEER2020 | D20 v0 | 43474.3732 | SCE | Htl | Rec | CZ05 | Any | Cap-Tons | 102 | 0 | None | 44.3 | 0.0216 | 0 | 44.3 | 0.0216 | 0 | 0 | 0 | 0 | 0 | 0 | 0 | DEER:HVAC_Chillers | Annual | 2020
NE-HVAC-Chlr-WtrCldScrewChlr-75to149tons-0.675kwpton-0.441IPLV-VarSpd | DEER2020 | D20 v0 | 43474.3732 | SCE | MBT | Rec | CZ05 | Any | Cap-Tons | 222 | 0 | None | 33.7 | 0.0155 | 0 | 33.7 | 0.0155 | 0 | 0 | 0 | 0 | 0 | 0 | 0 | DEER:HVAC_Chillers | Annual | 2020
NE-HVAC-Chlr-WtrCldScrewChlr-75to149tons-0.675kwpton-0.441IPLV-VarSpd | DEER2020 | D20 v0 | 43474.3732 | SCE | Nrs | Rec | CZ05 | Any | Cap-Tons | 77.3 | 0 | None | 18.2 | 0.0162 | 0 | 18.2 | 0.0162 | 0 | 0 | 0 | 0 | 0 | 0 | 0 | DEER:HVAC_Chillers | Annual | 2020
NE-HVAC-Chlr-WtrCldScrewChlr-75to149tons-0.675kwpton-0.441IPLV-VarSpd | DEER2020 | D20 v0 | 43474.3732 | SCE | OfL | Rec | CZ05 | Any | Cap-Tons | 298 | 0 | None | 28.4 | 0.0111 | 0 | 28.4 | 0.0111 | 0 | 0 | 0 | 0 | 0 | 0 | 0 | DEER:HVAC_Chillers | Annual | 2020
NE-HVAC-Chlr-WtrCldScrewChlr-75to149tons-0.675kwpton-0.441IPLV-VarSpd | DEER2020 | D20 v0 | 43474.3732 | SCE | OfS | Rec | CZ05 | Any | Cap-Tons | 15.7 | 0 | None | 33.7 | 0.0126 | 0 | 33.7 | 0.0126 | 0 | 0 | 0 | 0 | 0 | 0 | 0 | DEER:HVAC_Chillers | Annual | 2020
NE-HVAC-Chlr-WtrCldScrewChlr-75to149tons-0.675kwpton-0.441IPLV-VarSpd | DEER2020 | D20 v0 | 43474.3732 | SCE | Rt3 | Rec | CZ05 | Any | Cap-Tons | 174 | 0 | None | 29.6 | 0.0199 | 0 | 29.6 | 0.0199 | 0 | 0 | 0 | 0 | 0 | 0 | 0 | DEER:HVAC_Chillers | Annual | 2020
NE-HVAC-Chlr-WtrCldScrewChlr-75to149tons-0.675kwpton-0.441IPLV-VarSpd | DEER2020 | D20 v0 | 43474.3732 | SCE | ECC | Rec | CZ06 | Any | Cap-Tons | 608 | 0 | None | 47.2 | 0.0368 | 0 | 47.2 | 0.0368 | 0 | 0 | 0 | 0 | 0 | 0 | 0 | DEER:HVAC_Chillers | Annual | 2020
NE-HVAC-Chlr-WtrCldScrewChlr-75to149tons-0.675kwpton-0.441IPLV-VarSpd | DEER2020 | D20 v0 | 43474.3732 | SCE | ESe | Rec | CZ06 | Any | Cap-Tons | 329 | 0 | None | 28.7 | 0.0171 | 0 | 28.7 | 0.0171 | 0 | 0 | 0 | 0 | 0 | 0 | 0 | DEER:HVAC_Chillers | Annual | 2020
NE-HVAC-Chlr-WtrCldScrewChlr-75to149tons-0.675kwpton-0.441IPLV-VarSpd | DEER2020 | D20 v0 | 43474.3732 | SCE | EUn | Rec | CZ06 | Any | Cap-Tons | 2020 | 0 | None | 38.7 | 0.0363 | 0 | 38.7 | 0.0363 | 0 | 0 | 0 | 0 | 0 | 0 | 0 | DEER:HVAC_Chillers | Annual | 2020
NE-HVAC-Chlr-WtrCldScrewChlr-75to149tons-0.675kwpton-0.441IPLV-VarSpd | DEER2020 | D20 v0 | 43474.3732 | SCE | Hsp | Rec | CZ06 | Any | Cap-Tons | 868 | 0 | None | 22.7 | 0.0139 | 0 | 22.7 | 0.0139 | 0 | 0 | 0 | 0 | 0 | 0 | 0 | DEER:HVAC_Chillers | Annual | 2020
NE-HVAC-Chlr-WtrCldScrewChlr-75to149tons-0.675kwpton-0.441IPLV-VarSpd | DEER2020 | D20 v0 | 43474.3732 | SCE | Htl | Rec | CZ06 | Any | Cap-Tons | 155 | 0 | None | 61.4 | 0.0293 | 0 | 61.4 | 0.0293 | 0 | 0 | 0 | 0 | 0 | 0 | 0 | DEER:HVAC_Chillers | Annual | 2020
NE-HVAC-Chlr-WtrCldScrewChlr-75to149tons-0.675kwpton-0.441IPLV-VarSpd | DEER2020 | D20 v0 | 43474.3732 | SCE | MBT | Rec | CZ06 | Any | Cap-Tons | 308 | 0 | None | 50.2 | 0.0205 | 0 | 50.2 | 0.0205 | 0 | 0 | 0 | 0 | 0 | 0 | 0 | DEER:HVAC_Chillers | Annual | 2020
NE-HVAC-Chlr-WtrCldScrewChlr-75to149tons-0.675kwpton-0.441IPLV-VarSpd | DEER2020 | D20 v0 | 43474.3732 | SCE | Nrs | Rec | CZ06 | Any | Cap-Tons | 101 | 0 | None | 43 | 0.0279 | 0 | 43 | 0.0279 | 0 | 0 | 0 | 0 | 0 | 0 | 0 | DEER:HVAC_Chillers | Annual | 2020
NE-HVAC-Chlr-WtrCldScrewChlr-75to149tons-0.675kwpton-0.441IPLV-VarSpd | DEER2020 | D20 v0 | 43474.3732 | SCE | OfL | Rec | CZ06 | Any | Cap-Tons | 376 | 0 | None | 46.4 | 0.0132 | 0 | 46.4 | 0.0132 | 0 | 0 | 0 | 0 | 0 | 0 | 0 | DEER:HVAC_Chillers | Annual | 2020
NE-HVAC-Chlr-WtrCldScrewChlr-75to149tons-0.675kwpton-0.441IPLV-VarSpd | DEER2020 | D20 v0 | 43474.3732 | SCE | OfS | Rec | CZ06 | Any | Cap-Tons | 22.2 | 0 | None | 49.3 | 0.0156 | 0 | 49.3 | 0.0156 | 0 | 0 | 0 | 0 | 0 | 0 | 0 | DEER:HVAC_Chillers | Annual | 2020
NE-HVAC-Chlr-WtrCldScrewChlr-75to149tons-0.675kwpton-0.441IPLV-VarSpd | DEER2020 | D20 v0 | 43474.3732 | SCE | Rt3 | Rec | CZ06 | Any | Cap-Tons | 241 | 0 | None | 54.4 | 0.0347 | 0 | 54.4 | 0.0347 | 0 | 0 | 0 | 0 | 0 | 0 | 0 | DEER:HVAC_Chillers | Annual | 2020
NE-HVAC-Chlr-WtrCldScrewChlr-75to149tons-0.675kwpton-0.441IPLV-VarSpd | DEER2020 | D20 v0 | 43474.3732 | SCE | ECC | Rec | CZ08 | Any | Cap-Tons | 663 | 0 | None | 50.2 | 0.0329 | 0 | 50.2 | 0.0329 | 0 | 0 | 0 | 0 | 0 | 0 | 0 | DEER:HVAC_Chillers | Annual | 2020
NE-HVAC-Chlr-WtrCldScrewChlr-75to149tons-0.675kwpton-0.441IPLV-VarSpd | DEER2020 | D20 v0 | 43474.3732 | SCE | ESe | Rec | CZ08 | Any | Cap-Tons | 355 | 0 | None | 32.4 | 0.0156 | 0 | 32.4 | 0.0156 | 0 | 0 | 0 | 0 | 0 | 0 | 0 | DEER:HVAC_Chillers | Annual | 2020
NE-HVAC-Chlr-WtrCldScrewChlr-75to149tons-0.675kwpton-0.441IPLV-VarSpd | DEER2020 | D20 v0 | 43474.3732 | SCE | EUn | Rec | CZ08 | Any | Cap-Tons | 2240 | 0 | None | 40.9 | 0.0308 | 0 | 40.9 | 0.0308 | 0 | 0 | 0 | 0 | 0 | 0 | 0 | DEER:HVAC_Chillers | Annual | 2020
NE-HVAC-Chlr-WtrCldScrewChlr-75to149tons-0.675kwpton-0.441IPLV-VarSpd | DEER2020 | D20 v0 | 43474.3732 | SCE | Hsp | Rec | CZ08 | Any | Cap-Tons | 957 | 0 | None | 24.8 | 0.0116 | 0 | 24.8 | 0.0116 | 0 | 0 | 0 | 0 | 0 | 0 | 0 | DEER:HVAC_Chillers | Annual | 2020
NE-HVAC-Chlr-WtrCldScrewChlr-75to149tons-0.675kwpton-0.441IPLV-VarSpd | DEER2020 | D20 v0 | 43474.3732 | SCE | Htl | Rec | CZ08 | Any | Cap-Tons | 166 | 0 | None | 66.8 | 0.027 | 0 | 66.8 | 0.027 | 0 | 0 | 0 | 0 | 0 | 0 | 0 | DEER:HVAC_Chillers | Annual | 2020
NE-HVAC-Chlr-WtrCldScrewChlr-75to149tons-0.675kwpton-0.441IPLV-VarSpd | DEER2020 | D20 v0 | 43474.3732 | SCE | MBT | Rec | CZ08 | Any | Cap-Tons | 341 | 0 | None | 50.2 | 0.0178 | 0 | 50.2 | 0.0178 | 0 | 0 | 0 | 0 | 0 | 0 | 0 | DEER:HVAC_Chillers | Annual | 2020
NE-HVAC-Chlr-WtrCldScrewChlr-75to149tons-0.675kwpton-0.441IPLV-VarSpd | DEER2020 | D20 v0 | 43474.3732 | SCE | Nrs | Rec | CZ08 | Any | Cap-Tons | 111 | 0 | None | 50.4 | 0.0254 | 0 | 50.4 | 0.0254 | 0 | 0 | 0 | 0 | 0 | 0 | 0 | DEER:HVAC_Chillers | Annual | 2020
NE-HVAC-Chlr-WtrCldScrewChlr-75to149tons-0.675kwpton-0.441IPLV-VarSpd | DEER2020 | D20 v0 | 43474.3732 | SCE | OfL | Rec | CZ08 | Any | Cap-Tons | 415 | 0 | None | 45.6 | 0.012 | 0 | 45.6 | 0.012 | 0 | 0 | 0 | 0 | 0 | 0 | 0 | DEER:HVAC_Chillers | Annual | 2020
NE-HVAC-Chlr-WtrCldScrewChlr-75to149tons-0.675kwpton-0.441IPLV-VarSpd | DEER2020 | D20 v0 | 43474.3732 | SCE | OfS | Rec | CZ08 | Any | Cap-Tons | 23.1 | 0 | None | 53.1 | 0.0137 | 0 | 53.1 | 0.0137 | 0 | 0 | 0 | 0 | 0 | 0 | 0 | DEER:HVAC_Chillers | Annual | 2020
NE-HVAC-Chlr-WtrCldScrewChlr-75to149tons-0.675kwpton-0.441IPLV-VarSpd | DEER2020 | D20 v0 | 43474.3732 | SCE | Rt3 | Rec | CZ08 | Any | Cap-Tons | 272 | 0 | None | 57.5 | 0.0293 | 0 | 57.5 | 0.0293 | 0 | 0 | 0 | 0 | 0 | 0 | 0 | DEER:HVAC_Chillers | Annual | 2020
NE-HVAC-Chlr-WtrCldScrewChlr-75to149tons-0.675kwpton-0.441IPLV-VarSpd | DEER2020 | D20 v0 | 43474.3732 | SCE | ECC | Rec | CZ09 | Any | Cap-Tons | 794 | 0 | None | 42.8 | 0.045 | 0 | 42.8 | 0.045 | 0 | 0 | 0 | 0 | 0 | 0 | 0 | DEER:HVAC_Chillers | Annual | 2020
NE-HVAC-Chlr-WtrCldScrewChlr-75to149tons-0.675kwpton-0.441IPLV-VarSpd | DEER2020 | D20 v0 | 43474.3732 | SCE | ESe | Rec | CZ09 | Any | Cap-Tons | 418 | 0 | None | 28.6 | 0.0239 | 0 | 28.6 | 0.0239 | 0 | 0 | 0 | 0 | 0 | 0 | 0 | DEER:HVAC_Chillers | Annual | 2020
NE-HVAC-Chlr-WtrCldScrewChlr-75to149tons-0.675kwpton-0.441IPLV-VarSpd | DEER2020 | D20 v0 | 43474.3732 | SCE | EUn | Rec | CZ09 | Any | Cap-Tons | 2610 | 0 | None | 35.6 | 0.0386 | 0 | 35.6 | 0.0386 | 0 | 0 | 0 | 0 | 0 | 0 | 0 | DEER:HVAC_Chillers | Annual | 2020
NE-HVAC-Chlr-WtrCldScrewChlr-75to149tons-0.675kwpton-0.441IPLV-VarSpd | DEER2020 | D20 v0 | 43474.3732 | SCE | Hsp | Rec | CZ09 | Any | Cap-Tons | 1100 | 0 | None | 22.3 | 0.0152 | 0 | 22.3 | 0.0152 | 0 | 0 | 0 | 0 | 0 | 0 | 0 | DEER:HVAC_Chillers | Annual | 2020
NE-HVAC-Chlr-WtrCldScrewChlr-75to149tons-0.675kwpton-0.441IPLV-VarSpd | DEER2020 | D20 v0 | 43474.3732 | SCE | Htl | Rec | CZ09 | Any | Cap-Tons | 216 | 0 | None | 54.8 | 0.0312 | 0 | 54.8 | 0.0312 | 0 | 0 | 0 | 0 | 0 | 0 | 0 | DEER:HVAC_Chillers | Annual | 2020
NE-HVAC-Chlr-WtrCldScrewChlr-75to149tons-0.675kwpton-0.441IPLV-VarSpd | DEER2020 | D20 v0 | 43474.3732 | SCE | MBT | Rec | CZ09 | Any | Cap-Tons | 386 | 0 | None | 44.3 | 0.0238 | 0 | 44.3 | 0.0238 | 0 | 0 | 0 | 0 | 0 | 0 | 0 | DEER:HVAC_Chillers | Annual | 2020
NE-HVAC-Chlr-WtrCldScrewChlr-75to149tons-0.675kwpton-0.441IPLV-VarSpd | DEER2020 | D20 v0 | 43474.3732 | SCE | Nrs | Rec | CZ09 | Any | Cap-Tons | 127 | 0 | None | 47.6 | 0.0312 | 0 | 47.6 | 0.0312 | 0 | 0 | 0 | 0 | 0 | 0 | 0 | DEER:HVAC_Chillers | Annual | 2020
NE-HVAC-Chlr-WtrCldScrewChlr-75to149tons-0.675kwpton-0.441IPLV-VarSpd | DEER2020 | D20 v0 | 43474.3732 | SCE | OfL | Rec | CZ09 | Any | Cap-Tons | 483 | 0 | None | 39.1 | 0.0143 | 0 | 39.1 | 0.0143 | 0 | 0 | 0 | 0 | 0 | 0 | 0 | DEER:HVAC_Chillers | Annual | 2020
NE-HVAC-Chlr-WtrCldScrewChlr-75to149tons-0.675kwpton-0.441IPLV-VarSpd | DEER2020 | D20 v0 | 43474.3732 | SCE | OfS | Rec | CZ09 | Any | Cap-Tons | 27.5 | 0 | None | 45.5 | 0.0161 | 0 | 45.5 | 0.0161 | 0 | 0 | 0 | 0 | 0 | 0 | 0 | DEER:HVAC_Chillers | Annual | 2020
NE-HVAC-Chlr-WtrCldScrewChlr-75to149tons-0.675kwpton-0.441IPLV-VarSpd | DEER2020 | D20 v0 | 43474.3732 | SCE | Rt3 | Rec | CZ09 | Any | Cap-Tons | 328 | 0 | None | 48.6 | 0.0357 | 0 | 48.6 | 0.0357 | 0 | 0 | 0 | 0 | 0 | 0 | 0 | DEER:HVAC_Chillers | Annual | 2020
NE-HVAC-Chlr-WtrCldScrewChlr-75to149tons-0.675kwpton-0.441IPLV-VarSpd | DEER2020 | D20 v0 | 43474.3732 | SCE | ECC | Rec | CZ10 | Any | Cap-Tons | 709 | 0 | None | 49.7 | 0.0437 | 0 | 49.7 | 0.0437 | 0 | 0 | 0 | 0 | 0 | 0 | 0 | DEER:HVAC_Chillers | Annual | 2020
NE-HVAC-Chlr-WtrCldScrewChlr-75to149tons-0.675kwpton-0.441IPLV-VarSpd | DEER2020 | D20 v0 | 43474.3732 | SCE | ESe | Rec | CZ10 | Any | Cap-Tons | 370 | 0 | None | 33.8 | 0.0227 | 0 | 33.8 | 0.0227 | 0 | 0 | 0 | 0 | 0 | 0 | 0 | DEER:HVAC_Chillers | Annual | 2020
NE-HVAC-Chlr-WtrCldScrewChlr-75to149tons-0.675kwpton-0.441IPLV-VarSpd | DEER2020 | D20 v0 | 43474.3732 | SCE | EUn | Rec | CZ10 | Any | Cap-Tons | 2390 | 0 | None | 42.3 | 0.0382 | 0 | 42.3 | 0.0382 | 0 | 0 | 0 | 0 | 0 | 0 | 0 | DEER:HVAC_Chillers | Annual | 2020
NE-HVAC-Chlr-WtrCldScrewChlr-75to149tons-0.675kwpton-0.441IPLV-VarSpd | DEER2020 | D20 v0 | 43474.3732 | SCE | Hsp | Rec | CZ10 | Any | Cap-Tons | 977 | 0 | None | 26.2 | 0.0156 | 0 | 26.2 | 0.0156 | 0 | 0 | 0 | 0 | 0 | 0 | 0 | DEER:HVAC_Chillers | Annual | 2020
NE-HVAC-Chlr-WtrCldScrewChlr-75to149tons-0.675kwpton-0.441IPLV-VarSpd | DEER2020 | D20 v0 | 43474.3732 | SCE | Htl | Rec | CZ10 | Any | Cap-Tons | 195 | 0 | None | 62.4 | 0.0323 | 0 | 62.4 | 0.0323 | 0 | 0 | 0 | 0 | 0 | 0 | 0 | DEER:HVAC_Chillers | Annual | 2020
NE-HVAC-Chlr-WtrCldScrewChlr-75to149tons-0.675kwpton-0.441IPLV-VarSpd | DEER2020 | D20 v0 | 43474.3732 | SCE | MBT | Rec | CZ10 | Any | Cap-Tons | 346 | 0 | None | 50.3 | 0.0229 | 0 | 50.3 | 0.0229 | 0 | 0 | 0 | 0 | 0 | 0 | 0 | DEER:HVAC_Chillers | Annual | 2020
NE-HVAC-Chlr-WtrCldScrewChlr-75to149tons-0.675kwpton-0.441IPLV-VarSpd | DEER2020 | D20 v0 | 43474.3732 | SCE | Nrs | Rec | CZ10 | Any | Cap-Tons | 115 | 0 | None | 56.1 | 0.0353 | 0 | 56.1 | 0.0353 | 0 | 0 | 0 | 0 | 0 | 0 | 0 | DEER:HVAC_Chillers | Annual | 2020
NE-HVAC-Chlr-WtrCldScrewChlr-75to149tons-0.675kwpton-0.441IPLV-VarSpd | DEER2020 | D20 v0 | 43474.3732 | SCE | OfL | Rec | CZ10 | Any | Cap-Tons | 431 | 0 | None | 44.7 | 0.0144 | 0 | 44.7 | 0.0144 | 0 | 0 | 0 | 0 | 0 | 0 | 0 | DEER:HVAC_Chillers | Annual | 2020
NE-HVAC-Chlr-WtrCldScrewChlr-75to149tons-0.675kwpton-0.441IPLV-VarSpd | DEER2020 | D20 v0 | 43474.3732 | SCE | OfS | Rec | CZ10 | Any | Cap-Tons | 25 | 0 | None | 51.7 | 0.0179 | 0 | 51.7 | 0.0179 | 0 | 0 | 0 | 0 | 0 | 0 | 0 | DEER:HVAC_Chillers | Annual | 2020
NE-HVAC-Chlr-WtrCldScrewChlr-75to149tons-0.675kwpton-0.441IPLV-VarSpd | DEER2020 | D20 v0 | 43474.3732 | SCE | Rt3 | Rec | CZ10 | Any | Cap-Tons | 287 | 0 | None | 57 | 0.0367 | 0 | 57 | 0.0367 | 0 | 0 | 0 | 0 | 0 | 0 | 0 | DEER:HVAC_Chillers | Annual | 2020
NE-HVAC-Chlr-WtrCldScrewChlr-75to149tons-0.675kwpton-0.441IPLV-VarSpd | DEER2020 | D20 v0 | 43474.3732 | SCE | ECC | Rec | CZ13 | Any | Cap-Tons | 701 | 0 | None | 50.8 | 0.0232 | 0 | 50.8 | 0.0232 | 0 | 0 | 0 | 0 | 0 | 0 | 0 | DEER:HVAC_Chillers | Annual | 2020
NE-HVAC-Chlr-WtrCldScrewChlr-75to149tons-0.675kwpton-0.441IPLV-VarSpd | DEER2020 | D20 v0 | 43474.3732 | SCE | ESe | Rec | CZ13 | Any | Cap-Tons | 372 | 0 | None | 33.3 | 0.0083 | 0 | 33.3 | 0.0083 | 0 | 0 | 0 | 0 | 0 | 0 | 0 | DEER:HVAC_Chillers | Annual | 2020
NE-HVAC-Chlr-WtrCldScrewChlr-75to149tons-0.675kwpton-0.441IPLV-VarSpd | DEER2020 | D20 v0 | 43474.3732 | SCE | EUn | Rec | CZ13 | Any | Cap-Tons | 2320 | 0 | None | 46.4 | 0.0299 | 0 | 46.4 | 0.0299 | 0 | 0 | 0 | 0 | 0 | 0 | 0 | DEER:HVAC_Chillers | Annual | 2020
NE-HVAC-Chlr-WtrCldScrewChlr-75to149tons-0.675kwpton-0.441IPLV-VarSpd | DEER2020 | D20 v0 | 43474.3732 | SCE | Hsp | Rec | CZ13 | Any | Cap-Tons | 962 | 0 | None | 29.3 | 0.016 | 0 | 29.3 | 0.016 | 0 | 0 | 0 | 0 | 0 | 0 | 0 | DEER:HVAC_Chillers | Annual | 2020
NE-HVAC-Chlr-WtrCldScrewChlr-75to149tons-0.675kwpton-0.441IPLV-VarSpd | DEER2020 | D20 v0 | 43474.3732 | SCE | Htl | Rec | CZ13 | Any | Cap-Tons | 203 | 0 | None | 66.1 | 0.0329 | 0 | 66.1 | 0.0329 | 0 | 0 | 0 | 0 | 0 | 0 | 0 | DEER:HVAC_Chillers | Annual | 2020
NE-HVAC-Chlr-WtrCldScrewChlr-75to149tons-0.675kwpton-0.441IPLV-VarSpd | DEER2020 | D20 v0 | 43474.3732 | SCE | MBT | Rec | CZ13 | Any | Cap-Tons | 361 | 0 | None | 44.6 | 0.0232 | 0 | 44.6 | 0.0232 | 0 | 0 | 0 | 0 | 0 | 0 | 0 | DEER:HVAC_Chillers | Annual | 2020
NE-HVAC-Chlr-WtrCldScrewChlr-75to149tons-0.675kwpton-0.441IPLV-VarSpd | DEER2020 | D20 v0 | 43474.3732 | SCE | Nrs | Rec | CZ13 | Any | Cap-Tons | 119 | 0 | None | 63.8 | 0.0366 | 0 | 63.8 | 0.0366 | 0 | 0 | 0 | 0 | 0 | 0 | 0 | DEER:HVAC_Chillers | Annual | 2020
NE-HVAC-Chlr-WtrCldScrewChlr-75to149tons-0.675kwpton-0.441IPLV-VarSpd | DEER2020 | D20 v0 | 43474.3732 | SCE | OfL | Rec | CZ13 | Any | Cap-Tons | 423 | 0 | None | 43.7 | 0.0164 | 0 | 43.7 | 0.0164 | 0 | 0 | 0 | 0 | 0 | 0 | 0 | DEER:HVAC_Chillers | Annual | 2020
NE-HVAC-Chlr-WtrCldScrewChlr-75to149tons-0.675kwpton-0.441IPLV-VarSpd | DEER2020 | D20 v0 | 43474.3732 | SCE | OfS | Rec | CZ13 | Any | Cap-Tons | 25.7 | 0 | None | 46.2 | 0.0177 | 0 | 46.2 | 0.0177 | 0 | 0 | 0 | 0 | 0 | 0 | 0 | DEER:HVAC_Chillers | Annual | 2020
NE-HVAC-Chlr-WtrCldScrewChlr-75to149tons-0.675kwpton-0.441IPLV-VarSpd | DEER2020 | D20 v0 | 43474.3732 | SCE | Rt3 | Rec | CZ13 | Any | Cap-Tons | 293 | 0 | None | 53.1 | 0.0307 | 0 | 53.1 | 0.0307 | 0 | 0 | 0 | 0 | 0 | 0 | 0 | DEER:HVAC_Chillers | Annual | 2020
NE-HVAC-Chlr-WtrCldScrewChlr-75to149tons-0.675kwpton-0.441IPLV-VarSpd | DEER2020 | D20 v0 | 43474.3732 | SCE | ECC | Rec | CZ14 | Any | Cap-Tons | 755 | 0 | None | 42.9 | 0.0327 | 0 | 42.9 | 0.0327 | 0 | 0 | 0 | 0 | 0 | 0 | 0 | DEER:HVAC_Chillers | Annual | 2020
NE-HVAC-Chlr-WtrCldScrewChlr-75to149tons-0.675kwpton-0.441IPLV-VarSpd | DEER2020 | D20 v0 | 43474.3732 | SCE | ESe | Rec | CZ14 | Any | Cap-Tons | 406 | 0 | None | 27.5 | 0.0172 | 0 | 27.5 | 0.0172 | 0 | 0 | 0 | 0 | 0 | 0 | 0 | DEER:HVAC_Chillers | Annual | 2020
NE-HVAC-Chlr-WtrCldScrewChlr-75to149tons-0.675kwpton-0.441IPLV-VarSpd | DEER2020 | D20 v0 | 43474.3732 | SCE | EUn | Rec | CZ14 | Any | Cap-Tons | 2470 | 0 | None | 39.7 | 0.0319 | 0 | 39.7 | 0.0319 | 0 | 0 | 0 | 0 | 0 | 0 | 0 | DEER:HVAC_Chillers | Annual | 2020
NE-HVAC-Chlr-WtrCldScrewChlr-75to149tons-0.675kwpton-0.441IPLV-VarSpd | DEER2020 | D20 v0 | 43474.3732 | SCE | Hsp | Rec | CZ14 | Any | Cap-Tons | 1020 | 0 | None | 22.5 | 0.0133 | 0 | 22.5 | 0.0133 | 0 | 0 | 0 | 0 | 0 | 0 | 0 | DEER:HVAC_Chillers | Annual | 2020
NE-HVAC-Chlr-WtrCldScrewChlr-75to149tons-0.675kwpton-0.441IPLV-VarSpd | DEER2020 | D20 v0 | 43474.3732 | SCE | Htl | Rec | CZ14 | Any | Cap-Tons | 208 | 0 | None | 59.2 | 0.0287 | 0 | 59.2 | 0.0287 | 0 | 0 | 0 | 0 | 0 | 0 | 0 | DEER:HVAC_Chillers | Annual | 2020
NE-HVAC-Chlr-WtrCldScrewChlr-75to149tons-0.675kwpton-0.441IPLV-VarSpd | DEER2020 | D20 v0 | 43474.3732 | SCE | MBT | Rec | CZ14 | Any | Cap-Tons | 373 | 0 | None | 42 | 0.021 | 0 | 42 | 0.021 | 0 | 0 | 0 | 0 | 0 | 0 | 0 | DEER:HVAC_Chillers | Annual | 2020
NE-HVAC-Chlr-WtrCldScrewChlr-75to149tons-0.675kwpton-0.441IPLV-VarSpd | DEER2020 | D20 v0 | 43474.3732 | SCE | Nrs | Rec | CZ14 | Any | Cap-Tons | 122 | 0 | None | 58.2 | 0.0327 | 0 | 58.2 | 0.0327 | 0 | 0 | 0 | 0 | 0 | 0 | 0 | DEER:HVAC_Chillers | Annual | 2020
NE-HVAC-Chlr-WtrCldScrewChlr-75to149tons-0.675kwpton-0.441IPLV-VarSpd | DEER2020 | D20 v0 | 43474.3732 | SCE | OfL | Rec | CZ14 | Any | Cap-Tons | 444 | 0 | None | 41 | 0.0151 | 0 | 41 | 0.0151 | 0 | 0 | 0 | 0 | 0 | 0 | 0 | DEER:HVAC_Chillers | Annual | 2020
NE-HVAC-Chlr-WtrCldScrewChlr-75to149tons-0.675kwpton-0.441IPLV-VarSpd | DEER2020 | D20 v0 | 43474.3732 | SCE | OfS | Rec | CZ14 | Any | Cap-Tons | 27.1 | 0 | None | 45.3 | 0.0157 | 0 | 45.3 | 0.0157 | 0 | 0 | 0 | 0 | 0 | 0 | 0 | DEER:HVAC_Chillers | Annual | 2020
NE-HVAC-Chlr-WtrCldScrewChlr-75to149tons-0.675kwpton-0.441IPLV-VarSpd | DEER2020 | D20 v0 | 43474.3732 | SCE | Rt3 | Rec | CZ14 | Any | Cap-Tons | 297 | 0 | None | 50.4 | 0.0279 | 0 | 50.4 | 0.0279 | 0 | 0 | 0 | 0 | 0 | 0 | 0 | DEER:HVAC_Chillers | Annual | 2020
NE-HVAC-Chlr-WtrCldScrewChlr-75to149tons-0.675kwpton-0.441IPLV-VarSpd | DEER2020 | D20 v0 | 43474.3732 | SCE | ECC | Rec | CZ15 | Any | Cap-Tons | 981 | 0 | None | 62.9 | 0.029 | 0 | 62.9 | 0.029 | 0 | 0 | 0 | 0 | 0 | 0 | 0 | DEER:HVAC_Chillers | Annual | 2020
NE-HVAC-Chlr-WtrCldScrewChlr-75to149tons-0.675kwpton-0.441IPLV-VarSpd | DEER2020 | D20 v0 | 43474.3732 | SCE | ESe | Rec | CZ15 | Any | Cap-Tons | 523 | 0 | None | 44.4 | 0.0176 | 0 | 44.4 | 0.0176 | 0 | 0 | 0 | 0 | 0 | 0 | 0 | DEER:HVAC_Chillers | Annual | 2020
NE-HVAC-Chlr-WtrCldScrewChlr-75to149tons-0.675kwpton-0.441IPLV-VarSpd | DEER2020 | D20 v0 | 43474.3732 | SCE | EUn | Rec | CZ15 | Any | Cap-Tons | 3150 | 0 | None | 58 | 0.0306 | 0 | 58 | 0.0306 | 0 | 0 | 0 | 0 | 0 | 0 | 0 | DEER:HVAC_Chillers | Annual | 2020
NE-HVAC-Chlr-WtrCldScrewChlr-75to149tons-0.675kwpton-0.441IPLV-VarSpd | DEER2020 | D20 v0 | 43474.3732 | SCE | Hsp | Rec | CZ15 | Any | Cap-Tons | 1250 | 0 | None | 37.6 | 0.0135 | 0 | 37.6 | 0.0135 | 0 | 0 | 0 | 0 | 0 | 0 | 0 | DEER:HVAC_Chillers | Annual | 2020
NE-HVAC-Chlr-WtrCldScrewChlr-75to149tons-0.675kwpton-0.441IPLV-VarSpd | DEER2020 | D20 v0 | 43474.3732 | SCE | Htl | Rec | CZ15 | Any | Cap-Tons | 271 | 0 | None | 83.3 | 0.0274 | 0 | 83.3 | 0.0274 | 0 | 0 | 0 | 0 | 0 | 0 | 0 | DEER:HVAC_Chillers | Annual | 2020
NE-HVAC-Chlr-WtrCldScrewChlr-75to149tons-0.675kwpton-0.441IPLV-VarSpd | DEER2020 | D20 v0 | 43474.3732 | SCE | MBT | Rec | CZ15 | Any | Cap-Tons | 461 | 0 | None | 61.3 | 0.0204 | 0 | 61.3 | 0.0204 | 0 | 0 | 0 | 0 | 0 | 0 | 0 | DEER:HVAC_Chillers | Annual | 2020
NE-HVAC-Chlr-WtrCldScrewChlr-75to149tons-0.675kwpton-0.441IPLV-VarSpd | DEER2020 | D20 v0 | 43474.3732 | SCE | Nrs | Rec | CZ15 | Any | Cap-Tons | 157 | 0 | None | 89 | 0.0308 | 0 | 89 | 0.0308 | 0 | 0 | 0 | 0 | 0 | 0 | 0 | DEER:HVAC_Chillers | Annual | 2020
NE-HVAC-Chlr-WtrCldScrewChlr-75to149tons-0.675kwpton-0.441IPLV-VarSpd | DEER2020 | D20 v0 | 43474.3732 | SCE | OfL | Rec | CZ15 | Any | Cap-Tons | 545 | 0 | None | 58 | 0.0138 | 0 | 58 | 0.0138 | 0 | 0 | 0 | 0 | 0 | 0 | 0 | DEER:HVAC_Chillers | Annual | 2020
NE-HVAC-Chlr-WtrCldScrewChlr-75to149tons-0.675kwpton-0.441IPLV-VarSpd | DEER2020 | D20 v0 | 43474.3732 | SCE | OfS | Rec | CZ15 | Any | Cap-Tons | 32.3 | 0 | None | 70.2 | 0.0168 | 0 | 70.2 | 0.0168 | 0 | 0 | 0 | 0 | 0 | 0 | 0 | DEER:HVAC_Chillers | Annual | 2020
NE-HVAC-Chlr-WtrCldScrewChlr-75to149tons-0.675kwpton-0.441IPLV-VarSpd | DEER2020 | D20 v0 | 43474.3732 | SCE | Rt3 | Rec | CZ15 | Any | Cap-Tons | 371 | 0 | None | 71.8 | 0.0277 | 0 | 71.8 | 0.0277 | 0 | 0 | 0 | 0 | 0 | 0 | 0 | DEER:HVAC_Chillers | Annual | 2020
NE-HVAC-Chlr-WtrCldScrewChlr-75to149tons-0.675kwpton-0.441IPLV-VarSpd | DEER2020 | D20 v0 | 43474.3732 | SCE | ECC | Rec | CZ16 | Any | Cap-Tons | 394 | 0 | None | 34.5 | 0.0271 | 0 | 34.5 | 0.0271 | 0 | 0 | 0 | 0 | 0 | 0 | 0 | DEER:HVAC_Chillers | Annual | 2020
NE-HVAC-Chlr-WtrCldScrewChlr-75to149tons-0.675kwpton-0.441IPLV-VarSpd | DEER2020 | D20 v0 | 43474.3732 | SCE | ESe | Rec | CZ16 | Any | Cap-Tons | 209 | 0 | None | 20.9 | 0.0116 | 0 | 20.9 | 0.0116 | 0 | 0 | 0 | 0 | 0 | 0 | 0 | DEER:HVAC_Chillers | Annual | 2020
NE-HVAC-Chlr-WtrCldScrewChlr-75to149tons-0.675kwpton-0.441IPLV-VarSpd | DEER2020 | D20 v0 | 43474.3732 | SCE | EUn | Rec | CZ16 | Any | Cap-Tons | 1380 | 0 | None | 31.4 | 0.0337 | 0 | 31.4 | 0.0337 | 0 | 0 | 0 | 0 | 0 | 0 | 0 | DEER:HVAC_Chillers | Annual | 2020
NE-HVAC-Chlr-WtrCldScrewChlr-75to149tons-0.675kwpton-0.441IPLV-VarSpd | DEER2020 | D20 v0 | 43474.3732 | SCE | Hsp | Rec | CZ16 | Any | Cap-Tons | 651 | 0 | None | 16.4 | 0.015 | 0 | 16.4 | 0.015 | 0 | 0 | 0 | 0 | 0 | 0 | 0 | DEER:HVAC_Chillers | Annual | 2020
NE-HVAC-Chlr-WtrCldScrewChlr-75to149tons-0.675kwpton-0.441IPLV-VarSpd | DEER2020 | D20 v0 | 43474.3732 | SCE | Htl | Rec | CZ16 | Any | Cap-Tons | 116 | 0 | None | 53.8 | 0.0388 | 0 | 53.8 | 0.0388 | 0 | 0 | 0 | 0 | 0 | 0 | 0 | DEER:HVAC_Chillers | Annual | 2020
NE-HVAC-Chlr-WtrCldScrewChlr-75to149tons-0.675kwpton-0.441IPLV-VarSpd | DEER2020 | D20 v0 | 43474.3732 | SCE | MBT | Rec | CZ16 | Any | Cap-Tons | 231 | 0 | None | 30.9 | 0.0226 | 0 | 30.9 | 0.0226 | 0 | 0 | 0 | 0 | 0 | 0 | 0 | DEER:HVAC_Chillers | Annual | 2020
NE-HVAC-Chlr-WtrCldScrewChlr-75to149tons-0.675kwpton-0.441IPLV-VarSpd | DEER2020 | D20 v0 | 43474.3732 | SCE | Nrs | Rec | CZ16 | Any | Cap-Tons | 78.5 | 0 | None | 33.8 | 0.0337 | 0 | 33.8 | 0.0337 | 0 | 0 | 0 | 0 | 0 | 0 | 0 | DEER:HVAC_Chillers | Annual | 2020
NE-HVAC-Chlr-WtrCldScrewChlr-75to149tons-0.675kwpton-0.441IPLV-VarSpd | DEER2020 | D20 v0 | 43474.3732 | SCE | OfL | Rec | CZ16 | Any | Cap-Tons | 302 | 0 | None | 29 | 0.0192 | 0 | 29 | 0.0192 | 0 | 0 | 0 | 0 | 0 | 0 | 0 | DEER:HVAC_Chillers | Annual | 2020
NE-HVAC-Chlr-WtrCldScrewChlr-75to149tons-0.675kwpton-0.441IPLV-VarSpd | DEER2020 | D20 v0 | 43474.3732 | SCE | OfS | Rec | CZ16 | Any | Cap-Tons | 17.1 | 0 | None | 33.4 | 0.0225 | 0 | 33.4 | 0.0225 | 0 | 0 | 0 | 0 | 0 | 0 | 0 | DEER:HVAC_Chillers | Annual | 2020
NE-HVAC-Chlr-WtrCldScrewChlr-75to149tons-0.675kwpton-0.441IPLV-VarSpd | DEER2020 | D20 v0 | 43474.3732 | SCE | Rt3 | Rec | CZ16 | Any | Cap-Tons | 186 | 0 | None | 34.9 | 0.0294 | 0 | 34.9 | 0.0294 | 0 | 0 | 0 | 0 | 0 | 0 | 0 | DEER:HVAC_Chillers | Annual | 2020
NE-HVAC-Chlr-WtrCldScrewChlr-gte600tons-0.497kwpton-0.323IPLV-VarSpd | DEER2020 | D20 v0 | 43474.3732 | SCE | ECC | Rec | CZ05 | Any | Cap-Tons | 374 | 0 | None | 37.2 | 0.0345 | 0 | 37.2 | 0.0345 | 0 | 0 | 0 | 0 | 0 | 0 | 0 | DEER:HVAC_Chillers | Annual | 2020
NE-HVAC-Chlr-WtrCldScrewChlr-gte600tons-0.497kwpton-0.323IPLV-VarSpd | DEER2020 | D20 v0 | 43474.3732 | SCE | ESe | Rec | CZ05 | Any | Cap-Tons | 188 | 0 | None | 26.6 | 0.0181 | 0 | 26.6 | 0.0181 | 0 | 0 | 0 | 0 | 0 | 0 | 0 | DEER:HVAC_Chillers | Annual | 2020
NE-HVAC-Chlr-WtrCldScrewChlr-gte600tons-0.497kwpton-0.323IPLV-VarSpd | DEER2020 | D20 v0 | 43474.3732 | SCE | EUn | Rec | CZ05 | Any | Cap-Tons | 1340 | 0 | None | 29.2 | 0.029 | 0 | 29.2 | 0.029 | 0 | 0 | 0 | 0 | 0 | 0 | 0 | DEER:HVAC_Chillers | Annual | 2020
NE-HVAC-Chlr-WtrCldScrewChlr-gte600tons-0.497kwpton-0.323IPLV-VarSpd | DEER2020 | D20 v0 | 43474.3732 | SCE | Hsp | Rec | CZ05 | Any | Cap-Tons | 672 | 0 | None | 11.3 | 0.0096 | 0 | 11.3 | 0.0096 | 0 | 0 | 0 | 0 | 0 | 0 | 0 | DEER:HVAC_Chillers | Annual | 2020
NE-HVAC-Chlr-WtrCldScrewChlr-gte600tons-0.497kwpton-0.323IPLV-VarSpd | DEER2020 | D20 v0 | 43474.3732 | SCE | Htl | Rec | CZ05 | Any | Cap-Tons | 102 | 0 | None | 51.9 | 0.0253 | 0 | 51.9 | 0.0253 | 0 | 0 | 0 | 0 | 0 | 0 | 0 | DEER:HVAC_Chillers | Annual | 2020
NE-HVAC-Chlr-WtrCldScrewChlr-gte600tons-0.497kwpton-0.323IPLV-VarSpd | DEER2020 | D20 v0 | 43474.3732 | SCE | MBT | Rec | CZ05 | Any | Cap-Tons | 222 | 0 | None | 39.4 | 0.0182 | 0 | 39.4 | 0.0182 | 0 | 0 | 0 | 0 | 0 | 0 | 0 | DEER:HVAC_Chillers | Annual | 2020
NE-HVAC-Chlr-WtrCldScrewChlr-gte600tons-0.497kwpton-0.323IPLV-VarSpd | DEER2020 | D20 v0 | 43474.3732 | SCE | Nrs | Rec | CZ05 | Any | Cap-Tons | 77.3 | 0 | None | 21.3 | 0.019 | 0 | 21.3 | 0.019 | 0 | 0 | 0 | 0 | 0 | 0 | 0 | DEER:HVAC_Chillers | Annual | 2020
NE-HVAC-Chlr-WtrCldScrewChlr-gte600tons-0.497kwpton-0.323IPLV-VarSpd | DEER2020 | D20 v0 | 43474.3732 | SCE | OfL | Rec | CZ05 | Any | Cap-Tons | 298 | 0 | None | 33.2 | 0.013 | 0 | 33.2 | 0.013 | 0 | 0 | 0 | 0 | 0 | 0 | 0 | DEER:HVAC_Chillers | Annual | 2020
NE-HVAC-Chlr-WtrCldScrewChlr-gte600tons-0.497kwpton-0.323IPLV-VarSpd | DEER2020 | D20 v0 | 43474.3732 | SCE | OfS | Rec | CZ05 | Any | Cap-Tons | 15.7 | 0 | None | 39.4 | 0.0148 | 0 | 39.4 | 0.0148 | 0 | 0 | 0 | 0 | 0 | 0 | 0 | DEER:HVAC_Chillers | Annual | 2020
NE-HVAC-Chlr-WtrCldScrewChlr-gte600tons-0.497kwpton-0.323IPLV-VarSpd | DEER2020 | D20 v0 | 43474.3732 | SCE | Rt3 | Rec | CZ05 | Any | Cap-Tons | 174 | 0 | None | 34.7 | 0.0233 | 0 | 34.7 | 0.0233 | 0 | 0 | 0 | 0 | 0 | 0 | 0 | DEER:HVAC_Chillers | Annual | 2020
NE-HVAC-Chlr-WtrCldScrewChlr-gte600tons-0.497kwpton-0.323IPLV-VarSpd | DEER2020 | D20 v0 | 43474.3732 | SCE | ECC | Rec | CZ06 | Any | Cap-Tons | 608 | 0 | None | 55.2 | 0.0431 | 0 | 55.2 | 0.0431 | 0 | 0 | 0 | 0 | 0 | 0 | 0 | DEER:HVAC_Chillers | Annual | 2020
NE-HVAC-Chlr-WtrCldScrewChlr-gte600tons-0.497kwpton-0.323IPLV-VarSpd | DEER2020 | D20 v0 | 43474.3732 | SCE | ESe | Rec | CZ06 | Any | Cap-Tons | 329 | 0 | None | 33.6 | 0.02 | 0 | 33.6 | 0.02 | 0 | 0 | 0 | 0 | 0 | 0 | 0 | DEER:HVAC_Chillers | Annual | 2020
NE-HVAC-Chlr-WtrCldScrewChlr-gte600tons-0.497kwpton-0.323IPLV-VarSpd | DEER2020 | D20 v0 | 43474.3732 | SCE | EUn | Rec | CZ06 | Any | Cap-Tons | 2020 | 0 | None | 45.3 | 0.0425 | 0 | 45.3 | 0.0425 | 0 | 0 | 0 | 0 | 0 | 0 | 0 | DEER:HVAC_Chillers | Annual | 2020
NE-HVAC-Chlr-WtrCldScrewChlr-gte600tons-0.497kwpton-0.323IPLV-VarSpd | DEER2020 | D20 v0 | 43474.3732 | SCE | Hsp | Rec | CZ06 | Any | Cap-Tons | 868 | 0 | None | 26.6 | 0.0162 | 0 | 26.6 | 0.0162 | 0 | 0 | 0 | 0 | 0 | 0 | 0 | DEER:HVAC_Chillers | Annual | 2020
NE-HVAC-Chlr-WtrCldScrewChlr-gte600tons-0.497kwpton-0.323IPLV-VarSpd | DEER2020 | D20 v0 | 43474.3732 | SCE | Htl | Rec | CZ06 | Any | Cap-Tons | 155 | 0 | None | 71.8 | 0.0343 | 0 | 71.8 | 0.0343 | 0 | 0 | 0 | 0 | 0 | 0 | 0 | DEER:HVAC_Chillers | Annual | 2020
NE-HVAC-Chlr-WtrCldScrewChlr-gte600tons-0.497kwpton-0.323IPLV-VarSpd | DEER2020 | D20 v0 | 43474.3732 | SCE | MBT | Rec | CZ06 | Any | Cap-Tons | 308 | 0 | None | 58.7 | 0.024 | 0 | 58.7 | 0.024 | 0 | 0 | 0 | 0 | 0 | 0 | 0 | DEER:HVAC_Chillers | Annual | 2020
NE-HVAC-Chlr-WtrCldScrewChlr-gte600tons-0.497kwpton-0.323IPLV-VarSpd | DEER2020 | D20 v0 | 43474.3732 | SCE | Nrs | Rec | CZ06 | Any | Cap-Tons | 101 | 0 | None | 50.3 | 0.0327 | 0 | 50.3 | 0.0327 | 0 | 0 | 0 | 0 | 0 | 0 | 0 | DEER:HVAC_Chillers | Annual | 2020
NE-HVAC-Chlr-WtrCldScrewChlr-gte600tons-0.497kwpton-0.323IPLV-VarSpd | DEER2020 | D20 v0 | 43474.3732 | SCE | OfL | Rec | CZ06 | Any | Cap-Tons | 376 | 0 | None | 54.3 | 0.0154 | 0 | 54.3 | 0.0154 | 0 | 0 | 0 | 0 | 0 | 0 | 0 | DEER:HVAC_Chillers | Annual | 2020
NE-HVAC-Chlr-WtrCldScrewChlr-gte600tons-0.497kwpton-0.323IPLV-VarSpd | DEER2020 | D20 v0 | 43474.3732 | SCE | OfS | Rec | CZ06 | Any | Cap-Tons | 22.2 | 0 | None | 57.7 | 0.0183 | 0 | 57.7 | 0.0183 | 0 | 0 | 0 | 0 | 0 | 0 | 0 | DEER:HVAC_Chillers | Annual | 2020
NE-HVAC-Chlr-WtrCldScrewChlr-gte600tons-0.497kwpton-0.323IPLV-VarSpd | DEER2020 | D20 v0 | 43474.3732 | SCE | Rt3 | Rec | CZ06 | Any | Cap-Tons | 241 | 0 | None | 63.6 | 0.0406 | 0 | 63.6 | 0.0406 | 0 | 0 | 0 | 0 | 0 | 0 | 0 | DEER:HVAC_Chillers | Annual | 2020
NE-HVAC-Chlr-WtrCldScrewChlr-gte600tons-0.497kwpton-0.323IPLV-VarSpd | DEER2020 | D20 v0 | 43474.3732 | SCE | ECC | Rec | CZ08 | Any | Cap-Tons | 663 | 0 | None | 58.7 | 0.0385 | 0 | 58.7 | 0.0385 | 0 | 0 | 0 | 0 | 0 | 0 | 0 | DEER:HVAC_Chillers | Annual | 2020
NE-HVAC-Chlr-WtrCldScrewChlr-gte600tons-0.497kwpton-0.323IPLV-VarSpd | DEER2020 | D20 v0 | 43474.3732 | SCE | ESe | Rec | CZ08 | Any | Cap-Tons | 355 | 0 | None | 38 | 0.0183 | 0 | 38 | 0.0183 | 0 | 0 | 0 | 0 | 0 | 0 | 0 | DEER:HVAC_Chillers | Annual | 2020
NE-HVAC-Chlr-WtrCldScrewChlr-gte600tons-0.497kwpton-0.323IPLV-VarSpd | DEER2020 | D20 v0 | 43474.3732 | SCE | EUn | Rec | CZ08 | Any | Cap-Tons | 2240 | 0 | None | 47.8 | 0.036 | 0 | 47.8 | 0.036 | 0 | 0 | 0 | 0 | 0 | 0 | 0 | DEER:HVAC_Chillers | Annual | 2020
NE-HVAC-Chlr-WtrCldScrewChlr-gte600tons-0.497kwpton-0.323IPLV-VarSpd | DEER2020 | D20 v0 | 43474.3732 | SCE | Hsp | Rec | CZ08 | Any | Cap-Tons | 957 | 0 | None | 29 | 0.0136 | 0 | 29 | 0.0136 | 0 | 0 | 0 | 0 | 0 | 0 | 0 | DEER:HVAC_Chillers | Annual | 2020
NE-HVAC-Chlr-WtrCldScrewChlr-gte600tons-0.497kwpton-0.323IPLV-VarSpd | DEER2020 | D20 v0 | 43474.3732 | SCE | Htl | Rec | CZ08 | Any | Cap-Tons | 166 | 0 | None | 78.2 | 0.0316 | 0 | 78.2 | 0.0316 | 0 | 0 | 0 | 0 | 0 | 0 | 0 | DEER:HVAC_Chillers | Annual | 2020
NE-HVAC-Chlr-WtrCldScrewChlr-gte600tons-0.497kwpton-0.323IPLV-VarSpd | DEER2020 | D20 v0 | 43474.3732 | SCE | MBT | Rec | CZ08 | Any | Cap-Tons | 341 | 0 | None | 58.7 | 0.0209 | 0 | 58.7 | 0.0209 | 0 | 0 | 0 | 0 | 0 | 0 | 0 | DEER:HVAC_Chillers | Annual | 2020
NE-HVAC-Chlr-WtrCldScrewChlr-gte600tons-0.497kwpton-0.323IPLV-VarSpd | DEER2020 | D20 v0 | 43474.3732 | SCE | Nrs | Rec | CZ08 | Any | Cap-Tons | 111 | 0 | None | 59 | 0.0297 | 0 | 59 | 0.0297 | 0 | 0 | 0 | 0 | 0 | 0 | 0 | DEER:HVAC_Chillers | Annual | 2020
NE-HVAC-Chlr-WtrCldScrewChlr-gte600tons-0.497kwpton-0.323IPLV-VarSpd | DEER2020 | D20 v0 | 43474.3732 | SCE | OfL | Rec | CZ08 | Any | Cap-Tons | 415 | 0 | None | 53.4 | 0.014 | 0 | 53.4 | 0.014 | 0 | 0 | 0 | 0 | 0 | 0 | 0 | DEER:HVAC_Chillers | Annual | 2020
NE-HVAC-Chlr-WtrCldScrewChlr-gte600tons-0.497kwpton-0.323IPLV-VarSpd | DEER2020 | D20 v0 | 43474.3732 | SCE | OfS | Rec | CZ08 | Any | Cap-Tons | 23.1 | 0 | None | 62.2 | 0.016 | 0 | 62.2 | 0.016 | 0 | 0 | 0 | 0 | 0 | 0 | 0 | DEER:HVAC_Chillers | Annual | 2020
NE-HVAC-Chlr-WtrCldScrewChlr-gte600tons-0.497kwpton-0.323IPLV-VarSpd | DEER2020 | D20 v0 | 43474.3732 | SCE | Rt3 | Rec | CZ08 | Any | Cap-Tons | 272 | 0 | None | 67.3 | 0.0343 | 0 | 67.3 | 0.0343 | 0 | 0 | 0 | 0 | 0 | 0 | 0 | DEER:HVAC_Chillers | Annual | 2020
NE-HVAC-Chlr-WtrCldScrewChlr-gte600tons-0.497kwpton-0.323IPLV-VarSpd | DEER2020 | D20 v0 | 43474.3732 | SCE | ECC | Rec | CZ09 | Any | Cap-Tons | 794 | 0 | None | 50.1 | 0.0526 | 0 | 50.1 | 0.0526 | 0 | 0 | 0 | 0 | 0 | 0 | 0 | DEER:HVAC_Chillers | Annual | 2020
NE-HVAC-Chlr-WtrCldScrewChlr-gte600tons-0.497kwpton-0.323IPLV-VarSpd | DEER2020 | D20 v0 | 43474.3732 | SCE | ESe | Rec | CZ09 | Any | Cap-Tons | 418 | 0 | None | 33.4 | 0.028 | 0 | 33.4 | 0.028 | 0 | 0 | 0 | 0 | 0 | 0 | 0 | DEER:HVAC_Chillers | Annual | 2020
NE-HVAC-Chlr-WtrCldScrewChlr-gte600tons-0.497kwpton-0.323IPLV-VarSpd | DEER2020 | D20 v0 | 43474.3732 | SCE | EUn | Rec | CZ09 | Any | Cap-Tons | 2610 | 0 | None | 41.7 | 0.0451 | 0 | 41.7 | 0.0451 | 0 | 0 | 0 | 0 | 0 | 0 | 0 | DEER:HVAC_Chillers | Annual | 2020
NE-HVAC-Chlr-WtrCldScrewChlr-gte600tons-0.497kwpton-0.323IPLV-VarSpd | DEER2020 | D20 v0 | 43474.3732 | SCE | Hsp | Rec | CZ09 | Any | Cap-Tons | 1100 | 0 | None | 26.1 | 0.0178 | 0 | 26.1 | 0.0178 | 0 | 0 | 0 | 0 | 0 | 0 | 0 | DEER:HVAC_Chillers | Annual | 2020
NE-HVAC-Chlr-WtrCldScrewChlr-gte600tons-0.497kwpton-0.323IPLV-VarSpd | DEER2020 | D20 v0 | 43474.3732 | SCE | Htl | Rec | CZ09 | Any | Cap-Tons | 216 | 0 | None | 64.1 | 0.0365 | 0 | 64.1 | 0.0365 | 0 | 0 | 0 | 0 | 0 | 0 | 0 | DEER:HVAC_Chillers | Annual | 2020
NE-HVAC-Chlr-WtrCldScrewChlr-gte600tons-0.497kwpton-0.323IPLV-VarSpd | DEER2020 | D20 v0 | 43474.3732 | SCE | MBT | Rec | CZ09 | Any | Cap-Tons | 386 | 0 | None | 51.9 | 0.0278 | 0 | 51.9 | 0.0278 | 0 | 0 | 0 | 0 | 0 | 0 | 0 | DEER:HVAC_Chillers | Annual | 2020
NE-HVAC-Chlr-WtrCldScrewChlr-gte600tons-0.497kwpton-0.323IPLV-VarSpd | DEER2020 | D20 v0 | 43474.3732 | SCE | Nrs | Rec | CZ09 | Any | Cap-Tons | 127 | 0 | None | 55.7 | 0.0365 | 0 | 55.7 | 0.0365 | 0 | 0 | 0 | 0 | 0 | 0 | 0 | DEER:HVAC_Chillers | Annual | 2020
NE-HVAC-Chlr-WtrCldScrewChlr-gte600tons-0.497kwpton-0.323IPLV-VarSpd | DEER2020 | D20 v0 | 43474.3732 | SCE | OfL | Rec | CZ09 | Any | Cap-Tons | 483 | 0 | None | 45.8 | 0.0168 | 0 | 45.8 | 0.0168 | 0 | 0 | 0 | 0 | 0 | 0 | 0 | DEER:HVAC_Chillers | Annual | 2020
NE-HVAC-Chlr-WtrCldScrewChlr-gte600tons-0.497kwpton-0.323IPLV-VarSpd | DEER2020 | D20 v0 | 43474.3732 | SCE | OfS | Rec | CZ09 | Any | Cap-Tons | 27.5 | 0 | None | 53.3 | 0.0188 | 0 | 53.3 | 0.0188 | 0 | 0 | 0 | 0 | 0 | 0 | 0 | DEER:HVAC_Chillers | Annual | 2020
NE-HVAC-Chlr-WtrCldScrewChlr-gte600tons-0.497kwpton-0.323IPLV-VarSpd | DEER2020 | D20 v0 | 43474.3732 | SCE | Rt3 | Rec | CZ09 | Any | Cap-Tons | 328 | 0 | None | 56.8 | 0.0418 | 0 | 56.8 | 0.0418 | 0 | 0 | 0 | 0 | 0 | 0 | 0 | DEER:HVAC_Chillers | Annual | 2020
NE-HVAC-Chlr-WtrCldScrewChlr-gte600tons-0.497kwpton-0.323IPLV-VarSpd | DEER2020 | D20 v0 | 43474.3732 | SCE | ECC | Rec | CZ10 | Any | Cap-Tons | 709 | 0 | None | 58.1 | 0.0511 | 0 | 58.1 | 0.0511 | 0 | 0 | 0 | 0 | 0 | 0 | 0 | DEER:HVAC_Chillers | Annual | 2020
NE-HVAC-Chlr-WtrCldScrewChlr-gte600tons-0.497kwpton-0.323IPLV-VarSpd | DEER2020 | D20 v0 | 43474.3732 | SCE | ESe | Rec | CZ10 | Any | Cap-Tons | 370 | 0 | None | 39.6 | 0.0266 | 0 | 39.6 | 0.0266 | 0 | 0 | 0 | 0 | 0 | 0 | 0 | DEER:HVAC_Chillers | Annual | 2020
NE-HVAC-Chlr-WtrCldScrewChlr-gte600tons-0.497kwpton-0.323IPLV-VarSpd | DEER2020 | D20 v0 | 43474.3732 | SCE | EUn | Rec | CZ10 | Any | Cap-Tons | 2390 | 0 | None | 49.4 | 0.0447 | 0 | 49.4 | 0.0447 | 0 | 0 | 0 | 0 | 0 | 0 | 0 | DEER:HVAC_Chillers | Annual | 2020
NE-HVAC-Chlr-WtrCldScrewChlr-gte600tons-0.497kwpton-0.323IPLV-VarSpd | DEER2020 | D20 v0 | 43474.3732 | SCE | Hsp | Rec | CZ10 | Any | Cap-Tons | 977 | 0 | None | 30.7 | 0.0182 | 0 | 30.7 | 0.0182 | 0 | 0 | 0 | 0 | 0 | 0 | 0 | DEER:HVAC_Chillers | Annual | 2020
NE-HVAC-Chlr-WtrCldScrewChlr-gte600tons-0.497kwpton-0.323IPLV-VarSpd | DEER2020 | D20 v0 | 43474.3732 | SCE | Htl | Rec | CZ10 | Any | Cap-Tons | 195 | 0 | None | 73 | 0.0377 | 0 | 73 | 0.0377 | 0 | 0 | 0 | 0 | 0 | 0 | 0 | DEER:HVAC_Chillers | Annual | 2020
NE-HVAC-Chlr-WtrCldScrewChlr-gte600tons-0.497kwpton-0.323IPLV-VarSpd | DEER2020 | D20 v0 | 43474.3732 | SCE | MBT | Rec | CZ10 | Any | Cap-Tons | 346 | 0 | None | 58.9 | 0.0267 | 0 | 58.9 | 0.0267 | 0 | 0 | 0 | 0 | 0 | 0 | 0 | DEER:HVAC_Chillers | Annual | 2020
NE-HVAC-Chlr-WtrCldScrewChlr-gte600tons-0.497kwpton-0.323IPLV-VarSpd | DEER2020 | D20 v0 | 43474.3732 | SCE | Nrs | Rec | CZ10 | Any | Cap-Tons | 115 | 0 | None | 65.6 | 0.0413 | 0 | 65.6 | 0.0413 | 0 | 0 | 0 | 0 | 0 | 0 | 0 | DEER:HVAC_Chillers | Annual | 2020
NE-HVAC-Chlr-WtrCldScrewChlr-gte600tons-0.497kwpton-0.323IPLV-VarSpd | DEER2020 | D20 v0 | 43474.3732 | SCE | OfL | Rec | CZ10 | Any | Cap-Tons | 431 | 0 | None | 52.3 | 0.0169 | 0 | 52.3 | 0.0169 | 0 | 0 | 0 | 0 | 0 | 0 | 0 | DEER:HVAC_Chillers | Annual | 2020
NE-HVAC-Chlr-WtrCldScrewChlr-gte600tons-0.497kwpton-0.323IPLV-VarSpd | DEER2020 | D20 v0 | 43474.3732 | SCE | OfS | Rec | CZ10 | Any | Cap-Tons | 25 | 0 | None | 60.4 | 0.021 | 0 | 60.4 | 0.021 | 0 | 0 | 0 | 0 | 0 | 0 | 0 | DEER:HVAC_Chillers | Annual | 2020
NE-HVAC-Chlr-WtrCldScrewChlr-gte600tons-0.497kwpton-0.323IPLV-VarSpd | DEER2020 | D20 v0 | 43474.3732 | SCE | Rt3 | Rec | CZ10 | Any | Cap-Tons | 287 | 0 | None | 66.7 | 0.0429 | 0 | 66.7 | 0.0429 | 0 | 0 | 0 | 0 | 0 | 0 | 0 | DEER:HVAC_Chillers | Annual | 2020
NE-HVAC-Chlr-WtrCldScrewChlr-gte600tons-0.497kwpton-0.323IPLV-VarSpd | DEER2020 | D20 v0 | 43474.3732 | SCE | ECC | Rec | CZ13 | Any | Cap-Tons | 701 | 0 | None | 59.4 | 0.0271 | 0 | 59.4 | 0.0271 | 0 | 0 | 0 | 0 | 0 | 0 | 0 | DEER:HVAC_Chillers | Annual | 2020
NE-HVAC-Chlr-WtrCldScrewChlr-gte600tons-0.497kwpton-0.323IPLV-VarSpd | DEER2020 | D20 v0 | 43474.3732 | SCE | ESe | Rec | CZ13 | Any | Cap-Tons | 372 | 0 | None | 38.9 | 0.0097 | 0 | 38.9 | 0.0097 | 0 | 0 | 0 | 0 | 0 | 0 | 0 | DEER:HVAC_Chillers | Annual | 2020
NE-HVAC-Chlr-WtrCldScrewChlr-gte600tons-0.497kwpton-0.323IPLV-VarSpd | DEER2020 | D20 v0 | 43474.3732 | SCE | EUn | Rec | CZ13 | Any | Cap-Tons | 2320 | 0 | None | 54.3 | 0.035 | 0 | 54.3 | 0.035 | 0 | 0 | 0 | 0 | 0 | 0 | 0 | DEER:HVAC_Chillers | Annual | 2020
NE-HVAC-Chlr-WtrCldScrewChlr-gte600tons-0.497kwpton-0.323IPLV-VarSpd | DEER2020 | D20 v0 | 43474.3732 | SCE | Hsp | Rec | CZ13 | Any | Cap-Tons | 962 | 0 | None | 34.3 | 0.0187 | 0 | 34.3 | 0.0187 | 0 | 0 | 0 | 0 | 0 | 0 | 0 | DEER:HVAC_Chillers | Annual | 2020
NE-HVAC-Chlr-WtrCldScrewChlr-gte600tons-0.497kwpton-0.323IPLV-VarSpd | DEER2020 | D20 v0 | 43474.3732 | SCE | Htl | Rec | CZ13 | Any | Cap-Tons | 203 | 0 | None | 77.4 | 0.0385 | 0 | 77.4 | 0.0385 | 0 | 0 | 0 | 0 | 0 | 0 | 0 | DEER:HVAC_Chillers | Annual | 2020
NE-HVAC-Chlr-WtrCldScrewChlr-gte600tons-0.497kwpton-0.323IPLV-VarSpd | DEER2020 | D20 v0 | 43474.3732 | SCE | MBT | Rec | CZ13 | Any | Cap-Tons | 361 | 0 | None | 52.2 | 0.0271 | 0 | 52.2 | 0.0271 | 0 | 0 | 0 | 0 | 0 | 0 | 0 | DEER:HVAC_Chillers | Annual | 2020
NE-HVAC-Chlr-WtrCldScrewChlr-gte600tons-0.497kwpton-0.323IPLV-VarSpd | DEER2020 | D20 v0 | 43474.3732 | SCE | Nrs | Rec | CZ13 | Any | Cap-Tons | 119 | 0 | None | 74.6 | 0.0428 | 0 | 74.6 | 0.0428 | 0 | 0 | 0 | 0 | 0 | 0 | 0 | DEER:HVAC_Chillers | Annual | 2020
NE-HVAC-Chlr-WtrCldScrewChlr-gte600tons-0.497kwpton-0.323IPLV-VarSpd | DEER2020 | D20 v0 | 43474.3732 | SCE | OfL | Rec | CZ13 | Any | Cap-Tons | 423 | 0 | None | 51.2 | 0.0192 | 0 | 51.2 | 0.0192 | 0 | 0 | 0 | 0 | 0 | 0 | 0 | DEER:HVAC_Chillers | Annual | 2020
NE-HVAC-Chlr-WtrCldScrewChlr-gte600tons-0.497kwpton-0.323IPLV-VarSpd | DEER2020 | D20 v0 | 43474.3732 | SCE | OfS | Rec | CZ13 | Any | Cap-Tons | 25.7 | 0 | None | 54 | 0.0207 | 0 | 54 | 0.0207 | 0 | 0 | 0 | 0 | 0 | 0 | 0 | DEER:HVAC_Chillers | Annual | 2020
NE-HVAC-Chlr-WtrCldScrewChlr-gte600tons-0.497kwpton-0.323IPLV-VarSpd | DEER2020 | D20 v0 | 43474.3732 | SCE | Rt3 | Rec | CZ13 | Any | Cap-Tons | 293 | 0 | None | 62.1 | 0.0359 | 0 | 62.1 | 0.0359 | 0 | 0 | 0 | 0 | 0 | 0 | 0 | DEER:HVAC_Chillers | Annual | 2020
NE-HVAC-Chlr-WtrCldScrewChlr-gte600tons-0.497kwpton-0.323IPLV-VarSpd | DEER2020 | D20 v0 | 43474.3732 | SCE | ECC | Rec | CZ14 | Any | Cap-Tons | 755 | 0 | None | 50.1 | 0.0383 | 0 | 50.1 | 0.0383 | 0 | 0 | 0 | 0 | 0 | 0 | 0 | DEER:HVAC_Chillers | Annual | 2020
NE-HVAC-Chlr-WtrCldScrewChlr-gte600tons-0.497kwpton-0.323IPLV-VarSpd | DEER2020 | D20 v0 | 43474.3732 | SCE | ESe | Rec | CZ14 | Any | Cap-Tons | 406 | 0 | None | 32.2 | 0.0201 | 0 | 32.2 | 0.0201 | 0 | 0 | 0 | 0 | 0 | 0 | 0 | DEER:HVAC_Chillers | Annual | 2020
NE-HVAC-Chlr-WtrCldScrewChlr-gte600tons-0.497kwpton-0.323IPLV-VarSpd | DEER2020 | D20 v0 | 43474.3732 | SCE | EUn | Rec | CZ14 | Any | Cap-Tons | 2470 | 0 | None | 46.5 | 0.0373 | 0 | 46.5 | 0.0373 | 0 | 0 | 0 | 0 | 0 | 0 | 0 | DEER:HVAC_Chillers | Annual | 2020
NE-HVAC-Chlr-WtrCldScrewChlr-gte600tons-0.497kwpton-0.323IPLV-VarSpd | DEER2020 | D20 v0 | 43474.3732 | SCE | Hsp | Rec | CZ14 | Any | Cap-Tons | 1020 | 0 | None | 26.3 | 0.0156 | 0 | 26.3 | 0.0156 | 0 | 0 | 0 | 0 | 0 | 0 | 0 | DEER:HVAC_Chillers | Annual | 2020
NE-HVAC-Chlr-WtrCldScrewChlr-gte600tons-0.497kwpton-0.323IPLV-VarSpd | DEER2020 | D20 v0 | 43474.3732 | SCE | Htl | Rec | CZ14 | Any | Cap-Tons | 208 | 0 | None | 69.3 | 0.0336 | 0 | 69.3 | 0.0336 | 0 | 0 | 0 | 0 | 0 | 0 | 0 | DEER:HVAC_Chillers | Annual | 2020
NE-HVAC-Chlr-WtrCldScrewChlr-gte600tons-0.497kwpton-0.323IPLV-VarSpd | DEER2020 | D20 v0 | 43474.3732 | SCE | MBT | Rec | CZ14 | Any | Cap-Tons | 373 | 0 | None | 49.1 | 0.0246 | 0 | 49.1 | 0.0246 | 0 | 0 | 0 | 0 | 0 | 0 | 0 | DEER:HVAC_Chillers | Annual | 2020
NE-HVAC-Chlr-WtrCldScrewChlr-gte600tons-0.497kwpton-0.323IPLV-VarSpd | DEER2020 | D20 v0 | 43474.3732 | SCE | Nrs | Rec | CZ14 | Any | Cap-Tons | 122 | 0 | None | 68.1 | 0.0383 | 0 | 68.1 | 0.0383 | 0 | 0 | 0 | 0 | 0 | 0 | 0 | DEER:HVAC_Chillers | Annual | 2020
NE-HVAC-Chlr-WtrCldScrewChlr-gte600tons-0.497kwpton-0.323IPLV-VarSpd | DEER2020 | D20 v0 | 43474.3732 | SCE | OfL | Rec | CZ14 | Any | Cap-Tons | 444 | 0 | None | 48 | 0.0177 | 0 | 48 | 0.0177 | 0 | 0 | 0 | 0 | 0 | 0 | 0 | DEER:HVAC_Chillers | Annual | 2020
NE-HVAC-Chlr-WtrCldScrewChlr-gte600tons-0.497kwpton-0.323IPLV-VarSpd | DEER2020 | D20 v0 | 43474.3732 | SCE | OfS | Rec | CZ14 | Any | Cap-Tons | 27.1 | 0 | None | 53 | 0.0184 | 0 | 53 | 0.0184 | 0 | 0 | 0 | 0 | 0 | 0 | 0 | DEER:HVAC_Chillers | Annual | 2020
NE-HVAC-Chlr-WtrCldScrewChlr-gte600tons-0.497kwpton-0.323IPLV-VarSpd | DEER2020 | D20 v0 | 43474.3732 | SCE | Rt3 | Rec | CZ14 | Any | Cap-Tons | 297 | 0 | None | 59 | 0.0327 | 0 | 59 | 0.0327 | 0 | 0 | 0 | 0 | 0 | 0 | 0 | DEER:HVAC_Chillers | Annual | 2020
NE-HVAC-Chlr-WtrCldScrewChlr-gte600tons-0.497kwpton-0.323IPLV-VarSpd | DEER2020 | D20 v0 | 43474.3732 | SCE | ECC | Rec | CZ15 | Any | Cap-Tons | 981 | 0 | None | 73.6 | 0.034 | 0 | 73.6 | 0.034 | 0 | 0 | 0 | 0 | 0 | 0 | 0 | DEER:HVAC_Chillers | Annual | 2020
NE-HVAC-Chlr-WtrCldScrewChlr-gte600tons-0.497kwpton-0.323IPLV-VarSpd | DEER2020 | D20 v0 | 43474.3732 | SCE | ESe | Rec | CZ15 | Any | Cap-Tons | 523 | 0 | None | 52 | 0.0206 | 0 | 52 | 0.0206 | 0 | 0 | 0 | 0 | 0 | 0 | 0 | DEER:HVAC_Chillers | Annual | 2020
NE-HVAC-Chlr-WtrCldScrewChlr-gte600tons-0.497kwpton-0.323IPLV-VarSpd | DEER2020 | D20 v0 | 43474.3732 | SCE | EUn | Rec | CZ15 | Any | Cap-Tons | 3150 | 0 | None | 67.8 | 0.0358 | 0 | 67.8 | 0.0358 | 0 | 0 | 0 | 0 | 0 | 0 | 0 | DEER:HVAC_Chillers | Annual | 2020
NE-HVAC-Chlr-WtrCldScrewChlr-gte600tons-0.497kwpton-0.323IPLV-VarSpd | DEER2020 | D20 v0 | 43474.3732 | SCE | Hsp | Rec | CZ15 | Any | Cap-Tons | 1250 | 0 | None | 44 | 0.0158 | 0 | 44 | 0.0158 | 0 | 0 | 0 | 0 | 0 | 0 | 0 | DEER:HVAC_Chillers | Annual | 2020
NE-HVAC-Chlr-WtrCldScrewChlr-gte600tons-0.497kwpton-0.323IPLV-VarSpd | DEER2020 | D20 v0 | 43474.3732 | SCE | Htl | Rec | CZ15 | Any | Cap-Tons | 271 | 0 | None | 97.4 | 0.0321 | 0 | 97.4 | 0.0321 | 0 | 0 | 0 | 0 | 0 | 0 | 0 | DEER:HVAC_Chillers | Annual | 2020
NE-HVAC-Chlr-WtrCldScrewChlr-gte600tons-0.497kwpton-0.323IPLV-VarSpd | DEER2020 | D20 v0 | 43474.3732 | SCE | MBT | Rec | CZ15 | Any | Cap-Tons | 461 | 0 | None | 71.7 | 0.0238 | 0 | 71.7 | 0.0238 | 0 | 0 | 0 | 0 | 0 | 0 | 0 | DEER:HVAC_Chillers | Annual | 2020
NE-HVAC-Chlr-WtrCldScrewChlr-gte600tons-0.497kwpton-0.323IPLV-VarSpd | DEER2020 | D20 v0 | 43474.3732 | SCE | Nrs | Rec | CZ15 | Any | Cap-Tons | 157 | 0 | None | 104 | 0.036 | 0 | 104 | 0.036 | 0 | 0 | 0 | 0 | 0 | 0 | 0 | DEER:HVAC_Chillers | Annual | 2020
NE-HVAC-Chlr-WtrCldScrewChlr-gte600tons-0.497kwpton-0.323IPLV-VarSpd | DEER2020 | D20 v0 | 43474.3732 | SCE | OfL | Rec | CZ15 | Any | Cap-Tons | 545 | 0 | None | 67.9 | 0.0161 | 0 | 67.9 | 0.0161 | 0 | 0 | 0 | 0 | 0 | 0 | 0 | DEER:HVAC_Chillers | Annual | 2020
NE-HVAC-Chlr-WtrCldScrewChlr-gte600tons-0.497kwpton-0.323IPLV-VarSpd | DEER2020 | D20 v0 | 43474.3732 | SCE | OfS | Rec | CZ15 | Any | Cap-Tons | 32.3 | 0 | None | 82.1 | 0.0197 | 0 | 82.1 | 0.0197 | 0 | 0 | 0 | 0 | 0 | 0 | 0 | DEER:HVAC_Chillers | Annual | 2020
NE-HVAC-Chlr-WtrCldScrewChlr-gte600tons-0.497kwpton-0.323IPLV-VarSpd | DEER2020 | D20 v0 | 43474.3732 | SCE | Rt3 | Rec | CZ15 | Any | Cap-Tons | 371 | 0 | None | 84 | 0.0324 | 0 | 84 | 0.0324 | 0 | 0 | 0 | 0 | 0 | 0 | 0 | DEER:HVAC_Chillers | Annual | 2020
NE-HVAC-Chlr-WtrCldScrewChlr-gte600tons-0.497kwpton-0.323IPLV-VarSpd | DEER2020 | D20 v0 | 43474.3732 | SCE | ECC | Rec | CZ16 | Any | Cap-Tons | 394 | 0 | None | 40.3 | 0.0317 | 0 | 40.3 | 0.0317 | 0 | 0 | 0 | 0 | 0 | 0 | 0 | DEER:HVAC_Chillers | Annual | 2020
NE-HVAC-Chlr-WtrCldScrewChlr-gte600tons-0.497kwpton-0.323IPLV-VarSpd | DEER2020 | D20 v0 | 43474.3732 | SCE | ESe | Rec | CZ16 | Any | Cap-Tons | 209 | 0 | None | 24.4 | 0.0136 | 0 | 24.4 | 0.0136 | 0 | 0 | 0 | 0 | 0 | 0 | 0 | DEER:HVAC_Chillers | Annual | 2020
NE-HVAC-Chlr-WtrCldScrewChlr-gte600tons-0.497kwpton-0.323IPLV-VarSpd | DEER2020 | D20 v0 | 43474.3732 | SCE | EUn | Rec | CZ16 | Any | Cap-Tons | 1380 | 0 | None | 36.8 | 0.0394 | 0 | 36.8 | 0.0394 | 0 | 0 | 0 | 0 | 0 | 0 | 0 | DEER:HVAC_Chillers | Annual | 2020
NE-HVAC-Chlr-WtrCldScrewChlr-gte600tons-0.497kwpton-0.323IPLV-VarSpd | DEER2020 | D20 v0 | 43474.3732 | SCE | Hsp | Rec | CZ16 | Any | Cap-Tons | 651 | 0 | None | 19.2 | 0.0176 | 0 | 19.2 | 0.0176 | 0 | 0 | 0 | 0 | 0 | 0 | 0 | DEER:HVAC_Chillers | Annual | 2020
NE-HVAC-Chlr-WtrCldScrewChlr-gte600tons-0.497kwpton-0.323IPLV-VarSpd | DEER2020 | D20 v0 | 43474.3732 | SCE | Htl | Rec | CZ16 | Any | Cap-Tons | 116 | 0 | None | 63 | 0.0454 | 0 | 63 | 0.0454 | 0 | 0 | 0 | 0 | 0 | 0 | 0 | DEER:HVAC_Chillers | Annual | 2020
NE-HVAC-Chlr-WtrCldScrewChlr-gte600tons-0.497kwpton-0.323IPLV-VarSpd | DEER2020 | D20 v0 | 43474.3732 | SCE | MBT | Rec | CZ16 | Any | Cap-Tons | 231 | 0 | None | 36.2 | 0.0264 | 0 | 36.2 | 0.0264 | 0 | 0 | 0 | 0 | 0 | 0 | 0 | DEER:HVAC_Chillers | Annual | 2020
NE-HVAC-Chlr-WtrCldScrewChlr-gte600tons-0.497kwpton-0.323IPLV-VarSpd | DEER2020 | D20 v0 | 43474.3732 | SCE | Nrs | Rec | CZ16 | Any | Cap-Tons | 78.5 | 0 | None | 39.6 | 0.0394 | 0 | 39.6 | 0.0394 | 0 | 0 | 0 | 0 | 0 | 0 | 0 | DEER:HVAC_Chillers | Annual | 2020
NE-HVAC-Chlr-WtrCldScrewChlr-gte600tons-0.497kwpton-0.323IPLV-VarSpd | DEER2020 | D20 v0 | 43474.3732 | SCE | OfL | Rec | CZ16 | Any | Cap-Tons | 302 | 0 | None | 34 | 0.0224 | 0 | 34 | 0.0224 | 0 | 0 | 0 | 0 | 0 | 0 | 0 | DEER:HVAC_Chillers | Annual | 2020
NE-HVAC-Chlr-WtrCldScrewChlr-gte600tons-0.497kwpton-0.323IPLV-VarSpd | DEER2020 | D20 v0 | 43474.3732 | SCE | OfS | Rec | CZ16 | Any | Cap-Tons | 17.1 | 0 | None | 39.1 | 0.0263 | 0 | 39.1 | 0.0263 | 0 | 0 | 0 | 0 | 0 | 0 | 0 | DEER:HVAC_Chillers | Annual | 2020
NE-HVAC-Chlr-WtrCldScrewChlr-gte600tons-0.497kwpton-0.323IPLV-VarSpd | DEER2020 | D20 v0 | 43474.3732 | SCE | Rt3 | Rec | CZ16 | Any | Cap-Tons | 186 | 0 | None | 40.9 | 0.0344 | 0 | 40.9 | 0.0344 | 0 | 0 | 0 | 0 | 0 | 0 | 0 | DEER:HVAC_Chillers | Annual | 2020
NE-HVAC-Chlr-WtrCldScrewChlr-gte600tons-0.527kwpton-0.342IPLV-VarSpd | DEER2020 | D20 v0 | 43474.3732 | SCE | ECC | Rec | CZ05 | Any | Cap-Tons | 374 | 0 | None | 24.8 | 0.023 | 0 | 24.8 | 0.023 | 0 | 0 | 0 | 0 | 0 | 0 | 0 | DEER:HVAC_Chillers | Annual | 2020
NE-HVAC-Chlr-WtrCldScrewChlr-gte600tons-0.527kwpton-0.342IPLV-VarSpd | DEER2020 | D20 v0 | 43474.3732 | SCE | ESe | Rec | CZ05 | Any | Cap-Tons | 188 | 0 | None | 17.8 | 0.0121 | 0 | 17.8 | 0.0121 | 0 | 0 | 0 | 0 | 0 | 0 | 0 | DEER:HVAC_Chillers | Annual | 2020
NE-HVAC-Chlr-WtrCldScrewChlr-gte600tons-0.527kwpton-0.342IPLV-VarSpd | DEER2020 | D20 v0 | 43474.3732 | SCE | EUn | Rec | CZ05 | Any | Cap-Tons | 1340 | 0 | None | 19.5 | 0.0194 | 0 | 19.5 | 0.0194 | 0 | 0 | 0 | 0 | 0 | 0 | 0 | DEER:HVAC_Chillers | Annual | 2020
NE-HVAC-Chlr-WtrCldScrewChlr-gte600tons-0.527kwpton-0.342IPLV-VarSpd | DEER2020 | D20 v0 | 43474.3732 | SCE | Hsp | Rec | CZ05 | Any | Cap-Tons | 672 | 0 | None | 7.6 | 0.0064 | 0 | 7.6 | 0.0064 | 0 | 0 | 0 | 0 | 0 | 0 | 0 | DEER:HVAC_Chillers | Annual | 2020
NE-HVAC-Chlr-WtrCldScrewChlr-gte600tons-0.527kwpton-0.342IPLV-VarSpd | DEER2020 | D20 v0 | 43474.3732 | SCE | Htl | Rec | CZ05 | Any | Cap-Tons | 102 | 0 | None | 34.6 | 0.0168 | 0 | 34.6 | 0.0168 | 0 | 0 | 0 | 0 | 0 | 0 | 0 | DEER:HVAC_Chillers | Annual | 2020
NE-HVAC-Chlr-WtrCldScrewChlr-gte600tons-0.527kwpton-0.342IPLV-VarSpd | DEER2020 | D20 v0 | 43474.3732 | SCE | MBT | Rec | CZ05 | Any | Cap-Tons | 222 | 0 | None | 26.3 | 0.0121 | 0 | 26.3 | 0.0121 | 0 | 0 | 0 | 0 | 0 | 0 | 0 | DEER:HVAC_Chillers | Annual | 2020
NE-HVAC-Chlr-WtrCldScrewChlr-gte600tons-0.527kwpton-0.342IPLV-VarSpd | DEER2020 | D20 v0 | 43474.3732 | SCE | Nrs | Rec | CZ05 | Any | Cap-Tons | 77.3 | 0 | None | 14.2 | 0.0127 | 0 | 14.2 | 0.0127 | 0 | 0 | 0 | 0 | 0 | 0 | 0 | DEER:HVAC_Chillers | Annual | 2020
NE-HVAC-Chlr-WtrCldScrewChlr-gte600tons-0.527kwpton-0.342IPLV-VarSpd | DEER2020 | D20 v0 | 43474.3732 | SCE | OfL | Rec | CZ05 | Any | Cap-Tons | 298 | 0 | None | 22.1 | 0.0087 | 0 | 22.1 | 0.0087 | 0 | 0 | 0 | 0 | 0 | 0 | 0 | DEER:HVAC_Chillers | Annual | 2020
NE-HVAC-Chlr-WtrCldScrewChlr-gte600tons-0.527kwpton-0.342IPLV-VarSpd | DEER2020 | D20 v0 | 43474.3732 | SCE | OfS | Rec | CZ05 | Any | Cap-Tons | 15.7 | 0 | None | 26.3 | 0.0099 | 0 | 26.3 | 0.0099 | 0 | 0 | 0 | 0 | 0 | 0 | 0 | DEER:HVAC_Chillers | Annual | 2020
NE-HVAC-Chlr-WtrCldScrewChlr-gte600tons-0.527kwpton-0.342IPLV-VarSpd | DEER2020 | D20 v0 | 43474.3732 | SCE | Rt3 | Rec | CZ05 | Any | Cap-Tons | 174 | 0 | None | 23.1 | 0.0155 | 0 | 23.1 | 0.0155 | 0 | 0 | 0 | 0 | 0 | 0 | 0 | DEER:HVAC_Chillers | Annual | 2020
NE-HVAC-Chlr-WtrCldScrewChlr-gte600tons-0.527kwpton-0.342IPLV-VarSpd | DEER2020 | D20 v0 | 43474.3732 | SCE | ECC | Rec | CZ06 | Any | Cap-Tons | 608 | 0 | None | 36.8 | 0.0287 | 0 | 36.8 | 0.0287 | 0 | 0 | 0 | 0 | 0 | 0 | 0 | DEER:HVAC_Chillers | Annual | 2020
NE-HVAC-Chlr-WtrCldScrewChlr-gte600tons-0.527kwpton-0.342IPLV-VarSpd | DEER2020 | D20 v0 | 43474.3732 | SCE | ESe | Rec | CZ06 | Any | Cap-Tons | 329 | 0 | None | 22.4 | 0.0133 | 0 | 22.4 | 0.0133 | 0 | 0 | 0 | 0 | 0 | 0 | 0 | DEER:HVAC_Chillers | Annual | 2020
NE-HVAC-Chlr-WtrCldScrewChlr-gte600tons-0.527kwpton-0.342IPLV-VarSpd | DEER2020 | D20 v0 | 43474.3732 | SCE | EUn | Rec | CZ06 | Any | Cap-Tons | 2020 | 0 | None | 30.2 | 0.0283 | 0 | 30.2 | 0.0283 | 0 | 0 | 0 | 0 | 0 | 0 | 0 | DEER:HVAC_Chillers | Annual | 2020
NE-HVAC-Chlr-WtrCldScrewChlr-gte600tons-0.527kwpton-0.342IPLV-VarSpd | DEER2020 | D20 v0 | 43474.3732 | SCE | Hsp | Rec | CZ06 | Any | Cap-Tons | 868 | 0 | None | 17.7 | 0.0108 | 0 | 17.7 | 0.0108 | 0 | 0 | 0 | 0 | 0 | 0 | 0 | DEER:HVAC_Chillers | Annual | 2020
NE-HVAC-Chlr-WtrCldScrewChlr-gte600tons-0.527kwpton-0.342IPLV-VarSpd | DEER2020 | D20 v0 | 43474.3732 | SCE | Htl | Rec | CZ06 | Any | Cap-Tons | 155 | 0 | None | 47.9 | 0.0229 | 0 | 47.9 | 0.0229 | 0 | 0 | 0 | 0 | 0 | 0 | 0 | DEER:HVAC_Chillers | Annual | 2020
NE-HVAC-Chlr-WtrCldScrewChlr-gte600tons-0.527kwpton-0.342IPLV-VarSpd | DEER2020 | D20 v0 | 43474.3732 | SCE | MBT | Rec | CZ06 | Any | Cap-Tons | 308 | 0 | None | 39.2 | 0.016 | 0 | 39.2 | 0.016 | 0 | 0 | 0 | 0 | 0 | 0 | 0 | DEER:HVAC_Chillers | Annual | 2020
NE-HVAC-Chlr-WtrCldScrewChlr-gte600tons-0.527kwpton-0.342IPLV-VarSpd | DEER2020 | D20 v0 | 43474.3732 | SCE | Nrs | Rec | CZ06 | Any | Cap-Tons | 101 | 0 | None | 33.5 | 0.0218 | 0 | 33.5 | 0.0218 | 0 | 0 | 0 | 0 | 0 | 0 | 0 | DEER:HVAC_Chillers | Annual | 2020
NE-HVAC-Chlr-WtrCldScrewChlr-gte600tons-0.527kwpton-0.342IPLV-VarSpd | DEER2020 | D20 v0 | 43474.3732 | SCE | OfL | Rec | CZ06 | Any | Cap-Tons | 376 | 0 | None | 36.2 | 0.0103 | 0 | 36.2 | 0.0103 | 0 | 0 | 0 | 0 | 0 | 0 | 0 | DEER:HVAC_Chillers | Annual | 2020
NE-HVAC-Chlr-WtrCldScrewChlr-gte600tons-0.527kwpton-0.342IPLV-VarSpd | DEER2020 | D20 v0 | 43474.3732 | SCE | OfS | Rec | CZ06 | Any | Cap-Tons | 22.2 | 0 | None | 38.4 | 0.0122 | 0 | 38.4 | 0.0122 | 0 | 0 | 0 | 0 | 0 | 0 | 0 | DEER:HVAC_Chillers | Annual | 2020
NE-HVAC-Chlr-WtrCldScrewChlr-gte600tons-0.527kwpton-0.342IPLV-VarSpd | DEER2020 | D20 v0 | 43474.3732 | SCE | Rt3 | Rec | CZ06 | Any | Cap-Tons | 241 | 0 | None | 42.4 | 0.027 | 0 | 42.4 | 0.027 | 0 | 0 | 0 | 0 | 0 | 0 | 0 | DEER:HVAC_Chillers | Annual | 2020
NE-HVAC-Chlr-WtrCldScrewChlr-gte600tons-0.527kwpton-0.342IPLV-VarSpd | DEER2020 | D20 v0 | 43474.3732 | SCE | ECC | Rec | CZ08 | Any | Cap-Tons | 663 | 0 | None | 39.1 | 0.0256 | 0 | 39.1 | 0.0256 | 0 | 0 | 0 | 0 | 0 | 0 | 0 | DEER:HVAC_Chillers | Annual | 2020
NE-HVAC-Chlr-WtrCldScrewChlr-gte600tons-0.527kwpton-0.342IPLV-VarSpd | DEER2020 | D20 v0 | 43474.3732 | SCE | ESe | Rec | CZ08 | Any | Cap-Tons | 355 | 0 | None | 25.3 | 0.0122 | 0 | 25.3 | 0.0122 | 0 | 0 | 0 | 0 | 0 | 0 | 0 | DEER:HVAC_Chillers | Annual | 2020
NE-HVAC-Chlr-WtrCldScrewChlr-gte600tons-0.527kwpton-0.342IPLV-VarSpd | DEER2020 | D20 v0 | 43474.3732 | SCE | EUn | Rec | CZ08 | Any | Cap-Tons | 2240 | 0 | None | 31.9 | 0.024 | 0 | 31.9 | 0.024 | 0 | 0 | 0 | 0 | 0 | 0 | 0 | DEER:HVAC_Chillers | Annual | 2020
NE-HVAC-Chlr-WtrCldScrewChlr-gte600tons-0.527kwpton-0.342IPLV-VarSpd | DEER2020 | D20 v0 | 43474.3732 | SCE | Hsp | Rec | CZ08 | Any | Cap-Tons | 957 | 0 | None | 19.4 | 0.0091 | 0 | 19.4 | 0.0091 | 0 | 0 | 0 | 0 | 0 | 0 | 0 | DEER:HVAC_Chillers | Annual | 2020
NE-HVAC-Chlr-WtrCldScrewChlr-gte600tons-0.527kwpton-0.342IPLV-VarSpd | DEER2020 | D20 v0 | 43474.3732 | SCE | Htl | Rec | CZ08 | Any | Cap-Tons | 166 | 0 | None | 52.1 | 0.0211 | 0 | 52.1 | 0.0211 | 0 | 0 | 0 | 0 | 0 | 0 | 0 | DEER:HVAC_Chillers | Annual | 2020
NE-HVAC-Chlr-WtrCldScrewChlr-gte600tons-0.527kwpton-0.342IPLV-VarSpd | DEER2020 | D20 v0 | 43474.3732 | SCE | MBT | Rec | CZ08 | Any | Cap-Tons | 341 | 0 | None | 39.1 | 0.0139 | 0 | 39.1 | 0.0139 | 0 | 0 | 0 | 0 | 0 | 0 | 0 | DEER:HVAC_Chillers | Annual | 2020
NE-HVAC-Chlr-WtrCldScrewChlr-gte600tons-0.527kwpton-0.342IPLV-VarSpd | DEER2020 | D20 v0 | 43474.3732 | SCE | Nrs | Rec | CZ08 | Any | Cap-Tons | 111 | 0 | None | 39.3 | 0.0198 | 0 | 39.3 | 0.0198 | 0 | 0 | 0 | 0 | 0 | 0 | 0 | DEER:HVAC_Chillers | Annual | 2020
NE-HVAC-Chlr-WtrCldScrewChlr-gte600tons-0.527kwpton-0.342IPLV-VarSpd | DEER2020 | D20 v0 | 43474.3732 | SCE | OfL | Rec | CZ08 | Any | Cap-Tons | 415 | 0 | None | 35.6 | 0.0093 | 0 | 35.6 | 0.0093 | 0 | 0 | 0 | 0 | 0 | 0 | 0 | DEER:HVAC_Chillers | Annual | 2020
NE-HVAC-Chlr-WtrCldScrewChlr-gte600tons-0.527kwpton-0.342IPLV-VarSpd | DEER2020 | D20 v0 | 43474.3732 | SCE | OfS | Rec | CZ08 | Any | Cap-Tons | 23.1 | 0 | None | 41.4 | 0.0107 | 0 | 41.4 | 0.0107 | 0 | 0 | 0 | 0 | 0 | 0 | 0 | DEER:HVAC_Chillers | Annual | 2020
NE-HVAC-Chlr-WtrCldScrewChlr-gte600tons-0.527kwpton-0.342IPLV-VarSpd | DEER2020 | D20 v0 | 43474.3732 | SCE | Rt3 | Rec | CZ08 | Any | Cap-Tons | 272 | 0 | None | 44.9 | 0.0229 | 0 | 44.9 | 0.0229 | 0 | 0 | 0 | 0 | 0 | 0 | 0 | DEER:HVAC_Chillers | Annual | 2020
NE-HVAC-Chlr-WtrCldScrewChlr-gte600tons-0.527kwpton-0.342IPLV-VarSpd | DEER2020 | D20 v0 | 43474.3732 | SCE | ECC | Rec | CZ09 | Any | Cap-Tons | 794 | 0 | None | 33.4 | 0.0351 | 0 | 33.4 | 0.0351 | 0 | 0 | 0 | 0 | 0 | 0 | 0 | DEER:HVAC_Chillers | Annual | 2020
NE-HVAC-Chlr-WtrCldScrewChlr-gte600tons-0.527kwpton-0.342IPLV-VarSpd | DEER2020 | D20 v0 | 43474.3732 | SCE | ESe | Rec | CZ09 | Any | Cap-Tons | 418 | 0 | None | 22.3 | 0.0187 | 0 | 22.3 | 0.0187 | 0 | 0 | 0 | 0 | 0 | 0 | 0 | DEER:HVAC_Chillers | Annual | 2020
NE-HVAC-Chlr-WtrCldScrewChlr-gte600tons-0.527kwpton-0.342IPLV-VarSpd | DEER2020 | D20 v0 | 43474.3732 | SCE | EUn | Rec | CZ09 | Any | Cap-Tons | 2610 | 0 | None | 27.8 | 0.0301 | 0 | 27.8 | 0.0301 | 0 | 0 | 0 | 0 | 0 | 0 | 0 | DEER:HVAC_Chillers | Annual | 2020
NE-HVAC-Chlr-WtrCldScrewChlr-gte600tons-0.527kwpton-0.342IPLV-VarSpd | DEER2020 | D20 v0 | 43474.3732 | SCE | Hsp | Rec | CZ09 | Any | Cap-Tons | 1100 | 0 | None | 17.4 | 0.0119 | 0 | 17.4 | 0.0119 | 0 | 0 | 0 | 0 | 0 | 0 | 0 | DEER:HVAC_Chillers | Annual | 2020
NE-HVAC-Chlr-WtrCldScrewChlr-gte600tons-0.527kwpton-0.342IPLV-VarSpd | DEER2020 | D20 v0 | 43474.3732 | SCE | Htl | Rec | CZ09 | Any | Cap-Tons | 216 | 0 | None | 42.7 | 0.0243 | 0 | 42.7 | 0.0243 | 0 | 0 | 0 | 0 | 0 | 0 | 0 | DEER:HVAC_Chillers | Annual | 2020
NE-HVAC-Chlr-WtrCldScrewChlr-gte600tons-0.527kwpton-0.342IPLV-VarSpd | DEER2020 | D20 v0 | 43474.3732 | SCE | MBT | Rec | CZ09 | Any | Cap-Tons | 386 | 0 | None | 34.6 | 0.0185 | 0 | 34.6 | 0.0185 | 0 | 0 | 0 | 0 | 0 | 0 | 0 | DEER:HVAC_Chillers | Annual | 2020
NE-HVAC-Chlr-WtrCldScrewChlr-gte600tons-0.527kwpton-0.342IPLV-VarSpd | DEER2020 | D20 v0 | 43474.3732 | SCE | Nrs | Rec | CZ09 | Any | Cap-Tons | 127 | 0 | None | 37.1 | 0.0244 | 0 | 37.1 | 0.0244 | 0 | 0 | 0 | 0 | 0 | 0 | 0 | DEER:HVAC_Chillers | Annual | 2020
NE-HVAC-Chlr-WtrCldScrewChlr-gte600tons-0.527kwpton-0.342IPLV-VarSpd | DEER2020 | D20 v0 | 43474.3732 | SCE | OfL | Rec | CZ09 | Any | Cap-Tons | 483 | 0 | None | 30.5 | 0.0112 | 0 | 30.5 | 0.0112 | 0 | 0 | 0 | 0 | 0 | 0 | 0 | DEER:HVAC_Chillers | Annual | 2020
NE-HVAC-Chlr-WtrCldScrewChlr-gte600tons-0.527kwpton-0.342IPLV-VarSpd | DEER2020 | D20 v0 | 43474.3732 | SCE | OfS | Rec | CZ09 | Any | Cap-Tons | 27.5 | 0 | None | 35.5 | 0.0125 | 0 | 35.5 | 0.0125 | 0 | 0 | 0 | 0 | 0 | 0 | 0 | DEER:HVAC_Chillers | Annual | 2020
NE-HVAC-Chlr-WtrCldScrewChlr-gte600tons-0.527kwpton-0.342IPLV-VarSpd | DEER2020 | D20 v0 | 43474.3732 | SCE | Rt3 | Rec | CZ09 | Any | Cap-Tons | 328 | 0 | None | 37.9 | 0.0278 | 0 | 37.9 | 0.0278 | 0 | 0 | 0 | 0 | 0 | 0 | 0 | DEER:HVAC_Chillers | Annual | 2020
NE-HVAC-Chlr-WtrCldScrewChlr-gte600tons-0.527kwpton-0.342IPLV-VarSpd | DEER2020 | D20 v0 | 43474.3732 | SCE | ECC | Rec | CZ10 | Any | Cap-Tons | 709 | 0 | None | 38.7 | 0.0341 | 0 | 38.7 | 0.0341 | 0 | 0 | 0 | 0 | 0 | 0 | 0 | DEER:HVAC_Chillers | Annual | 2020
NE-HVAC-Chlr-WtrCldScrewChlr-gte600tons-0.527kwpton-0.342IPLV-VarSpd | DEER2020 | D20 v0 | 43474.3732 | SCE | ESe | Rec | CZ10 | Any | Cap-Tons | 370 | 0 | None | 26.4 | 0.0177 | 0 | 26.4 | 0.0177 | 0 | 0 | 0 | 0 | 0 | 0 | 0 | DEER:HVAC_Chillers | Annual | 2020
NE-HVAC-Chlr-WtrCldScrewChlr-gte600tons-0.527kwpton-0.342IPLV-VarSpd | DEER2020 | D20 v0 | 43474.3732 | SCE | EUn | Rec | CZ10 | Any | Cap-Tons | 2390 | 0 | None | 33 | 0.0298 | 0 | 33 | 0.0298 | 0 | 0 | 0 | 0 | 0 | 0 | 0 | DEER:HVAC_Chillers | Annual | 2020
NE-HVAC-Chlr-WtrCldScrewChlr-gte600tons-0.527kwpton-0.342IPLV-VarSpd | DEER2020 | D20 v0 | 43474.3732 | SCE | Hsp | Rec | CZ10 | Any | Cap-Tons | 977 | 0 | None | 20.4 | 0.0122 | 0 | 20.4 | 0.0122 | 0 | 0 | 0 | 0 | 0 | 0 | 0 | DEER:HVAC_Chillers | Annual | 2020
NE-HVAC-Chlr-WtrCldScrewChlr-gte600tons-0.527kwpton-0.342IPLV-VarSpd | DEER2020 | D20 v0 | 43474.3732 | SCE | Htl | Rec | CZ10 | Any | Cap-Tons | 195 | 0 | None | 48.7 | 0.0252 | 0 | 48.7 | 0.0252 | 0 | 0 | 0 | 0 | 0 | 0 | 0 | DEER:HVAC_Chillers | Annual | 2020
NE-HVAC-Chlr-WtrCldScrewChlr-gte600tons-0.527kwpton-0.342IPLV-VarSpd | DEER2020 | D20 v0 | 43474.3732 | SCE | MBT | Rec | CZ10 | Any | Cap-Tons | 346 | 0 | None | 39.3 | 0.0178 | 0 | 39.3 | 0.0178 | 0 | 0 | 0 | 0 | 0 | 0 | 0 | DEER:HVAC_Chillers | Annual | 2020
NE-HVAC-Chlr-WtrCldScrewChlr-gte600tons-0.527kwpton-0.342IPLV-VarSpd | DEER2020 | D20 v0 | 43474.3732 | SCE | Nrs | Rec | CZ10 | Any | Cap-Tons | 115 | 0 | None | 43.7 | 0.0275 | 0 | 43.7 | 0.0275 | 0 | 0 | 0 | 0 | 0 | 0 | 0 | DEER:HVAC_Chillers | Annual | 2020
NE-HVAC-Chlr-WtrCldScrewChlr-gte600tons-0.527kwpton-0.342IPLV-VarSpd | DEER2020 | D20 v0 | 43474.3732 | SCE | OfL | Rec | CZ10 | Any | Cap-Tons | 431 | 0 | None | 34.9 | 0.0112 | 0 | 34.9 | 0.0112 | 0 | 0 | 0 | 0 | 0 | 0 | 0 | DEER:HVAC_Chillers | Annual | 2020
NE-HVAC-Chlr-WtrCldScrewChlr-gte600tons-0.527kwpton-0.342IPLV-VarSpd | DEER2020 | D20 v0 | 43474.3732 | SCE | OfS | Rec | CZ10 | Any | Cap-Tons | 25 | 0 | None | 40.3 | 0.014 | 0 | 40.3 | 0.014 | 0 | 0 | 0 | 0 | 0 | 0 | 0 | DEER:HVAC_Chillers | Annual | 2020
NE-HVAC-Chlr-WtrCldScrewChlr-gte600tons-0.527kwpton-0.342IPLV-VarSpd | DEER2020 | D20 v0 | 43474.3732 | SCE | Rt3 | Rec | CZ10 | Any | Cap-Tons | 287 | 0 | None | 44.5 | 0.0286 | 0 | 44.5 | 0.0286 | 0 | 0 | 0 | 0 | 0 | 0 | 0 | DEER:HVAC_Chillers | Annual | 2020
NE-HVAC-Chlr-WtrCldScrewChlr-gte600tons-0.527kwpton-0.342IPLV-VarSpd | DEER2020 | D20 v0 | 43474.3732 | SCE | ECC | Rec | CZ13 | Any | Cap-Tons | 701 | 0 | None | 39.6 | 0.0181 | 0 | 39.6 | 0.0181 | 0 | 0 | 0 | 0 | 0 | 0 | 0 | DEER:HVAC_Chillers | Annual | 2020
NE-HVAC-Chlr-WtrCldScrewChlr-gte600tons-0.527kwpton-0.342IPLV-VarSpd | DEER2020 | D20 v0 | 43474.3732 | SCE | ESe | Rec | CZ13 | Any | Cap-Tons | 372 | 0 | None | 26 | 0.0065 | 0 | 26 | 0.0065 | 0 | 0 | 0 | 0 | 0 | 0 | 0 | DEER:HVAC_Chillers | Annual | 2020
NE-HVAC-Chlr-WtrCldScrewChlr-gte600tons-0.527kwpton-0.342IPLV-VarSpd | DEER2020 | D20 v0 | 43474.3732 | SCE | EUn | Rec | CZ13 | Any | Cap-Tons | 2320 | 0 | None | 36.2 | 0.0233 | 0 | 36.2 | 0.0233 | 0 | 0 | 0 | 0 | 0 | 0 | 0 | DEER:HVAC_Chillers | Annual | 2020
NE-HVAC-Chlr-WtrCldScrewChlr-gte600tons-0.527kwpton-0.342IPLV-VarSpd | DEER2020 | D20 v0 | 43474.3732 | SCE | Hsp | Rec | CZ13 | Any | Cap-Tons | 962 | 0 | None | 22.9 | 0.0125 | 0 | 22.9 | 0.0125 | 0 | 0 | 0 | 0 | 0 | 0 | 0 | DEER:HVAC_Chillers | Annual | 2020
NE-HVAC-Chlr-WtrCldScrewChlr-gte600tons-0.527kwpton-0.342IPLV-VarSpd | DEER2020 | D20 v0 | 43474.3732 | SCE | Htl | Rec | CZ13 | Any | Cap-Tons | 203 | 0 | None | 51.6 | 0.0256 | 0 | 51.6 | 0.0256 | 0 | 0 | 0 | 0 | 0 | 0 | 0 | DEER:HVAC_Chillers | Annual | 2020
NE-HVAC-Chlr-WtrCldScrewChlr-gte600tons-0.527kwpton-0.342IPLV-VarSpd | DEER2020 | D20 v0 | 43474.3732 | SCE | MBT | Rec | CZ13 | Any | Cap-Tons | 361 | 0 | None | 34.8 | 0.0181 | 0 | 34.8 | 0.0181 | 0 | 0 | 0 | 0 | 0 | 0 | 0 | DEER:HVAC_Chillers | Annual | 2020
NE-HVAC-Chlr-WtrCldScrewChlr-gte600tons-0.527kwpton-0.342IPLV-VarSpd | DEER2020 | D20 v0 | 43474.3732 | SCE | Nrs | Rec | CZ13 | Any | Cap-Tons | 119 | 0 | None | 49.7 | 0.0286 | 0 | 49.7 | 0.0286 | 0 | 0 | 0 | 0 | 0 | 0 | 0 | DEER:HVAC_Chillers | Annual | 2020
NE-HVAC-Chlr-WtrCldScrewChlr-gte600tons-0.527kwpton-0.342IPLV-VarSpd | DEER2020 | D20 v0 | 43474.3732 | SCE | OfL | Rec | CZ13 | Any | Cap-Tons | 423 | 0 | None | 34.1 | 0.0128 | 0 | 34.1 | 0.0128 | 0 | 0 | 0 | 0 | 0 | 0 | 0 | DEER:HVAC_Chillers | Annual | 2020
NE-HVAC-Chlr-WtrCldScrewChlr-gte600tons-0.527kwpton-0.342IPLV-VarSpd | DEER2020 | D20 v0 | 43474.3732 | SCE | OfS | Rec | CZ13 | Any | Cap-Tons | 25.7 | 0 | None | 36 | 0.0138 | 0 | 36 | 0.0138 | 0 | 0 | 0 | 0 | 0 | 0 | 0 | DEER:HVAC_Chillers | Annual | 2020
NE-HVAC-Chlr-WtrCldScrewChlr-gte600tons-0.527kwpton-0.342IPLV-VarSpd | DEER2020 | D20 v0 | 43474.3732 | SCE | Rt3 | Rec | CZ13 | Any | Cap-Tons | 293 | 0 | None | 41.4 | 0.0239 | 0 | 41.4 | 0.0239 | 0 | 0 | 0 | 0 | 0 | 0 | 0 | DEER:HVAC_Chillers | Annual | 2020
NE-HVAC-Chlr-WtrCldScrewChlr-gte600tons-0.527kwpton-0.342IPLV-VarSpd | DEER2020 | D20 v0 | 43474.3732 | SCE | ECC | Rec | CZ14 | Any | Cap-Tons | 755 | 0 | None | 33.4 | 0.0255 | 0 | 33.4 | 0.0255 | 0 | 0 | 0 | 0 | 0 | 0 | 0 | DEER:HVAC_Chillers | Annual | 2020
NE-HVAC-Chlr-WtrCldScrewChlr-gte600tons-0.527kwpton-0.342IPLV-VarSpd | DEER2020 | D20 v0 | 43474.3732 | SCE | ESe | Rec | CZ14 | Any | Cap-Tons | 406 | 0 | None | 21.5 | 0.0134 | 0 | 21.5 | 0.0134 | 0 | 0 | 0 | 0 | 0 | 0 | 0 | DEER:HVAC_Chillers | Annual | 2020
NE-HVAC-Chlr-WtrCldScrewChlr-gte600tons-0.527kwpton-0.342IPLV-VarSpd | DEER2020 | D20 v0 | 43474.3732 | SCE | EUn | Rec | CZ14 | Any | Cap-Tons | 2470 | 0 | None | 31 | 0.0249 | 0 | 31 | 0.0249 | 0 | 0 | 0 | 0 | 0 | 0 | 0 | DEER:HVAC_Chillers | Annual | 2020
NE-HVAC-Chlr-WtrCldScrewChlr-gte600tons-0.527kwpton-0.342IPLV-VarSpd | DEER2020 | D20 v0 | 43474.3732 | SCE | Hsp | Rec | CZ14 | Any | Cap-Tons | 1020 | 0 | None | 17.5 | 0.0104 | 0 | 17.5 | 0.0104 | 0 | 0 | 0 | 0 | 0 | 0 | 0 | DEER:HVAC_Chillers | Annual | 2020
NE-HVAC-Chlr-WtrCldScrewChlr-gte600tons-0.527kwpton-0.342IPLV-VarSpd | DEER2020 | D20 v0 | 43474.3732 | SCE | Htl | Rec | CZ14 | Any | Cap-Tons | 208 | 0 | None | 46.2 | 0.0224 | 0 | 46.2 | 0.0224 | 0 | 0 | 0 | 0 | 0 | 0 | 0 | DEER:HVAC_Chillers | Annual | 2020
NE-HVAC-Chlr-WtrCldScrewChlr-gte600tons-0.527kwpton-0.342IPLV-VarSpd | DEER2020 | D20 v0 | 43474.3732 | SCE | MBT | Rec | CZ14 | Any | Cap-Tons | 373 | 0 | None | 32.7 | 0.0164 | 0 | 32.7 | 0.0164 | 0 | 0 | 0 | 0 | 0 | 0 | 0 | DEER:HVAC_Chillers | Annual | 2020
NE-HVAC-Chlr-WtrCldScrewChlr-gte600tons-0.527kwpton-0.342IPLV-VarSpd | DEER2020 | D20 v0 | 43474.3732 | SCE | Nrs | Rec | CZ14 | Any | Cap-Tons | 122 | 0 | None | 45.4 | 0.0255 | 0 | 45.4 | 0.0255 | 0 | 0 | 0 | 0 | 0 | 0 | 0 | DEER:HVAC_Chillers | Annual | 2020
NE-HVAC-Chlr-WtrCldScrewChlr-gte600tons-0.527kwpton-0.342IPLV-VarSpd | DEER2020 | D20 v0 | 43474.3732 | SCE | OfL | Rec | CZ14 | Any | Cap-Tons | 444 | 0 | None | 32 | 0.0118 | 0 | 32 | 0.0118 | 0 | 0 | 0 | 0 | 0 | 0 | 0 | DEER:HVAC_Chillers | Annual | 2020
NE-HVAC-Chlr-WtrCldScrewChlr-gte600tons-0.527kwpton-0.342IPLV-VarSpd | DEER2020 | D20 v0 | 43474.3732 | SCE | OfS | Rec | CZ14 | Any | Cap-Tons | 27.1 | 0 | None | 35.3 | 0.0123 | 0 | 35.3 | 0.0123 | 0 | 0 | 0 | 0 | 0 | 0 | 0 | DEER:HVAC_Chillers | Annual | 2020
NE-HVAC-Chlr-WtrCldScrewChlr-gte600tons-0.527kwpton-0.342IPLV-VarSpd | DEER2020 | D20 v0 | 43474.3732 | SCE | Rt3 | Rec | CZ14 | Any | Cap-Tons | 297 | 0 | None | 39.3 | 0.0218 | 0 | 39.3 | 0.0218 | 0 | 0 | 0 | 0 | 0 | 0 | 0 | DEER:HVAC_Chillers | Annual | 2020
NE-HVAC-Chlr-WtrCldScrewChlr-gte600tons-0.527kwpton-0.342IPLV-VarSpd | DEER2020 | D20 v0 | 43474.3732 | SCE | ECC | Rec | CZ15 | Any | Cap-Tons | 981 | 0 | None | 49.1 | 0.0226 | 0 | 49.1 | 0.0226 | 0 | 0 | 0 | 0 | 0 | 0 | 0 | DEER:HVAC_Chillers | Annual | 2020
NE-HVAC-Chlr-WtrCldScrewChlr-gte600tons-0.527kwpton-0.342IPLV-VarSpd | DEER2020 | D20 v0 | 43474.3732 | SCE | ESe | Rec | CZ15 | Any | Cap-Tons | 523 | 0 | None | 34.6 | 0.0138 | 0 | 34.6 | 0.0138 | 0 | 0 | 0 | 0 | 0 | 0 | 0 | DEER:HVAC_Chillers | Annual | 2020
NE-HVAC-Chlr-WtrCldScrewChlr-gte600tons-0.527kwpton-0.342IPLV-VarSpd | DEER2020 | D20 v0 | 43474.3732 | SCE | EUn | Rec | CZ15 | Any | Cap-Tons | 3150 | 0 | None | 45.2 | 0.0239 | 0 | 45.2 | 0.0239 | 0 | 0 | 0 | 0 | 0 | 0 | 0 | DEER:HVAC_Chillers | Annual | 2020
NE-HVAC-Chlr-WtrCldScrewChlr-gte600tons-0.527kwpton-0.342IPLV-VarSpd | DEER2020 | D20 v0 | 43474.3732 | SCE | Hsp | Rec | CZ15 | Any | Cap-Tons | 1250 | 0 | None | 29.3 | 0.0106 | 0 | 29.3 | 0.0106 | 0 | 0 | 0 | 0 | 0 | 0 | 0 | DEER:HVAC_Chillers | Annual | 2020
NE-HVAC-Chlr-WtrCldScrewChlr-gte600tons-0.527kwpton-0.342IPLV-VarSpd | DEER2020 | D20 v0 | 43474.3732 | SCE | Htl | Rec | CZ15 | Any | Cap-Tons | 271 | 0 | None | 64.9 | 0.0214 | 0 | 64.9 | 0.0214 | 0 | 0 | 0 | 0 | 0 | 0 | 0 | DEER:HVAC_Chillers | Annual | 2020
NE-HVAC-Chlr-WtrCldScrewChlr-gte600tons-0.527kwpton-0.342IPLV-VarSpd | DEER2020 | D20 v0 | 43474.3732 | SCE | MBT | Rec | CZ15 | Any | Cap-Tons | 461 | 0 | None | 47.8 | 0.0159 | 0 | 47.8 | 0.0159 | 0 | 0 | 0 | 0 | 0 | 0 | 0 | DEER:HVAC_Chillers | Annual | 2020
NE-HVAC-Chlr-WtrCldScrewChlr-gte600tons-0.527kwpton-0.342IPLV-VarSpd | DEER2020 | D20 v0 | 43474.3732 | SCE | Nrs | Rec | CZ15 | Any | Cap-Tons | 157 | 0 | None | 69.5 | 0.024 | 0 | 69.5 | 0.024 | 0 | 0 | 0 | 0 | 0 | 0 | 0 | DEER:HVAC_Chillers | Annual | 2020
NE-HVAC-Chlr-WtrCldScrewChlr-gte600tons-0.527kwpton-0.342IPLV-VarSpd | DEER2020 | D20 v0 | 43474.3732 | SCE | OfL | Rec | CZ15 | Any | Cap-Tons | 545 | 0 | None | 45.3 | 0.0108 | 0 | 45.3 | 0.0108 | 0 | 0 | 0 | 0 | 0 | 0 | 0 | DEER:HVAC_Chillers | Annual | 2020
NE-HVAC-Chlr-WtrCldScrewChlr-gte600tons-0.527kwpton-0.342IPLV-VarSpd | DEER2020 | D20 v0 | 43474.3732 | SCE | OfS | Rec | CZ15 | Any | Cap-Tons | 32.3 | 0 | None | 54.7 | 0.0131 | 0 | 54.7 | 0.0131 | 0 | 0 | 0 | 0 | 0 | 0 | 0 | DEER:HVAC_Chillers | Annual | 2020
NE-HVAC-Chlr-WtrCldScrewChlr-gte600tons-0.527kwpton-0.342IPLV-VarSpd | DEER2020 | D20 v0 | 43474.3732 | SCE | Rt3 | Rec | CZ15 | Any | Cap-Tons | 371 | 0 | None | 56 | 0.0216 | 0 | 56 | 0.0216 | 0 | 0 | 0 | 0 | 0 | 0 | 0 | DEER:HVAC_Chillers | Annual | 2020
NE-HVAC-Chlr-WtrCldScrewChlr-gte600tons-0.527kwpton-0.342IPLV-VarSpd | DEER2020 | D20 v0 | 43474.3732 | SCE | ECC | Rec | CZ16 | Any | Cap-Tons | 394 | 0 | None | 26.9 | 0.0211 | 0 | 26.9 | 0.0211 | 0 | 0 | 0 | 0 | 0 | 0 | 0 | DEER:HVAC_Chillers | Annual | 2020
NE-HVAC-Chlr-WtrCldScrewChlr-gte600tons-0.527kwpton-0.342IPLV-VarSpd | DEER2020 | D20 v0 | 43474.3732 | SCE | ESe | Rec | CZ16 | Any | Cap-Tons | 209 | 0 | None | 16.3 | 0.009 | 0 | 16.3 | 0.009 | 0 | 0 | 0 | 0 | 0 | 0 | 0 | DEER:HVAC_Chillers | Annual | 2020
NE-HVAC-Chlr-WtrCldScrewChlr-gte600tons-0.527kwpton-0.342IPLV-VarSpd | DEER2020 | D20 v0 | 43474.3732 | SCE | EUn | Rec | CZ16 | Any | Cap-Tons | 1380 | 0 | None | 24.5 | 0.0263 | 0 | 24.5 | 0.0263 | 0 | 0 | 0 | 0 | 0 | 0 | 0 | DEER:HVAC_Chillers | Annual | 2020
NE-HVAC-Chlr-WtrCldScrewChlr-gte600tons-0.527kwpton-0.342IPLV-VarSpd | DEER2020 | D20 v0 | 43474.3732 | SCE | Hsp | Rec | CZ16 | Any | Cap-Tons | 651 | 0 | None | 12.8 | 0.0117 | 0 | 12.8 | 0.0117 | 0 | 0 | 0 | 0 | 0 | 0 | 0 | DEER:HVAC_Chillers | Annual | 2020
NE-HVAC-Chlr-WtrCldScrewChlr-gte600tons-0.527kwpton-0.342IPLV-VarSpd | DEER2020 | D20 v0 | 43474.3732 | SCE | Htl | Rec | CZ16 | Any | Cap-Tons | 116 | 0 | None | 42 | 0.0303 | 0 | 42 | 0.0303 | 0 | 0 | 0 | 0 | 0 | 0 | 0 | DEER:HVAC_Chillers | Annual | 2020
NE-HVAC-Chlr-WtrCldScrewChlr-gte600tons-0.527kwpton-0.342IPLV-VarSpd | DEER2020 | D20 v0 | 43474.3732 | SCE | MBT | Rec | CZ16 | Any | Cap-Tons | 231 | 0 | None | 24.1 | 0.0176 | 0 | 24.1 | 0.0176 | 0 | 0 | 0 | 0 | 0 | 0 | 0 | DEER:HVAC_Chillers | Annual | 2020
NE-HVAC-Chlr-WtrCldScrewChlr-gte600tons-0.527kwpton-0.342IPLV-VarSpd | DEER2020 | D20 v0 | 43474.3732 | SCE | Nrs | Rec | CZ16 | Any | Cap-Tons | 78.5 | 0 | None | 26.4 | 0.0263 | 0 | 26.4 | 0.0263 | 0 | 0 | 0 | 0 | 0 | 0 | 0 | DEER:HVAC_Chillers | Annual | 2020
NE-HVAC-Chlr-WtrCldScrewChlr-gte600tons-0.527kwpton-0.342IPLV-VarSpd | DEER2020 | D20 v0 | 43474.3732 | SCE | OfL | Rec | CZ16 | Any | Cap-Tons | 302 | 0 | None | 22.7 | 0.015 | 0 | 22.7 | 0.015 | 0 | 0 | 0 | 0 | 0 | 0 | 0 | DEER:HVAC_Chillers | Annual | 2020
NE-HVAC-Chlr-WtrCldScrewChlr-gte600tons-0.527kwpton-0.342IPLV-VarSpd | DEER2020 | D20 v0 | 43474.3732 | SCE | OfS | Rec | CZ16 | Any | Cap-Tons | 17.1 | 0 | None | 26 | 0.0176 | 0 | 26 | 0.0176 | 0 | 0 | 0 | 0 | 0 | 0 | 0 | DEER:HVAC_Chillers | Annual | 2020
NE-HVAC-Chlr-WtrCldScrewChlr-gte600tons-0.527kwpton-0.342IPLV-VarSpd | DEER2020 | D20 v0 | 43474.3732 | SCE | Rt3 | Rec | CZ16 | Any | Cap-Tons | 186 | 0 | None | 27.2 | 0.0229 | 0 | 27.2 | 0.0229 | 0 | 0 | 0 | 0 | 0 | 0 | 0 | DEER:HVAC_Chillers | Annual | 2020
NE-HVAC-Chlr-WtrCldScrewChlr-lt75tons-0.663kwpton-0.425IPLV-VarSpd | DEER2020 | D20 v0 | 43474.3732 | SCE | ECC | Rec | CZ05 | Any | Cap-Tons | 374 | 0 | None | 49.6 | 0.0461 | 0 | 49.6 | 0.0461 | 0 | 0 | 0 | 0 | 0 | 0 | 0 | DEER:HVAC_Chillers | Annual | 2020
NE-HVAC-Chlr-WtrCldScrewChlr-lt75tons-0.663kwpton-0.425IPLV-VarSpd | DEER2020 | D20 v0 | 43474.3732 | SCE | ESe | Rec | CZ05 | Any | Cap-Tons | 188 | 0 | None | 35.5 | 0.0242 | 0 | 35.5 | 0.0242 | 0 | 0 | 0 | 0 | 0 | 0 | 0 | DEER:HVAC_Chillers | Annual | 2020
NE-HVAC-Chlr-WtrCldScrewChlr-lt75tons-0.663kwpton-0.425IPLV-VarSpd | DEER2020 | D20 v0 | 43474.3732 | SCE | EUn | Rec | CZ05 | Any | Cap-Tons | 1340 | 0 | None | 39 | 0.0387 | 0 | 39 | 0.0387 | 0 | 0 | 0 | 0 | 0 | 0 | 0 | DEER:HVAC_Chillers | Annual | 2020
NE-HVAC-Chlr-WtrCldScrewChlr-lt75tons-0.663kwpton-0.425IPLV-VarSpd | DEER2020 | D20 v0 | 43474.3732 | SCE | Hsp | Rec | CZ05 | Any | Cap-Tons | 672 | 0 | None | 15.1 | 0.0129 | 0 | 15.1 | 0.0129 | 0 | 0 | 0 | 0 | 0 | 0 | 0 | DEER:HVAC_Chillers | Annual | 2020
NE-HVAC-Chlr-WtrCldScrewChlr-lt75tons-0.663kwpton-0.425IPLV-VarSpd | DEER2020 | D20 v0 | 43474.3732 | SCE | Htl | Rec | CZ05 | Any | Cap-Tons | 102 | 0 | None | 69.2 | 0.0337 | 0 | 69.2 | 0.0337 | 0 | 0 | 0 | 0 | 0 | 0 | 0 | DEER:HVAC_Chillers | Annual | 2020
NE-HVAC-Chlr-WtrCldScrewChlr-lt75tons-0.663kwpton-0.425IPLV-VarSpd | DEER2020 | D20 v0 | 43474.3732 | SCE | MBT | Rec | CZ05 | Any | Cap-Tons | 222 | 0 | None | 52.6 | 0.0243 | 0 | 52.6 | 0.0243 | 0 | 0 | 0 | 0 | 0 | 0 | 0 | DEER:HVAC_Chillers | Annual | 2020
NE-HVAC-Chlr-WtrCldScrewChlr-lt75tons-0.663kwpton-0.425IPLV-VarSpd | DEER2020 | D20 v0 | 43474.3732 | SCE | Nrs | Rec | CZ05 | Any | Cap-Tons | 77.3 | 0 | None | 28.4 | 0.0253 | 0 | 28.4 | 0.0253 | 0 | 0 | 0 | 0 | 0 | 0 | 0 | DEER:HVAC_Chillers | Annual | 2020
NE-HVAC-Chlr-WtrCldScrewChlr-lt75tons-0.663kwpton-0.425IPLV-VarSpd | DEER2020 | D20 v0 | 43474.3732 | SCE | OfL | Rec | CZ05 | Any | Cap-Tons | 298 | 0 | None | 44.2 | 0.0173 | 0 | 44.2 | 0.0173 | 0 | 0 | 0 | 0 | 0 | 0 | 0 | DEER:HVAC_Chillers | Annual | 2020
NE-HVAC-Chlr-WtrCldScrewChlr-lt75tons-0.663kwpton-0.425IPLV-VarSpd | DEER2020 | D20 v0 | 43474.3732 | SCE | OfS | Rec | CZ05 | Any | Cap-Tons | 15.7 | 0 | None | 52.5 | 0.0197 | 0 | 52.5 | 0.0197 | 0 | 0 | 0 | 0 | 0 | 0 | 0 | DEER:HVAC_Chillers | Annual | 2020
NE-HVAC-Chlr-WtrCldScrewChlr-lt75tons-0.663kwpton-0.425IPLV-VarSpd | DEER2020 | D20 v0 | 43474.3732 | SCE | Rt3 | Rec | CZ05 | Any | Cap-Tons | 174 | 0 | None | 46.2 | 0.0311 | 0 | 46.2 | 0.0311 | 0 | 0 | 0 | 0 | 0 | 0 | 0 | DEER:HVAC_Chillers | Annual | 2020
NE-HVAC-Chlr-WtrCldScrewChlr-lt75tons-0.663kwpton-0.425IPLV-VarSpd | DEER2020 | D20 v0 | 43474.3732 | SCE | ECC | Rec | CZ06 | Any | Cap-Tons | 608 | 0 | None | 73.7 | 0.0574 | 0 | 73.7 | 0.0574 | 0 | 0 | 0 | 0 | 0 | 0 | 0 | DEER:HVAC_Chillers | Annual | 2020
NE-HVAC-Chlr-WtrCldScrewChlr-lt75tons-0.663kwpton-0.425IPLV-VarSpd | DEER2020 | D20 v0 | 43474.3732 | SCE | ESe | Rec | CZ06 | Any | Cap-Tons | 329 | 0 | None | 44.8 | 0.0266 | 0 | 44.8 | 0.0266 | 0 | 0 | 0 | 0 | 0 | 0 | 0 | DEER:HVAC_Chillers | Annual | 2020
NE-HVAC-Chlr-WtrCldScrewChlr-lt75tons-0.663kwpton-0.425IPLV-VarSpd | DEER2020 | D20 v0 | 43474.3732 | SCE | EUn | Rec | CZ06 | Any | Cap-Tons | 2020 | 0 | None | 60.4 | 0.0567 | 0 | 60.4 | 0.0567 | 0 | 0 | 0 | 0 | 0 | 0 | 0 | DEER:HVAC_Chillers | Annual | 2020
NE-HVAC-Chlr-WtrCldScrewChlr-lt75tons-0.663kwpton-0.425IPLV-VarSpd | DEER2020 | D20 v0 | 43474.3732 | SCE | Hsp | Rec | CZ06 | Any | Cap-Tons | 868 | 0 | None | 35.4 | 0.0216 | 0 | 35.4 | 0.0216 | 0 | 0 | 0 | 0 | 0 | 0 | 0 | DEER:HVAC_Chillers | Annual | 2020
NE-HVAC-Chlr-WtrCldScrewChlr-lt75tons-0.663kwpton-0.425IPLV-VarSpd | DEER2020 | D20 v0 | 43474.3732 | SCE | Htl | Rec | CZ06 | Any | Cap-Tons | 155 | 0 | None | 95.7 | 0.0458 | 0 | 95.7 | 0.0458 | 0 | 0 | 0 | 0 | 0 | 0 | 0 | DEER:HVAC_Chillers | Annual | 2020
NE-HVAC-Chlr-WtrCldScrewChlr-lt75tons-0.663kwpton-0.425IPLV-VarSpd | DEER2020 | D20 v0 | 43474.3732 | SCE | MBT | Rec | CZ06 | Any | Cap-Tons | 308 | 0 | None | 78.3 | 0.032 | 0 | 78.3 | 0.032 | 0 | 0 | 0 | 0 | 0 | 0 | 0 | DEER:HVAC_Chillers | Annual | 2020
NE-HVAC-Chlr-WtrCldScrewChlr-lt75tons-0.663kwpton-0.425IPLV-VarSpd | DEER2020 | D20 v0 | 43474.3732 | SCE | Nrs | Rec | CZ06 | Any | Cap-Tons | 101 | 0 | None | 67.1 | 0.0436 | 0 | 67.1 | 0.0436 | 0 | 0 | 0 | 0 | 0 | 0 | 0 | DEER:HVAC_Chillers | Annual | 2020
NE-HVAC-Chlr-WtrCldScrewChlr-lt75tons-0.663kwpton-0.425IPLV-VarSpd | DEER2020 | D20 v0 | 43474.3732 | SCE | OfL | Rec | CZ06 | Any | Cap-Tons | 376 | 0 | None | 72.4 | 0.0206 | 0 | 72.4 | 0.0206 | 0 | 0 | 0 | 0 | 0 | 0 | 0 | DEER:HVAC_Chillers | Annual | 2020
NE-HVAC-Chlr-WtrCldScrewChlr-lt75tons-0.663kwpton-0.425IPLV-VarSpd | DEER2020 | D20 v0 | 43474.3732 | SCE | OfS | Rec | CZ06 | Any | Cap-Tons | 22.2 | 0 | None | 76.9 | 0.0243 | 0 | 76.9 | 0.0243 | 0 | 0 | 0 | 0 | 0 | 0 | 0 | DEER:HVAC_Chillers | Annual | 2020
NE-HVAC-Chlr-WtrCldScrewChlr-lt75tons-0.663kwpton-0.425IPLV-VarSpd | DEER2020 | D20 v0 | 43474.3732 | SCE | Rt3 | Rec | CZ06 | Any | Cap-Tons | 241 | 0 | None | 84.8 | 0.0541 | 0 | 84.8 | 0.0541 | 0 | 0 | 0 | 0 | 0 | 0 | 0 | DEER:HVAC_Chillers | Annual | 2020
NE-HVAC-Chlr-WtrCldScrewChlr-lt75tons-0.663kwpton-0.425IPLV-VarSpd | DEER2020 | D20 v0 | 43474.3732 | SCE | ECC | Rec | CZ08 | Any | Cap-Tons | 663 | 0 | None | 78.2 | 0.0513 | 0 | 78.2 | 0.0513 | 0 | 0 | 0 | 0 | 0 | 0 | 0 | DEER:HVAC_Chillers | Annual | 2020
NE-HVAC-Chlr-WtrCldScrewChlr-lt75tons-0.663kwpton-0.425IPLV-VarSpd | DEER2020 | D20 v0 | 43474.3732 | SCE | ESe | Rec | CZ08 | Any | Cap-Tons | 355 | 0 | None | 50.6 | 0.0244 | 0 | 50.6 | 0.0244 | 0 | 0 | 0 | 0 | 0 | 0 | 0 | DEER:HVAC_Chillers | Annual | 2020
NE-HVAC-Chlr-WtrCldScrewChlr-lt75tons-0.663kwpton-0.425IPLV-VarSpd | DEER2020 | D20 v0 | 43474.3732 | SCE | EUn | Rec | CZ08 | Any | Cap-Tons | 2240 | 0 | None | 63.7 | 0.0481 | 0 | 63.7 | 0.0481 | 0 | 0 | 0 | 0 | 0 | 0 | 0 | DEER:HVAC_Chillers | Annual | 2020
NE-HVAC-Chlr-WtrCldScrewChlr-lt75tons-0.663kwpton-0.425IPLV-VarSpd | DEER2020 | D20 v0 | 43474.3732 | SCE | Hsp | Rec | CZ08 | Any | Cap-Tons | 957 | 0 | None | 38.7 | 0.0181 | 0 | 38.7 | 0.0181 | 0 | 0 | 0 | 0 | 0 | 0 | 0 | DEER:HVAC_Chillers | Annual | 2020
NE-HVAC-Chlr-WtrCldScrewChlr-lt75tons-0.663kwpton-0.425IPLV-VarSpd | DEER2020 | D20 v0 | 43474.3732 | SCE | Htl | Rec | CZ08 | Any | Cap-Tons | 166 | 0 | None | 104 | 0.0421 | 0 | 104 | 0.0421 | 0 | 0 | 0 | 0 | 0 | 0 | 0 | DEER:HVAC_Chillers | Annual | 2020
NE-HVAC-Chlr-WtrCldScrewChlr-lt75tons-0.663kwpton-0.425IPLV-VarSpd | DEER2020 | D20 v0 | 43474.3732 | SCE | MBT | Rec | CZ08 | Any | Cap-Tons | 341 | 0 | None | 78.3 | 0.0278 | 0 | 78.3 | 0.0278 | 0 | 0 | 0 | 0 | 0 | 0 | 0 | DEER:HVAC_Chillers | Annual | 2020
NE-HVAC-Chlr-WtrCldScrewChlr-lt75tons-0.663kwpton-0.425IPLV-VarSpd | DEER2020 | D20 v0 | 43474.3732 | SCE | Nrs | Rec | CZ08 | Any | Cap-Tons | 111 | 0 | None | 78.7 | 0.0396 | 0 | 78.7 | 0.0396 | 0 | 0 | 0 | 0 | 0 | 0 | 0 | DEER:HVAC_Chillers | Annual | 2020
NE-HVAC-Chlr-WtrCldScrewChlr-lt75tons-0.663kwpton-0.425IPLV-VarSpd | DEER2020 | D20 v0 | 43474.3732 | SCE | OfL | Rec | CZ08 | Any | Cap-Tons | 415 | 0 | None | 71.2 | 0.0187 | 0 | 71.2 | 0.0187 | 0 | 0 | 0 | 0 | 0 | 0 | 0 | DEER:HVAC_Chillers | Annual | 2020
NE-HVAC-Chlr-WtrCldScrewChlr-lt75tons-0.663kwpton-0.425IPLV-VarSpd | DEER2020 | D20 v0 | 43474.3732 | SCE | OfS | Rec | CZ08 | Any | Cap-Tons | 23.1 | 0 | None | 82.9 | 0.0213 | 0 | 82.9 | 0.0213 | 0 | 0 | 0 | 0 | 0 | 0 | 0 | DEER:HVAC_Chillers | Annual | 2020
NE-HVAC-Chlr-WtrCldScrewChlr-lt75tons-0.663kwpton-0.425IPLV-VarSpd | DEER2020 | D20 v0 | 43474.3732 | SCE | Rt3 | Rec | CZ08 | Any | Cap-Tons | 272 | 0 | None | 89.8 | 0.0458 | 0 | 89.8 | 0.0458 | 0 | 0 | 0 | 0 | 0 | 0 | 0 | DEER:HVAC_Chillers | Annual | 2020
NE-HVAC-Chlr-WtrCldScrewChlr-lt75tons-0.663kwpton-0.425IPLV-VarSpd | DEER2020 | D20 v0 | 43474.3732 | SCE | ECC | Rec | CZ09 | Any | Cap-Tons | 794 | 0 | None | 66.8 | 0.0702 | 0 | 66.8 | 0.0702 | 0 | 0 | 0 | 0 | 0 | 0 | 0 | DEER:HVAC_Chillers | Annual | 2020
NE-HVAC-Chlr-WtrCldScrewChlr-lt75tons-0.663kwpton-0.425IPLV-VarSpd | DEER2020 | D20 v0 | 43474.3732 | SCE | ESe | Rec | CZ09 | Any | Cap-Tons | 418 | 0 | None | 44.6 | 0.0373 | 0 | 44.6 | 0.0373 | 0 | 0 | 0 | 0 | 0 | 0 | 0 | DEER:HVAC_Chillers | Annual | 2020
NE-HVAC-Chlr-WtrCldScrewChlr-lt75tons-0.663kwpton-0.425IPLV-VarSpd | DEER2020 | D20 v0 | 43474.3732 | SCE | EUn | Rec | CZ09 | Any | Cap-Tons | 2610 | 0 | None | 55.6 | 0.0602 | 0 | 55.6 | 0.0602 | 0 | 0 | 0 | 0 | 0 | 0 | 0 | DEER:HVAC_Chillers | Annual | 2020
NE-HVAC-Chlr-WtrCldScrewChlr-lt75tons-0.663kwpton-0.425IPLV-VarSpd | DEER2020 | D20 v0 | 43474.3732 | SCE | Hsp | Rec | CZ09 | Any | Cap-Tons | 1100 | 0 | None | 34.8 | 0.0237 | 0 | 34.8 | 0.0237 | 0 | 0 | 0 | 0 | 0 | 0 | 0 | DEER:HVAC_Chillers | Annual | 2020
NE-HVAC-Chlr-WtrCldScrewChlr-lt75tons-0.663kwpton-0.425IPLV-VarSpd | DEER2020 | D20 v0 | 43474.3732 | SCE | Htl | Rec | CZ09 | Any | Cap-Tons | 216 | 0 | None | 85.5 | 0.0487 | 0 | 85.5 | 0.0487 | 0 | 0 | 0 | 0 | 0 | 0 | 0 | DEER:HVAC_Chillers | Annual | 2020
NE-HVAC-Chlr-WtrCldScrewChlr-lt75tons-0.663kwpton-0.425IPLV-VarSpd | DEER2020 | D20 v0 | 43474.3732 | SCE | MBT | Rec | CZ09 | Any | Cap-Tons | 386 | 0 | None | 69.1 | 0.0371 | 0 | 69.1 | 0.0371 | 0 | 0 | 0 | 0 | 0 | 0 | 0 | DEER:HVAC_Chillers | Annual | 2020
NE-HVAC-Chlr-WtrCldScrewChlr-lt75tons-0.663kwpton-0.425IPLV-VarSpd | DEER2020 | D20 v0 | 43474.3732 | SCE | Nrs | Rec | CZ09 | Any | Cap-Tons | 127 | 0 | None | 74.3 | 0.0487 | 0 | 74.3 | 0.0487 | 0 | 0 | 0 | 0 | 0 | 0 | 0 | DEER:HVAC_Chillers | Annual | 2020
NE-HVAC-Chlr-WtrCldScrewChlr-lt75tons-0.663kwpton-0.425IPLV-VarSpd | DEER2020 | D20 v0 | 43474.3732 | SCE | OfL | Rec | CZ09 | Any | Cap-Tons | 483 | 0 | None | 61 | 0.0223 | 0 | 61 | 0.0223 | 0 | 0 | 0 | 0 | 0 | 0 | 0 | DEER:HVAC_Chillers | Annual | 2020
NE-HVAC-Chlr-WtrCldScrewChlr-lt75tons-0.663kwpton-0.425IPLV-VarSpd | DEER2020 | D20 v0 | 43474.3732 | SCE | OfS | Rec | CZ09 | Any | Cap-Tons | 27.5 | 0 | None | 71 | 0.025 | 0 | 71 | 0.025 | 0 | 0 | 0 | 0 | 0 | 0 | 0 | DEER:HVAC_Chillers | Annual | 2020
NE-HVAC-Chlr-WtrCldScrewChlr-lt75tons-0.663kwpton-0.425IPLV-VarSpd | DEER2020 | D20 v0 | 43474.3732 | SCE | Rt3 | Rec | CZ09 | Any | Cap-Tons | 328 | 0 | None | 75.8 | 0.0557 | 0 | 75.8 | 0.0557 | 0 | 0 | 0 | 0 | 0 | 0 | 0 | DEER:HVAC_Chillers | Annual | 2020
NE-HVAC-Chlr-WtrCldScrewChlr-lt75tons-0.663kwpton-0.425IPLV-VarSpd | DEER2020 | D20 v0 | 43474.3732 | SCE | ECC | Rec | CZ10 | Any | Cap-Tons | 709 | 0 | None | 77.5 | 0.0681 | 0 | 77.5 | 0.0681 | 0 | 0 | 0 | 0 | 0 | 0 | 0 | DEER:HVAC_Chillers | Annual | 2020
NE-HVAC-Chlr-WtrCldScrewChlr-lt75tons-0.663kwpton-0.425IPLV-VarSpd | DEER2020 | D20 v0 | 43474.3732 | SCE | ESe | Rec | CZ10 | Any | Cap-Tons | 370 | 0 | None | 52.7 | 0.0354 | 0 | 52.7 | 0.0354 | 0 | 0 | 0 | 0 | 0 | 0 | 0 | DEER:HVAC_Chillers | Annual | 2020
NE-HVAC-Chlr-WtrCldScrewChlr-lt75tons-0.663kwpton-0.425IPLV-VarSpd | DEER2020 | D20 v0 | 43474.3732 | SCE | EUn | Rec | CZ10 | Any | Cap-Tons | 2390 | 0 | None | 65.9 | 0.0596 | 0 | 65.9 | 0.0596 | 0 | 0 | 0 | 0 | 0 | 0 | 0 | DEER:HVAC_Chillers | Annual | 2020
NE-HVAC-Chlr-WtrCldScrewChlr-lt75tons-0.663kwpton-0.425IPLV-VarSpd | DEER2020 | D20 v0 | 43474.3732 | SCE | Hsp | Rec | CZ10 | Any | Cap-Tons | 977 | 0 | None | 40.9 | 0.0243 | 0 | 40.9 | 0.0243 | 0 | 0 | 0 | 0 | 0 | 0 | 0 | DEER:HVAC_Chillers | Annual | 2020
NE-HVAC-Chlr-WtrCldScrewChlr-lt75tons-0.663kwpton-0.425IPLV-VarSpd | DEER2020 | D20 v0 | 43474.3732 | SCE | Htl | Rec | CZ10 | Any | Cap-Tons | 195 | 0 | None | 97.4 | 0.0503 | 0 | 97.4 | 0.0503 | 0 | 0 | 0 | 0 | 0 | 0 | 0 | DEER:HVAC_Chillers | Annual | 2020
NE-HVAC-Chlr-WtrCldScrewChlr-lt75tons-0.663kwpton-0.425IPLV-VarSpd | DEER2020 | D20 v0 | 43474.3732 | SCE | MBT | Rec | CZ10 | Any | Cap-Tons | 346 | 0 | None | 78.5 | 0.0357 | 0 | 78.5 | 0.0357 | 0 | 0 | 0 | 0 | 0 | 0 | 0 | DEER:HVAC_Chillers | Annual | 2020
NE-HVAC-Chlr-WtrCldScrewChlr-lt75tons-0.663kwpton-0.425IPLV-VarSpd | DEER2020 | D20 v0 | 43474.3732 | SCE | Nrs | Rec | CZ10 | Any | Cap-Tons | 115 | 0 | None | 87.5 | 0.055 | 0 | 87.5 | 0.055 | 0 | 0 | 0 | 0 | 0 | 0 | 0 | DEER:HVAC_Chillers | Annual | 2020
NE-HVAC-Chlr-WtrCldScrewChlr-lt75tons-0.663kwpton-0.425IPLV-VarSpd | DEER2020 | D20 v0 | 43474.3732 | SCE | OfL | Rec | CZ10 | Any | Cap-Tons | 431 | 0 | None | 69.7 | 0.0225 | 0 | 69.7 | 0.0225 | 0 | 0 | 0 | 0 | 0 | 0 | 0 | DEER:HVAC_Chillers | Annual | 2020
NE-HVAC-Chlr-WtrCldScrewChlr-lt75tons-0.663kwpton-0.425IPLV-VarSpd | DEER2020 | D20 v0 | 43474.3732 | SCE | OfS | Rec | CZ10 | Any | Cap-Tons | 25 | 0 | None | 80.6 | 0.028 | 0 | 80.6 | 0.028 | 0 | 0 | 0 | 0 | 0 | 0 | 0 | DEER:HVAC_Chillers | Annual | 2020
NE-HVAC-Chlr-WtrCldScrewChlr-lt75tons-0.663kwpton-0.425IPLV-VarSpd | DEER2020 | D20 v0 | 43474.3732 | SCE | Rt3 | Rec | CZ10 | Any | Cap-Tons | 287 | 0 | None | 89 | 0.0572 | 0 | 89 | 0.0572 | 0 | 0 | 0 | 0 | 0 | 0 | 0 | DEER:HVAC_Chillers | Annual | 2020
NE-HVAC-Chlr-WtrCldScrewChlr-lt75tons-0.663kwpton-0.425IPLV-VarSpd | DEER2020 | D20 v0 | 43474.3732 | SCE | ECC | Rec | CZ13 | Any | Cap-Tons | 701 | 0 | None | 79.2 | 0.0362 | 0 | 79.2 | 0.0362 | 0 | 0 | 0 | 0 | 0 | 0 | 0 | DEER:HVAC_Chillers | Annual | 2020
NE-HVAC-Chlr-WtrCldScrewChlr-lt75tons-0.663kwpton-0.425IPLV-VarSpd | DEER2020 | D20 v0 | 43474.3732 | SCE | ESe | Rec | CZ13 | Any | Cap-Tons | 372 | 0 | None | 51.9 | 0.0129 | 0 | 51.9 | 0.0129 | 0 | 0 | 0 | 0 | 0 | 0 | 0 | DEER:HVAC_Chillers | Annual | 2020
NE-HVAC-Chlr-WtrCldScrewChlr-lt75tons-0.663kwpton-0.425IPLV-VarSpd | DEER2020 | D20 v0 | 43474.3732 | SCE | EUn | Rec | CZ13 | Any | Cap-Tons | 2320 | 0 | None | 72.4 | 0.0466 | 0 | 72.4 | 0.0466 | 0 | 0 | 0 | 0 | 0 | 0 | 0 | DEER:HVAC_Chillers | Annual | 2020
NE-HVAC-Chlr-WtrCldScrewChlr-lt75tons-0.663kwpton-0.425IPLV-VarSpd | DEER2020 | D20 v0 | 43474.3732 | SCE | Hsp | Rec | CZ13 | Any | Cap-Tons | 962 | 0 | None | 45.8 | 0.0249 | 0 | 45.8 | 0.0249 | 0 | 0 | 0 | 0 | 0 | 0 | 0 | DEER:HVAC_Chillers | Annual | 2020
NE-HVAC-Chlr-WtrCldScrewChlr-lt75tons-0.663kwpton-0.425IPLV-VarSpd | DEER2020 | D20 v0 | 43474.3732 | SCE | Htl | Rec | CZ13 | Any | Cap-Tons | 203 | 0 | None | 103 | 0.0513 | 0 | 103 | 0.0513 | 0 | 0 | 0 | 0 | 0 | 0 | 0 | DEER:HVAC_Chillers | Annual | 2020
NE-HVAC-Chlr-WtrCldScrewChlr-lt75tons-0.663kwpton-0.425IPLV-VarSpd | DEER2020 | D20 v0 | 43474.3732 | SCE | MBT | Rec | CZ13 | Any | Cap-Tons | 361 | 0 | None | 69.6 | 0.0362 | 0 | 69.6 | 0.0362 | 0 | 0 | 0 | 0 | 0 | 0 | 0 | DEER:HVAC_Chillers | Annual | 2020
NE-HVAC-Chlr-WtrCldScrewChlr-lt75tons-0.663kwpton-0.425IPLV-VarSpd | DEER2020 | D20 v0 | 43474.3732 | SCE | Nrs | Rec | CZ13 | Any | Cap-Tons | 119 | 0 | None | 99.5 | 0.0571 | 0 | 99.5 | 0.0571 | 0 | 0 | 0 | 0 | 0 | 0 | 0 | DEER:HVAC_Chillers | Annual | 2020
NE-HVAC-Chlr-WtrCldScrewChlr-lt75tons-0.663kwpton-0.425IPLV-VarSpd | DEER2020 | D20 v0 | 43474.3732 | SCE | OfL | Rec | CZ13 | Any | Cap-Tons | 423 | 0 | None | 68.2 | 0.0256 | 0 | 68.2 | 0.0256 | 0 | 0 | 0 | 0 | 0 | 0 | 0 | DEER:HVAC_Chillers | Annual | 2020
NE-HVAC-Chlr-WtrCldScrewChlr-lt75tons-0.663kwpton-0.425IPLV-VarSpd | DEER2020 | D20 v0 | 43474.3732 | SCE | OfS | Rec | CZ13 | Any | Cap-Tons | 25.7 | 0 | None | 72.1 | 0.0276 | 0 | 72.1 | 0.0276 | 0 | 0 | 0 | 0 | 0 | 0 | 0 | DEER:HVAC_Chillers | Annual | 2020
NE-HVAC-Chlr-WtrCldScrewChlr-lt75tons-0.663kwpton-0.425IPLV-VarSpd | DEER2020 | D20 v0 | 43474.3732 | SCE | Rt3 | Rec | CZ13 | Any | Cap-Tons | 293 | 0 | None | 82.9 | 0.0479 | 0 | 82.9 | 0.0479 | 0 | 0 | 0 | 0 | 0 | 0 | 0 | DEER:HVAC_Chillers | Annual | 2020
NE-HVAC-Chlr-WtrCldScrewChlr-lt75tons-0.663kwpton-0.425IPLV-VarSpd | DEER2020 | D20 v0 | 43474.3732 | SCE | ECC | Rec | CZ14 | Any | Cap-Tons | 755 | 0 | None | 66.9 | 0.0511 | 0 | 66.9 | 0.0511 | 0 | 0 | 0 | 0 | 0 | 0 | 0 | DEER:HVAC_Chillers | Annual | 2020
NE-HVAC-Chlr-WtrCldScrewChlr-lt75tons-0.663kwpton-0.425IPLV-VarSpd | DEER2020 | D20 v0 | 43474.3732 | SCE | ESe | Rec | CZ14 | Any | Cap-Tons | 406 | 0 | None | 42.9 | 0.0268 | 0 | 42.9 | 0.0268 | 0 | 0 | 0 | 0 | 0 | 0 | 0 | DEER:HVAC_Chillers | Annual | 2020
NE-HVAC-Chlr-WtrCldScrewChlr-lt75tons-0.663kwpton-0.425IPLV-VarSpd | DEER2020 | D20 v0 | 43474.3732 | SCE | EUn | Rec | CZ14 | Any | Cap-Tons | 2470 | 0 | None | 62 | 0.0497 | 0 | 62 | 0.0497 | 0 | 0 | 0 | 0 | 0 | 0 | 0 | DEER:HVAC_Chillers | Annual | 2020
NE-HVAC-Chlr-WtrCldScrewChlr-lt75tons-0.663kwpton-0.425IPLV-VarSpd | DEER2020 | D20 v0 | 43474.3732 | SCE | Hsp | Rec | CZ14 | Any | Cap-Tons | 1020 | 0 | None | 35.1 | 0.0208 | 0 | 35.1 | 0.0208 | 0 | 0 | 0 | 0 | 0 | 0 | 0 | DEER:HVAC_Chillers | Annual | 2020
NE-HVAC-Chlr-WtrCldScrewChlr-lt75tons-0.663kwpton-0.425IPLV-VarSpd | DEER2020 | D20 v0 | 43474.3732 | SCE | Htl | Rec | CZ14 | Any | Cap-Tons | 208 | 0 | None | 92.4 | 0.0448 | 0 | 92.4 | 0.0448 | 0 | 0 | 0 | 0 | 0 | 0 | 0 | DEER:HVAC_Chillers | Annual | 2020
NE-HVAC-Chlr-WtrCldScrewChlr-lt75tons-0.663kwpton-0.425IPLV-VarSpd | DEER2020 | D20 v0 | 43474.3732 | SCE | MBT | Rec | CZ14 | Any | Cap-Tons | 373 | 0 | None | 65.4 | 0.0328 | 0 | 65.4 | 0.0328 | 0 | 0 | 0 | 0 | 0 | 0 | 0 | DEER:HVAC_Chillers | Annual | 2020
NE-HVAC-Chlr-WtrCldScrewChlr-lt75tons-0.663kwpton-0.425IPLV-VarSpd | DEER2020 | D20 v0 | 43474.3732 | SCE | Nrs | Rec | CZ14 | Any | Cap-Tons | 122 | 0 | None | 90.8 | 0.0511 | 0 | 90.8 | 0.0511 | 0 | 0 | 0 | 0 | 0 | 0 | 0 | DEER:HVAC_Chillers | Annual | 2020
NE-HVAC-Chlr-WtrCldScrewChlr-lt75tons-0.663kwpton-0.425IPLV-VarSpd | DEER2020 | D20 v0 | 43474.3732 | SCE | OfL | Rec | CZ14 | Any | Cap-Tons | 444 | 0 | None | 63.9 | 0.0236 | 0 | 63.9 | 0.0236 | 0 | 0 | 0 | 0 | 0 | 0 | 0 | DEER:HVAC_Chillers | Annual | 2020
NE-HVAC-Chlr-WtrCldScrewChlr-lt75tons-0.663kwpton-0.425IPLV-VarSpd | DEER2020 | D20 v0 | 43474.3732 | SCE | OfS | Rec | CZ14 | Any | Cap-Tons | 27.1 | 0 | None | 70.6 | 0.0245 | 0 | 70.6 | 0.0245 | 0 | 0 | 0 | 0 | 0 | 0 | 0 | DEER:HVAC_Chillers | Annual | 2020
NE-HVAC-Chlr-WtrCldScrewChlr-lt75tons-0.663kwpton-0.425IPLV-VarSpd | DEER2020 | D20 v0 | 43474.3732 | SCE | Rt3 | Rec | CZ14 | Any | Cap-Tons | 297 | 0 | None | 78.7 | 0.0435 | 0 | 78.7 | 0.0435 | 0 | 0 | 0 | 0 | 0 | 0 | 0 | DEER:HVAC_Chillers | Annual | 2020
NE-HVAC-Chlr-WtrCldScrewChlr-lt75tons-0.663kwpton-0.425IPLV-VarSpd | DEER2020 | D20 v0 | 43474.3732 | SCE | ECC | Rec | CZ15 | Any | Cap-Tons | 981 | 0 | None | 98.1 | 0.0453 | 0 | 98.1 | 0.0453 | 0 | 0 | 0 | 0 | 0 | 0 | 0 | DEER:HVAC_Chillers | Annual | 2020
NE-HVAC-Chlr-WtrCldScrewChlr-lt75tons-0.663kwpton-0.425IPLV-VarSpd | DEER2020 | D20 v0 | 43474.3732 | SCE | ESe | Rec | CZ15 | Any | Cap-Tons | 523 | 0 | None | 69.3 | 0.0275 | 0 | 69.3 | 0.0275 | 0 | 0 | 0 | 0 | 0 | 0 | 0 | DEER:HVAC_Chillers | Annual | 2020
NE-HVAC-Chlr-WtrCldScrewChlr-lt75tons-0.663kwpton-0.425IPLV-VarSpd | DEER2020 | D20 v0 | 43474.3732 | SCE | EUn | Rec | CZ15 | Any | Cap-Tons | 3150 | 0 | None | 90.4 | 0.0478 | 0 | 90.4 | 0.0478 | 0 | 0 | 0 | 0 | 0 | 0 | 0 | DEER:HVAC_Chillers | Annual | 2020
NE-HVAC-Chlr-WtrCldScrewChlr-lt75tons-0.663kwpton-0.425IPLV-VarSpd | DEER2020 | D20 v0 | 43474.3732 | SCE | Hsp | Rec | CZ15 | Any | Cap-Tons | 1250 | 0 | None | 58.6 | 0.0211 | 0 | 58.6 | 0.0211 | 0 | 0 | 0 | 0 | 0 | 0 | 0 | DEER:HVAC_Chillers | Annual | 2020
NE-HVAC-Chlr-WtrCldScrewChlr-lt75tons-0.663kwpton-0.425IPLV-VarSpd | DEER2020 | D20 v0 | 43474.3732 | SCE | Htl | Rec | CZ15 | Any | Cap-Tons | 271 | 0 | None | 130 | 0.0428 | 0 | 130 | 0.0428 | 0 | 0 | 0 | 0 | 0 | 0 | 0 | DEER:HVAC_Chillers | Annual | 2020
NE-HVAC-Chlr-WtrCldScrewChlr-lt75tons-0.663kwpton-0.425IPLV-VarSpd | DEER2020 | D20 v0 | 43474.3732 | SCE | MBT | Rec | CZ15 | Any | Cap-Tons | 461 | 0 | None | 95.6 | 0.0318 | 0 | 95.6 | 0.0318 | 0 | 0 | 0 | 0 | 0 | 0 | 0 | DEER:HVAC_Chillers | Annual | 2020
NE-HVAC-Chlr-WtrCldScrewChlr-lt75tons-0.663kwpton-0.425IPLV-VarSpd | DEER2020 | D20 v0 | 43474.3732 | SCE | Nrs | Rec | CZ15 | Any | Cap-Tons | 157 | 0 | None | 139 | 0.048 | 0 | 139 | 0.048 | 0 | 0 | 0 | 0 | 0 | 0 | 0 | DEER:HVAC_Chillers | Annual | 2020
NE-HVAC-Chlr-WtrCldScrewChlr-lt75tons-0.663kwpton-0.425IPLV-VarSpd | DEER2020 | D20 v0 | 43474.3732 | SCE | OfL | Rec | CZ15 | Any | Cap-Tons | 545 | 0 | None | 90.5 | 0.0215 | 0 | 90.5 | 0.0215 | 0 | 0 | 0 | 0 | 0 | 0 | 0 | DEER:HVAC_Chillers | Annual | 2020
NE-HVAC-Chlr-WtrCldScrewChlr-lt75tons-0.663kwpton-0.425IPLV-VarSpd | DEER2020 | D20 v0 | 43474.3732 | SCE | OfS | Rec | CZ15 | Any | Cap-Tons | 32.3 | 0 | None | 109 | 0.0262 | 0 | 109 | 0.0262 | 0 | 0 | 0 | 0 | 0 | 0 | 0 | DEER:HVAC_Chillers | Annual | 2020
NE-HVAC-Chlr-WtrCldScrewChlr-lt75tons-0.663kwpton-0.425IPLV-VarSpd | DEER2020 | D20 v0 | 43474.3732 | SCE | Rt3 | Rec | CZ15 | Any | Cap-Tons | 371 | 0 | None | 112 | 0.0432 | 0 | 112 | 0.0432 | 0 | 0 | 0 | 0 | 0 | 0 | 0 | DEER:HVAC_Chillers | Annual | 2020
NE-HVAC-Chlr-WtrCldScrewChlr-lt75tons-0.663kwpton-0.425IPLV-VarSpd | DEER2020 | D20 v0 | 43474.3732 | SCE | ECC | Rec | CZ16 | Any | Cap-Tons | 394 | 0 | None | 53.8 | 0.0422 | 0 | 53.8 | 0.0422 | 0 | 0 | 0 | 0 | 0 | 0 | 0 | DEER:HVAC_Chillers | Annual | 2020
NE-HVAC-Chlr-WtrCldScrewChlr-lt75tons-0.663kwpton-0.425IPLV-VarSpd | DEER2020 | D20 v0 | 43474.3732 | SCE | ESe | Rec | CZ16 | Any | Cap-Tons | 209 | 0 | None | 32.6 | 0.0181 | 0 | 32.6 | 0.0181 | 0 | 0 | 0 | 0 | 0 | 0 | 0 | DEER:HVAC_Chillers | Annual | 2020
NE-HVAC-Chlr-WtrCldScrewChlr-lt75tons-0.663kwpton-0.425IPLV-VarSpd | DEER2020 | D20 v0 | 43474.3732 | SCE | EUn | Rec | CZ16 | Any | Cap-Tons | 1380 | 0 | None | 49 | 0.0526 | 0 | 49 | 0.0526 | 0 | 0 | 0 | 0 | 0 | 0 | 0 | DEER:HVAC_Chillers | Annual | 2020
NE-HVAC-Chlr-WtrCldScrewChlr-lt75tons-0.663kwpton-0.425IPLV-VarSpd | DEER2020 | D20 v0 | 43474.3732 | SCE | Hsp | Rec | CZ16 | Any | Cap-Tons | 651 | 0 | None | 25.6 | 0.0234 | 0 | 25.6 | 0.0234 | 0 | 0 | 0 | 0 | 0 | 0 | 0 | DEER:HVAC_Chillers | Annual | 2020
NE-HVAC-Chlr-WtrCldScrewChlr-lt75tons-0.663kwpton-0.425IPLV-VarSpd | DEER2020 | D20 v0 | 43474.3732 | SCE | Htl | Rec | CZ16 | Any | Cap-Tons | 116 | 0 | None | 83.9 | 0.0606 | 0 | 83.9 | 0.0606 | 0 | 0 | 0 | 0 | 0 | 0 | 0 | DEER:HVAC_Chillers | Annual | 2020
NE-HVAC-Chlr-WtrCldScrewChlr-lt75tons-0.663kwpton-0.425IPLV-VarSpd | DEER2020 | D20 v0 | 43474.3732 | SCE | MBT | Rec | CZ16 | Any | Cap-Tons | 231 | 0 | None | 48.3 | 0.0352 | 0 | 48.3 | 0.0352 | 0 | 0 | 0 | 0 | 0 | 0 | 0 | DEER:HVAC_Chillers | Annual | 2020
NE-HVAC-Chlr-WtrCldScrewChlr-lt75tons-0.663kwpton-0.425IPLV-VarSpd | DEER2020 | D20 v0 | 43474.3732 | SCE | Nrs | Rec | CZ16 | Any | Cap-Tons | 78.5 | 0 | None | 52.8 | 0.0526 | 0 | 52.8 | 0.0526 | 0 | 0 | 0 | 0 | 0 | 0 | 0 | DEER:HVAC_Chillers | Annual | 2020
NE-HVAC-Chlr-WtrCldScrewChlr-lt75tons-0.663kwpton-0.425IPLV-VarSpd | DEER2020 | D20 v0 | 43474.3732 | SCE | OfL | Rec | CZ16 | Any | Cap-Tons | 302 | 0 | None | 45.3 | 0.0299 | 0 | 45.3 | 0.0299 | 0 | 0 | 0 | 0 | 0 | 0 | 0 | DEER:HVAC_Chillers | Annual | 2020
NE-HVAC-Chlr-WtrCldScrewChlr-lt75tons-0.663kwpton-0.425IPLV-VarSpd | DEER2020 | D20 v0 | 43474.3732 | SCE | OfS | Rec | CZ16 | Any | Cap-Tons | 17.1 | 0 | None | 52.1 | 0.0351 | 0 | 52.1 | 0.0351 | 0 | 0 | 0 | 0 | 0 | 0 | 0 | DEER:HVAC_Chillers | Annual | 2020
NE-HVAC-Chlr-WtrCldScrewChlr-lt75tons-0.663kwpton-0.425IPLV-VarSpd | DEER2020 | D20 v0 | 43474.3732 | SCE | Rt3 | Rec | CZ16 | Any | Cap-Tons | 186 | 0 | None | 54.5 | 0.0458 | 0 | 54.5 | 0.0458 | 0 | 0 | 0 | 0 | 0 | 0 | 0 | DEER:HVAC_Chillers | Annual | 2020
NE-HVAC-Chlr-WtrCldScrewChlr-lt75tons-0.702kwpton-0.45IPLV-VarSpd | DEER2020 | D20 v0 | 43474.3732 | SCE | ECC | Rec | CZ05 | Any | Cap-Tons | 374 | 0 | None | 33.1 | 0.0307 | 0 | 33.1 | 0.0307 | 0 | 0 | 0 | 0 | 0 | 0 | 0 | DEER:HVAC_Chillers | Annual | 2020
NE-HVAC-Chlr-WtrCldScrewChlr-lt75tons-0.702kwpton-0.45IPLV-VarSpd | DEER2020 | D20 v0 | 43474.3732 | SCE | ESe | Rec | CZ05 | Any | Cap-Tons | 188 | 0 | None | 23.7 | 0.0161 | 0 | 23.7 | 0.0161 | 0 | 0 | 0 | 0 | 0 | 0 | 0 | DEER:HVAC_Chillers | Annual | 2020
NE-HVAC-Chlr-WtrCldScrewChlr-lt75tons-0.702kwpton-0.45IPLV-VarSpd | DEER2020 | D20 v0 | 43474.3732 | SCE | EUn | Rec | CZ05 | Any | Cap-Tons | 1340 | 0 | None | 26 | 0.0258 | 0 | 26 | 0.0258 | 0 | 0 | 0 | 0 | 0 | 0 | 0 | DEER:HVAC_Chillers | Annual | 2020
NE-HVAC-Chlr-WtrCldScrewChlr-lt75tons-0.702kwpton-0.45IPLV-VarSpd | DEER2020 | D20 v0 | 43474.3732 | SCE | Hsp | Rec | CZ05 | Any | Cap-Tons | 672 | 0 | None | 10.1 | 0.0086 | 0 | 10.1 | 0.0086 | 0 | 0 | 0 | 0 | 0 | 0 | 0 | DEER:HVAC_Chillers | Annual | 2020
NE-HVAC-Chlr-WtrCldScrewChlr-lt75tons-0.702kwpton-0.45IPLV-VarSpd | DEER2020 | D20 v0 | 43474.3732 | SCE | Htl | Rec | CZ05 | Any | Cap-Tons | 102 | 0 | None | 46.1 | 0.0225 | 0 | 46.1 | 0.0225 | 0 | 0 | 0 | 0 | 0 | 0 | 0 | DEER:HVAC_Chillers | Annual | 2020
NE-HVAC-Chlr-WtrCldScrewChlr-lt75tons-0.702kwpton-0.45IPLV-VarSpd | DEER2020 | D20 v0 | 43474.3732 | SCE | MBT | Rec | CZ05 | Any | Cap-Tons | 222 | 0 | None | 35.1 | 0.0162 | 0 | 35.1 | 0.0162 | 0 | 0 | 0 | 0 | 0 | 0 | 0 | DEER:HVAC_Chillers | Annual | 2020
NE-HVAC-Chlr-WtrCldScrewChlr-lt75tons-0.702kwpton-0.45IPLV-VarSpd | DEER2020 | D20 v0 | 43474.3732 | SCE | Nrs | Rec | CZ05 | Any | Cap-Tons | 77.3 | 0 | None | 18.9 | 0.0169 | 0 | 18.9 | 0.0169 | 0 | 0 | 0 | 0 | 0 | 0 | 0 | DEER:HVAC_Chillers | Annual | 2020
NE-HVAC-Chlr-WtrCldScrewChlr-lt75tons-0.702kwpton-0.45IPLV-VarSpd | DEER2020 | D20 v0 | 43474.3732 | SCE | OfL | Rec | CZ05 | Any | Cap-Tons | 298 | 0 | None | 29.5 | 0.0115 | 0 | 29.5 | 0.0115 | 0 | 0 | 0 | 0 | 0 | 0 | 0 | DEER:HVAC_Chillers | Annual | 2020
NE-HVAC-Chlr-WtrCldScrewChlr-lt75tons-0.702kwpton-0.45IPLV-VarSpd | DEER2020 | D20 v0 | 43474.3732 | SCE | OfS | Rec | CZ05 | Any | Cap-Tons | 15.7 | 0 | None | 35 | 0.0131 | 0 | 35 | 0.0131 | 0 | 0 | 0 | 0 | 0 | 0 | 0 | DEER:HVAC_Chillers | Annual | 2020
NE-HVAC-Chlr-WtrCldScrewChlr-lt75tons-0.702kwpton-0.45IPLV-VarSpd | DEER2020 | D20 v0 | 43474.3732 | SCE | Rt3 | Rec | CZ05 | Any | Cap-Tons | 174 | 0 | None | 30.8 | 0.0207 | 0 | 30.8 | 0.0207 | 0 | 0 | 0 | 0 | 0 | 0 | 0 | DEER:HVAC_Chillers | Annual | 2020
NE-HVAC-Chlr-WtrCldScrewChlr-lt75tons-0.702kwpton-0.45IPLV-VarSpd | DEER2020 | D20 v0 | 43474.3732 | SCE | ECC | Rec | CZ06 | Any | Cap-Tons | 608 | 0 | None | 49.1 | 0.0383 | 0 | 49.1 | 0.0383 | 0 | 0 | 0 | 0 | 0 | 0 | 0 | DEER:HVAC_Chillers | Annual | 2020
NE-HVAC-Chlr-WtrCldScrewChlr-lt75tons-0.702kwpton-0.45IPLV-VarSpd | DEER2020 | D20 v0 | 43474.3732 | SCE | ESe | Rec | CZ06 | Any | Cap-Tons | 329 | 0 | None | 29.9 | 0.0177 | 0 | 29.9 | 0.0177 | 0 | 0 | 0 | 0 | 0 | 0 | 0 | DEER:HVAC_Chillers | Annual | 2020
NE-HVAC-Chlr-WtrCldScrewChlr-lt75tons-0.702kwpton-0.45IPLV-VarSpd | DEER2020 | D20 v0 | 43474.3732 | SCE | EUn | Rec | CZ06 | Any | Cap-Tons | 2020 | 0 | None | 40.3 | 0.0378 | 0 | 40.3 | 0.0378 | 0 | 0 | 0 | 0 | 0 | 0 | 0 | DEER:HVAC_Chillers | Annual | 2020
NE-HVAC-Chlr-WtrCldScrewChlr-lt75tons-0.702kwpton-0.45IPLV-VarSpd | DEER2020 | D20 v0 | 43474.3732 | SCE | Hsp | Rec | CZ06 | Any | Cap-Tons | 868 | 0 | None | 23.6 | 0.0144 | 0 | 23.6 | 0.0144 | 0 | 0 | 0 | 0 | 0 | 0 | 0 | DEER:HVAC_Chillers | Annual | 2020
NE-HVAC-Chlr-WtrCldScrewChlr-lt75tons-0.702kwpton-0.45IPLV-VarSpd | DEER2020 | D20 v0 | 43474.3732 | SCE | Htl | Rec | CZ06 | Any | Cap-Tons | 155 | 0 | None | 63.8 | 0.0305 | 0 | 63.8 | 0.0305 | 0 | 0 | 0 | 0 | 0 | 0 | 0 | DEER:HVAC_Chillers | Annual | 2020
NE-HVAC-Chlr-WtrCldScrewChlr-lt75tons-0.702kwpton-0.45IPLV-VarSpd | DEER2020 | D20 v0 | 43474.3732 | SCE | MBT | Rec | CZ06 | Any | Cap-Tons | 308 | 0 | None | 52.2 | 0.0213 | 0 | 52.2 | 0.0213 | 0 | 0 | 0 | 0 | 0 | 0 | 0 | DEER:HVAC_Chillers | Annual | 2020
NE-HVAC-Chlr-WtrCldScrewChlr-lt75tons-0.702kwpton-0.45IPLV-VarSpd | DEER2020 | D20 v0 | 43474.3732 | SCE | Nrs | Rec | CZ06 | Any | Cap-Tons | 101 | 0 | None | 44.7 | 0.0291 | 0 | 44.7 | 0.0291 | 0 | 0 | 0 | 0 | 0 | 0 | 0 | DEER:HVAC_Chillers | Annual | 2020
NE-HVAC-Chlr-WtrCldScrewChlr-lt75tons-0.702kwpton-0.45IPLV-VarSpd | DEER2020 | D20 v0 | 43474.3732 | SCE | OfL | Rec | CZ06 | Any | Cap-Tons | 376 | 0 | None | 48.2 | 0.0137 | 0 | 48.2 | 0.0137 | 0 | 0 | 0 | 0 | 0 | 0 | 0 | DEER:HVAC_Chillers | Annual | 2020
NE-HVAC-Chlr-WtrCldScrewChlr-lt75tons-0.702kwpton-0.45IPLV-VarSpd | DEER2020 | D20 v0 | 43474.3732 | SCE | OfS | Rec | CZ06 | Any | Cap-Tons | 22.2 | 0 | None | 51.3 | 0.0162 | 0 | 51.3 | 0.0162 | 0 | 0 | 0 | 0 | 0 | 0 | 0 | DEER:HVAC_Chillers | Annual | 2020
NE-HVAC-Chlr-WtrCldScrewChlr-lt75tons-0.702kwpton-0.45IPLV-VarSpd | DEER2020 | D20 v0 | 43474.3732 | SCE | Rt3 | Rec | CZ06 | Any | Cap-Tons | 241 | 0 | None | 56.5 | 0.0361 | 0 | 56.5 | 0.0361 | 0 | 0 | 0 | 0 | 0 | 0 | 0 | DEER:HVAC_Chillers | Annual | 2020
NE-HVAC-Chlr-WtrCldScrewChlr-lt75tons-0.702kwpton-0.45IPLV-VarSpd | DEER2020 | D20 v0 | 43474.3732 | SCE | ECC | Rec | CZ08 | Any | Cap-Tons | 663 | 0 | None | 52.2 | 0.0342 | 0 | 52.2 | 0.0342 | 0 | 0 | 0 | 0 | 0 | 0 | 0 | DEER:HVAC_Chillers | Annual | 2020
NE-HVAC-Chlr-WtrCldScrewChlr-lt75tons-0.702kwpton-0.45IPLV-VarSpd | DEER2020 | D20 v0 | 43474.3732 | SCE | ESe | Rec | CZ08 | Any | Cap-Tons | 355 | 0 | None | 33.7 | 0.0163 | 0 | 33.7 | 0.0163 | 0 | 0 | 0 | 0 | 0 | 0 | 0 | DEER:HVAC_Chillers | Annual | 2020
NE-HVAC-Chlr-WtrCldScrewChlr-lt75tons-0.702kwpton-0.45IPLV-VarSpd | DEER2020 | D20 v0 | 43474.3732 | SCE | EUn | Rec | CZ08 | Any | Cap-Tons | 2240 | 0 | None | 42.5 | 0.032 | 0 | 42.5 | 0.032 | 0 | 0 | 0 | 0 | 0 | 0 | 0 | DEER:HVAC_Chillers | Annual | 2020
NE-HVAC-Chlr-WtrCldScrewChlr-lt75tons-0.702kwpton-0.45IPLV-VarSpd | DEER2020 | D20 v0 | 43474.3732 | SCE | Hsp | Rec | CZ08 | Any | Cap-Tons | 957 | 0 | None | 25.8 | 0.0121 | 0 | 25.8 | 0.0121 | 0 | 0 | 0 | 0 | 0 | 0 | 0 | DEER:HVAC_Chillers | Annual | 2020
NE-HVAC-Chlr-WtrCldScrewChlr-lt75tons-0.702kwpton-0.45IPLV-VarSpd | DEER2020 | D20 v0 | 43474.3732 | SCE | Htl | Rec | CZ08 | Any | Cap-Tons | 166 | 0 | None | 69.5 | 0.0281 | 0 | 69.5 | 0.0281 | 0 | 0 | 0 | 0 | 0 | 0 | 0 | DEER:HVAC_Chillers | Annual | 2020
NE-HVAC-Chlr-WtrCldScrewChlr-lt75tons-0.702kwpton-0.45IPLV-VarSpd | DEER2020 | D20 v0 | 43474.3732 | SCE | MBT | Rec | CZ08 | Any | Cap-Tons | 341 | 0 | None | 52.2 | 0.0186 | 0 | 52.2 | 0.0186 | 0 | 0 | 0 | 0 | 0 | 0 | 0 | DEER:HVAC_Chillers | Annual | 2020
NE-HVAC-Chlr-WtrCldScrewChlr-lt75tons-0.702kwpton-0.45IPLV-VarSpd | DEER2020 | D20 v0 | 43474.3732 | SCE | Nrs | Rec | CZ08 | Any | Cap-Tons | 111 | 0 | None | 52.4 | 0.0264 | 0 | 52.4 | 0.0264 | 0 | 0 | 0 | 0 | 0 | 0 | 0 | DEER:HVAC_Chillers | Annual | 2020
NE-HVAC-Chlr-WtrCldScrewChlr-lt75tons-0.702kwpton-0.45IPLV-VarSpd | DEER2020 | D20 v0 | 43474.3732 | SCE | OfL | Rec | CZ08 | Any | Cap-Tons | 415 | 0 | None | 47.5 | 0.0124 | 0 | 47.5 | 0.0124 | 0 | 0 | 0 | 0 | 0 | 0 | 0 | DEER:HVAC_Chillers | Annual | 2020
NE-HVAC-Chlr-WtrCldScrewChlr-lt75tons-0.702kwpton-0.45IPLV-VarSpd | DEER2020 | D20 v0 | 43474.3732 | SCE | OfS | Rec | CZ08 | Any | Cap-Tons | 23.1 | 0 | None | 55.3 | 0.0142 | 0 | 55.3 | 0.0142 | 0 | 0 | 0 | 0 | 0 | 0 | 0 | DEER:HVAC_Chillers | Annual | 2020
NE-HVAC-Chlr-WtrCldScrewChlr-lt75tons-0.702kwpton-0.45IPLV-VarSpd | DEER2020 | D20 v0 | 43474.3732 | SCE | Rt3 | Rec | CZ08 | Any | Cap-Tons | 272 | 0 | None | 59.8 | 0.0305 | 0 | 59.8 | 0.0305 | 0 | 0 | 0 | 0 | 0 | 0 | 0 | DEER:HVAC_Chillers | Annual | 2020
NE-HVAC-Chlr-WtrCldScrewChlr-lt75tons-0.702kwpton-0.45IPLV-VarSpd | DEER2020 | D20 v0 | 43474.3732 | SCE | ECC | Rec | CZ09 | Any | Cap-Tons | 794 | 0 | None | 44.5 | 0.0468 | 0 | 44.5 | 0.0468 | 0 | 0 | 0 | 0 | 0 | 0 | 0 | DEER:HVAC_Chillers | Annual | 2020
NE-HVAC-Chlr-WtrCldScrewChlr-lt75tons-0.702kwpton-0.45IPLV-VarSpd | DEER2020 | D20 v0 | 43474.3732 | SCE | ESe | Rec | CZ09 | Any | Cap-Tons | 418 | 0 | None | 29.7 | 0.0249 | 0 | 29.7 | 0.0249 | 0 | 0 | 0 | 0 | 0 | 0 | 0 | DEER:HVAC_Chillers | Annual | 2020
NE-HVAC-Chlr-WtrCldScrewChlr-lt75tons-0.702kwpton-0.45IPLV-VarSpd | DEER2020 | D20 v0 | 43474.3732 | SCE | EUn | Rec | CZ09 | Any | Cap-Tons | 2610 | 0 | None | 37.1 | 0.0401 | 0 | 37.1 | 0.0401 | 0 | 0 | 0 | 0 | 0 | 0 | 0 | DEER:HVAC_Chillers | Annual | 2020
NE-HVAC-Chlr-WtrCldScrewChlr-lt75tons-0.702kwpton-0.45IPLV-VarSpd | DEER2020 | D20 v0 | 43474.3732 | SCE | Hsp | Rec | CZ09 | Any | Cap-Tons | 1100 | 0 | None | 23.2 | 0.0158 | 0 | 23.2 | 0.0158 | 0 | 0 | 0 | 0 | 0 | 0 | 0 | DEER:HVAC_Chillers | Annual | 2020
NE-HVAC-Chlr-WtrCldScrewChlr-lt75tons-0.702kwpton-0.45IPLV-VarSpd | DEER2020 | D20 v0 | 43474.3732 | SCE | Htl | Rec | CZ09 | Any | Cap-Tons | 216 | 0 | None | 57 | 0.0324 | 0 | 57 | 0.0324 | 0 | 0 | 0 | 0 | 0 | 0 | 0 | DEER:HVAC_Chillers | Annual | 2020
NE-HVAC-Chlr-WtrCldScrewChlr-lt75tons-0.702kwpton-0.45IPLV-VarSpd | DEER2020 | D20 v0 | 43474.3732 | SCE | MBT | Rec | CZ09 | Any | Cap-Tons | 386 | 0 | None | 46.1 | 0.0247 | 0 | 46.1 | 0.0247 | 0 | 0 | 0 | 0 | 0 | 0 | 0 | DEER:HVAC_Chillers | Annual | 2020
NE-HVAC-Chlr-WtrCldScrewChlr-lt75tons-0.702kwpton-0.45IPLV-VarSpd | DEER2020 | D20 v0 | 43474.3732 | SCE | Nrs | Rec | CZ09 | Any | Cap-Tons | 127 | 0 | None | 49.5 | 0.0325 | 0 | 49.5 | 0.0325 | 0 | 0 | 0 | 0 | 0 | 0 | 0 | DEER:HVAC_Chillers | Annual | 2020
NE-HVAC-Chlr-WtrCldScrewChlr-lt75tons-0.702kwpton-0.45IPLV-VarSpd | DEER2020 | D20 v0 | 43474.3732 | SCE | OfL | Rec | CZ09 | Any | Cap-Tons | 483 | 0 | None | 40.7 | 0.0149 | 0 | 40.7 | 0.0149 | 0 | 0 | 0 | 0 | 0 | 0 | 0 | DEER:HVAC_Chillers | Annual | 2020
NE-HVAC-Chlr-WtrCldScrewChlr-lt75tons-0.702kwpton-0.45IPLV-VarSpd | DEER2020 | D20 v0 | 43474.3732 | SCE | OfS | Rec | CZ09 | Any | Cap-Tons | 27.5 | 0 | None | 47.3 | 0.0167 | 0 | 47.3 | 0.0167 | 0 | 0 | 0 | 0 | 0 | 0 | 0 | DEER:HVAC_Chillers | Annual | 2020
NE-HVAC-Chlr-WtrCldScrewChlr-lt75tons-0.702kwpton-0.45IPLV-VarSpd | DEER2020 | D20 v0 | 43474.3732 | SCE | Rt3 | Rec | CZ09 | Any | Cap-Tons | 328 | 0 | None | 50.5 | 0.0371 | 0 | 50.5 | 0.0371 | 0 | 0 | 0 | 0 | 0 | 0 | 0 | DEER:HVAC_Chillers | Annual | 2020
NE-HVAC-Chlr-WtrCldScrewChlr-lt75tons-0.702kwpton-0.45IPLV-VarSpd | DEER2020 | D20 v0 | 43474.3732 | SCE | ECC | Rec | CZ10 | Any | Cap-Tons | 709 | 0 | None | 51.7 | 0.0454 | 0 | 51.7 | 0.0454 | 0 | 0 | 0 | 0 | 0 | 0 | 0 | DEER:HVAC_Chillers | Annual | 2020
NE-HVAC-Chlr-WtrCldScrewChlr-lt75tons-0.702kwpton-0.45IPLV-VarSpd | DEER2020 | D20 v0 | 43474.3732 | SCE | ESe | Rec | CZ10 | Any | Cap-Tons | 370 | 0 | None | 35.2 | 0.0236 | 0 | 35.2 | 0.0236 | 0 | 0 | 0 | 0 | 0 | 0 | 0 | DEER:HVAC_Chillers | Annual | 2020
NE-HVAC-Chlr-WtrCldScrewChlr-lt75tons-0.702kwpton-0.45IPLV-VarSpd | DEER2020 | D20 v0 | 43474.3732 | SCE | EUn | Rec | CZ10 | Any | Cap-Tons | 2390 | 0 | None | 43.9 | 0.0397 | 0 | 43.9 | 0.0397 | 0 | 0 | 0 | 0 | 0 | 0 | 0 | DEER:HVAC_Chillers | Annual | 2020
NE-HVAC-Chlr-WtrCldScrewChlr-lt75tons-0.702kwpton-0.45IPLV-VarSpd | DEER2020 | D20 v0 | 43474.3732 | SCE | Hsp | Rec | CZ10 | Any | Cap-Tons | 977 | 0 | None | 27.2 | 0.0162 | 0 | 27.2 | 0.0162 | 0 | 0 | 0 | 0 | 0 | 0 | 0 | DEER:HVAC_Chillers | Annual | 2020
NE-HVAC-Chlr-WtrCldScrewChlr-lt75tons-0.702kwpton-0.45IPLV-VarSpd | DEER2020 | D20 v0 | 43474.3732 | SCE | Htl | Rec | CZ10 | Any | Cap-Tons | 195 | 0 | None | 64.9 | 0.0335 | 0 | 64.9 | 0.0335 | 0 | 0 | 0 | 0 | 0 | 0 | 0 | DEER:HVAC_Chillers | Annual | 2020
NE-HVAC-Chlr-WtrCldScrewChlr-lt75tons-0.702kwpton-0.45IPLV-VarSpd | DEER2020 | D20 v0 | 43474.3732 | SCE | MBT | Rec | CZ10 | Any | Cap-Tons | 346 | 0 | None | 52.3 | 0.0238 | 0 | 52.3 | 0.0238 | 0 | 0 | 0 | 0 | 0 | 0 | 0 | DEER:HVAC_Chillers | Annual | 2020
NE-HVAC-Chlr-WtrCldScrewChlr-lt75tons-0.702kwpton-0.45IPLV-VarSpd | DEER2020 | D20 v0 | 43474.3732 | SCE | Nrs | Rec | CZ10 | Any | Cap-Tons | 115 | 0 | None | 58.3 | 0.0367 | 0 | 58.3 | 0.0367 | 0 | 0 | 0 | 0 | 0 | 0 | 0 | DEER:HVAC_Chillers | Annual | 2020
NE-HVAC-Chlr-WtrCldScrewChlr-lt75tons-0.702kwpton-0.45IPLV-VarSpd | DEER2020 | D20 v0 | 43474.3732 | SCE | OfL | Rec | CZ10 | Any | Cap-Tons | 431 | 0 | None | 46.5 | 0.015 | 0 | 46.5 | 0.015 | 0 | 0 | 0 | 0 | 0 | 0 | 0 | DEER:HVAC_Chillers | Annual | 2020
NE-HVAC-Chlr-WtrCldScrewChlr-lt75tons-0.702kwpton-0.45IPLV-VarSpd | DEER2020 | D20 v0 | 43474.3732 | SCE | OfS | Rec | CZ10 | Any | Cap-Tons | 25 | 0 | None | 53.7 | 0.0186 | 0 | 53.7 | 0.0186 | 0 | 0 | 0 | 0 | 0 | 0 | 0 | DEER:HVAC_Chillers | Annual | 2020
NE-HVAC-Chlr-WtrCldScrewChlr-lt75tons-0.702kwpton-0.45IPLV-VarSpd | DEER2020 | D20 v0 | 43474.3732 | SCE | Rt3 | Rec | CZ10 | Any | Cap-Tons | 287 | 0 | None | 59.3 | 0.0382 | 0 | 59.3 | 0.0382 | 0 | 0 | 0 | 0 | 0 | 0 | 0 | DEER:HVAC_Chillers | Annual | 2020
NE-HVAC-Chlr-WtrCldScrewChlr-lt75tons-0.702kwpton-0.45IPLV-VarSpd | DEER2020 | D20 v0 | 43474.3732 | SCE | ECC | Rec | CZ13 | Any | Cap-Tons | 701 | 0 | None | 52.8 | 0.0241 | 0 | 52.8 | 0.0241 | 0 | 0 | 0 | 0 | 0 | 0 | 0 | DEER:HVAC_Chillers | Annual | 2020
NE-HVAC-Chlr-WtrCldScrewChlr-lt75tons-0.702kwpton-0.45IPLV-VarSpd | DEER2020 | D20 v0 | 43474.3732 | SCE | ESe | Rec | CZ13 | Any | Cap-Tons | 372 | 0 | None | 34.6 | 0.0086 | 0 | 34.6 | 0.0086 | 0 | 0 | 0 | 0 | 0 | 0 | 0 | DEER:HVAC_Chillers | Annual | 2020
NE-HVAC-Chlr-WtrCldScrewChlr-lt75tons-0.702kwpton-0.45IPLV-VarSpd | DEER2020 | D20 v0 | 43474.3732 | SCE | EUn | Rec | CZ13 | Any | Cap-Tons | 2320 | 0 | None | 48.2 | 0.0311 | 0 | 48.2 | 0.0311 | 0 | 0 | 0 | 0 | 0 | 0 | 0 | DEER:HVAC_Chillers | Annual | 2020
NE-HVAC-Chlr-WtrCldScrewChlr-lt75tons-0.702kwpton-0.45IPLV-VarSpd | DEER2020 | D20 v0 | 43474.3732 | SCE | Hsp | Rec | CZ13 | Any | Cap-Tons | 962 | 0 | None | 30.5 | 0.0166 | 0 | 30.5 | 0.0166 | 0 | 0 | 0 | 0 | 0 | 0 | 0 | DEER:HVAC_Chillers | Annual | 2020
NE-HVAC-Chlr-WtrCldScrewChlr-lt75tons-0.702kwpton-0.45IPLV-VarSpd | DEER2020 | D20 v0 | 43474.3732 | SCE | Htl | Rec | CZ13 | Any | Cap-Tons | 203 | 0 | None | 68.8 | 0.0342 | 0 | 68.8 | 0.0342 | 0 | 0 | 0 | 0 | 0 | 0 | 0 | DEER:HVAC_Chillers | Annual | 2020
NE-HVAC-Chlr-WtrCldScrewChlr-lt75tons-0.702kwpton-0.45IPLV-VarSpd | DEER2020 | D20 v0 | 43474.3732 | SCE | MBT | Rec | CZ13 | Any | Cap-Tons | 361 | 0 | None | 46.4 | 0.0241 | 0 | 46.4 | 0.0241 | 0 | 0 | 0 | 0 | 0 | 0 | 0 | DEER:HVAC_Chillers | Annual | 2020
NE-HVAC-Chlr-WtrCldScrewChlr-lt75tons-0.702kwpton-0.45IPLV-VarSpd | DEER2020 | D20 v0 | 43474.3732 | SCE | Nrs | Rec | CZ13 | Any | Cap-Tons | 119 | 0 | None | 66.3 | 0.0381 | 0 | 66.3 | 0.0381 | 0 | 0 | 0 | 0 | 0 | 0 | 0 | DEER:HVAC_Chillers | Annual | 2020
NE-HVAC-Chlr-WtrCldScrewChlr-lt75tons-0.702kwpton-0.45IPLV-VarSpd | DEER2020 | D20 v0 | 43474.3732 | SCE | OfL | Rec | CZ13 | Any | Cap-Tons | 423 | 0 | None | 45.5 | 0.0171 | 0 | 45.5 | 0.0171 | 0 | 0 | 0 | 0 | 0 | 0 | 0 | DEER:HVAC_Chillers | Annual | 2020
NE-HVAC-Chlr-WtrCldScrewChlr-lt75tons-0.702kwpton-0.45IPLV-VarSpd | DEER2020 | D20 v0 | 43474.3732 | SCE | OfS | Rec | CZ13 | Any | Cap-Tons | 25.7 | 0 | None | 48 | 0.0184 | 0 | 48 | 0.0184 | 0 | 0 | 0 | 0 | 0 | 0 | 0 | DEER:HVAC_Chillers | Annual | 2020
NE-HVAC-Chlr-WtrCldScrewChlr-lt75tons-0.702kwpton-0.45IPLV-VarSpd | DEER2020 | D20 v0 | 43474.3732 | SCE | Rt3 | Rec | CZ13 | Any | Cap-Tons | 293 | 0 | None | 55.2 | 0.0319 | 0 | 55.2 | 0.0319 | 0 | 0 | 0 | 0 | 0 | 0 | 0 | DEER:HVAC_Chillers | Annual | 2020
NE-HVAC-Chlr-WtrCldScrewChlr-lt75tons-0.702kwpton-0.45IPLV-VarSpd | DEER2020 | D20 v0 | 43474.3732 | SCE | ECC | Rec | CZ14 | Any | Cap-Tons | 755 | 0 | None | 44.6 | 0.0341 | 0 | 44.6 | 0.0341 | 0 | 0 | 0 | 0 | 0 | 0 | 0 | DEER:HVAC_Chillers | Annual | 2020
NE-HVAC-Chlr-WtrCldScrewChlr-lt75tons-0.702kwpton-0.45IPLV-VarSpd | DEER2020 | D20 v0 | 43474.3732 | SCE | ESe | Rec | CZ14 | Any | Cap-Tons | 406 | 0 | None | 28.6 | 0.0179 | 0 | 28.6 | 0.0179 | 0 | 0 | 0 | 0 | 0 | 0 | 0 | DEER:HVAC_Chillers | Annual | 2020
NE-HVAC-Chlr-WtrCldScrewChlr-lt75tons-0.702kwpton-0.45IPLV-VarSpd | DEER2020 | D20 v0 | 43474.3732 | SCE | EUn | Rec | CZ14 | Any | Cap-Tons | 2470 | 0 | None | 41.3 | 0.0332 | 0 | 41.3 | 0.0332 | 0 | 0 | 0 | 0 | 0 | 0 | 0 | DEER:HVAC_Chillers | Annual | 2020
NE-HVAC-Chlr-WtrCldScrewChlr-lt75tons-0.702kwpton-0.45IPLV-VarSpd | DEER2020 | D20 v0 | 43474.3732 | SCE | Hsp | Rec | CZ14 | Any | Cap-Tons | 1020 | 0 | None | 23.4 | 0.0139 | 0 | 23.4 | 0.0139 | 0 | 0 | 0 | 0 | 0 | 0 | 0 | DEER:HVAC_Chillers | Annual | 2020
NE-HVAC-Chlr-WtrCldScrewChlr-lt75tons-0.702kwpton-0.45IPLV-VarSpd | DEER2020 | D20 v0 | 43474.3732 | SCE | Htl | Rec | CZ14 | Any | Cap-Tons | 208 | 0 | None | 61.6 | 0.0299 | 0 | 61.6 | 0.0299 | 0 | 0 | 0 | 0 | 0 | 0 | 0 | DEER:HVAC_Chillers | Annual | 2020
NE-HVAC-Chlr-WtrCldScrewChlr-lt75tons-0.702kwpton-0.45IPLV-VarSpd | DEER2020 | D20 v0 | 43474.3732 | SCE | MBT | Rec | CZ14 | Any | Cap-Tons | 373 | 0 | None | 43.6 | 0.0219 | 0 | 43.6 | 0.0219 | 0 | 0 | 0 | 0 | 0 | 0 | 0 | DEER:HVAC_Chillers | Annual | 2020
NE-HVAC-Chlr-WtrCldScrewChlr-lt75tons-0.702kwpton-0.45IPLV-VarSpd | DEER2020 | D20 v0 | 43474.3732 | SCE | Nrs | Rec | CZ14 | Any | Cap-Tons | 122 | 0 | None | 60.6 | 0.0341 | 0 | 60.6 | 0.0341 | 0 | 0 | 0 | 0 | 0 | 0 | 0 | DEER:HVAC_Chillers | Annual | 2020
NE-HVAC-Chlr-WtrCldScrewChlr-lt75tons-0.702kwpton-0.45IPLV-VarSpd | DEER2020 | D20 v0 | 43474.3732 | SCE | OfL | Rec | CZ14 | Any | Cap-Tons | 444 | 0 | None | 42.6 | 0.0157 | 0 | 42.6 | 0.0157 | 0 | 0 | 0 | 0 | 0 | 0 | 0 | DEER:HVAC_Chillers | Annual | 2020
NE-HVAC-Chlr-WtrCldScrewChlr-lt75tons-0.702kwpton-0.45IPLV-VarSpd | DEER2020 | D20 v0 | 43474.3732 | SCE | OfS | Rec | CZ14 | Any | Cap-Tons | 27.1 | 0 | None | 47.1 | 0.0164 | 0 | 47.1 | 0.0164 | 0 | 0 | 0 | 0 | 0 | 0 | 0 | DEER:HVAC_Chillers | Annual | 2020
NE-HVAC-Chlr-WtrCldScrewChlr-lt75tons-0.702kwpton-0.45IPLV-VarSpd | DEER2020 | D20 v0 | 43474.3732 | SCE | Rt3 | Rec | CZ14 | Any | Cap-Tons | 297 | 0 | None | 52.4 | 0.029 | 0 | 52.4 | 0.029 | 0 | 0 | 0 | 0 | 0 | 0 | 0 | DEER:HVAC_Chillers | Annual | 2020
NE-HVAC-Chlr-WtrCldScrewChlr-lt75tons-0.702kwpton-0.45IPLV-VarSpd | DEER2020 | D20 v0 | 43474.3732 | SCE | ECC | Rec | CZ15 | Any | Cap-Tons | 981 | 0 | None | 65.4 | 0.0302 | 0 | 65.4 | 0.0302 | 0 | 0 | 0 | 0 | 0 | 0 | 0 | DEER:HVAC_Chillers | Annual | 2020
NE-HVAC-Chlr-WtrCldScrewChlr-lt75tons-0.702kwpton-0.45IPLV-VarSpd | DEER2020 | D20 v0 | 43474.3732 | SCE | ESe | Rec | CZ15 | Any | Cap-Tons | 523 | 0 | None | 46.2 | 0.0184 | 0 | 46.2 | 0.0184 | 0 | 0 | 0 | 0 | 0 | 0 | 0 | DEER:HVAC_Chillers | Annual | 2020
NE-HVAC-Chlr-WtrCldScrewChlr-lt75tons-0.702kwpton-0.45IPLV-VarSpd | DEER2020 | D20 v0 | 43474.3732 | SCE | EUn | Rec | CZ15 | Any | Cap-Tons | 3150 | 0 | None | 60.3 | 0.0319 | 0 | 60.3 | 0.0319 | 0 | 0 | 0 | 0 | 0 | 0 | 0 | DEER:HVAC_Chillers | Annual | 2020
NE-HVAC-Chlr-WtrCldScrewChlr-lt75tons-0.702kwpton-0.45IPLV-VarSpd | DEER2020 | D20 v0 | 43474.3732 | SCE | Hsp | Rec | CZ15 | Any | Cap-Tons | 1250 | 0 | None | 39.1 | 0.0141 | 0 | 39.1 | 0.0141 | 0 | 0 | 0 | 0 | 0 | 0 | 0 | DEER:HVAC_Chillers | Annual | 2020
NE-HVAC-Chlr-WtrCldScrewChlr-lt75tons-0.702kwpton-0.45IPLV-VarSpd | DEER2020 | D20 v0 | 43474.3732 | SCE | Htl | Rec | CZ15 | Any | Cap-Tons | 271 | 0 | None | 86.6 | 0.0285 | 0 | 86.6 | 0.0285 | 0 | 0 | 0 | 0 | 0 | 0 | 0 | DEER:HVAC_Chillers | Annual | 2020
NE-HVAC-Chlr-WtrCldScrewChlr-lt75tons-0.702kwpton-0.45IPLV-VarSpd | DEER2020 | D20 v0 | 43474.3732 | SCE | MBT | Rec | CZ15 | Any | Cap-Tons | 461 | 0 | None | 63.7 | 0.0212 | 0 | 63.7 | 0.0212 | 0 | 0 | 0 | 0 | 0 | 0 | 0 | DEER:HVAC_Chillers | Annual | 2020
NE-HVAC-Chlr-WtrCldScrewChlr-lt75tons-0.702kwpton-0.45IPLV-VarSpd | DEER2020 | D20 v0 | 43474.3732 | SCE | Nrs | Rec | CZ15 | Any | Cap-Tons | 157 | 0 | None | 92.6 | 0.032 | 0 | 92.6 | 0.032 | 0 | 0 | 0 | 0 | 0 | 0 | 0 | DEER:HVAC_Chillers | Annual | 2020
NE-HVAC-Chlr-WtrCldScrewChlr-lt75tons-0.702kwpton-0.45IPLV-VarSpd | DEER2020 | D20 v0 | 43474.3732 | SCE | OfL | Rec | CZ15 | Any | Cap-Tons | 545 | 0 | None | 60.4 | 0.0143 | 0 | 60.4 | 0.0143 | 0 | 0 | 0 | 0 | 0 | 0 | 0 | DEER:HVAC_Chillers | Annual | 2020
NE-HVAC-Chlr-WtrCldScrewChlr-lt75tons-0.702kwpton-0.45IPLV-VarSpd | DEER2020 | D20 v0 | 43474.3732 | SCE | OfS | Rec | CZ15 | Any | Cap-Tons | 32.3 | 0 | None | 73 | 0.0175 | 0 | 73 | 0.0175 | 0 | 0 | 0 | 0 | 0 | 0 | 0 | DEER:HVAC_Chillers | Annual | 2020
NE-HVAC-Chlr-WtrCldScrewChlr-lt75tons-0.702kwpton-0.45IPLV-VarSpd | DEER2020 | D20 v0 | 43474.3732 | SCE | Rt3 | Rec | CZ15 | Any | Cap-Tons | 371 | 0 | None | 74.7 | 0.0288 | 0 | 74.7 | 0.0288 | 0 | 0 | 0 | 0 | 0 | 0 | 0 | DEER:HVAC_Chillers | Annual | 2020
NE-HVAC-Chlr-WtrCldScrewChlr-lt75tons-0.702kwpton-0.45IPLV-VarSpd | DEER2020 | D20 v0 | 43474.3732 | SCE | ECC | Rec | CZ16 | Any | Cap-Tons | 394 | 0 | None | 35.9 | 0.0281 | 0 | 35.9 | 0.0281 | 0 | 0 | 0 | 0 | 0 | 0 | 0 | DEER:HVAC_Chillers | Annual | 2020
NE-HVAC-Chlr-WtrCldScrewChlr-lt75tons-0.702kwpton-0.45IPLV-VarSpd | DEER2020 | D20 v0 | 43474.3732 | SCE | ESe | Rec | CZ16 | Any | Cap-Tons | 209 | 0 | None | 21.7 | 0.012 | 0 | 21.7 | 0.012 | 0 | 0 | 0 | 0 | 0 | 0 | 0 | DEER:HVAC_Chillers | Annual | 2020
NE-HVAC-Chlr-WtrCldScrewChlr-lt75tons-0.702kwpton-0.45IPLV-VarSpd | DEER2020 | D20 v0 | 43474.3732 | SCE | EUn | Rec | CZ16 | Any | Cap-Tons | 1380 | 0 | None | 32.7 | 0.0351 | 0 | 32.7 | 0.0351 | 0 | 0 | 0 | 0 | 0 | 0 | 0 | DEER:HVAC_Chillers | Annual | 2020
NE-HVAC-Chlr-WtrCldScrewChlr-lt75tons-0.702kwpton-0.45IPLV-VarSpd | DEER2020 | D20 v0 | 43474.3732 | SCE | Hsp | Rec | CZ16 | Any | Cap-Tons | 651 | 0 | None | 17.1 | 0.0156 | 0 | 17.1 | 0.0156 | 0 | 0 | 0 | 0 | 0 | 0 | 0 | DEER:HVAC_Chillers | Annual | 2020
NE-HVAC-Chlr-WtrCldScrewChlr-lt75tons-0.702kwpton-0.45IPLV-VarSpd | DEER2020 | D20 v0 | 43474.3732 | SCE | Htl | Rec | CZ16 | Any | Cap-Tons | 116 | 0 | None | 56 | 0.0404 | 0 | 56 | 0.0404 | 0 | 0 | 0 | 0 | 0 | 0 | 0 | DEER:HVAC_Chillers | Annual | 2020
NE-HVAC-Chlr-WtrCldScrewChlr-lt75tons-0.702kwpton-0.45IPLV-VarSpd | DEER2020 | D20 v0 | 43474.3732 | SCE | MBT | Rec | CZ16 | Any | Cap-Tons | 231 | 0 | None | 32.2 | 0.0235 | 0 | 32.2 | 0.0235 | 0 | 0 | 0 | 0 | 0 | 0 | 0 | DEER:HVAC_Chillers | Annual | 2020
NE-HVAC-Chlr-WtrCldScrewChlr-lt75tons-0.702kwpton-0.45IPLV-VarSpd | DEER2020 | D20 v0 | 43474.3732 | SCE | Nrs | Rec | CZ16 | Any | Cap-Tons | 78.5 | 0 | None | 35.2 | 0.0351 | 0 | 35.2 | 0.0351 | 0 | 0 | 0 | 0 | 0 | 0 | 0 | DEER:HVAC_Chillers | Annual | 2020
NE-HVAC-Chlr-WtrCldScrewChlr-lt75tons-0.702kwpton-0.45IPLV-VarSpd | DEER2020 | D20 v0 | 43474.3732 | SCE | OfL | Rec | CZ16 | Any | Cap-Tons | 302 | 0 | None | 30.2 | 0.0199 | 0 | 30.2 | 0.0199 | 0 | 0 | 0 | 0 | 0 | 0 | 0 | DEER:HVAC_Chillers | Annual | 2020
NE-HVAC-Chlr-WtrCldScrewChlr-lt75tons-0.702kwpton-0.45IPLV-VarSpd | DEER2020 | D20 v0 | 43474.3732 | SCE | OfS | Rec | CZ16 | Any | Cap-Tons | 17.1 | 0 | None | 34.7 | 0.0234 | 0 | 34.7 | 0.0234 | 0 | 0 | 0 | 0 | 0 | 0 | 0 | DEER:HVAC_Chillers | Annual | 2020
NE-HVAC-Chlr-WtrCldScrewChlr-lt75tons-0.702kwpton-0.45IPLV-VarSpd | DEER2020 | D20 v0 | 43474.3732 | SCE | Rt3 | Rec | CZ16 | Any | Cap-Tons | 186 | 0 | None | 36.3 | 0.0305 | 0 | 36.3 | 0.0305 | 0 | 0 | 0 | 0 | 0 | 0 | 0 | DEER:HVAC_Chillers | Annual | 2020
NE-HVAC-Chlr-WtrCldScrewChlr-75to149tons-0.675kwpton-0.441IPLV-VarSpd | DEER2020 | D20 v0 | 43474.3732 | SDG | ECC | Rec | CZ06 | Any | Cap-Tons | 608 | 0 | None | 47.2 | 0.0368 | 0 | 47.2 | 0.0368 | 0 | 0 | 0 | 0 | 0 | 0 | 0 | DEER:HVAC_Chillers | Annual | 2020
NE-HVAC-Chlr-WtrCldScrewChlr-75to149tons-0.675kwpton-0.441IPLV-VarSpd | DEER2020 | D20 v0 | 43474.3732 | SDG | ESe | Rec | CZ06 | Any | Cap-Tons | 329 | 0 | None | 28.8 | 0.0171 | 0 | 28.8 | 0.0171 | 0 | 0 | 0 | 0 | 0 | 0 | 0 | DEER:HVAC_Chillers | Annual | 2020
NE-HVAC-Chlr-WtrCldScrewChlr-75to149tons-0.675kwpton-0.441IPLV-VarSpd | DEER2020 | D20 v0 | 43474.3732 | SDG | EUn | Rec | CZ06 | Any | Cap-Tons | 2020 | 0 | None | 38.7 | 0.0363 | 0 | 38.7 | 0.0363 | 0 | 0 | 0 | 0 | 0 | 0 | 0 | DEER:HVAC_Chillers | Annual | 2020
NE-HVAC-Chlr-WtrCldScrewChlr-75to149tons-0.675kwpton-0.441IPLV-VarSpd | DEER2020 | D20 v0 | 43474.3732 | SDG | Hsp | Rec | CZ06 | Any | Cap-Tons | 868 | 0 | None | 22.7 | 0.0138 | 0 | 22.7 | 0.0138 | 0 | 0 | 0 | 0 | 0 | 0 | 0 | DEER:HVAC_Chillers | Annual | 2020
NE-HVAC-Chlr-WtrCldScrewChlr-75to149tons-0.675kwpton-0.441IPLV-VarSpd | DEER2020 | D20 v0 | 43474.3732 | SDG | Htl | Rec | CZ06 | Any | Cap-Tons | 155 | 0 | None | 61.4 | 0.0293 | 0 | 61.4 | 0.0293 | 0 | 0 | 0 | 0 | 0 | 0 | 0 | DEER:HVAC_Chillers | Annual | 2020
NE-HVAC-Chlr-WtrCldScrewChlr-75to149tons-0.675kwpton-0.441IPLV-VarSpd | DEER2020 | D20 v0 | 43474.3732 | SDG | MBT | Rec | CZ06 | Any | Cap-Tons | 308 | 0 | None | 50.2 | 0.0205 | 0 | 50.2 | 0.0205 | 0 | 0 | 0 | 0 | 0 | 0 | 0 | DEER:HVAC_Chillers | Annual | 2020
NE-HVAC-Chlr-WtrCldScrewChlr-75to149tons-0.675kwpton-0.441IPLV-VarSpd | DEER2020 | D20 v0 | 43474.3732 | SDG | Nrs | Rec | CZ06 | Any | Cap-Tons | 101 | 0 | None | 42.9 | 0.0279 | 0 | 42.9 | 0.0279 | 0 | 0 | 0 | 0 | 0 | 0 | 0 | DEER:HVAC_Chillers | Annual | 2020
NE-HVAC-Chlr-WtrCldScrewChlr-75to149tons-0.675kwpton-0.441IPLV-VarSpd | DEER2020 | D20 v0 | 43474.3732 | SDG | OfL | Rec | CZ06 | Any | Cap-Tons | 376 | 0 | None | 46.4 | 0.0132 | 0 | 46.4 | 0.0132 | 0 | 0 | 0 | 0 | 0 | 0 | 0 | DEER:HVAC_Chillers | Annual | 2020
NE-HVAC-Chlr-WtrCldScrewChlr-75to149tons-0.675kwpton-0.441IPLV-VarSpd | DEER2020 | D20 v0 | 43474.3732 | SDG | OfS | Rec | CZ06 | Any | Cap-Tons | 22.2 | 0 | None | 49.3 | 0.0156 | 0 | 49.3 | 0.0156 | 0 | 0 | 0 | 0 | 0 | 0 | 0 | DEER:HVAC_Chillers | Annual | 2020
NE-HVAC-Chlr-WtrCldScrewChlr-75to149tons-0.675kwpton-0.441IPLV-VarSpd | DEER2020 | D20 v0 | 43474.3732 | SDG | Rt3 | Rec | CZ06 | Any | Cap-Tons | 241 | 0 | None | 54.4 | 0.0347 | 0 | 54.4 | 0.0347 | 0 | 0 | 0 | 0 | 0 | 0 | 0 | DEER:HVAC_Chillers | Annual | 2020
NE-HVAC-Chlr-WtrCldScrewChlr-75to149tons-0.675kwpton-0.441IPLV-VarSpd | DEER2020 | D20 v0 | 43474.3732 | SDG | ECC | Rec | CZ07 | Any | Cap-Tons | 576 | 0 | None | 47.3 | 0.0384 | 0 | 47.3 | 0.0384 | 0 | 0 | 0 | 0 | 0 | 0 | 0 | DEER:HVAC_Chillers | Annual | 2020
NE-HVAC-Chlr-WtrCldScrewChlr-75to149tons-0.675kwpton-0.441IPLV-VarSpd | DEER2020 | D20 v0 | 43474.3732 | SDG | ESe | Rec | CZ07 | Any | Cap-Tons | 316 | 0 | None | 28.3 | 0.0161 | 0 | 28.3 | 0.0161 | 0 | 0 | 0 | 0 | 0 | 0 | 0 | DEER:HVAC_Chillers | Annual | 2020
NE-HVAC-Chlr-WtrCldScrewChlr-75to149tons-0.675kwpton-0.441IPLV-VarSpd | DEER2020 | D20 v0 | 43474.3732 | SDG | EUn | Rec | CZ07 | Any | Cap-Tons | 1960 | 0 | None | 36.1 | 0.0334 | 0 | 36.1 | 0.0334 | 0 | 0 | 0 | 0 | 0 | 0 | 0 | DEER:HVAC_Chillers | Annual | 2020
NE-HVAC-Chlr-WtrCldScrewChlr-75to149tons-0.675kwpton-0.441IPLV-VarSpd | DEER2020 | D20 v0 | 43474.3732 | SDG | Hsp | Rec | CZ07 | Any | Cap-Tons | 895 | 0 | None | 22 | 0.0114 | 0 | 22 | 0.0114 | 0 | 0 | 0 | 0 | 0 | 0 | 0 | DEER:HVAC_Chillers | Annual | 2020
NE-HVAC-Chlr-WtrCldScrewChlr-75to149tons-0.675kwpton-0.441IPLV-VarSpd | DEER2020 | D20 v0 | 43474.3732 | SDG | Htl | Rec | CZ07 | Any | Cap-Tons | 141 | 0 | None | 65.3 | 0.0268 | 0 | 65.3 | 0.0268 | 0 | 0 | 0 | 0 | 0 | 0 | 0 | DEER:HVAC_Chillers | Annual | 2020
NE-HVAC-Chlr-WtrCldScrewChlr-75to149tons-0.675kwpton-0.441IPLV-VarSpd | DEER2020 | D20 v0 | 43474.3732 | SDG | MBT | Rec | CZ07 | Any | Cap-Tons | 306 | 0 | None | 46.3 | 0.018 | 0 | 46.3 | 0.018 | 0 | 0 | 0 | 0 | 0 | 0 | 0 | DEER:HVAC_Chillers | Annual | 2020
NE-HVAC-Chlr-WtrCldScrewChlr-75to149tons-0.675kwpton-0.441IPLV-VarSpd | DEER2020 | D20 v0 | 43474.3732 | SDG | Nrs | Rec | CZ07 | Any | Cap-Tons | 103 | 0 | None | 39.1 | 0.0224 | 0 | 39.1 | 0.0224 | 0 | 0 | 0 | 0 | 0 | 0 | 0 | DEER:HVAC_Chillers | Annual | 2020
NE-HVAC-Chlr-WtrCldScrewChlr-75to149tons-0.675kwpton-0.441IPLV-VarSpd | DEER2020 | D20 v0 | 43474.3732 | SDG | OfL | Rec | CZ07 | Any | Cap-Tons | 366 | 0 | None | 42.8 | 0.0122 | 0 | 42.8 | 0.0122 | 0 | 0 | 0 | 0 | 0 | 0 | 0 | DEER:HVAC_Chillers | Annual | 2020
NE-HVAC-Chlr-WtrCldScrewChlr-75to149tons-0.675kwpton-0.441IPLV-VarSpd | DEER2020 | D20 v0 | 43474.3732 | SDG | OfS | Rec | CZ07 | Any | Cap-Tons | 21.2 | 0 | None | 47.9 | 0.0142 | 0 | 47.9 | 0.0142 | 0 | 0 | 0 | 0 | 0 | 0 | 0 | DEER:HVAC_Chillers | Annual | 2020
NE-HVAC-Chlr-WtrCldScrewChlr-75to149tons-0.675kwpton-0.441IPLV-VarSpd | DEER2020 | D20 v0 | 43474.3732 | SDG | Rt3 | Rec | CZ07 | Any | Cap-Tons | 240 | 0 | None | 51.7 | 0.0316 | 0 | 51.7 | 0.0316 | 0 | 0 | 0 | 0 | 0 | 0 | 0 | DEER:HVAC_Chillers | Annual | 2020
NE-HVAC-Chlr-WtrCldScrewChlr-75to149tons-0.675kwpton-0.441IPLV-VarSpd | DEER2020 | D20 v0 | 43474.3732 | SDG | ECC | Rec | CZ08 | Any | Cap-Tons | 665 | 0 | None | 50.2 | 0.0329 | 0 | 50.2 | 0.0329 | 0 | 0 | 0 | 0 | 0 | 0 | 0 | DEER:HVAC_Chillers | Annual | 2020
NE-HVAC-Chlr-WtrCldScrewChlr-75to149tons-0.675kwpton-0.441IPLV-VarSpd | DEER2020 | D20 v0 | 43474.3732 | SDG | ESe | Rec | CZ08 | Any | Cap-Tons | 355 | 0 | None | 32.4 | 0.0156 | 0 | 32.4 | 0.0156 | 0 | 0 | 0 | 0 | 0 | 0 | 0 | DEER:HVAC_Chillers | Annual | 2020
NE-HVAC-Chlr-WtrCldScrewChlr-75to149tons-0.675kwpton-0.441IPLV-VarSpd | DEER2020 | D20 v0 | 43474.3732 | SDG | EUn | Rec | CZ08 | Any | Cap-Tons | 2250 | 0 | None | 40.9 | 0.0308 | 0 | 40.9 | 0.0308 | 0 | 0 | 0 | 0 | 0 | 0 | 0 | DEER:HVAC_Chillers | Annual | 2020
NE-HVAC-Chlr-WtrCldScrewChlr-75to149tons-0.675kwpton-0.441IPLV-VarSpd | DEER2020 | D20 v0 | 43474.3732 | SDG | Hsp | Rec | CZ08 | Any | Cap-Tons | 957 | 0 | None | 24.8 | 0.0116 | 0 | 24.8 | 0.0116 | 0 | 0 | 0 | 0 | 0 | 0 | 0 | DEER:HVAC_Chillers | Annual | 2020
NE-HVAC-Chlr-WtrCldScrewChlr-75to149tons-0.675kwpton-0.441IPLV-VarSpd | DEER2020 | D20 v0 | 43474.3732 | SDG | Htl | Rec | CZ08 | Any | Cap-Tons | 166 | 0 | None | 66.9 | 0.027 | 0 | 66.9 | 0.027 | 0 | 0 | 0 | 0 | 0 | 0 | 0 | DEER:HVAC_Chillers | Annual | 2020
NE-HVAC-Chlr-WtrCldScrewChlr-75to149tons-0.675kwpton-0.441IPLV-VarSpd | DEER2020 | D20 v0 | 43474.3732 | SDG | MBT | Rec | CZ08 | Any | Cap-Tons | 341 | 0 | None | 50.2 | 0.0178 | 0 | 50.2 | 0.0178 | 0 | 0 | 0 | 0 | 0 | 0 | 0 | DEER:HVAC_Chillers | Annual | 2020
NE-HVAC-Chlr-WtrCldScrewChlr-75to149tons-0.675kwpton-0.441IPLV-VarSpd | DEER2020 | D20 v0 | 43474.3732 | SDG | Nrs | Rec | CZ08 | Any | Cap-Tons | 111 | 0 | None | 50.4 | 0.0254 | 0 | 50.4 | 0.0254 | 0 | 0 | 0 | 0 | 0 | 0 | 0 | DEER:HVAC_Chillers | Annual | 2020
NE-HVAC-Chlr-WtrCldScrewChlr-75to149tons-0.675kwpton-0.441IPLV-VarSpd | DEER2020 | D20 v0 | 43474.3732 | SDG | OfL | Rec | CZ08 | Any | Cap-Tons | 415 | 0 | None | 45.6 | 0.012 | 0 | 45.6 | 0.012 | 0 | 0 | 0 | 0 | 0 | 0 | 0 | DEER:HVAC_Chillers | Annual | 2020
NE-HVAC-Chlr-WtrCldScrewChlr-75to149tons-0.675kwpton-0.441IPLV-VarSpd | DEER2020 | D20 v0 | 43474.3732 | SDG | OfS | Rec | CZ08 | Any | Cap-Tons | 23.1 | 0 | None | 53.1 | 0.0137 | 0 | 53.1 | 0.0137 | 0 | 0 | 0 | 0 | 0 | 0 | 0 | DEER:HVAC_Chillers | Annual | 2020
NE-HVAC-Chlr-WtrCldScrewChlr-75to149tons-0.675kwpton-0.441IPLV-VarSpd | DEER2020 | D20 v0 | 43474.3732 | SDG | Rt3 | Rec | CZ08 | Any | Cap-Tons | 272 | 0 | None | 57.5 | 0.0293 | 0 | 57.5 | 0.0293 | 0 | 0 | 0 | 0 | 0 | 0 | 0 | DEER:HVAC_Chillers | Annual | 2020
NE-HVAC-Chlr-WtrCldScrewChlr-75to149tons-0.675kwpton-0.441IPLV-VarSpd | DEER2020 | D20 v0 | 43474.3732 | SDG | ECC | Rec | CZ10 | Any | Cap-Tons | 709 | 0 | None | 49.7 | 0.0437 | 0 | 49.7 | 0.0437 | 0 | 0 | 0 | 0 | 0 | 0 | 0 | DEER:HVAC_Chillers | Annual | 2020
NE-HVAC-Chlr-WtrCldScrewChlr-75to149tons-0.675kwpton-0.441IPLV-VarSpd | DEER2020 | D20 v0 | 43474.3732 | SDG | ESe | Rec | CZ10 | Any | Cap-Tons | 370 | 0 | None | 33.8 | 0.0227 | 0 | 33.8 | 0.0227 | 0 | 0 | 0 | 0 | 0 | 0 | 0 | DEER:HVAC_Chillers | Annual | 2020
NE-HVAC-Chlr-WtrCldScrewChlr-75to149tons-0.675kwpton-0.441IPLV-VarSpd | DEER2020 | D20 v0 | 43474.3732 | SDG | EUn | Rec | CZ10 | Any | Cap-Tons | 2390 | 0 | None | 42.3 | 0.0382 | 0 | 42.3 | 0.0382 | 0 | 0 | 0 | 0 | 0 | 0 | 0 | DEER:HVAC_Chillers | Annual | 2020
NE-HVAC-Chlr-WtrCldScrewChlr-75to149tons-0.675kwpton-0.441IPLV-VarSpd | DEER2020 | D20 v0 | 43474.3732 | SDG | Hsp | Rec | CZ10 | Any | Cap-Tons | 977 | 0 | None | 26.2 | 0.0156 | 0 | 26.2 | 0.0156 | 0 | 0 | 0 | 0 | 0 | 0 | 0 | DEER:HVAC_Chillers | Annual | 2020
NE-HVAC-Chlr-WtrCldScrewChlr-75to149tons-0.675kwpton-0.441IPLV-VarSpd | DEER2020 | D20 v0 | 43474.3732 | SDG | Htl | Rec | CZ10 | Any | Cap-Tons | 195 | 0 | None | 62.4 | 0.0323 | 0 | 62.4 | 0.0323 | 0 | 0 | 0 | 0 | 0 | 0 | 0 | DEER:HVAC_Chillers | Annual | 2020
NE-HVAC-Chlr-WtrCldScrewChlr-75to149tons-0.675kwpton-0.441IPLV-VarSpd | DEER2020 | D20 v0 | 43474.3732 | SDG | MBT | Rec | CZ10 | Any | Cap-Tons | 346 | 0 | None | 50.3 | 0.0229 | 0 | 50.3 | 0.0229 | 0 | 0 | 0 | 0 | 0 | 0 | 0 | DEER:HVAC_Chillers | Annual | 2020
NE-HVAC-Chlr-WtrCldScrewChlr-75to149tons-0.675kwpton-0.441IPLV-VarSpd | DEER2020 | D20 v0 | 43474.3732 | SDG | Nrs | Rec | CZ10 | Any | Cap-Tons | 115 | 0 | None | 56.1 | 0.0353 | 0 | 56.1 | 0.0353 | 0 | 0 | 0 | 0 | 0 | 0 | 0 | DEER:HVAC_Chillers | Annual | 2020
NE-HVAC-Chlr-WtrCldScrewChlr-75to149tons-0.675kwpton-0.441IPLV-VarSpd | DEER2020 | D20 v0 | 43474.3732 | SDG | OfL | Rec | CZ10 | Any | Cap-Tons | 431 | 0 | None | 44.7 | 0.0144 | 0 | 44.7 | 0.0144 | 0 | 0 | 0 | 0 | 0 | 0 | 0 | DEER:HVAC_Chillers | Annual | 2020
NE-HVAC-Chlr-WtrCldScrewChlr-75to149tons-0.675kwpton-0.441IPLV-VarSpd | DEER2020 | D20 v0 | 43474.3732 | SDG | OfS | Rec | CZ10 | Any | Cap-Tons | 25 | 0 | None | 51.7 | 0.0179 | 0 | 51.7 | 0.0179 | 0 | 0 | 0 | 0 | 0 | 0 | 0 | DEER:HVAC_Chillers | Annual | 2020
NE-HVAC-Chlr-WtrCldScrewChlr-75to149tons-0.675kwpton-0.441IPLV-VarSpd | DEER2020 | D20 v0 | 43474.3732 | SDG | Rt3 | Rec | CZ10 | Any | Cap-Tons | 287 | 0 | None | 57 | 0.0367 | 0 | 57 | 0.0367 | 0 | 0 | 0 | 0 | 0 | 0 | 0 | DEER:HVAC_Chillers | Annual | 2020
NE-HVAC-Chlr-WtrCldScrewChlr-75to149tons-0.675kwpton-0.441IPLV-VarSpd | DEER2020 | D20 v0 | 43474.3732 | SDG | ECC | Rec | CZ14 | Any | Cap-Tons | 755 | 0 | None | 42.9 | 0.0327 | 0 | 42.9 | 0.0327 | 0 | 0 | 0 | 0 | 0 | 0 | 0 | DEER:HVAC_Chillers | Annual | 2020
NE-HVAC-Chlr-WtrCldScrewChlr-75to149tons-0.675kwpton-0.441IPLV-VarSpd | DEER2020 | D20 v0 | 43474.3732 | SDG | ESe | Rec | CZ14 | Any | Cap-Tons | 405 | 0 | None | 27.5 | 0.0172 | 0 | 27.5 | 0.0172 | 0 | 0 | 0 | 0 | 0 | 0 | 0 | DEER:HVAC_Chillers | Annual | 2020
NE-HVAC-Chlr-WtrCldScrewChlr-75to149tons-0.675kwpton-0.441IPLV-VarSpd | DEER2020 | D20 v0 | 43474.3732 | SDG | EUn | Rec | CZ14 | Any | Cap-Tons | 2470 | 0 | None | 39.7 | 0.0319 | 0 | 39.7 | 0.0319 | 0 | 0 | 0 | 0 | 0 | 0 | 0 | DEER:HVAC_Chillers | Annual | 2020
NE-HVAC-Chlr-WtrCldScrewChlr-75to149tons-0.675kwpton-0.441IPLV-VarSpd | DEER2020 | D20 v0 | 43474.3732 | SDG | Hsp | Rec | CZ14 | Any | Cap-Tons | 1030 | 0 | None | 21.9 | 0.013 | 0 | 21.9 | 0.013 | 0 | 0 | 0 | 0 | 0 | 0 | 0 | DEER:HVAC_Chillers | Annual | 2020
NE-HVAC-Chlr-WtrCldScrewChlr-75to149tons-0.675kwpton-0.441IPLV-VarSpd | DEER2020 | D20 v0 | 43474.3732 | SDG | Htl | Rec | CZ14 | Any | Cap-Tons | 208 | 0 | None | 59.2 | 0.0287 | 0 | 59.2 | 0.0287 | 0 | 0 | 0 | 0 | 0 | 0 | 0 | DEER:HVAC_Chillers | Annual | 2020
NE-HVAC-Chlr-WtrCldScrewChlr-75to149tons-0.675kwpton-0.441IPLV-VarSpd | DEER2020 | D20 v0 | 43474.3732 | SDG | MBT | Rec | CZ14 | Any | Cap-Tons | 374 | 0 | None | 42 | 0.021 | 0 | 42 | 0.021 | 0 | 0 | 0 | 0 | 0 | 0 | 0 | DEER:HVAC_Chillers | Annual | 2020
NE-HVAC-Chlr-WtrCldScrewChlr-75to149tons-0.675kwpton-0.441IPLV-VarSpd | DEER2020 | D20 v0 | 43474.3732 | SDG | Nrs | Rec | CZ14 | Any | Cap-Tons | 121 | 0 | None | 57.6 | 0.0326 | 0 | 57.6 | 0.0326 | 0 | 0 | 0 | 0 | 0 | 0 | 0 | DEER:HVAC_Chillers | Annual | 2020
NE-HVAC-Chlr-WtrCldScrewChlr-75to149tons-0.675kwpton-0.441IPLV-VarSpd | DEER2020 | D20 v0 | 43474.3732 | SDG | OfL | Rec | CZ14 | Any | Cap-Tons | 444 | 0 | None | 41 | 0.0151 | 0 | 41 | 0.0151 | 0 | 0 | 0 | 0 | 0 | 0 | 0 | DEER:HVAC_Chillers | Annual | 2020
NE-HVAC-Chlr-WtrCldScrewChlr-75to149tons-0.675kwpton-0.441IPLV-VarSpd | DEER2020 | D20 v0 | 43474.3732 | SDG | OfS | Rec | CZ14 | Any | Cap-Tons | 27.1 | 0 | None | 45.3 | 0.0157 | 0 | 45.3 | 0.0157 | 0 | 0 | 0 | 0 | 0 | 0 | 0 | DEER:HVAC_Chillers | Annual | 2020
NE-HVAC-Chlr-WtrCldScrewChlr-75to149tons-0.675kwpton-0.441IPLV-VarSpd | DEER2020 | D20 v0 | 43474.3732 | SDG | Rt3 | Rec | CZ14 | Any | Cap-Tons | 294 | 0 | None | 50.1 | 0.0279 | 0 | 50.1 | 0.0279 | 0 | 0 | 0 | 0 | 0 | 0 | 0 | DEER:HVAC_Chillers | Annual | 2020
NE-HVAC-Chlr-WtrCldScrewChlr-75to149tons-0.675kwpton-0.441IPLV-VarSpd | DEER2020 | D20 v0 | 43474.3732 | SDG | ESe | Rec | CZ15 | Any | Cap-Tons | 520 | 0 | None | 44.3 | 0.0174 | 0 | 44.3 | 0.0174 | 0 | 0 | 0 | 0 | 0 | 0 | 0 | DEER:HVAC_Chillers | Annual | 2020
NE-HVAC-Chlr-WtrCldScrewChlr-75to149tons-0.675kwpton-0.441IPLV-VarSpd | DEER2020 | D20 v0 | 43474.3732 | SDG | Htl | Rec | CZ15 | Any | Cap-Tons | 271 | 0 | None | 83.3 | 0.0274 | 0 | 83.3 | 0.0274 | 0 | 0 | 0 | 0 | 0 | 0 | 0 | DEER:HVAC_Chillers | Annual | 2020
NE-HVAC-Chlr-WtrCldScrewChlr-75to149tons-0.675kwpton-0.441IPLV-VarSpd | DEER2020 | D20 v0 | 43474.3732 | SDG | MBT | Rec | CZ15 | Any | Cap-Tons | 462 | 0 | None | 61.3 | 0.0204 | 0 | 61.3 | 0.0204 | 0 | 0 | 0 | 0 | 0 | 0 | 0 | DEER:HVAC_Chillers | Annual | 2020
NE-HVAC-Chlr-WtrCldScrewChlr-75to149tons-0.675kwpton-0.441IPLV-VarSpd | DEER2020 | D20 v0 | 43474.3732 | SDG | OfL | Rec | CZ15 | Any | Cap-Tons | 546 | 0 | None | 58.1 | 0.0138 | 0 | 58.1 | 0.0138 | 0 | 0 | 0 | 0 | 0 | 0 | 0 | DEER:HVAC_Chillers | Annual | 2020
NE-HVAC-Chlr-WtrCldScrewChlr-75to149tons-0.675kwpton-0.441IPLV-VarSpd | DEER2020 | D20 v0 | 43474.3732 | SDG | OfS | Rec | CZ15 | Any | Cap-Tons | 32.3 | 0 | None | 70.1 | 0.0168 | 0 | 70.1 | 0.0168 | 0 | 0 | 0 | 0 | 0 | 0 | 0 | DEER:HVAC_Chillers | Annual | 2020
NE-HVAC-Chlr-WtrCldScrewChlr-75to149tons-0.675kwpton-0.441IPLV-VarSpd | DEER2020 | D20 v0 | 43474.3732 | SDG | Rt3 | Rec | CZ15 | Any | Cap-Tons | 369 | 0 | None | 71.2 | 0.0276 | 0 | 71.2 | 0.0276 | 0 | 0 | 0 | 0 | 0 | 0 | 0 | DEER:HVAC_Chillers | Annual | 2020
NE-HVAC-Chlr-WtrCldScrewChlr-gte600tons-0.497kwpton-0.323IPLV-VarSpd | DEER2020 | D20 v0 | 43474.3732 | SDG | ECC | Rec | CZ06 | Any | Cap-Tons | 608 | 0 | None | 55.3 | 0.0431 | 0 | 55.3 | 0.0431 | 0 | 0 | 0 | 0 | 0 | 0 | 0 | DEER:HVAC_Chillers | Annual | 2020
NE-HVAC-Chlr-WtrCldScrewChlr-gte600tons-0.497kwpton-0.323IPLV-VarSpd | DEER2020 | D20 v0 | 43474.3732 | SDG | ESe | Rec | CZ06 | Any | Cap-Tons | 329 | 0 | None | 33.6 | 0.02 | 0 | 33.6 | 0.02 | 0 | 0 | 0 | 0 | 0 | 0 | 0 | DEER:HVAC_Chillers | Annual | 2020
NE-HVAC-Chlr-WtrCldScrewChlr-gte600tons-0.497kwpton-0.323IPLV-VarSpd | DEER2020 | D20 v0 | 43474.3732 | SDG | EUn | Rec | CZ06 | Any | Cap-Tons | 2020 | 0 | None | 45.3 | 0.0425 | 0 | 45.3 | 0.0425 | 0 | 0 | 0 | 0 | 0 | 0 | 0 | DEER:HVAC_Chillers | Annual | 2020
NE-HVAC-Chlr-WtrCldScrewChlr-gte600tons-0.497kwpton-0.323IPLV-VarSpd | DEER2020 | D20 v0 | 43474.3732 | SDG | Hsp | Rec | CZ06 | Any | Cap-Tons | 868 | 0 | None | 26.5 | 0.0162 | 0 | 26.5 | 0.0162 | 0 | 0 | 0 | 0 | 0 | 0 | 0 | DEER:HVAC_Chillers | Annual | 2020
NE-HVAC-Chlr-WtrCldScrewChlr-gte600tons-0.497kwpton-0.323IPLV-VarSpd | DEER2020 | D20 v0 | 43474.3732 | SDG | Htl | Rec | CZ06 | Any | Cap-Tons | 155 | 0 | None | 71.8 | 0.0343 | 0 | 71.8 | 0.0343 | 0 | 0 | 0 | 0 | 0 | 0 | 0 | DEER:HVAC_Chillers | Annual | 2020
NE-HVAC-Chlr-WtrCldScrewChlr-gte600tons-0.497kwpton-0.323IPLV-VarSpd | DEER2020 | D20 v0 | 43474.3732 | SDG | MBT | Rec | CZ06 | Any | Cap-Tons | 308 | 0 | None | 58.7 | 0.024 | 0 | 58.7 | 0.024 | 0 | 0 | 0 | 0 | 0 | 0 | 0 | DEER:HVAC_Chillers | Annual | 2020
NE-HVAC-Chlr-WtrCldScrewChlr-gte600tons-0.497kwpton-0.323IPLV-VarSpd | DEER2020 | D20 v0 | 43474.3732 | SDG | Nrs | Rec | CZ06 | Any | Cap-Tons | 101 | 0 | None | 50.2 | 0.0327 | 0 | 50.2 | 0.0327 | 0 | 0 | 0 | 0 | 0 | 0 | 0 | DEER:HVAC_Chillers | Annual | 2020
NE-HVAC-Chlr-WtrCldScrewChlr-gte600tons-0.497kwpton-0.323IPLV-VarSpd | DEER2020 | D20 v0 | 43474.3732 | SDG | OfL | Rec | CZ06 | Any | Cap-Tons | 376 | 0 | None | 54.3 | 0.0154 | 0 | 54.3 | 0.0154 | 0 | 0 | 0 | 0 | 0 | 0 | 0 | DEER:HVAC_Chillers | Annual | 2020
NE-HVAC-Chlr-WtrCldScrewChlr-gte600tons-0.497kwpton-0.323IPLV-VarSpd | DEER2020 | D20 v0 | 43474.3732 | SDG | OfS | Rec | CZ06 | Any | Cap-Tons | 22.2 | 0 | None | 57.7 | 0.0183 | 0 | 57.7 | 0.0183 | 0 | 0 | 0 | 0 | 0 | 0 | 0 | DEER:HVAC_Chillers | Annual | 2020
NE-HVAC-Chlr-WtrCldScrewChlr-gte600tons-0.497kwpton-0.323IPLV-VarSpd | DEER2020 | D20 v0 | 43474.3732 | SDG | Rt3 | Rec | CZ06 | Any | Cap-Tons | 241 | 0 | None | 63.6 | 0.0406 | 0 | 63.6 | 0.0406 | 0 | 0 | 0 | 0 | 0 | 0 | 0 | DEER:HVAC_Chillers | Annual | 2020
NE-HVAC-Chlr-WtrCldScrewChlr-gte600tons-0.497kwpton-0.323IPLV-VarSpd | DEER2020 | D20 v0 | 43474.3732 | SDG | ECC | Rec | CZ07 | Any | Cap-Tons | 576 | 0 | None | 55.4 | 0.0449 | 0 | 55.4 | 0.0449 | 0 | 0 | 0 | 0 | 0 | 0 | 0 | DEER:HVAC_Chillers | Annual | 2020
NE-HVAC-Chlr-WtrCldScrewChlr-gte600tons-0.497kwpton-0.323IPLV-VarSpd | DEER2020 | D20 v0 | 43474.3732 | SDG | ESe | Rec | CZ07 | Any | Cap-Tons | 316 | 0 | None | 33.1 | 0.0188 | 0 | 33.1 | 0.0188 | 0 | 0 | 0 | 0 | 0 | 0 | 0 | DEER:HVAC_Chillers | Annual | 2020
NE-HVAC-Chlr-WtrCldScrewChlr-gte600tons-0.497kwpton-0.323IPLV-VarSpd | DEER2020 | D20 v0 | 43474.3732 | SDG | EUn | Rec | CZ07 | Any | Cap-Tons | 1960 | 0 | None | 42.2 | 0.0391 | 0 | 42.2 | 0.0391 | 0 | 0 | 0 | 0 | 0 | 0 | 0 | DEER:HVAC_Chillers | Annual | 2020
NE-HVAC-Chlr-WtrCldScrewChlr-gte600tons-0.497kwpton-0.323IPLV-VarSpd | DEER2020 | D20 v0 | 43474.3732 | SDG | Hsp | Rec | CZ07 | Any | Cap-Tons | 895 | 0 | None | 25.7 | 0.0133 | 0 | 25.7 | 0.0133 | 0 | 0 | 0 | 0 | 0 | 0 | 0 | DEER:HVAC_Chillers | Annual | 2020
NE-HVAC-Chlr-WtrCldScrewChlr-gte600tons-0.497kwpton-0.323IPLV-VarSpd | DEER2020 | D20 v0 | 43474.3732 | SDG | Htl | Rec | CZ07 | Any | Cap-Tons | 141 | 0 | None | 76.4 | 0.0313 | 0 | 76.4 | 0.0313 | 0 | 0 | 0 | 0 | 0 | 0 | 0 | DEER:HVAC_Chillers | Annual | 2020
NE-HVAC-Chlr-WtrCldScrewChlr-gte600tons-0.497kwpton-0.323IPLV-VarSpd | DEER2020 | D20 v0 | 43474.3732 | SDG | MBT | Rec | CZ07 | Any | Cap-Tons | 306 | 0 | None | 54.1 | 0.0211 | 0 | 54.1 | 0.0211 | 0 | 0 | 0 | 0 | 0 | 0 | 0 | DEER:HVAC_Chillers | Annual | 2020
NE-HVAC-Chlr-WtrCldScrewChlr-gte600tons-0.497kwpton-0.323IPLV-VarSpd | DEER2020 | D20 v0 | 43474.3732 | SDG | Nrs | Rec | CZ07 | Any | Cap-Tons | 103 | 0 | None | 45.7 | 0.0262 | 0 | 45.7 | 0.0262 | 0 | 0 | 0 | 0 | 0 | 0 | 0 | DEER:HVAC_Chillers | Annual | 2020
NE-HVAC-Chlr-WtrCldScrewChlr-gte600tons-0.497kwpton-0.323IPLV-VarSpd | DEER2020 | D20 v0 | 43474.3732 | SDG | OfL | Rec | CZ07 | Any | Cap-Tons | 366 | 0 | None | 50.1 | 0.0143 | 0 | 50.1 | 0.0143 | 0 | 0 | 0 | 0 | 0 | 0 | 0 | DEER:HVAC_Chillers | Annual | 2020
NE-HVAC-Chlr-WtrCldScrewChlr-gte600tons-0.497kwpton-0.323IPLV-VarSpd | DEER2020 | D20 v0 | 43474.3732 | SDG | OfS | Rec | CZ07 | Any | Cap-Tons | 21.2 | 0 | None | 56 | 0.0166 | 0 | 56 | 0.0166 | 0 | 0 | 0 | 0 | 0 | 0 | 0 | DEER:HVAC_Chillers | Annual | 2020
NE-HVAC-Chlr-WtrCldScrewChlr-gte600tons-0.497kwpton-0.323IPLV-VarSpd | DEER2020 | D20 v0 | 43474.3732 | SDG | Rt3 | Rec | CZ07 | Any | Cap-Tons | 240 | 0 | None | 60.5 | 0.037 | 0 | 60.5 | 0.037 | 0 | 0 | 0 | 0 | 0 | 0 | 0 | DEER:HVAC_Chillers | Annual | 2020
NE-HVAC-Chlr-WtrCldScrewChlr-gte600tons-0.497kwpton-0.323IPLV-VarSpd | DEER2020 | D20 v0 | 43474.3732 | SDG | ECC | Rec | CZ08 | Any | Cap-Tons | 665 | 0 | None | 58.7 | 0.0384 | 0 | 58.7 | 0.0384 | 0 | 0 | 0 | 0 | 0 | 0 | 0 | DEER:HVAC_Chillers | Annual | 2020
NE-HVAC-Chlr-WtrCldScrewChlr-gte600tons-0.497kwpton-0.323IPLV-VarSpd | DEER2020 | D20 v0 | 43474.3732 | SDG | ESe | Rec | CZ08 | Any | Cap-Tons | 355 | 0 | None | 38 | 0.0183 | 0 | 38 | 0.0183 | 0 | 0 | 0 | 0 | 0 | 0 | 0 | DEER:HVAC_Chillers | Annual | 2020
NE-HVAC-Chlr-WtrCldScrewChlr-gte600tons-0.497kwpton-0.323IPLV-VarSpd | DEER2020 | D20 v0 | 43474.3732 | SDG | EUn | Rec | CZ08 | Any | Cap-Tons | 2250 | 0 | None | 47.9 | 0.0361 | 0 | 47.9 | 0.0361 | 0 | 0 | 0 | 0 | 0 | 0 | 0 | DEER:HVAC_Chillers | Annual | 2020
NE-HVAC-Chlr-WtrCldScrewChlr-gte600tons-0.497kwpton-0.323IPLV-VarSpd | DEER2020 | D20 v0 | 43474.3732 | SDG | Hsp | Rec | CZ08 | Any | Cap-Tons | 957 | 0 | None | 29 | 0.0136 | 0 | 29 | 0.0136 | 0 | 0 | 0 | 0 | 0 | 0 | 0 | DEER:HVAC_Chillers | Annual | 2020
NE-HVAC-Chlr-WtrCldScrewChlr-gte600tons-0.497kwpton-0.323IPLV-VarSpd | DEER2020 | D20 v0 | 43474.3732 | SDG | Htl | Rec | CZ08 | Any | Cap-Tons | 166 | 0 | None | 78.2 | 0.0316 | 0 | 78.2 | 0.0316 | 0 | 0 | 0 | 0 | 0 | 0 | 0 | DEER:HVAC_Chillers | Annual | 2020
NE-HVAC-Chlr-WtrCldScrewChlr-gte600tons-0.497kwpton-0.323IPLV-VarSpd | DEER2020 | D20 v0 | 43474.3732 | SDG | MBT | Rec | CZ08 | Any | Cap-Tons | 341 | 0 | None | 58.7 | 0.0209 | 0 | 58.7 | 0.0209 | 0 | 0 | 0 | 0 | 0 | 0 | 0 | DEER:HVAC_Chillers | Annual | 2020
NE-HVAC-Chlr-WtrCldScrewChlr-gte600tons-0.497kwpton-0.323IPLV-VarSpd | DEER2020 | D20 v0 | 43474.3732 | SDG | Nrs | Rec | CZ08 | Any | Cap-Tons | 111 | 0 | None | 58.9 | 0.0297 | 0 | 58.9 | 0.0297 | 0 | 0 | 0 | 0 | 0 | 0 | 0 | DEER:HVAC_Chillers | Annual | 2020
NE-HVAC-Chlr-WtrCldScrewChlr-gte600tons-0.497kwpton-0.323IPLV-VarSpd | DEER2020 | D20 v0 | 43474.3732 | SDG | OfL | Rec | CZ08 | Any | Cap-Tons | 415 | 0 | None | 53.4 | 0.014 | 0 | 53.4 | 0.014 | 0 | 0 | 0 | 0 | 0 | 0 | 0 | DEER:HVAC_Chillers | Annual | 2020
NE-HVAC-Chlr-WtrCldScrewChlr-gte600tons-0.497kwpton-0.323IPLV-VarSpd | DEER2020 | D20 v0 | 43474.3732 | SDG | OfS | Rec | CZ08 | Any | Cap-Tons | 23.1 | 0 | None | 62.2 | 0.016 | 0 | 62.2 | 0.016 | 0 | 0 | 0 | 0 | 0 | 0 | 0 | DEER:HVAC_Chillers | Annual | 2020
NE-HVAC-Chlr-WtrCldScrewChlr-gte600tons-0.497kwpton-0.323IPLV-VarSpd | DEER2020 | D20 v0 | 43474.3732 | SDG | Rt3 | Rec | CZ08 | Any | Cap-Tons | 272 | 0 | None | 67.3 | 0.0343 | 0 | 67.3 | 0.0343 | 0 | 0 | 0 | 0 | 0 | 0 | 0 | DEER:HVAC_Chillers | Annual | 2020
NE-HVAC-Chlr-WtrCldScrewChlr-gte600tons-0.497kwpton-0.323IPLV-VarSpd | DEER2020 | D20 v0 | 43474.3732 | SDG | ECC | Rec | CZ10 | Any | Cap-Tons | 709 | 0 | None | 58.1 | 0.0511 | 0 | 58.1 | 0.0511 | 0 | 0 | 0 | 0 | 0 | 0 | 0 | DEER:HVAC_Chillers | Annual | 2020
NE-HVAC-Chlr-WtrCldScrewChlr-gte600tons-0.497kwpton-0.323IPLV-VarSpd | DEER2020 | D20 v0 | 43474.3732 | SDG | ESe | Rec | CZ10 | Any | Cap-Tons | 370 | 0 | None | 39.6 | 0.0266 | 0 | 39.6 | 0.0266 | 0 | 0 | 0 | 0 | 0 | 0 | 0 | DEER:HVAC_Chillers | Annual | 2020
NE-HVAC-Chlr-WtrCldScrewChlr-gte600tons-0.497kwpton-0.323IPLV-VarSpd | DEER2020 | D20 v0 | 43474.3732 | SDG | EUn | Rec | CZ10 | Any | Cap-Tons | 2390 | 0 | None | 49.4 | 0.0447 | 0 | 49.4 | 0.0447 | 0 | 0 | 0 | 0 | 0 | 0 | 0 | DEER:HVAC_Chillers | Annual | 2020
NE-HVAC-Chlr-WtrCldScrewChlr-gte600tons-0.497kwpton-0.323IPLV-VarSpd | DEER2020 | D20 v0 | 43474.3732 | SDG | Hsp | Rec | CZ10 | Any | Cap-Tons | 977 | 0 | None | 30.7 | 0.0182 | 0 | 30.7 | 0.0182 | 0 | 0 | 0 | 0 | 0 | 0 | 0 | DEER:HVAC_Chillers | Annual | 2020
NE-HVAC-Chlr-WtrCldScrewChlr-gte600tons-0.497kwpton-0.323IPLV-VarSpd | DEER2020 | D20 v0 | 43474.3732 | SDG | Htl | Rec | CZ10 | Any | Cap-Tons | 195 | 0 | None | 73 | 0.0377 | 0 | 73 | 0.0377 | 0 | 0 | 0 | 0 | 0 | 0 | 0 | DEER:HVAC_Chillers | Annual | 2020
NE-HVAC-Chlr-WtrCldScrewChlr-gte600tons-0.497kwpton-0.323IPLV-VarSpd | DEER2020 | D20 v0 | 43474.3732 | SDG | MBT | Rec | CZ10 | Any | Cap-Tons | 346 | 0 | None | 58.9 | 0.0267 | 0 | 58.9 | 0.0267 | 0 | 0 | 0 | 0 | 0 | 0 | 0 | DEER:HVAC_Chillers | Annual | 2020
NE-HVAC-Chlr-WtrCldScrewChlr-gte600tons-0.497kwpton-0.323IPLV-VarSpd | DEER2020 | D20 v0 | 43474.3732 | SDG | Nrs | Rec | CZ10 | Any | Cap-Tons | 115 | 0 | None | 65.6 | 0.0413 | 0 | 65.6 | 0.0413 | 0 | 0 | 0 | 0 | 0 | 0 | 0 | DEER:HVAC_Chillers | Annual | 2020
NE-HVAC-Chlr-WtrCldScrewChlr-gte600tons-0.497kwpton-0.323IPLV-VarSpd | DEER2020 | D20 v0 | 43474.3732 | SDG | OfL | Rec | CZ10 | Any | Cap-Tons | 431 | 0 | None | 52.3 | 0.0169 | 0 | 52.3 | 0.0169 | 0 | 0 | 0 | 0 | 0 | 0 | 0 | DEER:HVAC_Chillers | Annual | 2020
NE-HVAC-Chlr-WtrCldScrewChlr-gte600tons-0.497kwpton-0.323IPLV-VarSpd | DEER2020 | D20 v0 | 43474.3732 | SDG | OfS | Rec | CZ10 | Any | Cap-Tons | 25 | 0 | None | 60.4 | 0.021 | 0 | 60.4 | 0.021 | 0 | 0 | 0 | 0 | 0 | 0 | 0 | DEER:HVAC_Chillers | Annual | 2020
NE-HVAC-Chlr-WtrCldScrewChlr-gte600tons-0.497kwpton-0.323IPLV-VarSpd | DEER2020 | D20 v0 | 43474.3732 | SDG | Rt3 | Rec | CZ10 | Any | Cap-Tons | 287 | 0 | None | 66.7 | 0.0429 | 0 | 66.7 | 0.0429 | 0 | 0 | 0 | 0 | 0 | 0 | 0 | DEER:HVAC_Chillers | Annual | 2020
NE-HVAC-Chlr-WtrCldScrewChlr-gte600tons-0.497kwpton-0.323IPLV-VarSpd | DEER2020 | D20 v0 | 43474.3732 | SDG | ECC | Rec | CZ14 | Any | Cap-Tons | 755 | 0 | None | 50.1 | 0.0383 | 0 | 50.1 | 0.0383 | 0 | 0 | 0 | 0 | 0 | 0 | 0 | DEER:HVAC_Chillers | Annual | 2020
NE-HVAC-Chlr-WtrCldScrewChlr-gte600tons-0.497kwpton-0.323IPLV-VarSpd | DEER2020 | D20 v0 | 43474.3732 | SDG | ESe | Rec | CZ14 | Any | Cap-Tons | 405 | 0 | None | 32.1 | 0.0201 | 0 | 32.1 | 0.0201 | 0 | 0 | 0 | 0 | 0 | 0 | 0 | DEER:HVAC_Chillers | Annual | 2020
NE-HVAC-Chlr-WtrCldScrewChlr-gte600tons-0.497kwpton-0.323IPLV-VarSpd | DEER2020 | D20 v0 | 43474.3732 | SDG | EUn | Rec | CZ14 | Any | Cap-Tons | 2470 | 0 | None | 46.5 | 0.0373 | 0 | 46.5 | 0.0373 | 0 | 0 | 0 | 0 | 0 | 0 | 0 | DEER:HVAC_Chillers | Annual | 2020
NE-HVAC-Chlr-WtrCldScrewChlr-gte600tons-0.497kwpton-0.323IPLV-VarSpd | DEER2020 | D20 v0 | 43474.3732 | SDG | Hsp | Rec | CZ14 | Any | Cap-Tons | 1030 | 0 | None | 25.7 | 0.0153 | 0 | 25.7 | 0.0153 | 0 | 0 | 0 | 0 | 0 | 0 | 0 | DEER:HVAC_Chillers | Annual | 2020
NE-HVAC-Chlr-WtrCldScrewChlr-gte600tons-0.497kwpton-0.323IPLV-VarSpd | DEER2020 | D20 v0 | 43474.3732 | SDG | Htl | Rec | CZ14 | Any | Cap-Tons | 208 | 0 | None | 69.3 | 0.0336 | 0 | 69.3 | 0.0336 | 0 | 0 | 0 | 0 | 0 | 0 | 0 | DEER:HVAC_Chillers | Annual | 2020
NE-HVAC-Chlr-WtrCldScrewChlr-gte600tons-0.497kwpton-0.323IPLV-VarSpd | DEER2020 | D20 v0 | 43474.3732 | SDG | MBT | Rec | CZ14 | Any | Cap-Tons | 374 | 0 | None | 49.1 | 0.0246 | 0 | 49.1 | 0.0246 | 0 | 0 | 0 | 0 | 0 | 0 | 0 | DEER:HVAC_Chillers | Annual | 2020
NE-HVAC-Chlr-WtrCldScrewChlr-gte600tons-0.497kwpton-0.323IPLV-VarSpd | DEER2020 | D20 v0 | 43474.3732 | SDG | Nrs | Rec | CZ14 | Any | Cap-Tons | 121 | 0 | None | 67.4 | 0.0381 | 0 | 67.4 | 0.0381 | 0 | 0 | 0 | 0 | 0 | 0 | 0 | DEER:HVAC_Chillers | Annual | 2020
NE-HVAC-Chlr-WtrCldScrewChlr-gte600tons-0.497kwpton-0.323IPLV-VarSpd | DEER2020 | D20 v0 | 43474.3732 | SDG | OfL | Rec | CZ14 | Any | Cap-Tons | 444 | 0 | None | 48 | 0.0177 | 0 | 48 | 0.0177 | 0 | 0 | 0 | 0 | 0 | 0 | 0 | DEER:HVAC_Chillers | Annual | 2020
NE-HVAC-Chlr-WtrCldScrewChlr-gte600tons-0.497kwpton-0.323IPLV-VarSpd | DEER2020 | D20 v0 | 43474.3732 | SDG | OfS | Rec | CZ14 | Any | Cap-Tons | 27.1 | 0 | None | 53 | 0.0184 | 0 | 53 | 0.0184 | 0 | 0 | 0 | 0 | 0 | 0 | 0 | DEER:HVAC_Chillers | Annual | 2020
NE-HVAC-Chlr-WtrCldScrewChlr-gte600tons-0.497kwpton-0.323IPLV-VarSpd | DEER2020 | D20 v0 | 43474.3732 | SDG | Rt3 | Rec | CZ14 | Any | Cap-Tons | 294 | 0 | None | 58.6 | 0.0326 | 0 | 58.6 | 0.0326 | 0 | 0 | 0 | 0 | 0 | 0 | 0 | DEER:HVAC_Chillers | Annual | 2020
NE-HVAC-Chlr-WtrCldScrewChlr-gte600tons-0.497kwpton-0.323IPLV-VarSpd | DEER2020 | D20 v0 | 43474.3732 | SDG | ESe | Rec | CZ15 | Any | Cap-Tons | 520 | 0 | None | 51.8 | 0.0204 | 0 | 51.8 | 0.0204 | 0 | 0 | 0 | 0 | 0 | 0 | 0 | DEER:HVAC_Chillers | Annual | 2020
NE-HVAC-Chlr-WtrCldScrewChlr-gte600tons-0.497kwpton-0.323IPLV-VarSpd | DEER2020 | D20 v0 | 43474.3732 | SDG | Htl | Rec | CZ15 | Any | Cap-Tons | 271 | 0 | None | 97.4 | 0.0321 | 0 | 97.4 | 0.0321 | 0 | 0 | 0 | 0 | 0 | 0 | 0 | DEER:HVAC_Chillers | Annual | 2020
NE-HVAC-Chlr-WtrCldScrewChlr-gte600tons-0.497kwpton-0.323IPLV-VarSpd | DEER2020 | D20 v0 | 43474.3732 | SDG | MBT | Rec | CZ15 | Any | Cap-Tons | 462 | 0 | None | 71.7 | 0.0238 | 0 | 71.7 | 0.0238 | 0 | 0 | 0 | 0 | 0 | 0 | 0 | DEER:HVAC_Chillers | Annual | 2020
NE-HVAC-Chlr-WtrCldScrewChlr-gte600tons-0.497kwpton-0.323IPLV-VarSpd | DEER2020 | D20 v0 | 43474.3732 | SDG | OfL | Rec | CZ15 | Any | Cap-Tons | 546 | 0 | None | 67.9 | 0.0161 | 0 | 67.9 | 0.0161 | 0 | 0 | 0 | 0 | 0 | 0 | 0 | DEER:HVAC_Chillers | Annual | 2020
NE-HVAC-Chlr-WtrCldScrewChlr-gte600tons-0.497kwpton-0.323IPLV-VarSpd | DEER2020 | D20 v0 | 43474.3732 | SDG | OfS | Rec | CZ15 | Any | Cap-Tons | 32.3 | 0 | None | 82 | 0.0196 | 0 | 82 | 0.0196 | 0 | 0 | 0 | 0 | 0 | 0 | 0 | DEER:HVAC_Chillers | Annual | 2020
NE-HVAC-Chlr-WtrCldScrewChlr-gte600tons-0.497kwpton-0.323IPLV-VarSpd | DEER2020 | D20 v0 | 43474.3732 | SDG | Rt3 | Rec | CZ15 | Any | Cap-Tons | 369 | 0 | None | 83.3 | 0.0323 | 0 | 83.3 | 0.0323 | 0 | 0 | 0 | 0 | 0 | 0 | 0 | DEER:HVAC_Chillers | Annual | 2020
NE-HVAC-Chlr-WtrCldScrewChlr-gte600tons-0.527kwpton-0.342IPLV-VarSpd | DEER2020 | D20 v0 | 43474.3732 | SDG | ECC | Rec | CZ06 | Any | Cap-Tons | 608 | 0 | None | 36.8 | 0.0287 | 0 | 36.8 | 0.0287 | 0 | 0 | 0 | 0 | 0 | 0 | 0 | DEER:HVAC_Chillers | Annual | 2020
NE-HVAC-Chlr-WtrCldScrewChlr-gte600tons-0.527kwpton-0.342IPLV-VarSpd | DEER2020 | D20 v0 | 43474.3732 | SDG | ESe | Rec | CZ06 | Any | Cap-Tons | 329 | 0 | None | 22.4 | 0.0133 | 0 | 22.4 | 0.0133 | 0 | 0 | 0 | 0 | 0 | 0 | 0 | DEER:HVAC_Chillers | Annual | 2020
NE-HVAC-Chlr-WtrCldScrewChlr-gte600tons-0.527kwpton-0.342IPLV-VarSpd | DEER2020 | D20 v0 | 43474.3732 | SDG | EUn | Rec | CZ06 | Any | Cap-Tons | 2020 | 0 | None | 30.2 | 0.0283 | 0 | 30.2 | 0.0283 | 0 | 0 | 0 | 0 | 0 | 0 | 0 | DEER:HVAC_Chillers | Annual | 2020
NE-HVAC-Chlr-WtrCldScrewChlr-gte600tons-0.527kwpton-0.342IPLV-VarSpd | DEER2020 | D20 v0 | 43474.3732 | SDG | Hsp | Rec | CZ06 | Any | Cap-Tons | 868 | 0 | None | 17.7 | 0.0108 | 0 | 17.7 | 0.0108 | 0 | 0 | 0 | 0 | 0 | 0 | 0 | DEER:HVAC_Chillers | Annual | 2020
NE-HVAC-Chlr-WtrCldScrewChlr-gte600tons-0.527kwpton-0.342IPLV-VarSpd | DEER2020 | D20 v0 | 43474.3732 | SDG | Htl | Rec | CZ06 | Any | Cap-Tons | 155 | 0 | None | 47.9 | 0.0229 | 0 | 47.9 | 0.0229 | 0 | 0 | 0 | 0 | 0 | 0 | 0 | DEER:HVAC_Chillers | Annual | 2020
NE-HVAC-Chlr-WtrCldScrewChlr-gte600tons-0.527kwpton-0.342IPLV-VarSpd | DEER2020 | D20 v0 | 43474.3732 | SDG | MBT | Rec | CZ06 | Any | Cap-Tons | 308 | 0 | None | 39.2 | 0.016 | 0 | 39.2 | 0.016 | 0 | 0 | 0 | 0 | 0 | 0 | 0 | DEER:HVAC_Chillers | Annual | 2020
NE-HVAC-Chlr-WtrCldScrewChlr-gte600tons-0.527kwpton-0.342IPLV-VarSpd | DEER2020 | D20 v0 | 43474.3732 | SDG | Nrs | Rec | CZ06 | Any | Cap-Tons | 101 | 0 | None | 33.5 | 0.0218 | 0 | 33.5 | 0.0218 | 0 | 0 | 0 | 0 | 0 | 0 | 0 | DEER:HVAC_Chillers | Annual | 2020
NE-HVAC-Chlr-WtrCldScrewChlr-gte600tons-0.527kwpton-0.342IPLV-VarSpd | DEER2020 | D20 v0 | 43474.3732 | SDG | OfL | Rec | CZ06 | Any | Cap-Tons | 376 | 0 | None | 36.2 | 0.0103 | 0 | 36.2 | 0.0103 | 0 | 0 | 0 | 0 | 0 | 0 | 0 | DEER:HVAC_Chillers | Annual | 2020
NE-HVAC-Chlr-WtrCldScrewChlr-gte600tons-0.527kwpton-0.342IPLV-VarSpd | DEER2020 | D20 v0 | 43474.3732 | SDG | OfS | Rec | CZ06 | Any | Cap-Tons | 22.2 | 0 | None | 38.5 | 0.0122 | 0 | 38.5 | 0.0122 | 0 | 0 | 0 | 0 | 0 | 0 | 0 | DEER:HVAC_Chillers | Annual | 2020
NE-HVAC-Chlr-WtrCldScrewChlr-gte600tons-0.527kwpton-0.342IPLV-VarSpd | DEER2020 | D20 v0 | 43474.3732 | SDG | Rt3 | Rec | CZ06 | Any | Cap-Tons | 241 | 0 | None | 42.4 | 0.027 | 0 | 42.4 | 0.027 | 0 | 0 | 0 | 0 | 0 | 0 | 0 | DEER:HVAC_Chillers | Annual | 2020
NE-HVAC-Chlr-WtrCldScrewChlr-gte600tons-0.527kwpton-0.342IPLV-VarSpd | DEER2020 | D20 v0 | 43474.3732 | SDG | ECC | Rec | CZ07 | Any | Cap-Tons | 576 | 0 | None | 36.9 | 0.0299 | 0 | 36.9 | 0.0299 | 0 | 0 | 0 | 0 | 0 | 0 | 0 | DEER:HVAC_Chillers | Annual | 2020
NE-HVAC-Chlr-WtrCldScrewChlr-gte600tons-0.527kwpton-0.342IPLV-VarSpd | DEER2020 | D20 v0 | 43474.3732 | SDG | ESe | Rec | CZ07 | Any | Cap-Tons | 316 | 0 | None | 22.1 | 0.0126 | 0 | 22.1 | 0.0126 | 0 | 0 | 0 | 0 | 0 | 0 | 0 | DEER:HVAC_Chillers | Annual | 2020
NE-HVAC-Chlr-WtrCldScrewChlr-gte600tons-0.527kwpton-0.342IPLV-VarSpd | DEER2020 | D20 v0 | 43474.3732 | SDG | EUn | Rec | CZ07 | Any | Cap-Tons | 1960 | 0 | None | 28.2 | 0.026 | 0 | 28.2 | 0.026 | 0 | 0 | 0 | 0 | 0 | 0 | 0 | DEER:HVAC_Chillers | Annual | 2020
NE-HVAC-Chlr-WtrCldScrewChlr-gte600tons-0.527kwpton-0.342IPLV-VarSpd | DEER2020 | D20 v0 | 43474.3732 | SDG | Hsp | Rec | CZ07 | Any | Cap-Tons | 895 | 0 | None | 17.2 | 0.0089 | 0 | 17.2 | 0.0089 | 0 | 0 | 0 | 0 | 0 | 0 | 0 | DEER:HVAC_Chillers | Annual | 2020
NE-HVAC-Chlr-WtrCldScrewChlr-gte600tons-0.527kwpton-0.342IPLV-VarSpd | DEER2020 | D20 v0 | 43474.3732 | SDG | Htl | Rec | CZ07 | Any | Cap-Tons | 141 | 0 | None | 50.9 | 0.0209 | 0 | 50.9 | 0.0209 | 0 | 0 | 0 | 0 | 0 | 0 | 0 | DEER:HVAC_Chillers | Annual | 2020
NE-HVAC-Chlr-WtrCldScrewChlr-gte600tons-0.527kwpton-0.342IPLV-VarSpd | DEER2020 | D20 v0 | 43474.3732 | SDG | MBT | Rec | CZ07 | Any | Cap-Tons | 306 | 0 | None | 36.1 | 0.0141 | 0 | 36.1 | 0.0141 | 0 | 0 | 0 | 0 | 0 | 0 | 0 | DEER:HVAC_Chillers | Annual | 2020
NE-HVAC-Chlr-WtrCldScrewChlr-gte600tons-0.527kwpton-0.342IPLV-VarSpd | DEER2020 | D20 v0 | 43474.3732 | SDG | Nrs | Rec | CZ07 | Any | Cap-Tons | 103 | 0 | None | 30.5 | 0.0175 | 0 | 30.5 | 0.0175 | 0 | 0 | 0 | 0 | 0 | 0 | 0 | DEER:HVAC_Chillers | Annual | 2020
NE-HVAC-Chlr-WtrCldScrewChlr-gte600tons-0.527kwpton-0.342IPLV-VarSpd | DEER2020 | D20 v0 | 43474.3732 | SDG | OfL | Rec | CZ07 | Any | Cap-Tons | 366 | 0 | None | 33.4 | 0.0095 | 0 | 33.4 | 0.0095 | 0 | 0 | 0 | 0 | 0 | 0 | 0 | DEER:HVAC_Chillers | Annual | 2020
NE-HVAC-Chlr-WtrCldScrewChlr-gte600tons-0.527kwpton-0.342IPLV-VarSpd | DEER2020 | D20 v0 | 43474.3732 | SDG | OfS | Rec | CZ07 | Any | Cap-Tons | 21.2 | 0 | None | 37.3 | 0.0111 | 0 | 37.3 | 0.0111 | 0 | 0 | 0 | 0 | 0 | 0 | 0 | DEER:HVAC_Chillers | Annual | 2020
NE-HVAC-Chlr-WtrCldScrewChlr-gte600tons-0.527kwpton-0.342IPLV-VarSpd | DEER2020 | D20 v0 | 43474.3732 | SDG | Rt3 | Rec | CZ07 | Any | Cap-Tons | 240 | 0 | None | 40.3 | 0.0247 | 0 | 40.3 | 0.0247 | 0 | 0 | 0 | 0 | 0 | 0 | 0 | DEER:HVAC_Chillers | Annual | 2020
NE-HVAC-Chlr-WtrCldScrewChlr-gte600tons-0.527kwpton-0.342IPLV-VarSpd | DEER2020 | D20 v0 | 43474.3732 | SDG | ECC | Rec | CZ08 | Any | Cap-Tons | 665 | 0 | None | 39.1 | 0.0256 | 0 | 39.1 | 0.0256 | 0 | 0 | 0 | 0 | 0 | 0 | 0 | DEER:HVAC_Chillers | Annual | 2020
NE-HVAC-Chlr-WtrCldScrewChlr-gte600tons-0.527kwpton-0.342IPLV-VarSpd | DEER2020 | D20 v0 | 43474.3732 | SDG | ESe | Rec | CZ08 | Any | Cap-Tons | 355 | 0 | None | 25.3 | 0.0122 | 0 | 25.3 | 0.0122 | 0 | 0 | 0 | 0 | 0 | 0 | 0 | DEER:HVAC_Chillers | Annual | 2020
NE-HVAC-Chlr-WtrCldScrewChlr-gte600tons-0.527kwpton-0.342IPLV-VarSpd | DEER2020 | D20 v0 | 43474.3732 | SDG | EUn | Rec | CZ08 | Any | Cap-Tons | 2250 | 0 | None | 31.9 | 0.024 | 0 | 31.9 | 0.024 | 0 | 0 | 0 | 0 | 0 | 0 | 0 | DEER:HVAC_Chillers | Annual | 2020
NE-HVAC-Chlr-WtrCldScrewChlr-gte600tons-0.527kwpton-0.342IPLV-VarSpd | DEER2020 | D20 v0 | 43474.3732 | SDG | Hsp | Rec | CZ08 | Any | Cap-Tons | 957 | 0 | None | 19.3 | 0.0091 | 0 | 19.3 | 0.0091 | 0 | 0 | 0 | 0 | 0 | 0 | 0 | DEER:HVAC_Chillers | Annual | 2020
NE-HVAC-Chlr-WtrCldScrewChlr-gte600tons-0.527kwpton-0.342IPLV-VarSpd | DEER2020 | D20 v0 | 43474.3732 | SDG | Htl | Rec | CZ08 | Any | Cap-Tons | 166 | 0 | None | 52.1 | 0.0211 | 0 | 52.1 | 0.0211 | 0 | 0 | 0 | 0 | 0 | 0 | 0 | DEER:HVAC_Chillers | Annual | 2020
NE-HVAC-Chlr-WtrCldScrewChlr-gte600tons-0.527kwpton-0.342IPLV-VarSpd | DEER2020 | D20 v0 | 43474.3732 | SDG | MBT | Rec | CZ08 | Any | Cap-Tons | 341 | 0 | None | 39.1 | 0.0139 | 0 | 39.1 | 0.0139 | 0 | 0 | 0 | 0 | 0 | 0 | 0 | DEER:HVAC_Chillers | Annual | 2020
NE-HVAC-Chlr-WtrCldScrewChlr-gte600tons-0.527kwpton-0.342IPLV-VarSpd | DEER2020 | D20 v0 | 43474.3732 | SDG | Nrs | Rec | CZ08 | Any | Cap-Tons | 111 | 0 | None | 39.3 | 0.0198 | 0 | 39.3 | 0.0198 | 0 | 0 | 0 | 0 | 0 | 0 | 0 | DEER:HVAC_Chillers | Annual | 2020
NE-HVAC-Chlr-WtrCldScrewChlr-gte600tons-0.527kwpton-0.342IPLV-VarSpd | DEER2020 | D20 v0 | 43474.3732 | SDG | OfL | Rec | CZ08 | Any | Cap-Tons | 415 | 0 | None | 35.6 | 0.0093 | 0 | 35.6 | 0.0093 | 0 | 0 | 0 | 0 | 0 | 0 | 0 | DEER:HVAC_Chillers | Annual | 2020
NE-HVAC-Chlr-WtrCldScrewChlr-gte600tons-0.527kwpton-0.342IPLV-VarSpd | DEER2020 | D20 v0 | 43474.3732 | SDG | OfS | Rec | CZ08 | Any | Cap-Tons | 23.1 | 0 | None | 41.4 | 0.0107 | 0 | 41.4 | 0.0107 | 0 | 0 | 0 | 0 | 0 | 0 | 0 | DEER:HVAC_Chillers | Annual | 2020
NE-HVAC-Chlr-WtrCldScrewChlr-gte600tons-0.527kwpton-0.342IPLV-VarSpd | DEER2020 | D20 v0 | 43474.3732 | SDG | Rt3 | Rec | CZ08 | Any | Cap-Tons | 272 | 0 | None | 44.9 | 0.0229 | 0 | 44.9 | 0.0229 | 0 | 0 | 0 | 0 | 0 | 0 | 0 | DEER:HVAC_Chillers | Annual | 2020
NE-HVAC-Chlr-WtrCldScrewChlr-gte600tons-0.527kwpton-0.342IPLV-VarSpd | DEER2020 | D20 v0 | 43474.3732 | SDG | ECC | Rec | CZ10 | Any | Cap-Tons | 709 | 0 | None | 38.7 | 0.0341 | 0 | 38.7 | 0.0341 | 0 | 0 | 0 | 0 | 0 | 0 | 0 | DEER:HVAC_Chillers | Annual | 2020
NE-HVAC-Chlr-WtrCldScrewChlr-gte600tons-0.527kwpton-0.342IPLV-VarSpd | DEER2020 | D20 v0 | 43474.3732 | SDG | ESe | Rec | CZ10 | Any | Cap-Tons | 370 | 0 | None | 26.4 | 0.0177 | 0 | 26.4 | 0.0177 | 0 | 0 | 0 | 0 | 0 | 0 | 0 | DEER:HVAC_Chillers | Annual | 2020
NE-HVAC-Chlr-WtrCldScrewChlr-gte600tons-0.527kwpton-0.342IPLV-VarSpd | DEER2020 | D20 v0 | 43474.3732 | SDG | EUn | Rec | CZ10 | Any | Cap-Tons | 2390 | 0 | None | 33 | 0.0298 | 0 | 33 | 0.0298 | 0 | 0 | 0 | 0 | 0 | 0 | 0 | DEER:HVAC_Chillers | Annual | 2020
NE-HVAC-Chlr-WtrCldScrewChlr-gte600tons-0.527kwpton-0.342IPLV-VarSpd | DEER2020 | D20 v0 | 43474.3732 | SDG | Hsp | Rec | CZ10 | Any | Cap-Tons | 977 | 0 | None | 20.4 | 0.0122 | 0 | 20.4 | 0.0122 | 0 | 0 | 0 | 0 | 0 | 0 | 0 | DEER:HVAC_Chillers | Annual | 2020
NE-HVAC-Chlr-WtrCldScrewChlr-gte600tons-0.527kwpton-0.342IPLV-VarSpd | DEER2020 | D20 v0 | 43474.3732 | SDG | Htl | Rec | CZ10 | Any | Cap-Tons | 195 | 0 | None | 48.7 | 0.0252 | 0 | 48.7 | 0.0252 | 0 | 0 | 0 | 0 | 0 | 0 | 0 | DEER:HVAC_Chillers | Annual | 2020
NE-HVAC-Chlr-WtrCldScrewChlr-gte600tons-0.527kwpton-0.342IPLV-VarSpd | DEER2020 | D20 v0 | 43474.3732 | SDG | MBT | Rec | CZ10 | Any | Cap-Tons | 346 | 0 | None | 39.3 | 0.0178 | 0 | 39.3 | 0.0178 | 0 | 0 | 0 | 0 | 0 | 0 | 0 | DEER:HVAC_Chillers | Annual | 2020
NE-HVAC-Chlr-WtrCldScrewChlr-gte600tons-0.527kwpton-0.342IPLV-VarSpd | DEER2020 | D20 v0 | 43474.3732 | SDG | Nrs | Rec | CZ10 | Any | Cap-Tons | 115 | 0 | None | 43.7 | 0.0275 | 0 | 43.7 | 0.0275 | 0 | 0 | 0 | 0 | 0 | 0 | 0 | DEER:HVAC_Chillers | Annual | 2020
NE-HVAC-Chlr-WtrCldScrewChlr-gte600tons-0.527kwpton-0.342IPLV-VarSpd | DEER2020 | D20 v0 | 43474.3732 | SDG | OfL | Rec | CZ10 | Any | Cap-Tons | 431 | 0 | None | 34.9 | 0.0112 | 0 | 34.9 | 0.0112 | 0 | 0 | 0 | 0 | 0 | 0 | 0 | DEER:HVAC_Chillers | Annual | 2020
NE-HVAC-Chlr-WtrCldScrewChlr-gte600tons-0.527kwpton-0.342IPLV-VarSpd | DEER2020 | D20 v0 | 43474.3732 | SDG | OfS | Rec | CZ10 | Any | Cap-Tons | 25 | 0 | None | 40.3 | 0.014 | 0 | 40.3 | 0.014 | 0 | 0 | 0 | 0 | 0 | 0 | 0 | DEER:HVAC_Chillers | Annual | 2020
NE-HVAC-Chlr-WtrCldScrewChlr-gte600tons-0.527kwpton-0.342IPLV-VarSpd | DEER2020 | D20 v0 | 43474.3732 | SDG | Rt3 | Rec | CZ10 | Any | Cap-Tons | 287 | 0 | None | 44.5 | 0.0286 | 0 | 44.5 | 0.0286 | 0 | 0 | 0 | 0 | 0 | 0 | 0 | DEER:HVAC_Chillers | Annual | 2020
NE-HVAC-Chlr-WtrCldScrewChlr-gte600tons-0.527kwpton-0.342IPLV-VarSpd | DEER2020 | D20 v0 | 43474.3732 | SDG | ECC | Rec | CZ14 | Any | Cap-Tons | 755 | 0 | None | 33.4 | 0.0255 | 0 | 33.4 | 0.0255 | 0 | 0 | 0 | 0 | 0 | 0 | 0 | DEER:HVAC_Chillers | Annual | 2020
NE-HVAC-Chlr-WtrCldScrewChlr-gte600tons-0.527kwpton-0.342IPLV-VarSpd | DEER2020 | D20 v0 | 43474.3732 | SDG | ESe | Rec | CZ14 | Any | Cap-Tons | 405 | 0 | None | 21.4 | 0.0134 | 0 | 21.4 | 0.0134 | 0 | 0 | 0 | 0 | 0 | 0 | 0 | DEER:HVAC_Chillers | Annual | 2020
NE-HVAC-Chlr-WtrCldScrewChlr-gte600tons-0.527kwpton-0.342IPLV-VarSpd | DEER2020 | D20 v0 | 43474.3732 | SDG | EUn | Rec | CZ14 | Any | Cap-Tons | 2470 | 0 | None | 31 | 0.0249 | 0 | 31 | 0.0249 | 0 | 0 | 0 | 0 | 0 | 0 | 0 | DEER:HVAC_Chillers | Annual | 2020
NE-HVAC-Chlr-WtrCldScrewChlr-gte600tons-0.527kwpton-0.342IPLV-VarSpd | DEER2020 | D20 v0 | 43474.3732 | SDG | Hsp | Rec | CZ14 | Any | Cap-Tons | 1030 | 0 | None | 17.1 | 0.0102 | 0 | 17.1 | 0.0102 | 0 | 0 | 0 | 0 | 0 | 0 | 0 | DEER:HVAC_Chillers | Annual | 2020
NE-HVAC-Chlr-WtrCldScrewChlr-gte600tons-0.527kwpton-0.342IPLV-VarSpd | DEER2020 | D20 v0 | 43474.3732 | SDG | Htl | Rec | CZ14 | Any | Cap-Tons | 208 | 0 | None | 46.2 | 0.0224 | 0 | 46.2 | 0.0224 | 0 | 0 | 0 | 0 | 0 | 0 | 0 | DEER:HVAC_Chillers | Annual | 2020
NE-HVAC-Chlr-WtrCldScrewChlr-gte600tons-0.527kwpton-0.342IPLV-VarSpd | DEER2020 | D20 v0 | 43474.3732 | SDG | MBT | Rec | CZ14 | Any | Cap-Tons | 374 | 0 | None | 32.7 | 0.0164 | 0 | 32.7 | 0.0164 | 0 | 0 | 0 | 0 | 0 | 0 | 0 | DEER:HVAC_Chillers | Annual | 2020
NE-HVAC-Chlr-WtrCldScrewChlr-gte600tons-0.527kwpton-0.342IPLV-VarSpd | DEER2020 | D20 v0 | 43474.3732 | SDG | Nrs | Rec | CZ14 | Any | Cap-Tons | 121 | 0 | None | 44.9 | 0.0254 | 0 | 44.9 | 0.0254 | 0 | 0 | 0 | 0 | 0 | 0 | 0 | DEER:HVAC_Chillers | Annual | 2020
NE-HVAC-Chlr-WtrCldScrewChlr-gte600tons-0.527kwpton-0.342IPLV-VarSpd | DEER2020 | D20 v0 | 43474.3732 | SDG | OfL | Rec | CZ14 | Any | Cap-Tons | 444 | 0 | None | 32 | 0.0118 | 0 | 32 | 0.0118 | 0 | 0 | 0 | 0 | 0 | 0 | 0 | DEER:HVAC_Chillers | Annual | 2020
NE-HVAC-Chlr-WtrCldScrewChlr-gte600tons-0.527kwpton-0.342IPLV-VarSpd | DEER2020 | D20 v0 | 43474.3732 | SDG | OfS | Rec | CZ14 | Any | Cap-Tons | 27.1 | 0 | None | 35.3 | 0.0123 | 0 | 35.3 | 0.0123 | 0 | 0 | 0 | 0 | 0 | 0 | 0 | DEER:HVAC_Chillers | Annual | 2020
NE-HVAC-Chlr-WtrCldScrewChlr-gte600tons-0.527kwpton-0.342IPLV-VarSpd | DEER2020 | D20 v0 | 43474.3732 | SDG | Rt3 | Rec | CZ14 | Any | Cap-Tons | 294 | 0 | None | 39 | 0.0217 | 0 | 39 | 0.0217 | 0 | 0 | 0 | 0 | 0 | 0 | 0 | DEER:HVAC_Chillers | Annual | 2020
NE-HVAC-Chlr-WtrCldScrewChlr-gte600tons-0.527kwpton-0.342IPLV-VarSpd | DEER2020 | D20 v0 | 43474.3732 | SDG | ESe | Rec | CZ15 | Any | Cap-Tons | 520 | 0 | None | 34.5 | 0.0136 | 0 | 34.5 | 0.0136 | 0 | 0 | 0 | 0 | 0 | 0 | 0 | DEER:HVAC_Chillers | Annual | 2020
NE-HVAC-Chlr-WtrCldScrewChlr-gte600tons-0.527kwpton-0.342IPLV-VarSpd | DEER2020 | D20 v0 | 43474.3732 | SDG | Htl | Rec | CZ15 | Any | Cap-Tons | 271 | 0 | None | 64.9 | 0.0214 | 0 | 64.9 | 0.0214 | 0 | 0 | 0 | 0 | 0 | 0 | 0 | DEER:HVAC_Chillers | Annual | 2020
NE-HVAC-Chlr-WtrCldScrewChlr-gte600tons-0.527kwpton-0.342IPLV-VarSpd | DEER2020 | D20 v0 | 43474.3732 | SDG | MBT | Rec | CZ15 | Any | Cap-Tons | 462 | 0 | None | 47.8 | 0.0159 | 0 | 47.8 | 0.0159 | 0 | 0 | 0 | 0 | 0 | 0 | 0 | DEER:HVAC_Chillers | Annual | 2020
NE-HVAC-Chlr-WtrCldScrewChlr-gte600tons-0.527kwpton-0.342IPLV-VarSpd | DEER2020 | D20 v0 | 43474.3732 | SDG | OfL | Rec | CZ15 | Any | Cap-Tons | 546 | 0 | None | 45.3 | 0.0108 | 0 | 45.3 | 0.0108 | 0 | 0 | 0 | 0 | 0 | 0 | 0 | DEER:HVAC_Chillers | Annual | 2020
NE-HVAC-Chlr-WtrCldScrewChlr-gte600tons-0.527kwpton-0.342IPLV-VarSpd | DEER2020 | D20 v0 | 43474.3732 | SDG | OfS | Rec | CZ15 | Any | Cap-Tons | 32.3 | 0 | None | 54.7 | 0.0131 | 0 | 54.7 | 0.0131 | 0 | 0 | 0 | 0 | 0 | 0 | 0 | DEER:HVAC_Chillers | Annual | 2020
NE-HVAC-Chlr-WtrCldScrewChlr-gte600tons-0.527kwpton-0.342IPLV-VarSpd | DEER2020 | D20 v0 | 43474.3732 | SDG | Rt3 | Rec | CZ15 | Any | Cap-Tons | 369 | 0 | None | 55.5 | 0.0215 | 0 | 55.5 | 0.0215 | 0 | 0 | 0 | 0 | 0 | 0 | 0 | DEER:HVAC_Chillers | Annual | 2020
NE-HVAC-Chlr-WtrCldScrewChlr-lt75tons-0.663kwpton-0.425IPLV-VarSpd | DEER2020 | D20 v0 | 43474.3732 | SDG | ECC | Rec | CZ06 | Any | Cap-Tons | 608 | 0 | None | 73.7 | 0.0574 | 0 | 73.7 | 0.0574 | 0 | 0 | 0 | 0 | 0 | 0 | 0 | DEER:HVAC_Chillers | Annual | 2020
NE-HVAC-Chlr-WtrCldScrewChlr-lt75tons-0.663kwpton-0.425IPLV-VarSpd | DEER2020 | D20 v0 | 43474.3732 | SDG | ESe | Rec | CZ06 | Any | Cap-Tons | 329 | 0 | None | 44.9 | 0.0266 | 0 | 44.9 | 0.0266 | 0 | 0 | 0 | 0 | 0 | 0 | 0 | DEER:HVAC_Chillers | Annual | 2020
NE-HVAC-Chlr-WtrCldScrewChlr-lt75tons-0.663kwpton-0.425IPLV-VarSpd | DEER2020 | D20 v0 | 43474.3732 | SDG | EUn | Rec | CZ06 | Any | Cap-Tons | 2020 | 0 | None | 60.4 | 0.0567 | 0 | 60.4 | 0.0567 | 0 | 0 | 0 | 0 | 0 | 0 | 0 | DEER:HVAC_Chillers | Annual | 2020
NE-HVAC-Chlr-WtrCldScrewChlr-lt75tons-0.663kwpton-0.425IPLV-VarSpd | DEER2020 | D20 v0 | 43474.3732 | SDG | Hsp | Rec | CZ06 | Any | Cap-Tons | 868 | 0 | None | 35.4 | 0.0216 | 0 | 35.4 | 0.0216 | 0 | 0 | 0 | 0 | 0 | 0 | 0 | DEER:HVAC_Chillers | Annual | 2020
NE-HVAC-Chlr-WtrCldScrewChlr-lt75tons-0.663kwpton-0.425IPLV-VarSpd | DEER2020 | D20 v0 | 43474.3732 | SDG | Htl | Rec | CZ06 | Any | Cap-Tons | 155 | 0 | None | 95.7 | 0.0458 | 0 | 95.7 | 0.0458 | 0 | 0 | 0 | 0 | 0 | 0 | 0 | DEER:HVAC_Chillers | Annual | 2020
NE-HVAC-Chlr-WtrCldScrewChlr-lt75tons-0.663kwpton-0.425IPLV-VarSpd | DEER2020 | D20 v0 | 43474.3732 | SDG | MBT | Rec | CZ06 | Any | Cap-Tons | 308 | 0 | None | 78.3 | 0.032 | 0 | 78.3 | 0.032 | 0 | 0 | 0 | 0 | 0 | 0 | 0 | DEER:HVAC_Chillers | Annual | 2020
NE-HVAC-Chlr-WtrCldScrewChlr-lt75tons-0.663kwpton-0.425IPLV-VarSpd | DEER2020 | D20 v0 | 43474.3732 | SDG | Nrs | Rec | CZ06 | Any | Cap-Tons | 101 | 0 | None | 66.9 | 0.0435 | 0 | 66.9 | 0.0435 | 0 | 0 | 0 | 0 | 0 | 0 | 0 | DEER:HVAC_Chillers | Annual | 2020
NE-HVAC-Chlr-WtrCldScrewChlr-lt75tons-0.663kwpton-0.425IPLV-VarSpd | DEER2020 | D20 v0 | 43474.3732 | SDG | OfL | Rec | CZ06 | Any | Cap-Tons | 376 | 0 | None | 72.4 | 0.0206 | 0 | 72.4 | 0.0206 | 0 | 0 | 0 | 0 | 0 | 0 | 0 | DEER:HVAC_Chillers | Annual | 2020
NE-HVAC-Chlr-WtrCldScrewChlr-lt75tons-0.663kwpton-0.425IPLV-VarSpd | DEER2020 | D20 v0 | 43474.3732 | SDG | OfS | Rec | CZ06 | Any | Cap-Tons | 22.2 | 0 | None | 76.9 | 0.0243 | 0 | 76.9 | 0.0243 | 0 | 0 | 0 | 0 | 0 | 0 | 0 | DEER:HVAC_Chillers | Annual | 2020
NE-HVAC-Chlr-WtrCldScrewChlr-lt75tons-0.663kwpton-0.425IPLV-VarSpd | DEER2020 | D20 v0 | 43474.3732 | SDG | Rt3 | Rec | CZ06 | Any | Cap-Tons | 241 | 0 | None | 84.8 | 0.0541 | 0 | 84.8 | 0.0541 | 0 | 0 | 0 | 0 | 0 | 0 | 0 | DEER:HVAC_Chillers | Annual | 2020
NE-HVAC-Chlr-WtrCldScrewChlr-lt75tons-0.663kwpton-0.425IPLV-VarSpd | DEER2020 | D20 v0 | 43474.3732 | SDG | ECC | Rec | CZ07 | Any | Cap-Tons | 576 | 0 | None | 73.8 | 0.0599 | 0 | 73.8 | 0.0599 | 0 | 0 | 0 | 0 | 0 | 0 | 0 | DEER:HVAC_Chillers | Annual | 2020
NE-HVAC-Chlr-WtrCldScrewChlr-lt75tons-0.663kwpton-0.425IPLV-VarSpd | DEER2020 | D20 v0 | 43474.3732 | SDG | ESe | Rec | CZ07 | Any | Cap-Tons | 316 | 0 | None | 44.1 | 0.0251 | 0 | 44.1 | 0.0251 | 0 | 0 | 0 | 0 | 0 | 0 | 0 | DEER:HVAC_Chillers | Annual | 2020
NE-HVAC-Chlr-WtrCldScrewChlr-lt75tons-0.663kwpton-0.425IPLV-VarSpd | DEER2020 | D20 v0 | 43474.3732 | SDG | EUn | Rec | CZ07 | Any | Cap-Tons | 1960 | 0 | None | 56.3 | 0.0521 | 0 | 56.3 | 0.0521 | 0 | 0 | 0 | 0 | 0 | 0 | 0 | DEER:HVAC_Chillers | Annual | 2020
NE-HVAC-Chlr-WtrCldScrewChlr-lt75tons-0.663kwpton-0.425IPLV-VarSpd | DEER2020 | D20 v0 | 43474.3732 | SDG | Hsp | Rec | CZ07 | Any | Cap-Tons | 895 | 0 | None | 34.3 | 0.0178 | 0 | 34.3 | 0.0178 | 0 | 0 | 0 | 0 | 0 | 0 | 0 | DEER:HVAC_Chillers | Annual | 2020
NE-HVAC-Chlr-WtrCldScrewChlr-lt75tons-0.663kwpton-0.425IPLV-VarSpd | DEER2020 | D20 v0 | 43474.3732 | SDG | Htl | Rec | CZ07 | Any | Cap-Tons | 141 | 0 | None | 102 | 0.0418 | 0 | 102 | 0.0418 | 0 | 0 | 0 | 0 | 0 | 0 | 0 | DEER:HVAC_Chillers | Annual | 2020
NE-HVAC-Chlr-WtrCldScrewChlr-lt75tons-0.663kwpton-0.425IPLV-VarSpd | DEER2020 | D20 v0 | 43474.3732 | SDG | MBT | Rec | CZ07 | Any | Cap-Tons | 306 | 0 | None | 72.2 | 0.0281 | 0 | 72.2 | 0.0281 | 0 | 0 | 0 | 0 | 0 | 0 | 0 | DEER:HVAC_Chillers | Annual | 2020
NE-HVAC-Chlr-WtrCldScrewChlr-lt75tons-0.663kwpton-0.425IPLV-VarSpd | DEER2020 | D20 v0 | 43474.3732 | SDG | Nrs | Rec | CZ07 | Any | Cap-Tons | 103 | 0 | None | 60.9 | 0.035 | 0 | 60.9 | 0.035 | 0 | 0 | 0 | 0 | 0 | 0 | 0 | DEER:HVAC_Chillers | Annual | 2020
NE-HVAC-Chlr-WtrCldScrewChlr-lt75tons-0.663kwpton-0.425IPLV-VarSpd | DEER2020 | D20 v0 | 43474.3732 | SDG | OfL | Rec | CZ07 | Any | Cap-Tons | 366 | 0 | None | 66.8 | 0.019 | 0 | 66.8 | 0.019 | 0 | 0 | 0 | 0 | 0 | 0 | 0 | DEER:HVAC_Chillers | Annual | 2020
NE-HVAC-Chlr-WtrCldScrewChlr-lt75tons-0.663kwpton-0.425IPLV-VarSpd | DEER2020 | D20 v0 | 43474.3732 | SDG | OfS | Rec | CZ07 | Any | Cap-Tons | 21.2 | 0 | None | 74.7 | 0.0222 | 0 | 74.7 | 0.0222 | 0 | 0 | 0 | 0 | 0 | 0 | 0 | DEER:HVAC_Chillers | Annual | 2020
NE-HVAC-Chlr-WtrCldScrewChlr-lt75tons-0.663kwpton-0.425IPLV-VarSpd | DEER2020 | D20 v0 | 43474.3732 | SDG | Rt3 | Rec | CZ07 | Any | Cap-Tons | 240 | 0 | None | 80.6 | 0.0494 | 0 | 80.6 | 0.0494 | 0 | 0 | 0 | 0 | 0 | 0 | 0 | DEER:HVAC_Chillers | Annual | 2020
NE-HVAC-Chlr-WtrCldScrewChlr-lt75tons-0.663kwpton-0.425IPLV-VarSpd | DEER2020 | D20 v0 | 43474.3732 | SDG | ECC | Rec | CZ08 | Any | Cap-Tons | 665 | 0 | None | 78.3 | 0.0513 | 0 | 78.3 | 0.0513 | 0 | 0 | 0 | 0 | 0 | 0 | 0 | DEER:HVAC_Chillers | Annual | 2020
NE-HVAC-Chlr-WtrCldScrewChlr-lt75tons-0.663kwpton-0.425IPLV-VarSpd | DEER2020 | D20 v0 | 43474.3732 | SDG | ESe | Rec | CZ08 | Any | Cap-Tons | 355 | 0 | None | 50.6 | 0.0244 | 0 | 50.6 | 0.0244 | 0 | 0 | 0 | 0 | 0 | 0 | 0 | DEER:HVAC_Chillers | Annual | 2020
NE-HVAC-Chlr-WtrCldScrewChlr-lt75tons-0.663kwpton-0.425IPLV-VarSpd | DEER2020 | D20 v0 | 43474.3732 | SDG | EUn | Rec | CZ08 | Any | Cap-Tons | 2250 | 0 | None | 63.8 | 0.0481 | 0 | 63.8 | 0.0481 | 0 | 0 | 0 | 0 | 0 | 0 | 0 | DEER:HVAC_Chillers | Annual | 2020
NE-HVAC-Chlr-WtrCldScrewChlr-lt75tons-0.663kwpton-0.425IPLV-VarSpd | DEER2020 | D20 v0 | 43474.3732 | SDG | Hsp | Rec | CZ08 | Any | Cap-Tons | 957 | 0 | None | 38.7 | 0.0181 | 0 | 38.7 | 0.0181 | 0 | 0 | 0 | 0 | 0 | 0 | 0 | DEER:HVAC_Chillers | Annual | 2020
NE-HVAC-Chlr-WtrCldScrewChlr-lt75tons-0.663kwpton-0.425IPLV-VarSpd | DEER2020 | D20 v0 | 43474.3732 | SDG | Htl | Rec | CZ08 | Any | Cap-Tons | 166 | 0 | None | 104 | 0.0421 | 0 | 104 | 0.0421 | 0 | 0 | 0 | 0 | 0 | 0 | 0 | DEER:HVAC_Chillers | Annual | 2020
NE-HVAC-Chlr-WtrCldScrewChlr-lt75tons-0.663kwpton-0.425IPLV-VarSpd | DEER2020 | D20 v0 | 43474.3732 | SDG | MBT | Rec | CZ08 | Any | Cap-Tons | 341 | 0 | None | 78.3 | 0.0278 | 0 | 78.3 | 0.0278 | 0 | 0 | 0 | 0 | 0 | 0 | 0 | DEER:HVAC_Chillers | Annual | 2020
NE-HVAC-Chlr-WtrCldScrewChlr-lt75tons-0.663kwpton-0.425IPLV-VarSpd | DEER2020 | D20 v0 | 43474.3732 | SDG | Nrs | Rec | CZ08 | Any | Cap-Tons | 111 | 0 | None | 78.6 | 0.0396 | 0 | 78.6 | 0.0396 | 0 | 0 | 0 | 0 | 0 | 0 | 0 | DEER:HVAC_Chillers | Annual | 2020
NE-HVAC-Chlr-WtrCldScrewChlr-lt75tons-0.663kwpton-0.425IPLV-VarSpd | DEER2020 | D20 v0 | 43474.3732 | SDG | OfL | Rec | CZ08 | Any | Cap-Tons | 415 | 0 | None | 71.2 | 0.0187 | 0 | 71.2 | 0.0187 | 0 | 0 | 0 | 0 | 0 | 0 | 0 | DEER:HVAC_Chillers | Annual | 2020
NE-HVAC-Chlr-WtrCldScrewChlr-lt75tons-0.663kwpton-0.425IPLV-VarSpd | DEER2020 | D20 v0 | 43474.3732 | SDG | OfS | Rec | CZ08 | Any | Cap-Tons | 23.1 | 0 | None | 82.9 | 0.0213 | 0 | 82.9 | 0.0213 | 0 | 0 | 0 | 0 | 0 | 0 | 0 | DEER:HVAC_Chillers | Annual | 2020
NE-HVAC-Chlr-WtrCldScrewChlr-lt75tons-0.663kwpton-0.425IPLV-VarSpd | DEER2020 | D20 v0 | 43474.3732 | SDG | Rt3 | Rec | CZ08 | Any | Cap-Tons | 272 | 0 | None | 89.7 | 0.0458 | 0 | 89.7 | 0.0458 | 0 | 0 | 0 | 0 | 0 | 0 | 0 | DEER:HVAC_Chillers | Annual | 2020
NE-HVAC-Chlr-WtrCldScrewChlr-lt75tons-0.663kwpton-0.425IPLV-VarSpd | DEER2020 | D20 v0 | 43474.3732 | SDG | ECC | Rec | CZ10 | Any | Cap-Tons | 709 | 0 | None | 77.5 | 0.0681 | 0 | 77.5 | 0.0681 | 0 | 0 | 0 | 0 | 0 | 0 | 0 | DEER:HVAC_Chillers | Annual | 2020
NE-HVAC-Chlr-WtrCldScrewChlr-lt75tons-0.663kwpton-0.425IPLV-VarSpd | DEER2020 | D20 v0 | 43474.3732 | SDG | ESe | Rec | CZ10 | Any | Cap-Tons | 370 | 0 | None | 52.7 | 0.0354 | 0 | 52.7 | 0.0354 | 0 | 0 | 0 | 0 | 0 | 0 | 0 | DEER:HVAC_Chillers | Annual | 2020
NE-HVAC-Chlr-WtrCldScrewChlr-lt75tons-0.663kwpton-0.425IPLV-VarSpd | DEER2020 | D20 v0 | 43474.3732 | SDG | EUn | Rec | CZ10 | Any | Cap-Tons | 2390 | 0 | None | 65.9 | 0.0596 | 0 | 65.9 | 0.0596 | 0 | 0 | 0 | 0 | 0 | 0 | 0 | DEER:HVAC_Chillers | Annual | 2020
NE-HVAC-Chlr-WtrCldScrewChlr-lt75tons-0.663kwpton-0.425IPLV-VarSpd | DEER2020 | D20 v0 | 43474.3732 | SDG | Hsp | Rec | CZ10 | Any | Cap-Tons | 977 | 0 | None | 40.9 | 0.0243 | 0 | 40.9 | 0.0243 | 0 | 0 | 0 | 0 | 0 | 0 | 0 | DEER:HVAC_Chillers | Annual | 2020
NE-HVAC-Chlr-WtrCldScrewChlr-lt75tons-0.663kwpton-0.425IPLV-VarSpd | DEER2020 | D20 v0 | 43474.3732 | SDG | Htl | Rec | CZ10 | Any | Cap-Tons | 195 | 0 | None | 97.4 | 0.0503 | 0 | 97.4 | 0.0503 | 0 | 0 | 0 | 0 | 0 | 0 | 0 | DEER:HVAC_Chillers | Annual | 2020
NE-HVAC-Chlr-WtrCldScrewChlr-lt75tons-0.663kwpton-0.425IPLV-VarSpd | DEER2020 | D20 v0 | 43474.3732 | SDG | MBT | Rec | CZ10 | Any | Cap-Tons | 346 | 0 | None | 78.5 | 0.0357 | 0 | 78.5 | 0.0357 | 0 | 0 | 0 | 0 | 0 | 0 | 0 | DEER:HVAC_Chillers | Annual | 2020
NE-HVAC-Chlr-WtrCldScrewChlr-lt75tons-0.663kwpton-0.425IPLV-VarSpd | DEER2020 | D20 v0 | 43474.3732 | SDG | Nrs | Rec | CZ10 | Any | Cap-Tons | 115 | 0 | None | 87.5 | 0.055 | 0 | 87.5 | 0.055 | 0 | 0 | 0 | 0 | 0 | 0 | 0 | DEER:HVAC_Chillers | Annual | 2020
NE-HVAC-Chlr-WtrCldScrewChlr-lt75tons-0.663kwpton-0.425IPLV-VarSpd | DEER2020 | D20 v0 | 43474.3732 | SDG | OfL | Rec | CZ10 | Any | Cap-Tons | 431 | 0 | None | 69.7 | 0.0225 | 0 | 69.7 | 0.0225 | 0 | 0 | 0 | 0 | 0 | 0 | 0 | DEER:HVAC_Chillers | Annual | 2020
NE-HVAC-Chlr-WtrCldScrewChlr-lt75tons-0.663kwpton-0.425IPLV-VarSpd | DEER2020 | D20 v0 | 43474.3732 | SDG | OfS | Rec | CZ10 | Any | Cap-Tons | 25 | 0 | None | 80.6 | 0.028 | 0 | 80.6 | 0.028 | 0 | 0 | 0 | 0 | 0 | 0 | 0 | DEER:HVAC_Chillers | Annual | 2020
NE-HVAC-Chlr-WtrCldScrewChlr-lt75tons-0.663kwpton-0.425IPLV-VarSpd | DEER2020 | D20 v0 | 43474.3732 | SDG | Rt3 | Rec | CZ10 | Any | Cap-Tons | 287 | 0 | None | 89 | 0.0572 | 0 | 89 | 0.0572 | 0 | 0 | 0 | 0 | 0 | 0 | 0 | DEER:HVAC_Chillers | Annual | 2020
NE-HVAC-Chlr-WtrCldScrewChlr-lt75tons-0.663kwpton-0.425IPLV-VarSpd | DEER2020 | D20 v0 | 43474.3732 | SDG | ECC | Rec | CZ14 | Any | Cap-Tons | 755 | 0 | None | 66.9 | 0.0511 | 0 | 66.9 | 0.0511 | 0 | 0 | 0 | 0 | 0 | 0 | 0 | DEER:HVAC_Chillers | Annual | 2020
NE-HVAC-Chlr-WtrCldScrewChlr-lt75tons-0.663kwpton-0.425IPLV-VarSpd | DEER2020 | D20 v0 | 43474.3732 | SDG | ESe | Rec | CZ14 | Any | Cap-Tons | 405 | 0 | None | 42.9 | 0.0268 | 0 | 42.9 | 0.0268 | 0 | 0 | 0 | 0 | 0 | 0 | 0 | DEER:HVAC_Chillers | Annual | 2020
NE-HVAC-Chlr-WtrCldScrewChlr-lt75tons-0.663kwpton-0.425IPLV-VarSpd | DEER2020 | D20 v0 | 43474.3732 | SDG | EUn | Rec | CZ14 | Any | Cap-Tons | 2470 | 0 | None | 62 | 0.0497 | 0 | 62 | 0.0497 | 0 | 0 | 0 | 0 | 0 | 0 | 0 | DEER:HVAC_Chillers | Annual | 2020
NE-HVAC-Chlr-WtrCldScrewChlr-lt75tons-0.663kwpton-0.425IPLV-VarSpd | DEER2020 | D20 v0 | 43474.3732 | SDG | Hsp | Rec | CZ14 | Any | Cap-Tons | 1030 | 0 | None | 34.2 | 0.0203 | 0 | 34.2 | 0.0203 | 0 | 0 | 0 | 0 | 0 | 0 | 0 | DEER:HVAC_Chillers | Annual | 2020
NE-HVAC-Chlr-WtrCldScrewChlr-lt75tons-0.663kwpton-0.425IPLV-VarSpd | DEER2020 | D20 v0 | 43474.3732 | SDG | Htl | Rec | CZ14 | Any | Cap-Tons | 208 | 0 | None | 92.4 | 0.0448 | 0 | 92.4 | 0.0448 | 0 | 0 | 0 | 0 | 0 | 0 | 0 | DEER:HVAC_Chillers | Annual | 2020
NE-HVAC-Chlr-WtrCldScrewChlr-lt75tons-0.663kwpton-0.425IPLV-VarSpd | DEER2020 | D20 v0 | 43474.3732 | SDG | MBT | Rec | CZ14 | Any | Cap-Tons | 374 | 0 | None | 65.5 | 0.0328 | 0 | 65.5 | 0.0328 | 0 | 0 | 0 | 0 | 0 | 0 | 0 | DEER:HVAC_Chillers | Annual | 2020
NE-HVAC-Chlr-WtrCldScrewChlr-lt75tons-0.663kwpton-0.425IPLV-VarSpd | DEER2020 | D20 v0 | 43474.3732 | SDG | Nrs | Rec | CZ14 | Any | Cap-Tons | 121 | 0 | None | 89.8 | 0.0508 | 0 | 89.8 | 0.0508 | 0 | 0 | 0 | 0 | 0 | 0 | 0 | DEER:HVAC_Chillers | Annual | 2020
NE-HVAC-Chlr-WtrCldScrewChlr-lt75tons-0.663kwpton-0.425IPLV-VarSpd | DEER2020 | D20 v0 | 43474.3732 | SDG | OfL | Rec | CZ14 | Any | Cap-Tons | 444 | 0 | None | 63.9 | 0.0236 | 0 | 63.9 | 0.0236 | 0 | 0 | 0 | 0 | 0 | 0 | 0 | DEER:HVAC_Chillers | Annual | 2020
NE-HVAC-Chlr-WtrCldScrewChlr-lt75tons-0.663kwpton-0.425IPLV-VarSpd | DEER2020 | D20 v0 | 43474.3732 | SDG | OfS | Rec | CZ14 | Any | Cap-Tons | 27.1 | 0 | None | 70.6 | 0.0245 | 0 | 70.6 | 0.0245 | 0 | 0 | 0 | 0 | 0 | 0 | 0 | DEER:HVAC_Chillers | Annual | 2020
NE-HVAC-Chlr-WtrCldScrewChlr-lt75tons-0.663kwpton-0.425IPLV-VarSpd | DEER2020 | D20 v0 | 43474.3732 | SDG | Rt3 | Rec | CZ14 | Any | Cap-Tons | 294 | 0 | None | 78.1 | 0.0435 | 0 | 78.1 | 0.0435 | 0 | 0 | 0 | 0 | 0 | 0 | 0 | DEER:HVAC_Chillers | Annual | 2020
NE-HVAC-Chlr-WtrCldScrewChlr-lt75tons-0.663kwpton-0.425IPLV-VarSpd | DEER2020 | D20 v0 | 43474.3732 | SDG | ESe | Rec | CZ15 | Any | Cap-Tons | 520 | 0 | None | 69.1 | 0.0272 | 0 | 69.1 | 0.0272 | 0 | 0 | 0 | 0 | 0 | 0 | 0 | DEER:HVAC_Chillers | Annual | 2020
NE-HVAC-Chlr-WtrCldScrewChlr-lt75tons-0.663kwpton-0.425IPLV-VarSpd | DEER2020 | D20 v0 | 43474.3732 | SDG | Htl | Rec | CZ15 | Any | Cap-Tons | 271 | 0 | None | 130 | 0.0428 | 0 | 130 | 0.0428 | 0 | 0 | 0 | 0 | 0 | 0 | 0 | DEER:HVAC_Chillers | Annual | 2020
NE-HVAC-Chlr-WtrCldScrewChlr-lt75tons-0.663kwpton-0.425IPLV-VarSpd | DEER2020 | D20 v0 | 43474.3732 | SDG | MBT | Rec | CZ15 | Any | Cap-Tons | 462 | 0 | None | 95.6 | 0.0317 | 0 | 95.6 | 0.0317 | 0 | 0 | 0 | 0 | 0 | 0 | 0 | DEER:HVAC_Chillers | Annual | 2020
NE-HVAC-Chlr-WtrCldScrewChlr-lt75tons-0.663kwpton-0.425IPLV-VarSpd | DEER2020 | D20 v0 | 43474.3732 | SDG | OfL | Rec | CZ15 | Any | Cap-Tons | 546 | 0 | None | 90.6 | 0.0215 | 0 | 90.6 | 0.0215 | 0 | 0 | 0 | 0 | 0 | 0 | 0 | DEER:HVAC_Chillers | Annual | 2020
NE-HVAC-Chlr-WtrCldScrewChlr-lt75tons-0.663kwpton-0.425IPLV-VarSpd | DEER2020 | D20 v0 | 43474.3732 | SDG | OfS | Rec | CZ15 | Any | Cap-Tons | 32.3 | 0 | None | 109 | 0.0262 | 0 | 109 | 0.0262 | 0 | 0 | 0 | 0 | 0 | 0 | 0 | DEER:HVAC_Chillers | Annual | 2020
NE-HVAC-Chlr-WtrCldScrewChlr-lt75tons-0.663kwpton-0.425IPLV-VarSpd | DEER2020 | D20 v0 | 43474.3732 | SDG | Rt3 | Rec | CZ15 | Any | Cap-Tons | 369 | 0 | None | 111 | 0.0431 | 0 | 111 | 0.0431 | 0 | 0 | 0 | 0 | 0 | 0 | 0 | DEER:HVAC_Chillers | Annual | 2020
NE-HVAC-Chlr-WtrCldScrewChlr-lt75tons-0.702kwpton-0.45IPLV-VarSpd | DEER2020 | D20 v0 | 43474.3732 | SDG | ECC | Rec | CZ06 | Any | Cap-Tons | 608 | 0 | None | 49.1 | 0.0383 | 0 | 49.1 | 0.0383 | 0 | 0 | 0 | 0 | 0 | 0 | 0 | DEER:HVAC_Chillers | Annual | 2020
NE-HVAC-Chlr-WtrCldScrewChlr-lt75tons-0.702kwpton-0.45IPLV-VarSpd | DEER2020 | D20 v0 | 43474.3732 | SDG | ESe | Rec | CZ06 | Any | Cap-Tons | 329 | 0 | None | 29.9 | 0.0177 | 0 | 29.9 | 0.0177 | 0 | 0 | 0 | 0 | 0 | 0 | 0 | DEER:HVAC_Chillers | Annual | 2020
NE-HVAC-Chlr-WtrCldScrewChlr-lt75tons-0.702kwpton-0.45IPLV-VarSpd | DEER2020 | D20 v0 | 43474.3732 | SDG | EUn | Rec | CZ06 | Any | Cap-Tons | 2020 | 0 | None | 40.3 | 0.0378 | 0 | 40.3 | 0.0378 | 0 | 0 | 0 | 0 | 0 | 0 | 0 | DEER:HVAC_Chillers | Annual | 2020
NE-HVAC-Chlr-WtrCldScrewChlr-lt75tons-0.702kwpton-0.45IPLV-VarSpd | DEER2020 | D20 v0 | 43474.3732 | SDG | Hsp | Rec | CZ06 | Any | Cap-Tons | 868 | 0 | None | 23.6 | 0.0144 | 0 | 23.6 | 0.0144 | 0 | 0 | 0 | 0 | 0 | 0 | 0 | DEER:HVAC_Chillers | Annual | 2020
NE-HVAC-Chlr-WtrCldScrewChlr-lt75tons-0.702kwpton-0.45IPLV-VarSpd | DEER2020 | D20 v0 | 43474.3732 | SDG | Htl | Rec | CZ06 | Any | Cap-Tons | 155 | 0 | None | 63.8 | 0.0305 | 0 | 63.8 | 0.0305 | 0 | 0 | 0 | 0 | 0 | 0 | 0 | DEER:HVAC_Chillers | Annual | 2020
NE-HVAC-Chlr-WtrCldScrewChlr-lt75tons-0.702kwpton-0.45IPLV-VarSpd | DEER2020 | D20 v0 | 43474.3732 | SDG | MBT | Rec | CZ06 | Any | Cap-Tons | 308 | 0 | None | 52.2 | 0.0213 | 0 | 52.2 | 0.0213 | 0 | 0 | 0 | 0 | 0 | 0 | 0 | DEER:HVAC_Chillers | Annual | 2020
NE-HVAC-Chlr-WtrCldScrewChlr-lt75tons-0.702kwpton-0.45IPLV-VarSpd | DEER2020 | D20 v0 | 43474.3732 | SDG | Nrs | Rec | CZ06 | Any | Cap-Tons | 101 | 0 | None | 44.6 | 0.029 | 0 | 44.6 | 0.029 | 0 | 0 | 0 | 0 | 0 | 0 | 0 | DEER:HVAC_Chillers | Annual | 2020
NE-HVAC-Chlr-WtrCldScrewChlr-lt75tons-0.702kwpton-0.45IPLV-VarSpd | DEER2020 | D20 v0 | 43474.3732 | SDG | OfL | Rec | CZ06 | Any | Cap-Tons | 376 | 0 | None | 48.2 | 0.0137 | 0 | 48.2 | 0.0137 | 0 | 0 | 0 | 0 | 0 | 0 | 0 | DEER:HVAC_Chillers | Annual | 2020
NE-HVAC-Chlr-WtrCldScrewChlr-lt75tons-0.702kwpton-0.45IPLV-VarSpd | DEER2020 | D20 v0 | 43474.3732 | SDG | OfS | Rec | CZ06 | Any | Cap-Tons | 22.2 | 0 | None | 51.3 | 0.0162 | 0 | 51.3 | 0.0162 | 0 | 0 | 0 | 0 | 0 | 0 | 0 | DEER:HVAC_Chillers | Annual | 2020
NE-HVAC-Chlr-WtrCldScrewChlr-lt75tons-0.702kwpton-0.45IPLV-VarSpd | DEER2020 | D20 v0 | 43474.3732 | SDG | Rt3 | Rec | CZ06 | Any | Cap-Tons | 241 | 0 | None | 56.5 | 0.0361 | 0 | 56.5 | 0.0361 | 0 | 0 | 0 | 0 | 0 | 0 | 0 | DEER:HVAC_Chillers | Annual | 2020
NE-HVAC-Chlr-WtrCldScrewChlr-lt75tons-0.702kwpton-0.45IPLV-VarSpd | DEER2020 | D20 v0 | 43474.3732 | SDG | ECC | Rec | CZ07 | Any | Cap-Tons | 576 | 0 | None | 49.2 | 0.0399 | 0 | 49.2 | 0.0399 | 0 | 0 | 0 | 0 | 0 | 0 | 0 | DEER:HVAC_Chillers | Annual | 2020
NE-HVAC-Chlr-WtrCldScrewChlr-lt75tons-0.702kwpton-0.45IPLV-VarSpd | DEER2020 | D20 v0 | 43474.3732 | SDG | ESe | Rec | CZ07 | Any | Cap-Tons | 316 | 0 | None | 29.4 | 0.0167 | 0 | 29.4 | 0.0167 | 0 | 0 | 0 | 0 | 0 | 0 | 0 | DEER:HVAC_Chillers | Annual | 2020
NE-HVAC-Chlr-WtrCldScrewChlr-lt75tons-0.702kwpton-0.45IPLV-VarSpd | DEER2020 | D20 v0 | 43474.3732 | SDG | EUn | Rec | CZ07 | Any | Cap-Tons | 1960 | 0 | None | 37.5 | 0.0347 | 0 | 37.5 | 0.0347 | 0 | 0 | 0 | 0 | 0 | 0 | 0 | DEER:HVAC_Chillers | Annual | 2020
NE-HVAC-Chlr-WtrCldScrewChlr-lt75tons-0.702kwpton-0.45IPLV-VarSpd | DEER2020 | D20 v0 | 43474.3732 | SDG | Hsp | Rec | CZ07 | Any | Cap-Tons | 895 | 0 | None | 22.9 | 0.0118 | 0 | 22.9 | 0.0118 | 0 | 0 | 0 | 0 | 0 | 0 | 0 | DEER:HVAC_Chillers | Annual | 2020
NE-HVAC-Chlr-WtrCldScrewChlr-lt75tons-0.702kwpton-0.45IPLV-VarSpd | DEER2020 | D20 v0 | 43474.3732 | SDG | Htl | Rec | CZ07 | Any | Cap-Tons | 141 | 0 | None | 67.9 | 0.0279 | 0 | 67.9 | 0.0279 | 0 | 0 | 0 | 0 | 0 | 0 | 0 | DEER:HVAC_Chillers | Annual | 2020
NE-HVAC-Chlr-WtrCldScrewChlr-lt75tons-0.702kwpton-0.45IPLV-VarSpd | DEER2020 | D20 v0 | 43474.3732 | SDG | MBT | Rec | CZ07 | Any | Cap-Tons | 306 | 0 | None | 48.1 | 0.0187 | 0 | 48.1 | 0.0187 | 0 | 0 | 0 | 0 | 0 | 0 | 0 | DEER:HVAC_Chillers | Annual | 2020
NE-HVAC-Chlr-WtrCldScrewChlr-lt75tons-0.702kwpton-0.45IPLV-VarSpd | DEER2020 | D20 v0 | 43474.3732 | SDG | Nrs | Rec | CZ07 | Any | Cap-Tons | 103 | 0 | None | 40.6 | 0.0233 | 0 | 40.6 | 0.0233 | 0 | 0 | 0 | 0 | 0 | 0 | 0 | DEER:HVAC_Chillers | Annual | 2020
NE-HVAC-Chlr-WtrCldScrewChlr-lt75tons-0.702kwpton-0.45IPLV-VarSpd | DEER2020 | D20 v0 | 43474.3732 | SDG | OfL | Rec | CZ07 | Any | Cap-Tons | 366 | 0 | None | 44.6 | 0.0127 | 0 | 44.6 | 0.0127 | 0 | 0 | 0 | 0 | 0 | 0 | 0 | DEER:HVAC_Chillers | Annual | 2020
NE-HVAC-Chlr-WtrCldScrewChlr-lt75tons-0.702kwpton-0.45IPLV-VarSpd | DEER2020 | D20 v0 | 43474.3732 | SDG | OfS | Rec | CZ07 | Any | Cap-Tons | 21.2 | 0 | None | 49.8 | 0.0148 | 0 | 49.8 | 0.0148 | 0 | 0 | 0 | 0 | 0 | 0 | 0 | DEER:HVAC_Chillers | Annual | 2020
NE-HVAC-Chlr-WtrCldScrewChlr-lt75tons-0.702kwpton-0.45IPLV-VarSpd | DEER2020 | D20 v0 | 43474.3732 | SDG | Rt3 | Rec | CZ07 | Any | Cap-Tons | 240 | 0 | None | 53.7 | 0.0329 | 0 | 53.7 | 0.0329 | 0 | 0 | 0 | 0 | 0 | 0 | 0 | DEER:HVAC_Chillers | Annual | 2020
NE-HVAC-Chlr-WtrCldScrewChlr-lt75tons-0.702kwpton-0.45IPLV-VarSpd | DEER2020 | D20 v0 | 43474.3732 | SDG | ECC | Rec | CZ08 | Any | Cap-Tons | 665 | 0 | None | 52.2 | 0.0342 | 0 | 52.2 | 0.0342 | 0 | 0 | 0 | 0 | 0 | 0 | 0 | DEER:HVAC_Chillers | Annual | 2020
NE-HVAC-Chlr-WtrCldScrewChlr-lt75tons-0.702kwpton-0.45IPLV-VarSpd | DEER2020 | D20 v0 | 43474.3732 | SDG | ESe | Rec | CZ08 | Any | Cap-Tons | 355 | 0 | None | 33.7 | 0.0163 | 0 | 33.7 | 0.0163 | 0 | 0 | 0 | 0 | 0 | 0 | 0 | DEER:HVAC_Chillers | Annual | 2020
NE-HVAC-Chlr-WtrCldScrewChlr-lt75tons-0.702kwpton-0.45IPLV-VarSpd | DEER2020 | D20 v0 | 43474.3732 | SDG | EUn | Rec | CZ08 | Any | Cap-Tons | 2250 | 0 | None | 42.5 | 0.0321 | 0 | 42.5 | 0.0321 | 0 | 0 | 0 | 0 | 0 | 0 | 0 | DEER:HVAC_Chillers | Annual | 2020
NE-HVAC-Chlr-WtrCldScrewChlr-lt75tons-0.702kwpton-0.45IPLV-VarSpd | DEER2020 | D20 v0 | 43474.3732 | SDG | Hsp | Rec | CZ08 | Any | Cap-Tons | 957 | 0 | None | 25.8 | 0.0121 | 0 | 25.8 | 0.0121 | 0 | 0 | 0 | 0 | 0 | 0 | 0 | DEER:HVAC_Chillers | Annual | 2020
NE-HVAC-Chlr-WtrCldScrewChlr-lt75tons-0.702kwpton-0.45IPLV-VarSpd | DEER2020 | D20 v0 | 43474.3732 | SDG | Htl | Rec | CZ08 | Any | Cap-Tons | 166 | 0 | None | 69.5 | 0.0281 | 0 | 69.5 | 0.0281 | 0 | 0 | 0 | 0 | 0 | 0 | 0 | DEER:HVAC_Chillers | Annual | 2020
NE-HVAC-Chlr-WtrCldScrewChlr-lt75tons-0.702kwpton-0.45IPLV-VarSpd | DEER2020 | D20 v0 | 43474.3732 | SDG | MBT | Rec | CZ08 | Any | Cap-Tons | 341 | 0 | None | 52.2 | 0.0186 | 0 | 52.2 | 0.0186 | 0 | 0 | 0 | 0 | 0 | 0 | 0 | DEER:HVAC_Chillers | Annual | 2020
NE-HVAC-Chlr-WtrCldScrewChlr-lt75tons-0.702kwpton-0.45IPLV-VarSpd | DEER2020 | D20 v0 | 43474.3732 | SDG | Nrs | Rec | CZ08 | Any | Cap-Tons | 111 | 0 | None | 52.4 | 0.0264 | 0 | 52.4 | 0.0264 | 0 | 0 | 0 | 0 | 0 | 0 | 0 | DEER:HVAC_Chillers | Annual | 2020
NE-HVAC-Chlr-WtrCldScrewChlr-lt75tons-0.702kwpton-0.45IPLV-VarSpd | DEER2020 | D20 v0 | 43474.3732 | SDG | OfL | Rec | CZ08 | Any | Cap-Tons | 415 | 0 | None | 47.5 | 0.0124 | 0 | 47.5 | 0.0124 | 0 | 0 | 0 | 0 | 0 | 0 | 0 | DEER:HVAC_Chillers | Annual | 2020
NE-HVAC-Chlr-WtrCldScrewChlr-lt75tons-0.702kwpton-0.45IPLV-VarSpd | DEER2020 | D20 v0 | 43474.3732 | SDG | OfS | Rec | CZ08 | Any | Cap-Tons | 23.1 | 0 | None | 55.3 | 0.0142 | 0 | 55.3 | 0.0142 | 0 | 0 | 0 | 0 | 0 | 0 | 0 | DEER:HVAC_Chillers | Annual | 2020
NE-HVAC-Chlr-WtrCldScrewChlr-lt75tons-0.702kwpton-0.45IPLV-VarSpd | DEER2020 | D20 v0 | 43474.3732 | SDG | Rt3 | Rec | CZ08 | Any | Cap-Tons | 272 | 0 | None | 59.8 | 0.0305 | 0 | 59.8 | 0.0305 | 0 | 0 | 0 | 0 | 0 | 0 | 0 | DEER:HVAC_Chillers | Annual | 2020
NE-HVAC-Chlr-WtrCldScrewChlr-lt75tons-0.702kwpton-0.45IPLV-VarSpd | DEER2020 | D20 v0 | 43474.3732 | SDG | ECC | Rec | CZ10 | Any | Cap-Tons | 709 | 0 | None | 51.7 | 0.0454 | 0 | 51.7 | 0.0454 | 0 | 0 | 0 | 0 | 0 | 0 | 0 | DEER:HVAC_Chillers | Annual | 2020
NE-HVAC-Chlr-WtrCldScrewChlr-lt75tons-0.702kwpton-0.45IPLV-VarSpd | DEER2020 | D20 v0 | 43474.3732 | SDG | ESe | Rec | CZ10 | Any | Cap-Tons | 370 | 0 | None | 35.2 | 0.0236 | 0 | 35.2 | 0.0236 | 0 | 0 | 0 | 0 | 0 | 0 | 0 | DEER:HVAC_Chillers | Annual | 2020
NE-HVAC-Chlr-WtrCldScrewChlr-lt75tons-0.702kwpton-0.45IPLV-VarSpd | DEER2020 | D20 v0 | 43474.3732 | SDG | EUn | Rec | CZ10 | Any | Cap-Tons | 2390 | 0 | None | 43.9 | 0.0397 | 0 | 43.9 | 0.0397 | 0 | 0 | 0 | 0 | 0 | 0 | 0 | DEER:HVAC_Chillers | Annual | 2020
NE-HVAC-Chlr-WtrCldScrewChlr-lt75tons-0.702kwpton-0.45IPLV-VarSpd | DEER2020 | D20 v0 | 43474.3732 | SDG | Hsp | Rec | CZ10 | Any | Cap-Tons | 977 | 0 | None | 27.2 | 0.0162 | 0 | 27.2 | 0.0162 | 0 | 0 | 0 | 0 | 0 | 0 | 0 | DEER:HVAC_Chillers | Annual | 2020
NE-HVAC-Chlr-WtrCldScrewChlr-lt75tons-0.702kwpton-0.45IPLV-VarSpd | DEER2020 | D20 v0 | 43474.3732 | SDG | Htl | Rec | CZ10 | Any | Cap-Tons | 195 | 0 | None | 64.9 | 0.0335 | 0 | 64.9 | 0.0335 | 0 | 0 | 0 | 0 | 0 | 0 | 0 | DEER:HVAC_Chillers | Annual | 2020
NE-HVAC-Chlr-WtrCldScrewChlr-lt75tons-0.702kwpton-0.45IPLV-VarSpd | DEER2020 | D20 v0 | 43474.3732 | SDG | MBT | Rec | CZ10 | Any | Cap-Tons | 346 | 0 | None | 52.3 | 0.0238 | 0 | 52.3 | 0.0238 | 0 | 0 | 0 | 0 | 0 | 0 | 0 | DEER:HVAC_Chillers | Annual | 2020
NE-HVAC-Chlr-WtrCldScrewChlr-lt75tons-0.702kwpton-0.45IPLV-VarSpd | DEER2020 | D20 v0 | 43474.3732 | SDG | Nrs | Rec | CZ10 | Any | Cap-Tons | 115 | 0 | None | 58.3 | 0.0367 | 0 | 58.3 | 0.0367 | 0 | 0 | 0 | 0 | 0 | 0 | 0 | DEER:HVAC_Chillers | Annual | 2020
NE-HVAC-Chlr-WtrCldScrewChlr-lt75tons-0.702kwpton-0.45IPLV-VarSpd | DEER2020 | D20 v0 | 43474.3732 | SDG | OfL | Rec | CZ10 | Any | Cap-Tons | 431 | 0 | None | 46.5 | 0.015 | 0 | 46.5 | 0.015 | 0 | 0 | 0 | 0 | 0 | 0 | 0 | DEER:HVAC_Chillers | Annual | 2020
NE-HVAC-Chlr-WtrCldScrewChlr-lt75tons-0.702kwpton-0.45IPLV-VarSpd | DEER2020 | D20 v0 | 43474.3732 | SDG | OfS | Rec | CZ10 | Any | Cap-Tons | 25 | 0 | None | 53.7 | 0.0186 | 0 | 53.7 | 0.0186 | 0 | 0 | 0 | 0 | 0 | 0 | 0 | DEER:HVAC_Chillers | Annual | 2020
NE-HVAC-Chlr-WtrCldScrewChlr-lt75tons-0.702kwpton-0.45IPLV-VarSpd | DEER2020 | D20 v0 | 43474.3732 | SDG | Rt3 | Rec | CZ10 | Any | Cap-Tons | 287 | 0 | None | 59.3 | 0.0382 | 0 | 59.3 | 0.0382 | 0 | 0 | 0 | 0 | 0 | 0 | 0 | DEER:HVAC_Chillers | Annual | 2020
NE-HVAC-Chlr-WtrCldScrewChlr-lt75tons-0.702kwpton-0.45IPLV-VarSpd | DEER2020 | D20 v0 | 43474.3732 | SDG | ECC | Rec | CZ14 | Any | Cap-Tons | 755 | 0 | None | 44.6 | 0.0341 | 0 | 44.6 | 0.0341 | 0 | 0 | 0 | 0 | 0 | 0 | 0 | DEER:HVAC_Chillers | Annual | 2020
NE-HVAC-Chlr-WtrCldScrewChlr-lt75tons-0.702kwpton-0.45IPLV-VarSpd | DEER2020 | D20 v0 | 43474.3732 | SDG | ESe | Rec | CZ14 | Any | Cap-Tons | 405 | 0 | None | 28.6 | 0.0179 | 0 | 28.6 | 0.0179 | 0 | 0 | 0 | 0 | 0 | 0 | 0 | DEER:HVAC_Chillers | Annual | 2020
NE-HVAC-Chlr-WtrCldScrewChlr-lt75tons-0.702kwpton-0.45IPLV-VarSpd | DEER2020 | D20 v0 | 43474.3732 | SDG | EUn | Rec | CZ14 | Any | Cap-Tons | 2470 | 0 | None | 41.3 | 0.0332 | 0 | 41.3 | 0.0332 | 0 | 0 | 0 | 0 | 0 | 0 | 0 | DEER:HVAC_Chillers | Annual | 2020
NE-HVAC-Chlr-WtrCldScrewChlr-lt75tons-0.702kwpton-0.45IPLV-VarSpd | DEER2020 | D20 v0 | 43474.3732 | SDG | Hsp | Rec | CZ14 | Any | Cap-Tons | 1030 | 0 | None | 22.8 | 0.0136 | 0 | 22.8 | 0.0136 | 0 | 0 | 0 | 0 | 0 | 0 | 0 | DEER:HVAC_Chillers | Annual | 2020
NE-HVAC-Chlr-WtrCldScrewChlr-lt75tons-0.702kwpton-0.45IPLV-VarSpd | DEER2020 | D20 v0 | 43474.3732 | SDG | Htl | Rec | CZ14 | Any | Cap-Tons | 208 | 0 | None | 61.6 | 0.0299 | 0 | 61.6 | 0.0299 | 0 | 0 | 0 | 0 | 0 | 0 | 0 | DEER:HVAC_Chillers | Annual | 2020
NE-HVAC-Chlr-WtrCldScrewChlr-lt75tons-0.702kwpton-0.45IPLV-VarSpd | DEER2020 | D20 v0 | 43474.3732 | SDG | MBT | Rec | CZ14 | Any | Cap-Tons | 374 | 0 | None | 43.6 | 0.0219 | 0 | 43.6 | 0.0219 | 0 | 0 | 0 | 0 | 0 | 0 | 0 | DEER:HVAC_Chillers | Annual | 2020
NE-HVAC-Chlr-WtrCldScrewChlr-lt75tons-0.702kwpton-0.45IPLV-VarSpd | DEER2020 | D20 v0 | 43474.3732 | SDG | Nrs | Rec | CZ14 | Any | Cap-Tons | 121 | 0 | None | 59.9 | 0.0339 | 0 | 59.9 | 0.0339 | 0 | 0 | 0 | 0 | 0 | 0 | 0 | DEER:HVAC_Chillers | Annual | 2020
NE-HVAC-Chlr-WtrCldScrewChlr-lt75tons-0.702kwpton-0.45IPLV-VarSpd | DEER2020 | D20 v0 | 43474.3732 | SDG | OfL | Rec | CZ14 | Any | Cap-Tons | 444 | 0 | None | 42.6 | 0.0157 | 0 | 42.6 | 0.0157 | 0 | 0 | 0 | 0 | 0 | 0 | 0 | DEER:HVAC_Chillers | Annual | 2020
NE-HVAC-Chlr-WtrCldScrewChlr-lt75tons-0.702kwpton-0.45IPLV-VarSpd | DEER2020 | D20 v0 | 43474.3732 | SDG | OfS | Rec | CZ14 | Any | Cap-Tons | 27.1 | 0 | None | 47.1 | 0.0164 | 0 | 47.1 | 0.0164 | 0 | 0 | 0 | 0 | 0 | 0 | 0 | DEER:HVAC_Chillers | Annual | 2020
NE-HVAC-Chlr-WtrCldScrewChlr-lt75tons-0.702kwpton-0.45IPLV-VarSpd | DEER2020 | D20 v0 | 43474.3732 | SDG | Rt3 | Rec | CZ14 | Any | Cap-Tons | 294 | 0 | None | 52.1 | 0.029 | 0 | 52.1 | 0.029 | 0 | 0 | 0 | 0 | 0 | 0 | 0 | DEER:HVAC_Chillers | Annual | 2020
NE-HVAC-Chlr-WtrCldScrewChlr-lt75tons-0.702kwpton-0.45IPLV-VarSpd | DEER2020 | D20 v0 | 43474.3732 | SDG | ESe | Rec | CZ15 | Any | Cap-Tons | 520 | 0 | None | 46.1 | 0.0181 | 0 | 46.1 | 0.0181 | 0 | 0 | 0 | 0 | 0 | 0 | 0 | DEER:HVAC_Chillers | Annual | 2020
NE-HVAC-Chlr-WtrCldScrewChlr-lt75tons-0.702kwpton-0.45IPLV-VarSpd | DEER2020 | D20 v0 | 43474.3732 | SDG | Htl | Rec | CZ15 | Any | Cap-Tons | 271 | 0 | None | 86.6 | 0.0285 | 0 | 86.6 | 0.0285 | 0 | 0 | 0 | 0 | 0 | 0 | 0 | DEER:HVAC_Chillers | Annual | 2020
NE-HVAC-Chlr-WtrCldScrewChlr-lt75tons-0.702kwpton-0.45IPLV-VarSpd | DEER2020 | D20 v0 | 43474.3732 | SDG | MBT | Rec | CZ15 | Any | Cap-Tons | 462 | 0 | None | 63.8 | 0.0212 | 0 | 63.8 | 0.0212 | 0 | 0 | 0 | 0 | 0 | 0 | 0 | DEER:HVAC_Chillers | Annual | 2020
NE-HVAC-Chlr-WtrCldScrewChlr-lt75tons-0.702kwpton-0.45IPLV-VarSpd | DEER2020 | D20 v0 | 43474.3732 | SDG | OfL | Rec | CZ15 | Any | Cap-Tons | 546 | 0 | None | 60.4 | 0.0144 | 0 | 60.4 | 0.0144 | 0 | 0 | 0 | 0 | 0 | 0 | 0 | DEER:HVAC_Chillers | Annual | 2020
NE-HVAC-Chlr-WtrCldScrewChlr-lt75tons-0.702kwpton-0.45IPLV-VarSpd | DEER2020 | D20 v0 | 43474.3732 | SDG | OfS | Rec | CZ15 | Any | Cap-Tons | 32.3 | 0 | None | 72.9 | 0.0175 | 0 | 72.9 | 0.0175 | 0 | 0 | 0 | 0 | 0 | 0 | 0 | DEER:HVAC_Chillers | Annual | 2020
NE-HVAC-Chlr-WtrCldScrewChlr-lt75tons-0.702kwpton-0.45IPLV-VarSpd | DEER2020 | D20 v0 | 43474.3732 | SDG | Rt3 | Rec | CZ15 | Any | Cap-Tons | 369 | 0 | None | 74 | 0.0287 | 0 | 74 | 0.0287 | 0 | 0 | 0 | 0 | 0 | 0 | 0 | DEER:HVAC_Chillers | Annual | 2020
NE-HVAC-Chlr-WtrCldScrewChlr-75to149tons-0.675kwpton-0.441IPLV-VarSpd | DEER2020 | D20 v0 | 43474.3732 | PGE | ECC | Rec | CZ01 | Any | Cap-Tons | 318 | 0 | None | 8.7 | 0.0302 | 0 | 8.7 | 0.0302 | 0 | 0 | 0 | 0 | 0 | 0 | 0 | DEER:HVAC_Chillers | Annual | 2020
NE-HVAC-Chlr-WtrCldScrewChlr-75to149tons-0.675kwpton-0.441IPLV-VarSpd | DEER2020 | D20 v0 | 43474.3732 | PGE | ESe | Rec | CZ01 | Any | Cap-Tons | 155 | 0 | None | 5.6 | 0.0117 | 0 | 5.6 | 0.0117 | 0 | 0 | 0 | 0 | 0 | 0 | 0 | DEER:HVAC_Chillers | Annual | 2020
NE-HVAC-Chlr-WtrCldScrewChlr-75to149tons-0.675kwpton-0.441IPLV-VarSpd | DEER2020 | D20 v0 | 43474.3732 | PGE | EUn | Rec | CZ01 | Any | Cap-Tons | 1180 | 0 | None | 6.6 | 0.0227 | 0 | 6.6 | 0.0227 | 0 | 0 | 0 | 0 | 0 | 0 | 0 | DEER:HVAC_Chillers | Annual | 2020
NE-HVAC-Chlr-WtrCldScrewChlr-75to149tons-0.675kwpton-0.441IPLV-VarSpd | DEER2020 | D20 v0 | 43474.3732 | PGE | Hsp | Rec | CZ01 | Any | Cap-Tons | 530 | 0 | None | 2 | 0.0061 | 0 | 2 | 0.0061 | 0 | 0 | 0 | 0 | 0 | 0 | 0 | DEER:HVAC_Chillers | Annual | 2020
NE-HVAC-Chlr-WtrCldScrewChlr-75to149tons-0.675kwpton-0.441IPLV-VarSpd | DEER2020 | D20 v0 | 43474.3732 | PGE | Htl | Rec | CZ01 | Any | Cap-Tons | 88.8 | 0 | None | 20.4 | 0.0158 | 0 | 20.4 | 0.0158 | 0 | 0 | 0 | 0 | 0 | 0 | 0 | DEER:HVAC_Chillers | Annual | 2020
NE-HVAC-Chlr-WtrCldScrewChlr-75to149tons-0.675kwpton-0.441IPLV-VarSpd | DEER2020 | D20 v0 | 43474.3732 | PGE | MBT | Rec | CZ01 | Any | Cap-Tons | 178 | 0 | None | 11.1 | 0.0129 | 0 | 11.1 | 0.0129 | 0 | 0 | 0 | 0 | 0 | 0 | 0 | DEER:HVAC_Chillers | Annual | 2020
NE-HVAC-Chlr-WtrCldScrewChlr-75to149tons-0.675kwpton-0.441IPLV-VarSpd | DEER2020 | D20 v0 | 43474.3732 | PGE | Nrs | Rec | CZ01 | Any | Cap-Tons | 62.9 | 0 | None | 3.2 | 0.0098 | 0 | 3.2 | 0.0098 | 0 | 0 | 0 | 0 | 0 | 0 | 0 | DEER:HVAC_Chillers | Annual | 2020
NE-HVAC-Chlr-WtrCldScrewChlr-75to149tons-0.675kwpton-0.441IPLV-VarSpd | DEER2020 | D20 v0 | 43474.3732 | PGE | OfL | Rec | CZ01 | Any | Cap-Tons | 250 | 0 | None | 8.5 | 0.01 | 0 | 8.5 | 0.01 | 0 | 0 | 0 | 0 | 0 | 0 | 0 | DEER:HVAC_Chillers | Annual | 2020
NE-HVAC-Chlr-WtrCldScrewChlr-75to149tons-0.675kwpton-0.441IPLV-VarSpd | DEER2020 | D20 v0 | 43474.3732 | PGE | OfS | Rec | CZ01 | Any | Cap-Tons | 13.8 | 0 | None | 11.2 | 0.0094 | 0 | 11.2 | 0.0094 | 0 | 0 | 0 | 0 | 0 | 0 | 0 | DEER:HVAC_Chillers | Annual | 2020
NE-HVAC-Chlr-WtrCldScrewChlr-75to149tons-0.675kwpton-0.441IPLV-VarSpd | DEER2020 | D20 v0 | 43474.3732 | PGE | Rt3 | Rec | CZ01 | Any | Cap-Tons | 135 | 0 | None | 9.5 | 0.0204 | 0 | 9.5 | 0.0204 | 0 | 0 | 0 | 0 | 0 | 0 | 0 | DEER:HVAC_Chillers | Annual | 2020
NE-HVAC-Chlr-WtrCldScrewChlr-75to149tons-0.675kwpton-0.441IPLV-VarSpd | DEER2020 | D20 v0 | 43474.3732 | PGE | ECC | Rec | CZ02 | Any | Cap-Tons | 570 | 0 | None | 33.3 | 0.0256 | 0 | 33.3 | 0.0256 | 0 | 0 | 0 | 0 | 0 | 0 | 0 | DEER:HVAC_Chillers | Annual | 2020
NE-HVAC-Chlr-WtrCldScrewChlr-75to149tons-0.675kwpton-0.441IPLV-VarSpd | DEER2020 | D20 v0 | 43474.3732 | PGE | ESe | Rec | CZ02 | Any | Cap-Tons | 293 | 0 | None | 22 | 0.0096 | 0 | 22 | 0.0096 | 0 | 0 | 0 | 0 | 0 | 0 | 0 | DEER:HVAC_Chillers | Annual | 2020
NE-HVAC-Chlr-WtrCldScrewChlr-75to149tons-0.675kwpton-0.441IPLV-VarSpd | DEER2020 | D20 v0 | 43474.3732 | PGE | EUn | Rec | CZ02 | Any | Cap-Tons | 1980 | 0 | None | 29 | 0.0309 | 0 | 29 | 0.0309 | 0 | 0 | 0 | 0 | 0 | 0 | 0 | DEER:HVAC_Chillers | Annual | 2020
NE-HVAC-Chlr-WtrCldScrewChlr-75to149tons-0.675kwpton-0.441IPLV-VarSpd | DEER2020 | D20 v0 | 43474.3732 | PGE | Hsp | Rec | CZ02 | Any | Cap-Tons | 869 | 0 | None | 14.4 | 0.0157 | 0 | 14.4 | 0.0157 | 0 | 0 | 0 | 0 | 0 | 0 | 0 | DEER:HVAC_Chillers | Annual | 2020
NE-HVAC-Chlr-WtrCldScrewChlr-75to149tons-0.675kwpton-0.441IPLV-VarSpd | DEER2020 | D20 v0 | 43474.3732 | PGE | Htl | Rec | CZ02 | Any | Cap-Tons | 157 | 0 | None | 45.4 | 0.0376 | 0 | 45.4 | 0.0376 | 0 | 0 | 0 | 0 | 0 | 0 | 0 | DEER:HVAC_Chillers | Annual | 2020
NE-HVAC-Chlr-WtrCldScrewChlr-75to149tons-0.675kwpton-0.441IPLV-VarSpd | DEER2020 | D20 v0 | 43474.3732 | PGE | MBT | Rec | CZ02 | Any | Cap-Tons | 294 | 0 | None | 33.3 | 0.0242 | 0 | 33.3 | 0.0242 | 0 | 0 | 0 | 0 | 0 | 0 | 0 | DEER:HVAC_Chillers | Annual | 2020
NE-HVAC-Chlr-WtrCldScrewChlr-75to149tons-0.675kwpton-0.441IPLV-VarSpd | DEER2020 | D20 v0 | 43474.3732 | PGE | Nrs | Rec | CZ02 | Any | Cap-Tons | 99.3 | 0 | None | 32.2 | 0.0358 | 0 | 32.2 | 0.0358 | 0 | 0 | 0 | 0 | 0 | 0 | 0 | DEER:HVAC_Chillers | Annual | 2020
NE-HVAC-Chlr-WtrCldScrewChlr-75to149tons-0.675kwpton-0.441IPLV-VarSpd | DEER2020 | D20 v0 | 43474.3732 | PGE | OfL | Rec | CZ02 | Any | Cap-Tons | 371 | 0 | None | 30.3 | 0.018 | 0 | 30.3 | 0.018 | 0 | 0 | 0 | 0 | 0 | 0 | 0 | DEER:HVAC_Chillers | Annual | 2020
NE-HVAC-Chlr-WtrCldScrewChlr-75to149tons-0.675kwpton-0.441IPLV-VarSpd | DEER2020 | D20 v0 | 43474.3732 | PGE | OfS | Rec | CZ02 | Any | Cap-Tons | 20.7 | 0 | None | 37.2 | 0.0232 | 0 | 37.2 | 0.0232 | 0 | 0 | 0 | 0 | 0 | 0 | 0 | DEER:HVAC_Chillers | Annual | 2020
NE-HVAC-Chlr-WtrCldScrewChlr-75to149tons-0.675kwpton-0.441IPLV-VarSpd | DEER2020 | D20 v0 | 43474.3732 | PGE | Rt3 | Rec | CZ02 | Any | Cap-Tons | 234 | 0 | None | 38.9 | 0.0363 | 0 | 38.9 | 0.0363 | 0 | 0 | 0 | 0 | 0 | 0 | 0 | DEER:HVAC_Chillers | Annual | 2020
NE-HVAC-Chlr-WtrCldScrewChlr-75to149tons-0.675kwpton-0.441IPLV-VarSpd | DEER2020 | D20 v0 | 43474.3732 | PGE | ECC | Rec | CZ03 | Any | Cap-Tons | 438 | 0 | None | 26.4 | 0.0187 | 0 | 26.4 | 0.0187 | 0 | 0 | 0 | 0 | 0 | 0 | 0 | DEER:HVAC_Chillers | Annual | 2020
NE-HVAC-Chlr-WtrCldScrewChlr-75to149tons-0.675kwpton-0.441IPLV-VarSpd | DEER2020 | D20 v0 | 43474.3732 | PGE | ESe | Rec | CZ03 | Any | Cap-Tons | 226 | 0 | None | 16.8 | 0.0039 | 0 | 16.8 | 0.0039 | 0 | 0 | 0 | 0 | 0 | 0 | 0 | DEER:HVAC_Chillers | Annual | 2020
NE-HVAC-Chlr-WtrCldScrewChlr-75to149tons-0.675kwpton-0.441IPLV-VarSpd | DEER2020 | D20 v0 | 43474.3732 | PGE | EUn | Rec | CZ03 | Any | Cap-Tons | 1550 | 0 | None | 21.6 | 0.0219 | 0 | 21.6 | 0.0219 | 0 | 0 | 0 | 0 | 0 | 0 | 0 | DEER:HVAC_Chillers | Annual | 2020
NE-HVAC-Chlr-WtrCldScrewChlr-75to149tons-0.675kwpton-0.441IPLV-VarSpd | DEER2020 | D20 v0 | 43474.3732 | PGE | Hsp | Rec | CZ03 | Any | Cap-Tons | 598 | 0 | None | 11.4 | 0.0136 | 0 | 11.4 | 0.0136 | 0 | 0 | 0 | 0 | 0 | 0 | 0 | DEER:HVAC_Chillers | Annual | 2020
NE-HVAC-Chlr-WtrCldScrewChlr-75to149tons-0.675kwpton-0.441IPLV-VarSpd | DEER2020 | D20 v0 | 43474.3732 | PGE | Htl | Rec | CZ03 | Any | Cap-Tons | 122 | 0 | None | 38.8 | 0.0284 | 0 | 38.8 | 0.0284 | 0 | 0 | 0 | 0 | 0 | 0 | 0 | DEER:HVAC_Chillers | Annual | 2020
NE-HVAC-Chlr-WtrCldScrewChlr-75to149tons-0.675kwpton-0.441IPLV-VarSpd | DEER2020 | D20 v0 | 43474.3732 | PGE | MBT | Rec | CZ03 | Any | Cap-Tons | 230 | 0 | None | 30.1 | 0.0201 | 0 | 30.1 | 0.0201 | 0 | 0 | 0 | 0 | 0 | 0 | 0 | DEER:HVAC_Chillers | Annual | 2020
NE-HVAC-Chlr-WtrCldScrewChlr-75to149tons-0.675kwpton-0.441IPLV-VarSpd | DEER2020 | D20 v0 | 43474.3732 | PGE | Nrs | Rec | CZ03 | Any | Cap-Tons | 79.2 | 0 | None | 18.6 | 0.0257 | 0 | 18.6 | 0.0257 | 0 | 0 | 0 | 0 | 0 | 0 | 0 | DEER:HVAC_Chillers | Annual | 2020
NE-HVAC-Chlr-WtrCldScrewChlr-75to149tons-0.675kwpton-0.441IPLV-VarSpd | DEER2020 | D20 v0 | 43474.3732 | PGE | OfL | Rec | CZ03 | Any | Cap-Tons | 303 | 0 | None | 25.3 | 0.0145 | 0 | 25.3 | 0.0145 | 0 | 0 | 0 | 0 | 0 | 0 | 0 | DEER:HVAC_Chillers | Annual | 2020
NE-HVAC-Chlr-WtrCldScrewChlr-75to149tons-0.675kwpton-0.441IPLV-VarSpd | DEER2020 | D20 v0 | 43474.3732 | PGE | OfS | Rec | CZ03 | Any | Cap-Tons | 17.7 | 0 | None | 27.2 | 0.0159 | 0 | 27.2 | 0.0159 | 0 | 0 | 0 | 0 | 0 | 0 | 0 | DEER:HVAC_Chillers | Annual | 2020
NE-HVAC-Chlr-WtrCldScrewChlr-75to149tons-0.675kwpton-0.441IPLV-VarSpd | DEER2020 | D20 v0 | 43474.3732 | PGE | Rt3 | Rec | CZ03 | Any | Cap-Tons | 182 | 0 | None | 28.3 | 0.029 | 0 | 28.3 | 0.029 | 0 | 0 | 0 | 0 | 0 | 0 | 0 | DEER:HVAC_Chillers | Annual | 2020
NE-HVAC-Chlr-WtrCldScrewChlr-75to149tons-0.675kwpton-0.441IPLV-VarSpd | DEER2020 | D20 v0 | 43474.3732 | PGE | ECC | Rec | CZ04 | Any | Cap-Tons | 565 | 0 | None | 38.7 | 0.0456 | 0 | 38.7 | 0.0456 | 0 | 0 | 0 | 0 | 0 | 0 | 0 | DEER:HVAC_Chillers | Annual | 2020
NE-HVAC-Chlr-WtrCldScrewChlr-75to149tons-0.675kwpton-0.441IPLV-VarSpd | DEER2020 | D20 v0 | 43474.3732 | PGE | ESe | Rec | CZ04 | Any | Cap-Tons | 292 | 0 | None | 25.8 | 0.0229 | 0 | 25.8 | 0.0229 | 0 | 0 | 0 | 0 | 0 | 0 | 0 | DEER:HVAC_Chillers | Annual | 2020
NE-HVAC-Chlr-WtrCldScrewChlr-75to149tons-0.675kwpton-0.441IPLV-VarSpd | DEER2020 | D20 v0 | 43474.3732 | PGE | EUn | Rec | CZ04 | Any | Cap-Tons | 1930 | 0 | None | 33.9 | 0.0381 | 0 | 33.9 | 0.0381 | 0 | 0 | 0 | 0 | 0 | 0 | 0 | DEER:HVAC_Chillers | Annual | 2020
NE-HVAC-Chlr-WtrCldScrewChlr-75to149tons-0.675kwpton-0.441IPLV-VarSpd | DEER2020 | D20 v0 | 43474.3732 | PGE | Hsp | Rec | CZ04 | Any | Cap-Tons | 836 | 0 | None | 18.2 | 0.015 | 0 | 18.2 | 0.015 | 0 | 0 | 0 | 0 | 0 | 0 | 0 | DEER:HVAC_Chillers | Annual | 2020
NE-HVAC-Chlr-WtrCldScrewChlr-75to149tons-0.675kwpton-0.441IPLV-VarSpd | DEER2020 | D20 v0 | 43474.3732 | PGE | Htl | Rec | CZ04 | Any | Cap-Tons | 164 | 0 | None | 49.6 | 0.0312 | 0 | 49.6 | 0.0312 | 0 | 0 | 0 | 0 | 0 | 0 | 0 | DEER:HVAC_Chillers | Annual | 2020
NE-HVAC-Chlr-WtrCldScrewChlr-75to149tons-0.675kwpton-0.441IPLV-VarSpd | DEER2020 | D20 v0 | 43474.3732 | PGE | MBT | Rec | CZ04 | Any | Cap-Tons | 286 | 0 | None | 39.4 | 0.0231 | 0 | 39.4 | 0.0231 | 0 | 0 | 0 | 0 | 0 | 0 | 0 | DEER:HVAC_Chillers | Annual | 2020
NE-HVAC-Chlr-WtrCldScrewChlr-75to149tons-0.675kwpton-0.441IPLV-VarSpd | DEER2020 | D20 v0 | 43474.3732 | PGE | Nrs | Rec | CZ04 | Any | Cap-Tons | 96.1 | 0 | None | 38.5 | 0.0333 | 0 | 38.5 | 0.0333 | 0 | 0 | 0 | 0 | 0 | 0 | 0 | DEER:HVAC_Chillers | Annual | 2020
NE-HVAC-Chlr-WtrCldScrewChlr-75to149tons-0.675kwpton-0.441IPLV-VarSpd | DEER2020 | D20 v0 | 43474.3732 | PGE | OfL | Rec | CZ04 | Any | Cap-Tons | 360 | 0 | None | 35.7 | 0.0155 | 0 | 35.7 | 0.0155 | 0 | 0 | 0 | 0 | 0 | 0 | 0 | DEER:HVAC_Chillers | Annual | 2020
NE-HVAC-Chlr-WtrCldScrewChlr-75to149tons-0.675kwpton-0.441IPLV-VarSpd | DEER2020 | D20 v0 | 43474.3732 | PGE | OfS | Rec | CZ04 | Any | Cap-Tons | 21.3 | 0 | None | 38 | 0.017 | 0 | 38 | 0.017 | 0 | 0 | 0 | 0 | 0 | 0 | 0 | DEER:HVAC_Chillers | Annual | 2020
NE-HVAC-Chlr-WtrCldScrewChlr-75to149tons-0.675kwpton-0.441IPLV-VarSpd | DEER2020 | D20 v0 | 43474.3732 | PGE | Rt3 | Rec | CZ04 | Any | Cap-Tons | 234 | 0 | None | 44.5 | 0.036 | 0 | 44.5 | 0.036 | 0 | 0 | 0 | 0 | 0 | 0 | 0 | DEER:HVAC_Chillers | Annual | 2020
NE-HVAC-Chlr-WtrCldScrewChlr-75to149tons-0.675kwpton-0.441IPLV-VarSpd | DEER2020 | D20 v0 | 43474.3732 | PGE | ECC | Rec | CZ05 | Any | Cap-Tons | 380 | 0 | None | 31.7 | 0.0294 | 0 | 31.7 | 0.0294 | 0 | 0 | 0 | 0 | 0 | 0 | 0 | DEER:HVAC_Chillers | Annual | 2020
NE-HVAC-Chlr-WtrCldScrewChlr-75to149tons-0.675kwpton-0.441IPLV-VarSpd | DEER2020 | D20 v0 | 43474.3732 | PGE | ESe | Rec | CZ05 | Any | Cap-Tons | 192 | 0 | None | 22.6 | 0.0154 | 0 | 22.6 | 0.0154 | 0 | 0 | 0 | 0 | 0 | 0 | 0 | DEER:HVAC_Chillers | Annual | 2020
NE-HVAC-Chlr-WtrCldScrewChlr-75to149tons-0.675kwpton-0.441IPLV-VarSpd | DEER2020 | D20 v0 | 43474.3732 | PGE | EUn | Rec | CZ05 | Any | Cap-Tons | 1350 | 0 | None | 25.2 | 0.0249 | 0 | 25.2 | 0.0249 | 0 | 0 | 0 | 0 | 0 | 0 | 0 | DEER:HVAC_Chillers | Annual | 2020
NE-HVAC-Chlr-WtrCldScrewChlr-75to149tons-0.675kwpton-0.441IPLV-VarSpd | DEER2020 | D20 v0 | 43474.3732 | PGE | Hsp | Rec | CZ05 | Any | Cap-Tons | 672 | 0 | None | 9.7 | 0.0082 | 0 | 9.7 | 0.0082 | 0 | 0 | 0 | 0 | 0 | 0 | 0 | DEER:HVAC_Chillers | Annual | 2020
NE-HVAC-Chlr-WtrCldScrewChlr-75to149tons-0.675kwpton-0.441IPLV-VarSpd | DEER2020 | D20 v0 | 43474.3732 | PGE | Htl | Rec | CZ05 | Any | Cap-Tons | 102 | 0 | None | 44.3 | 0.0216 | 0 | 44.3 | 0.0216 | 0 | 0 | 0 | 0 | 0 | 0 | 0 | DEER:HVAC_Chillers | Annual | 2020
NE-HVAC-Chlr-WtrCldScrewChlr-75to149tons-0.675kwpton-0.441IPLV-VarSpd | DEER2020 | D20 v0 | 43474.3732 | PGE | MBT | Rec | CZ05 | Any | Cap-Tons | 222 | 0 | None | 33.7 | 0.0155 | 0 | 33.7 | 0.0155 | 0 | 0 | 0 | 0 | 0 | 0 | 0 | DEER:HVAC_Chillers | Annual | 2020
NE-HVAC-Chlr-WtrCldScrewChlr-75to149tons-0.675kwpton-0.441IPLV-VarSpd | DEER2020 | D20 v0 | 43474.3732 | PGE | Nrs | Rec | CZ05 | Any | Cap-Tons | 77.3 | 0 | None | 18.2 | 0.0162 | 0 | 18.2 | 0.0162 | 0 | 0 | 0 | 0 | 0 | 0 | 0 | DEER:HVAC_Chillers | Annual | 2020
NE-HVAC-Chlr-WtrCldScrewChlr-75to149tons-0.675kwpton-0.441IPLV-VarSpd | DEER2020 | D20 v0 | 43474.3732 | PGE | OfL | Rec | CZ05 | Any | Cap-Tons | 298 | 0 | None | 28.4 | 0.0111 | 0 | 28.4 | 0.0111 | 0 | 0 | 0 | 0 | 0 | 0 | 0 | DEER:HVAC_Chillers | Annual | 2020
NE-HVAC-Chlr-WtrCldScrewChlr-75to149tons-0.675kwpton-0.441IPLV-VarSpd | DEER2020 | D20 v0 | 43474.3732 | PGE | OfS | Rec | CZ05 | Any | Cap-Tons | 15.7 | 0 | None | 33.7 | 0.0126 | 0 | 33.7 | 0.0126 | 0 | 0 | 0 | 0 | 0 | 0 | 0 | DEER:HVAC_Chillers | Annual | 2020
NE-HVAC-Chlr-WtrCldScrewChlr-75to149tons-0.675kwpton-0.441IPLV-VarSpd | DEER2020 | D20 v0 | 43474.3732 | PGE | Rt3 | Rec | CZ05 | Any | Cap-Tons | 174 | 0 | None | 29.6 | 0.0199 | 0 | 29.6 | 0.0199 | 0 | 0 | 0 | 0 | 0 | 0 | 0 | DEER:HVAC_Chillers | Annual | 2020
NE-HVAC-Chlr-WtrCldScrewChlr-75to149tons-0.675kwpton-0.441IPLV-VarSpd | DEER2020 | D20 v0 | 43474.3732 | PGE | ECC | Rec | CZ11 | Any | Cap-Tons | 653 | 0 | None | 50.2 | 0.0278 | 0 | 50.2 | 0.0278 | 0 | 0 | 0 | 0 | 0 | 0 | 0 | DEER:HVAC_Chillers | Annual | 2020
NE-HVAC-Chlr-WtrCldScrewChlr-75to149tons-0.675kwpton-0.441IPLV-VarSpd | DEER2020 | D20 v0 | 43474.3732 | PGE | ESe | Rec | CZ11 | Any | Cap-Tons | 339 | 0 | None | 32.2 | 0.0103 | 0 | 32.2 | 0.0103 | 0 | 0 | 0 | 0 | 0 | 0 | 0 | DEER:HVAC_Chillers | Annual | 2020
NE-HVAC-Chlr-WtrCldScrewChlr-75to149tons-0.675kwpton-0.441IPLV-VarSpd | DEER2020 | D20 v0 | 43474.3732 | PGE | EUn | Rec | CZ11 | Any | Cap-Tons | 2180 | 0 | None | 46.6 | 0.0348 | 0 | 46.6 | 0.0348 | 0 | 0 | 0 | 0 | 0 | 0 | 0 | DEER:HVAC_Chillers | Annual | 2020
NE-HVAC-Chlr-WtrCldScrewChlr-75to149tons-0.675kwpton-0.441IPLV-VarSpd | DEER2020 | D20 v0 | 43474.3732 | PGE | Hsp | Rec | CZ11 | Any | Cap-Tons | 951 | 0 | None | 27.4 | 0.0165 | 0 | 27.4 | 0.0165 | 0 | 0 | 0 | 0 | 0 | 0 | 0 | DEER:HVAC_Chillers | Annual | 2020
NE-HVAC-Chlr-WtrCldScrewChlr-75to149tons-0.675kwpton-0.441IPLV-VarSpd | DEER2020 | D20 v0 | 43474.3732 | PGE | Htl | Rec | CZ11 | Any | Cap-Tons | 203 | 0 | None | 62.1 | 0.0349 | 0 | 62.1 | 0.0349 | 0 | 0 | 0 | 0 | 0 | 0 | 0 | DEER:HVAC_Chillers | Annual | 2020
NE-HVAC-Chlr-WtrCldScrewChlr-75to149tons-0.675kwpton-0.441IPLV-VarSpd | DEER2020 | D20 v0 | 43474.3732 | PGE | MBT | Rec | CZ11 | Any | Cap-Tons | 355 | 0 | None | 44.1 | 0.0241 | 0 | 44.1 | 0.0241 | 0 | 0 | 0 | 0 | 0 | 0 | 0 | DEER:HVAC_Chillers | Annual | 2020
NE-HVAC-Chlr-WtrCldScrewChlr-75to149tons-0.675kwpton-0.441IPLV-VarSpd | DEER2020 | D20 v0 | 43474.3732 | PGE | Nrs | Rec | CZ11 | Any | Cap-Tons | 119 | 0 | None | 59.9 | 0.0389 | 0 | 59.9 | 0.0389 | 0 | 0 | 0 | 0 | 0 | 0 | 0 | DEER:HVAC_Chillers | Annual | 2020
NE-HVAC-Chlr-WtrCldScrewChlr-75to149tons-0.675kwpton-0.441IPLV-VarSpd | DEER2020 | D20 v0 | 43474.3732 | PGE | OfL | Rec | CZ11 | Any | Cap-Tons | 432 | 0 | None | 41.2 | 0.0188 | 0 | 41.2 | 0.0188 | 0 | 0 | 0 | 0 | 0 | 0 | 0 | DEER:HVAC_Chillers | Annual | 2020
NE-HVAC-Chlr-WtrCldScrewChlr-75to149tons-0.675kwpton-0.441IPLV-VarSpd | DEER2020 | D20 v0 | 43474.3732 | PGE | OfS | Rec | CZ11 | Any | Cap-Tons | 25.4 | 0 | None | 48.9 | 0.0234 | 0 | 48.9 | 0.0234 | 0 | 0 | 0 | 0 | 0 | 0 | 0 | DEER:HVAC_Chillers | Annual | 2020
NE-HVAC-Chlr-WtrCldScrewChlr-75to149tons-0.675kwpton-0.441IPLV-VarSpd | DEER2020 | D20 v0 | 43474.3732 | PGE | Rt3 | Rec | CZ11 | Any | Cap-Tons | 285 | 0 | None | 51.3 | 0.03 | 0 | 51.3 | 0.03 | 0 | 0 | 0 | 0 | 0 | 0 | 0 | DEER:HVAC_Chillers | Annual | 2020
NE-HVAC-Chlr-WtrCldScrewChlr-75to149tons-0.675kwpton-0.441IPLV-VarSpd | DEER2020 | D20 v0 | 43474.3732 | PGE | ECC | Rec | CZ12 | Any | Cap-Tons | 599 | 0 | None | 45.4 | 0.0297 | 0 | 45.4 | 0.0297 | 0 | 0 | 0 | 0 | 0 | 0 | 0 | DEER:HVAC_Chillers | Annual | 2020
NE-HVAC-Chlr-WtrCldScrewChlr-75to149tons-0.675kwpton-0.441IPLV-VarSpd | DEER2020 | D20 v0 | 43474.3732 | PGE | ESe | Rec | CZ12 | Any | Cap-Tons | 313 | 0 | None | 29.5 | 0.0106 | 0 | 29.5 | 0.0106 | 0 | 0 | 0 | 0 | 0 | 0 | 0 | DEER:HVAC_Chillers | Annual | 2020
NE-HVAC-Chlr-WtrCldScrewChlr-75to149tons-0.675kwpton-0.441IPLV-VarSpd | DEER2020 | D20 v0 | 43474.3732 | PGE | EUn | Rec | CZ12 | Any | Cap-Tons | 2040 | 0 | None | 40.7 | 0.034 | 0 | 40.7 | 0.034 | 0 | 0 | 0 | 0 | 0 | 0 | 0 | DEER:HVAC_Chillers | Annual | 2020
NE-HVAC-Chlr-WtrCldScrewChlr-75to149tons-0.675kwpton-0.441IPLV-VarSpd | DEER2020 | D20 v0 | 43474.3732 | PGE | Hsp | Rec | CZ12 | Any | Cap-Tons | 898 | 0 | None | 22.3 | 0.0166 | 0 | 22.3 | 0.0166 | 0 | 0 | 0 | 0 | 0 | 0 | 0 | DEER:HVAC_Chillers | Annual | 2020
NE-HVAC-Chlr-WtrCldScrewChlr-75to149tons-0.675kwpton-0.441IPLV-VarSpd | DEER2020 | D20 v0 | 43474.3732 | PGE | Htl | Rec | CZ12 | Any | Cap-Tons | 184 | 0 | None | 55 | 0.0374 | 0 | 55 | 0.0374 | 0 | 0 | 0 | 0 | 0 | 0 | 0 | DEER:HVAC_Chillers | Annual | 2020
NE-HVAC-Chlr-WtrCldScrewChlr-75to149tons-0.675kwpton-0.441IPLV-VarSpd | DEER2020 | D20 v0 | 43474.3732 | PGE | MBT | Rec | CZ12 | Any | Cap-Tons | 333 | 0 | None | 39 | 0.0248 | 0 | 39 | 0.0248 | 0 | 0 | 0 | 0 | 0 | 0 | 0 | DEER:HVAC_Chillers | Annual | 2020
NE-HVAC-Chlr-WtrCldScrewChlr-75to149tons-0.675kwpton-0.441IPLV-VarSpd | DEER2020 | D20 v0 | 43474.3732 | PGE | Nrs | Rec | CZ12 | Any | Cap-Tons | 110 | 0 | None | 47.2 | 0.0392 | 0 | 47.2 | 0.0392 | 0 | 0 | 0 | 0 | 0 | 0 | 0 | DEER:HVAC_Chillers | Annual | 2020
NE-HVAC-Chlr-WtrCldScrewChlr-75to149tons-0.675kwpton-0.441IPLV-VarSpd | DEER2020 | D20 v0 | 43474.3732 | PGE | OfL | Rec | CZ12 | Any | Cap-Tons | 409 | 0 | None | 36.3 | 0.0188 | 0 | 36.3 | 0.0188 | 0 | 0 | 0 | 0 | 0 | 0 | 0 | DEER:HVAC_Chillers | Annual | 2020
NE-HVAC-Chlr-WtrCldScrewChlr-75to149tons-0.675kwpton-0.441IPLV-VarSpd | DEER2020 | D20 v0 | 43474.3732 | PGE | OfS | Rec | CZ12 | Any | Cap-Tons | 23.8 | 0 | None | 42.4 | 0.0235 | 0 | 42.4 | 0.0235 | 0 | 0 | 0 | 0 | 0 | 0 | 0 | DEER:HVAC_Chillers | Annual | 2020
NE-HVAC-Chlr-WtrCldScrewChlr-75to149tons-0.675kwpton-0.441IPLV-VarSpd | DEER2020 | D20 v0 | 43474.3732 | PGE | Rt3 | Rec | CZ12 | Any | Cap-Tons | 274 | 0 | None | 46 | 0.0321 | 0 | 46 | 0.0321 | 0 | 0 | 0 | 0 | 0 | 0 | 0 | DEER:HVAC_Chillers | Annual | 2020
NE-HVAC-Chlr-WtrCldScrewChlr-75to149tons-0.675kwpton-0.441IPLV-VarSpd | DEER2020 | D20 v0 | 43474.3732 | PGE | ECC | Rec | CZ13 | Any | Cap-Tons | 701 | 0 | None | 50.8 | 0.0232 | 0 | 50.8 | 0.0232 | 0 | 0 | 0 | 0 | 0 | 0 | 0 | DEER:HVAC_Chillers | Annual | 2020
NE-HVAC-Chlr-WtrCldScrewChlr-75to149tons-0.675kwpton-0.441IPLV-VarSpd | DEER2020 | D20 v0 | 43474.3732 | PGE | ESe | Rec | CZ13 | Any | Cap-Tons | 372 | 0 | None | 33.3 | 0.0083 | 0 | 33.3 | 0.0083 | 0 | 0 | 0 | 0 | 0 | 0 | 0 | DEER:HVAC_Chillers | Annual | 2020
NE-HVAC-Chlr-WtrCldScrewChlr-75to149tons-0.675kwpton-0.441IPLV-VarSpd | DEER2020 | D20 v0 | 43474.3732 | PGE | EUn | Rec | CZ13 | Any | Cap-Tons | 2320 | 0 | None | 46.4 | 0.0299 | 0 | 46.4 | 0.0299 | 0 | 0 | 0 | 0 | 0 | 0 | 0 | DEER:HVAC_Chillers | Annual | 2020
NE-HVAC-Chlr-WtrCldScrewChlr-75to149tons-0.675kwpton-0.441IPLV-VarSpd | DEER2020 | D20 v0 | 43474.3732 | PGE | Hsp | Rec | CZ13 | Any | Cap-Tons | 962 | 0 | None | 29.4 | 0.016 | 0 | 29.4 | 0.016 | 0 | 0 | 0 | 0 | 0 | 0 | 0 | DEER:HVAC_Chillers | Annual | 2020
NE-HVAC-Chlr-WtrCldScrewChlr-75to149tons-0.675kwpton-0.441IPLV-VarSpd | DEER2020 | D20 v0 | 43474.3732 | PGE | Htl | Rec | CZ13 | Any | Cap-Tons | 203 | 0 | None | 66.1 | 0.0329 | 0 | 66.1 | 0.0329 | 0 | 0 | 0 | 0 | 0 | 0 | 0 | DEER:HVAC_Chillers | Annual | 2020
NE-HVAC-Chlr-WtrCldScrewChlr-75to149tons-0.675kwpton-0.441IPLV-VarSpd | DEER2020 | D20 v0 | 43474.3732 | PGE | MBT | Rec | CZ13 | Any | Cap-Tons | 361 | 0 | None | 44.6 | 0.0232 | 0 | 44.6 | 0.0232 | 0 | 0 | 0 | 0 | 0 | 0 | 0 | DEER:HVAC_Chillers | Annual | 2020
NE-HVAC-Chlr-WtrCldScrewChlr-75to149tons-0.675kwpton-0.441IPLV-VarSpd | DEER2020 | D20 v0 | 43474.3732 | PGE | Nrs | Rec | CZ13 | Any | Cap-Tons | 119 | 0 | None | 63.8 | 0.0366 | 0 | 63.8 | 0.0366 | 0 | 0 | 0 | 0 | 0 | 0 | 0 | DEER:HVAC_Chillers | Annual | 2020
NE-HVAC-Chlr-WtrCldScrewChlr-75to149tons-0.675kwpton-0.441IPLV-VarSpd | DEER2020 | D20 v0 | 43474.3732 | PGE | OfL | Rec | CZ13 | Any | Cap-Tons | 423 | 0 | None | 43.7 | 0.0164 | 0 | 43.7 | 0.0164 | 0 | 0 | 0 | 0 | 0 | 0 | 0 | DEER:HVAC_Chillers | Annual | 2020
NE-HVAC-Chlr-WtrCldScrewChlr-75to149tons-0.675kwpton-0.441IPLV-VarSpd | DEER2020 | D20 v0 | 43474.3732 | PGE | OfS | Rec | CZ13 | Any | Cap-Tons | 25.7 | 0 | None | 46.2 | 0.0177 | 0 | 46.2 | 0.0177 | 0 | 0 | 0 | 0 | 0 | 0 | 0 | DEER:HVAC_Chillers | Annual | 2020
NE-HVAC-Chlr-WtrCldScrewChlr-75to149tons-0.675kwpton-0.441IPLV-VarSpd | DEER2020 | D20 v0 | 43474.3732 | PGE | Rt3 | Rec | CZ13 | Any | Cap-Tons | 293 | 0 | None | 53.1 | 0.0307 | 0 | 53.1 | 0.0307 | 0 | 0 | 0 | 0 | 0 | 0 | 0 | DEER:HVAC_Chillers | Annual | 2020
NE-HVAC-Chlr-WtrCldScrewChlr-75to149tons-0.675kwpton-0.441IPLV-VarSpd | DEER2020 | D20 v0 | 43474.3732 | PGE | ECC | Rec | CZ16 | Any | Cap-Tons | 395 | 0 | None | 34.5 | 0.027 | 0 | 34.5 | 0.027 | 0 | 0 | 0 | 0 | 0 | 0 | 0 | DEER:HVAC_Chillers | Annual | 2020
NE-HVAC-Chlr-WtrCldScrewChlr-75to149tons-0.675kwpton-0.441IPLV-VarSpd | DEER2020 | D20 v0 | 43474.3732 | PGE | ESe | Rec | CZ16 | Any | Cap-Tons | 209 | 0 | None | 20.9 | 0.0116 | 0 | 20.9 | 0.0116 | 0 | 0 | 0 | 0 | 0 | 0 | 0 | DEER:HVAC_Chillers | Annual | 2020
NE-HVAC-Chlr-WtrCldScrewChlr-75to149tons-0.675kwpton-0.441IPLV-VarSpd | DEER2020 | D20 v0 | 43474.3732 | PGE | EUn | Rec | CZ16 | Any | Cap-Tons | 1390 | 0 | None | 31.4 | 0.0338 | 0 | 31.4 | 0.0338 | 0 | 0 | 0 | 0 | 0 | 0 | 0 | DEER:HVAC_Chillers | Annual | 2020
NE-HVAC-Chlr-WtrCldScrewChlr-75to149tons-0.675kwpton-0.441IPLV-VarSpd | DEER2020 | D20 v0 | 43474.3732 | PGE | Hsp | Rec | CZ16 | Any | Cap-Tons | 651 | 0 | None | 16.4 | 0.0151 | 0 | 16.4 | 0.0151 | 0 | 0 | 0 | 0 | 0 | 0 | 0 | DEER:HVAC_Chillers | Annual | 2020
NE-HVAC-Chlr-WtrCldScrewChlr-75to149tons-0.675kwpton-0.441IPLV-VarSpd | DEER2020 | D20 v0 | 43474.3732 | PGE | Htl | Rec | CZ16 | Any | Cap-Tons | 116 | 0 | None | 53.8 | 0.0388 | 0 | 53.8 | 0.0388 | 0 | 0 | 0 | 0 | 0 | 0 | 0 | DEER:HVAC_Chillers | Annual | 2020
NE-HVAC-Chlr-WtrCldScrewChlr-75to149tons-0.675kwpton-0.441IPLV-VarSpd | DEER2020 | D20 v0 | 43474.3732 | PGE | MBT | Rec | CZ16 | Any | Cap-Tons | 231 | 0 | None | 30.9 | 0.0226 | 0 | 30.9 | 0.0226 | 0 | 0 | 0 | 0 | 0 | 0 | 0 | DEER:HVAC_Chillers | Annual | 2020
NE-HVAC-Chlr-WtrCldScrewChlr-75to149tons-0.675kwpton-0.441IPLV-VarSpd | DEER2020 | D20 v0 | 43474.3732 | PGE | Nrs | Rec | CZ16 | Any | Cap-Tons | 78.5 | 0 | None | 33.9 | 0.0338 | 0 | 33.9 | 0.0338 | 0 | 0 | 0 | 0 | 0 | 0 | 0 | DEER:HVAC_Chillers | Annual | 2020
NE-HVAC-Chlr-WtrCldScrewChlr-75to149tons-0.675kwpton-0.441IPLV-VarSpd | DEER2020 | D20 v0 | 43474.3732 | PGE | OfL | Rec | CZ16 | Any | Cap-Tons | 302 | 0 | None | 29 | 0.0192 | 0 | 29 | 0.0192 | 0 | 0 | 0 | 0 | 0 | 0 | 0 | DEER:HVAC_Chillers | Annual | 2020
NE-HVAC-Chlr-WtrCldScrewChlr-75to149tons-0.675kwpton-0.441IPLV-VarSpd | DEER2020 | D20 v0 | 43474.3732 | PGE | OfS | Rec | CZ16 | Any | Cap-Tons | 17.1 | 0 | None | 33.4 | 0.0225 | 0 | 33.4 | 0.0225 | 0 | 0 | 0 | 0 | 0 | 0 | 0 | DEER:HVAC_Chillers | Annual | 2020
NE-HVAC-Chlr-WtrCldScrewChlr-75to149tons-0.675kwpton-0.441IPLV-VarSpd | DEER2020 | D20 v0 | 43474.3732 | PGE | Rt3 | Rec | CZ16 | Any | Cap-Tons | 186 | 0 | None | 34.9 | 0.0294 | 0 | 34.9 | 0.0294 | 0 | 0 | 0 | 0 | 0 | 0 | 0 | DEER:HVAC_Chillers | Annual | 2020
NE-HVAC-Chlr-WtrCldScrewChlr-gte600tons-0.497kwpton-0.323IPLV-VarSpd | DEER2020 | D20 v0 | 43474.3732 | PGE | ECC | Rec | CZ01 | Any | Cap-Tons | 318 | 0 | None | 10.2 | 0.0353 | 0 | 10.2 | 0.0353 | 0 | 0 | 0 | 0 | 0 | 0 | 0 | DEER:HVAC_Chillers | Annual | 2020
NE-HVAC-Chlr-WtrCldScrewChlr-gte600tons-0.497kwpton-0.323IPLV-VarSpd | DEER2020 | D20 v0 | 43474.3732 | PGE | ESe | Rec | CZ01 | Any | Cap-Tons | 155 | 0 | None | 6.5 | 0.0137 | 0 | 6.5 | 0.0137 | 0 | 0 | 0 | 0 | 0 | 0 | 0 | DEER:HVAC_Chillers | Annual | 2020
NE-HVAC-Chlr-WtrCldScrewChlr-gte600tons-0.497kwpton-0.323IPLV-VarSpd | DEER2020 | D20 v0 | 43474.3732 | PGE | EUn | Rec | CZ01 | Any | Cap-Tons | 1180 | 0 | None | 7.8 | 0.0266 | 0 | 7.8 | 0.0266 | 0 | 0 | 0 | 0 | 0 | 0 | 0 | DEER:HVAC_Chillers | Annual | 2020
NE-HVAC-Chlr-WtrCldScrewChlr-gte600tons-0.497kwpton-0.323IPLV-VarSpd | DEER2020 | D20 v0 | 43474.3732 | PGE | Hsp | Rec | CZ01 | Any | Cap-Tons | 530 | 0 | None | 2.3 | 0.0071 | 0 | 2.3 | 0.0071 | 0 | 0 | 0 | 0 | 0 | 0 | 0 | DEER:HVAC_Chillers | Annual | 2020
NE-HVAC-Chlr-WtrCldScrewChlr-gte600tons-0.497kwpton-0.323IPLV-VarSpd | DEER2020 | D20 v0 | 43474.3732 | PGE | Htl | Rec | CZ01 | Any | Cap-Tons | 88.8 | 0 | None | 23.9 | 0.0185 | 0 | 23.9 | 0.0185 | 0 | 0 | 0 | 0 | 0 | 0 | 0 | DEER:HVAC_Chillers | Annual | 2020
NE-HVAC-Chlr-WtrCldScrewChlr-gte600tons-0.497kwpton-0.323IPLV-VarSpd | DEER2020 | D20 v0 | 43474.3732 | PGE | MBT | Rec | CZ01 | Any | Cap-Tons | 178 | 0 | None | 13 | 0.0151 | 0 | 13 | 0.0151 | 0 | 0 | 0 | 0 | 0 | 0 | 0 | DEER:HVAC_Chillers | Annual | 2020
NE-HVAC-Chlr-WtrCldScrewChlr-gte600tons-0.497kwpton-0.323IPLV-VarSpd | DEER2020 | D20 v0 | 43474.3732 | PGE | Nrs | Rec | CZ01 | Any | Cap-Tons | 62.9 | 0 | None | 3.7 | 0.0114 | 0 | 3.7 | 0.0114 | 0 | 0 | 0 | 0 | 0 | 0 | 0 | DEER:HVAC_Chillers | Annual | 2020
NE-HVAC-Chlr-WtrCldScrewChlr-gte600tons-0.497kwpton-0.323IPLV-VarSpd | DEER2020 | D20 v0 | 43474.3732 | PGE | OfL | Rec | CZ01 | Any | Cap-Tons | 250 | 0 | None | 10 | 0.0117 | 0 | 10 | 0.0117 | 0 | 0 | 0 | 0 | 0 | 0 | 0 | DEER:HVAC_Chillers | Annual | 2020
NE-HVAC-Chlr-WtrCldScrewChlr-gte600tons-0.497kwpton-0.323IPLV-VarSpd | DEER2020 | D20 v0 | 43474.3732 | PGE | OfS | Rec | CZ01 | Any | Cap-Tons | 13.8 | 0 | None | 13.1 | 0.011 | 0 | 13.1 | 0.011 | 0 | 0 | 0 | 0 | 0 | 0 | 0 | DEER:HVAC_Chillers | Annual | 2020
NE-HVAC-Chlr-WtrCldScrewChlr-gte600tons-0.497kwpton-0.323IPLV-VarSpd | DEER2020 | D20 v0 | 43474.3732 | PGE | Rt3 | Rec | CZ01 | Any | Cap-Tons | 135 | 0 | None | 11.1 | 0.0238 | 0 | 11.1 | 0.0238 | 0 | 0 | 0 | 0 | 0 | 0 | 0 | DEER:HVAC_Chillers | Annual | 2020
NE-HVAC-Chlr-WtrCldScrewChlr-gte600tons-0.497kwpton-0.323IPLV-VarSpd | DEER2020 | D20 v0 | 43474.3732 | PGE | ECC | Rec | CZ02 | Any | Cap-Tons | 570 | 0 | None | 39 | 0.03 | 0 | 39 | 0.03 | 0 | 0 | 0 | 0 | 0 | 0 | 0 | DEER:HVAC_Chillers | Annual | 2020
NE-HVAC-Chlr-WtrCldScrewChlr-gte600tons-0.497kwpton-0.323IPLV-VarSpd | DEER2020 | D20 v0 | 43474.3732 | PGE | ESe | Rec | CZ02 | Any | Cap-Tons | 293 | 0 | None | 25.7 | 0.0113 | 0 | 25.7 | 0.0113 | 0 | 0 | 0 | 0 | 0 | 0 | 0 | DEER:HVAC_Chillers | Annual | 2020
NE-HVAC-Chlr-WtrCldScrewChlr-gte600tons-0.497kwpton-0.323IPLV-VarSpd | DEER2020 | D20 v0 | 43474.3732 | PGE | EUn | Rec | CZ02 | Any | Cap-Tons | 1980 | 0 | None | 33.9 | 0.0361 | 0 | 33.9 | 0.0361 | 0 | 0 | 0 | 0 | 0 | 0 | 0 | DEER:HVAC_Chillers | Annual | 2020
NE-HVAC-Chlr-WtrCldScrewChlr-gte600tons-0.497kwpton-0.323IPLV-VarSpd | DEER2020 | D20 v0 | 43474.3732 | PGE | Hsp | Rec | CZ02 | Any | Cap-Tons | 869 | 0 | None | 16.8 | 0.0184 | 0 | 16.8 | 0.0184 | 0 | 0 | 0 | 0 | 0 | 0 | 0 | DEER:HVAC_Chillers | Annual | 2020
NE-HVAC-Chlr-WtrCldScrewChlr-gte600tons-0.497kwpton-0.323IPLV-VarSpd | DEER2020 | D20 v0 | 43474.3732 | PGE | Htl | Rec | CZ02 | Any | Cap-Tons | 157 | 0 | None | 53.1 | 0.044 | 0 | 53.1 | 0.044 | 0 | 0 | 0 | 0 | 0 | 0 | 0 | DEER:HVAC_Chillers | Annual | 2020
NE-HVAC-Chlr-WtrCldScrewChlr-gte600tons-0.497kwpton-0.323IPLV-VarSpd | DEER2020 | D20 v0 | 43474.3732 | PGE | MBT | Rec | CZ02 | Any | Cap-Tons | 294 | 0 | None | 39 | 0.0283 | 0 | 39 | 0.0283 | 0 | 0 | 0 | 0 | 0 | 0 | 0 | DEER:HVAC_Chillers | Annual | 2020
NE-HVAC-Chlr-WtrCldScrewChlr-gte600tons-0.497kwpton-0.323IPLV-VarSpd | DEER2020 | D20 v0 | 43474.3732 | PGE | Nrs | Rec | CZ02 | Any | Cap-Tons | 99.3 | 0 | None | 37.6 | 0.0419 | 0 | 37.6 | 0.0419 | 0 | 0 | 0 | 0 | 0 | 0 | 0 | DEER:HVAC_Chillers | Annual | 2020
NE-HVAC-Chlr-WtrCldScrewChlr-gte600tons-0.497kwpton-0.323IPLV-VarSpd | DEER2020 | D20 v0 | 43474.3732 | PGE | OfL | Rec | CZ02 | Any | Cap-Tons | 371 | 0 | None | 35.4 | 0.021 | 0 | 35.4 | 0.021 | 0 | 0 | 0 | 0 | 0 | 0 | 0 | DEER:HVAC_Chillers | Annual | 2020
NE-HVAC-Chlr-WtrCldScrewChlr-gte600tons-0.497kwpton-0.323IPLV-VarSpd | DEER2020 | D20 v0 | 43474.3732 | PGE | OfS | Rec | CZ02 | Any | Cap-Tons | 20.7 | 0 | None | 43.6 | 0.0271 | 0 | 43.6 | 0.0271 | 0 | 0 | 0 | 0 | 0 | 0 | 0 | DEER:HVAC_Chillers | Annual | 2020
NE-HVAC-Chlr-WtrCldScrewChlr-gte600tons-0.497kwpton-0.323IPLV-VarSpd | DEER2020 | D20 v0 | 43474.3732 | PGE | Rt3 | Rec | CZ02 | Any | Cap-Tons | 234 | 0 | None | 45.5 | 0.0425 | 0 | 45.5 | 0.0425 | 0 | 0 | 0 | 0 | 0 | 0 | 0 | DEER:HVAC_Chillers | Annual | 2020
NE-HVAC-Chlr-WtrCldScrewChlr-gte600tons-0.497kwpton-0.323IPLV-VarSpd | DEER2020 | D20 v0 | 43474.3732 | PGE | ECC | Rec | CZ03 | Any | Cap-Tons | 438 | 0 | None | 30.8 | 0.0219 | 0 | 30.8 | 0.0219 | 0 | 0 | 0 | 0 | 0 | 0 | 0 | DEER:HVAC_Chillers | Annual | 2020
NE-HVAC-Chlr-WtrCldScrewChlr-gte600tons-0.497kwpton-0.323IPLV-VarSpd | DEER2020 | D20 v0 | 43474.3732 | PGE | ESe | Rec | CZ03 | Any | Cap-Tons | 226 | 0 | None | 19.7 | 0.0045 | 0 | 19.7 | 0.0045 | 0 | 0 | 0 | 0 | 0 | 0 | 0 | DEER:HVAC_Chillers | Annual | 2020
NE-HVAC-Chlr-WtrCldScrewChlr-gte600tons-0.497kwpton-0.323IPLV-VarSpd | DEER2020 | D20 v0 | 43474.3732 | PGE | EUn | Rec | CZ03 | Any | Cap-Tons | 1550 | 0 | None | 25.3 | 0.0256 | 0 | 25.3 | 0.0256 | 0 | 0 | 0 | 0 | 0 | 0 | 0 | DEER:HVAC_Chillers | Annual | 2020
NE-HVAC-Chlr-WtrCldScrewChlr-gte600tons-0.497kwpton-0.323IPLV-VarSpd | DEER2020 | D20 v0 | 43474.3732 | PGE | Hsp | Rec | CZ03 | Any | Cap-Tons | 598 | 0 | None | 13.3 | 0.0159 | 0 | 13.3 | 0.0159 | 0 | 0 | 0 | 0 | 0 | 0 | 0 | DEER:HVAC_Chillers | Annual | 2020
NE-HVAC-Chlr-WtrCldScrewChlr-gte600tons-0.497kwpton-0.323IPLV-VarSpd | DEER2020 | D20 v0 | 43474.3732 | PGE | Htl | Rec | CZ03 | Any | Cap-Tons | 122 | 0 | None | 45.3 | 0.0332 | 0 | 45.3 | 0.0332 | 0 | 0 | 0 | 0 | 0 | 0 | 0 | DEER:HVAC_Chillers | Annual | 2020
NE-HVAC-Chlr-WtrCldScrewChlr-gte600tons-0.497kwpton-0.323IPLV-VarSpd | DEER2020 | D20 v0 | 43474.3732 | PGE | MBT | Rec | CZ03 | Any | Cap-Tons | 230 | 0 | None | 35.2 | 0.0236 | 0 | 35.2 | 0.0236 | 0 | 0 | 0 | 0 | 0 | 0 | 0 | DEER:HVAC_Chillers | Annual | 2020
NE-HVAC-Chlr-WtrCldScrewChlr-gte600tons-0.497kwpton-0.323IPLV-VarSpd | DEER2020 | D20 v0 | 43474.3732 | PGE | Nrs | Rec | CZ03 | Any | Cap-Tons | 79.2 | 0 | None | 21.7 | 0.0301 | 0 | 21.7 | 0.0301 | 0 | 0 | 0 | 0 | 0 | 0 | 0 | DEER:HVAC_Chillers | Annual | 2020
NE-HVAC-Chlr-WtrCldScrewChlr-gte600tons-0.497kwpton-0.323IPLV-VarSpd | DEER2020 | D20 v0 | 43474.3732 | PGE | OfL | Rec | CZ03 | Any | Cap-Tons | 303 | 0 | None | 29.6 | 0.017 | 0 | 29.6 | 0.017 | 0 | 0 | 0 | 0 | 0 | 0 | 0 | DEER:HVAC_Chillers | Annual | 2020
NE-HVAC-Chlr-WtrCldScrewChlr-gte600tons-0.497kwpton-0.323IPLV-VarSpd | DEER2020 | D20 v0 | 43474.3732 | PGE | OfS | Rec | CZ03 | Any | Cap-Tons | 17.7 | 0 | None | 31.8 | 0.0186 | 0 | 31.8 | 0.0186 | 0 | 0 | 0 | 0 | 0 | 0 | 0 | DEER:HVAC_Chillers | Annual | 2020
NE-HVAC-Chlr-WtrCldScrewChlr-gte600tons-0.497kwpton-0.323IPLV-VarSpd | DEER2020 | D20 v0 | 43474.3732 | PGE | Rt3 | Rec | CZ03 | Any | Cap-Tons | 182 | 0 | None | 33.2 | 0.0339 | 0 | 33.2 | 0.0339 | 0 | 0 | 0 | 0 | 0 | 0 | 0 | DEER:HVAC_Chillers | Annual | 2020
NE-HVAC-Chlr-WtrCldScrewChlr-gte600tons-0.497kwpton-0.323IPLV-VarSpd | DEER2020 | D20 v0 | 43474.3732 | PGE | ECC | Rec | CZ04 | Any | Cap-Tons | 565 | 0 | None | 45.3 | 0.0534 | 0 | 45.3 | 0.0534 | 0 | 0 | 0 | 0 | 0 | 0 | 0 | DEER:HVAC_Chillers | Annual | 2020
NE-HVAC-Chlr-WtrCldScrewChlr-gte600tons-0.497kwpton-0.323IPLV-VarSpd | DEER2020 | D20 v0 | 43474.3732 | PGE | ESe | Rec | CZ04 | Any | Cap-Tons | 292 | 0 | None | 30.2 | 0.0268 | 0 | 30.2 | 0.0268 | 0 | 0 | 0 | 0 | 0 | 0 | 0 | DEER:HVAC_Chillers | Annual | 2020
NE-HVAC-Chlr-WtrCldScrewChlr-gte600tons-0.497kwpton-0.323IPLV-VarSpd | DEER2020 | D20 v0 | 43474.3732 | PGE | EUn | Rec | CZ04 | Any | Cap-Tons | 1930 | 0 | None | 39.6 | 0.0446 | 0 | 39.6 | 0.0446 | 0 | 0 | 0 | 0 | 0 | 0 | 0 | DEER:HVAC_Chillers | Annual | 2020
NE-HVAC-Chlr-WtrCldScrewChlr-gte600tons-0.497kwpton-0.323IPLV-VarSpd | DEER2020 | D20 v0 | 43474.3732 | PGE | Hsp | Rec | CZ04 | Any | Cap-Tons | 836 | 0 | None | 21.3 | 0.0175 | 0 | 21.3 | 0.0175 | 0 | 0 | 0 | 0 | 0 | 0 | 0 | DEER:HVAC_Chillers | Annual | 2020
NE-HVAC-Chlr-WtrCldScrewChlr-gte600tons-0.497kwpton-0.323IPLV-VarSpd | DEER2020 | D20 v0 | 43474.3732 | PGE | Htl | Rec | CZ04 | Any | Cap-Tons | 164 | 0 | None | 58.1 | 0.0365 | 0 | 58.1 | 0.0365 | 0 | 0 | 0 | 0 | 0 | 0 | 0 | DEER:HVAC_Chillers | Annual | 2020
NE-HVAC-Chlr-WtrCldScrewChlr-gte600tons-0.497kwpton-0.323IPLV-VarSpd | DEER2020 | D20 v0 | 43474.3732 | PGE | MBT | Rec | CZ04 | Any | Cap-Tons | 286 | 0 | None | 46.1 | 0.027 | 0 | 46.1 | 0.027 | 0 | 0 | 0 | 0 | 0 | 0 | 0 | DEER:HVAC_Chillers | Annual | 2020
NE-HVAC-Chlr-WtrCldScrewChlr-gte600tons-0.497kwpton-0.323IPLV-VarSpd | DEER2020 | D20 v0 | 43474.3732 | PGE | Nrs | Rec | CZ04 | Any | Cap-Tons | 96.1 | 0 | None | 45.1 | 0.0389 | 0 | 45.1 | 0.0389 | 0 | 0 | 0 | 0 | 0 | 0 | 0 | DEER:HVAC_Chillers | Annual | 2020
NE-HVAC-Chlr-WtrCldScrewChlr-gte600tons-0.497kwpton-0.323IPLV-VarSpd | DEER2020 | D20 v0 | 43474.3732 | PGE | OfL | Rec | CZ04 | Any | Cap-Tons | 360 | 0 | None | 41.8 | 0.0181 | 0 | 41.8 | 0.0181 | 0 | 0 | 0 | 0 | 0 | 0 | 0 | DEER:HVAC_Chillers | Annual | 2020
NE-HVAC-Chlr-WtrCldScrewChlr-gte600tons-0.497kwpton-0.323IPLV-VarSpd | DEER2020 | D20 v0 | 43474.3732 | PGE | OfS | Rec | CZ04 | Any | Cap-Tons | 21.3 | 0 | None | 44.5 | 0.0199 | 0 | 44.5 | 0.0199 | 0 | 0 | 0 | 0 | 0 | 0 | 0 | DEER:HVAC_Chillers | Annual | 2020
NE-HVAC-Chlr-WtrCldScrewChlr-gte600tons-0.497kwpton-0.323IPLV-VarSpd | DEER2020 | D20 v0 | 43474.3732 | PGE | Rt3 | Rec | CZ04 | Any | Cap-Tons | 234 | 0 | None | 52 | 0.0421 | 0 | 52 | 0.0421 | 0 | 0 | 0 | 0 | 0 | 0 | 0 | DEER:HVAC_Chillers | Annual | 2020
NE-HVAC-Chlr-WtrCldScrewChlr-gte600tons-0.497kwpton-0.323IPLV-VarSpd | DEER2020 | D20 v0 | 43474.3732 | PGE | ECC | Rec | CZ05 | Any | Cap-Tons | 380 | 0 | None | 37.1 | 0.0343 | 0 | 37.1 | 0.0343 | 0 | 0 | 0 | 0 | 0 | 0 | 0 | DEER:HVAC_Chillers | Annual | 2020
NE-HVAC-Chlr-WtrCldScrewChlr-gte600tons-0.497kwpton-0.323IPLV-VarSpd | DEER2020 | D20 v0 | 43474.3732 | PGE | ESe | Rec | CZ05 | Any | Cap-Tons | 192 | 0 | None | 26.5 | 0.018 | 0 | 26.5 | 0.018 | 0 | 0 | 0 | 0 | 0 | 0 | 0 | DEER:HVAC_Chillers | Annual | 2020
NE-HVAC-Chlr-WtrCldScrewChlr-gte600tons-0.497kwpton-0.323IPLV-VarSpd | DEER2020 | D20 v0 | 43474.3732 | PGE | EUn | Rec | CZ05 | Any | Cap-Tons | 1350 | 0 | None | 29.5 | 0.0291 | 0 | 29.5 | 0.0291 | 0 | 0 | 0 | 0 | 0 | 0 | 0 | DEER:HVAC_Chillers | Annual | 2020
NE-HVAC-Chlr-WtrCldScrewChlr-gte600tons-0.497kwpton-0.323IPLV-VarSpd | DEER2020 | D20 v0 | 43474.3732 | PGE | Hsp | Rec | CZ05 | Any | Cap-Tons | 672 | 0 | None | 11.3 | 0.0096 | 0 | 11.3 | 0.0096 | 0 | 0 | 0 | 0 | 0 | 0 | 0 | DEER:HVAC_Chillers | Annual | 2020
NE-HVAC-Chlr-WtrCldScrewChlr-gte600tons-0.497kwpton-0.323IPLV-VarSpd | DEER2020 | D20 v0 | 43474.3732 | PGE | Htl | Rec | CZ05 | Any | Cap-Tons | 102 | 0 | None | 51.9 | 0.0253 | 0 | 51.9 | 0.0253 | 0 | 0 | 0 | 0 | 0 | 0 | 0 | DEER:HVAC_Chillers | Annual | 2020
NE-HVAC-Chlr-WtrCldScrewChlr-gte600tons-0.497kwpton-0.323IPLV-VarSpd | DEER2020 | D20 v0 | 43474.3732 | PGE | MBT | Rec | CZ05 | Any | Cap-Tons | 222 | 0 | None | 39.4 | 0.0182 | 0 | 39.4 | 0.0182 | 0 | 0 | 0 | 0 | 0 | 0 | 0 | DEER:HVAC_Chillers | Annual | 2020
NE-HVAC-Chlr-WtrCldScrewChlr-gte600tons-0.497kwpton-0.323IPLV-VarSpd | DEER2020 | D20 v0 | 43474.3732 | PGE | Nrs | Rec | CZ05 | Any | Cap-Tons | 77.3 | 0 | None | 21.3 | 0.019 | 0 | 21.3 | 0.019 | 0 | 0 | 0 | 0 | 0 | 0 | 0 | DEER:HVAC_Chillers | Annual | 2020
NE-HVAC-Chlr-WtrCldScrewChlr-gte600tons-0.497kwpton-0.323IPLV-VarSpd | DEER2020 | D20 v0 | 43474.3732 | PGE | OfL | Rec | CZ05 | Any | Cap-Tons | 298 | 0 | None | 33.2 | 0.013 | 0 | 33.2 | 0.013 | 0 | 0 | 0 | 0 | 0 | 0 | 0 | DEER:HVAC_Chillers | Annual | 2020
NE-HVAC-Chlr-WtrCldScrewChlr-gte600tons-0.497kwpton-0.323IPLV-VarSpd | DEER2020 | D20 v0 | 43474.3732 | PGE | OfS | Rec | CZ05 | Any | Cap-Tons | 15.7 | 0 | None | 39.4 | 0.0148 | 0 | 39.4 | 0.0148 | 0 | 0 | 0 | 0 | 0 | 0 | 0 | DEER:HVAC_Chillers | Annual | 2020
NE-HVAC-Chlr-WtrCldScrewChlr-gte600tons-0.497kwpton-0.323IPLV-VarSpd | DEER2020 | D20 v0 | 43474.3732 | PGE | Rt3 | Rec | CZ05 | Any | Cap-Tons | 174 | 0 | None | 34.6 | 0.0233 | 0 | 34.6 | 0.0233 | 0 | 0 | 0 | 0 | 0 | 0 | 0 | DEER:HVAC_Chillers | Annual | 2020
NE-HVAC-Chlr-WtrCldScrewChlr-gte600tons-0.497kwpton-0.323IPLV-VarSpd | DEER2020 | D20 v0 | 43474.3732 | PGE | ECC | Rec | CZ11 | Any | Cap-Tons | 653 | 0 | None | 58.8 | 0.0325 | 0 | 58.8 | 0.0325 | 0 | 0 | 0 | 0 | 0 | 0 | 0 | DEER:HVAC_Chillers | Annual | 2020
NE-HVAC-Chlr-WtrCldScrewChlr-gte600tons-0.497kwpton-0.323IPLV-VarSpd | DEER2020 | D20 v0 | 43474.3732 | PGE | ESe | Rec | CZ11 | Any | Cap-Tons | 339 | 0 | None | 37.7 | 0.0121 | 0 | 37.7 | 0.0121 | 0 | 0 | 0 | 0 | 0 | 0 | 0 | DEER:HVAC_Chillers | Annual | 2020
NE-HVAC-Chlr-WtrCldScrewChlr-gte600tons-0.497kwpton-0.323IPLV-VarSpd | DEER2020 | D20 v0 | 43474.3732 | PGE | EUn | Rec | CZ11 | Any | Cap-Tons | 2180 | 0 | None | 54.6 | 0.0407 | 0 | 54.6 | 0.0407 | 0 | 0 | 0 | 0 | 0 | 0 | 0 | DEER:HVAC_Chillers | Annual | 2020
NE-HVAC-Chlr-WtrCldScrewChlr-gte600tons-0.497kwpton-0.323IPLV-VarSpd | DEER2020 | D20 v0 | 43474.3732 | PGE | Hsp | Rec | CZ11 | Any | Cap-Tons | 951 | 0 | None | 32.1 | 0.0193 | 0 | 32.1 | 0.0193 | 0 | 0 | 0 | 0 | 0 | 0 | 0 | DEER:HVAC_Chillers | Annual | 2020
NE-HVAC-Chlr-WtrCldScrewChlr-gte600tons-0.497kwpton-0.323IPLV-VarSpd | DEER2020 | D20 v0 | 43474.3732 | PGE | Htl | Rec | CZ11 | Any | Cap-Tons | 203 | 0 | None | 72.6 | 0.0408 | 0 | 72.6 | 0.0408 | 0 | 0 | 0 | 0 | 0 | 0 | 0 | DEER:HVAC_Chillers | Annual | 2020
NE-HVAC-Chlr-WtrCldScrewChlr-gte600tons-0.497kwpton-0.323IPLV-VarSpd | DEER2020 | D20 v0 | 43474.3732 | PGE | MBT | Rec | CZ11 | Any | Cap-Tons | 355 | 0 | None | 51.6 | 0.0282 | 0 | 51.6 | 0.0282 | 0 | 0 | 0 | 0 | 0 | 0 | 0 | DEER:HVAC_Chillers | Annual | 2020
NE-HVAC-Chlr-WtrCldScrewChlr-gte600tons-0.497kwpton-0.323IPLV-VarSpd | DEER2020 | D20 v0 | 43474.3732 | PGE | Nrs | Rec | CZ11 | Any | Cap-Tons | 119 | 0 | None | 70.1 | 0.0455 | 0 | 70.1 | 0.0455 | 0 | 0 | 0 | 0 | 0 | 0 | 0 | DEER:HVAC_Chillers | Annual | 2020
NE-HVAC-Chlr-WtrCldScrewChlr-gte600tons-0.497kwpton-0.323IPLV-VarSpd | DEER2020 | D20 v0 | 43474.3732 | PGE | OfL | Rec | CZ11 | Any | Cap-Tons | 432 | 0 | None | 48.2 | 0.022 | 0 | 48.2 | 0.022 | 0 | 0 | 0 | 0 | 0 | 0 | 0 | DEER:HVAC_Chillers | Annual | 2020
NE-HVAC-Chlr-WtrCldScrewChlr-gte600tons-0.497kwpton-0.323IPLV-VarSpd | DEER2020 | D20 v0 | 43474.3732 | PGE | OfS | Rec | CZ11 | Any | Cap-Tons | 25.4 | 0 | None | 57.2 | 0.0273 | 0 | 57.2 | 0.0273 | 0 | 0 | 0 | 0 | 0 | 0 | 0 | DEER:HVAC_Chillers | Annual | 2020
NE-HVAC-Chlr-WtrCldScrewChlr-gte600tons-0.497kwpton-0.323IPLV-VarSpd | DEER2020 | D20 v0 | 43474.3732 | PGE | Rt3 | Rec | CZ11 | Any | Cap-Tons | 285 | 0 | None | 60 | 0.0351 | 0 | 60 | 0.0351 | 0 | 0 | 0 | 0 | 0 | 0 | 0 | DEER:HVAC_Chillers | Annual | 2020
NE-HVAC-Chlr-WtrCldScrewChlr-gte600tons-0.497kwpton-0.323IPLV-VarSpd | DEER2020 | D20 v0 | 43474.3732 | PGE | ECC | Rec | CZ12 | Any | Cap-Tons | 599 | 0 | None | 53.2 | 0.0347 | 0 | 53.2 | 0.0347 | 0 | 0 | 0 | 0 | 0 | 0 | 0 | DEER:HVAC_Chillers | Annual | 2020
NE-HVAC-Chlr-WtrCldScrewChlr-gte600tons-0.497kwpton-0.323IPLV-VarSpd | DEER2020 | D20 v0 | 43474.3732 | PGE | ESe | Rec | CZ12 | Any | Cap-Tons | 313 | 0 | None | 34.5 | 0.0124 | 0 | 34.5 | 0.0124 | 0 | 0 | 0 | 0 | 0 | 0 | 0 | DEER:HVAC_Chillers | Annual | 2020
NE-HVAC-Chlr-WtrCldScrewChlr-gte600tons-0.497kwpton-0.323IPLV-VarSpd | DEER2020 | D20 v0 | 43474.3732 | PGE | EUn | Rec | CZ12 | Any | Cap-Tons | 2040 | 0 | None | 47.6 | 0.0398 | 0 | 47.6 | 0.0398 | 0 | 0 | 0 | 0 | 0 | 0 | 0 | DEER:HVAC_Chillers | Annual | 2020
NE-HVAC-Chlr-WtrCldScrewChlr-gte600tons-0.497kwpton-0.323IPLV-VarSpd | DEER2020 | D20 v0 | 43474.3732 | PGE | Hsp | Rec | CZ12 | Any | Cap-Tons | 898 | 0 | None | 26.1 | 0.0194 | 0 | 26.1 | 0.0194 | 0 | 0 | 0 | 0 | 0 | 0 | 0 | DEER:HVAC_Chillers | Annual | 2020
NE-HVAC-Chlr-WtrCldScrewChlr-gte600tons-0.497kwpton-0.323IPLV-VarSpd | DEER2020 | D20 v0 | 43474.3732 | PGE | Htl | Rec | CZ12 | Any | Cap-Tons | 184 | 0 | None | 64.4 | 0.0437 | 0 | 64.4 | 0.0437 | 0 | 0 | 0 | 0 | 0 | 0 | 0 | DEER:HVAC_Chillers | Annual | 2020
NE-HVAC-Chlr-WtrCldScrewChlr-gte600tons-0.497kwpton-0.323IPLV-VarSpd | DEER2020 | D20 v0 | 43474.3732 | PGE | MBT | Rec | CZ12 | Any | Cap-Tons | 333 | 0 | None | 45.6 | 0.0291 | 0 | 45.6 | 0.0291 | 0 | 0 | 0 | 0 | 0 | 0 | 0 | DEER:HVAC_Chillers | Annual | 2020
NE-HVAC-Chlr-WtrCldScrewChlr-gte600tons-0.497kwpton-0.323IPLV-VarSpd | DEER2020 | D20 v0 | 43474.3732 | PGE | Nrs | Rec | CZ12 | Any | Cap-Tons | 110 | 0 | None | 55.2 | 0.0458 | 0 | 55.2 | 0.0458 | 0 | 0 | 0 | 0 | 0 | 0 | 0 | DEER:HVAC_Chillers | Annual | 2020
NE-HVAC-Chlr-WtrCldScrewChlr-gte600tons-0.497kwpton-0.323IPLV-VarSpd | DEER2020 | D20 v0 | 43474.3732 | PGE | OfL | Rec | CZ12 | Any | Cap-Tons | 409 | 0 | None | 42.5 | 0.0219 | 0 | 42.5 | 0.0219 | 0 | 0 | 0 | 0 | 0 | 0 | 0 | DEER:HVAC_Chillers | Annual | 2020
NE-HVAC-Chlr-WtrCldScrewChlr-gte600tons-0.497kwpton-0.323IPLV-VarSpd | DEER2020 | D20 v0 | 43474.3732 | PGE | OfS | Rec | CZ12 | Any | Cap-Tons | 23.8 | 0 | None | 49.6 | 0.0275 | 0 | 49.6 | 0.0275 | 0 | 0 | 0 | 0 | 0 | 0 | 0 | DEER:HVAC_Chillers | Annual | 2020
NE-HVAC-Chlr-WtrCldScrewChlr-gte600tons-0.497kwpton-0.323IPLV-VarSpd | DEER2020 | D20 v0 | 43474.3732 | PGE | Rt3 | Rec | CZ12 | Any | Cap-Tons | 274 | 0 | None | 53.8 | 0.0375 | 0 | 53.8 | 0.0375 | 0 | 0 | 0 | 0 | 0 | 0 | 0 | DEER:HVAC_Chillers | Annual | 2020
NE-HVAC-Chlr-WtrCldScrewChlr-gte600tons-0.497kwpton-0.323IPLV-VarSpd | DEER2020 | D20 v0 | 43474.3732 | PGE | ECC | Rec | CZ13 | Any | Cap-Tons | 701 | 0 | None | 59.4 | 0.0271 | 0 | 59.4 | 0.0271 | 0 | 0 | 0 | 0 | 0 | 0 | 0 | DEER:HVAC_Chillers | Annual | 2020
NE-HVAC-Chlr-WtrCldScrewChlr-gte600tons-0.497kwpton-0.323IPLV-VarSpd | DEER2020 | D20 v0 | 43474.3732 | PGE | ESe | Rec | CZ13 | Any | Cap-Tons | 372 | 0 | None | 38.9 | 0.0097 | 0 | 38.9 | 0.0097 | 0 | 0 | 0 | 0 | 0 | 0 | 0 | DEER:HVAC_Chillers | Annual | 2020
NE-HVAC-Chlr-WtrCldScrewChlr-gte600tons-0.497kwpton-0.323IPLV-VarSpd | DEER2020 | D20 v0 | 43474.3732 | PGE | EUn | Rec | CZ13 | Any | Cap-Tons | 2320 | 0 | None | 54.3 | 0.035 | 0 | 54.3 | 0.035 | 0 | 0 | 0 | 0 | 0 | 0 | 0 | DEER:HVAC_Chillers | Annual | 2020
NE-HVAC-Chlr-WtrCldScrewChlr-gte600tons-0.497kwpton-0.323IPLV-VarSpd | DEER2020 | D20 v0 | 43474.3732 | PGE | Hsp | Rec | CZ13 | Any | Cap-Tons | 962 | 0 | None | 34.3 | 0.0187 | 0 | 34.3 | 0.0187 | 0 | 0 | 0 | 0 | 0 | 0 | 0 | DEER:HVAC_Chillers | Annual | 2020
NE-HVAC-Chlr-WtrCldScrewChlr-gte600tons-0.497kwpton-0.323IPLV-VarSpd | DEER2020 | D20 v0 | 43474.3732 | PGE | Htl | Rec | CZ13 | Any | Cap-Tons | 203 | 0 | None | 77.4 | 0.0385 | 0 | 77.4 | 0.0385 | 0 | 0 | 0 | 0 | 0 | 0 | 0 | DEER:HVAC_Chillers | Annual | 2020
NE-HVAC-Chlr-WtrCldScrewChlr-gte600tons-0.497kwpton-0.323IPLV-VarSpd | DEER2020 | D20 v0 | 43474.3732 | PGE | MBT | Rec | CZ13 | Any | Cap-Tons | 361 | 0 | None | 52.2 | 0.0271 | 0 | 52.2 | 0.0271 | 0 | 0 | 0 | 0 | 0 | 0 | 0 | DEER:HVAC_Chillers | Annual | 2020
NE-HVAC-Chlr-WtrCldScrewChlr-gte600tons-0.497kwpton-0.323IPLV-VarSpd | DEER2020 | D20 v0 | 43474.3732 | PGE | Nrs | Rec | CZ13 | Any | Cap-Tons | 119 | 0 | None | 74.6 | 0.0428 | 0 | 74.6 | 0.0428 | 0 | 0 | 0 | 0 | 0 | 0 | 0 | DEER:HVAC_Chillers | Annual | 2020
NE-HVAC-Chlr-WtrCldScrewChlr-gte600tons-0.497kwpton-0.323IPLV-VarSpd | DEER2020 | D20 v0 | 43474.3732 | PGE | OfL | Rec | CZ13 | Any | Cap-Tons | 423 | 0 | None | 51.2 | 0.0192 | 0 | 51.2 | 0.0192 | 0 | 0 | 0 | 0 | 0 | 0 | 0 | DEER:HVAC_Chillers | Annual | 2020
NE-HVAC-Chlr-WtrCldScrewChlr-gte600tons-0.497kwpton-0.323IPLV-VarSpd | DEER2020 | D20 v0 | 43474.3732 | PGE | OfS | Rec | CZ13 | Any | Cap-Tons | 25.7 | 0 | None | 54 | 0.0207 | 0 | 54 | 0.0207 | 0 | 0 | 0 | 0 | 0 | 0 | 0 | DEER:HVAC_Chillers | Annual | 2020
NE-HVAC-Chlr-WtrCldScrewChlr-gte600tons-0.497kwpton-0.323IPLV-VarSpd | DEER2020 | D20 v0 | 43474.3732 | PGE | Rt3 | Rec | CZ13 | Any | Cap-Tons | 293 | 0 | None | 62.1 | 0.0359 | 0 | 62.1 | 0.0359 | 0 | 0 | 0 | 0 | 0 | 0 | 0 | DEER:HVAC_Chillers | Annual | 2020
NE-HVAC-Chlr-WtrCldScrewChlr-gte600tons-0.497kwpton-0.323IPLV-VarSpd | DEER2020 | D20 v0 | 43474.3732 | PGE | ECC | Rec | CZ16 | Any | Cap-Tons | 395 | 0 | None | 40.3 | 0.0316 | 0 | 40.3 | 0.0316 | 0 | 0 | 0 | 0 | 0 | 0 | 0 | DEER:HVAC_Chillers | Annual | 2020
NE-HVAC-Chlr-WtrCldScrewChlr-gte600tons-0.497kwpton-0.323IPLV-VarSpd | DEER2020 | D20 v0 | 43474.3732 | PGE | ESe | Rec | CZ16 | Any | Cap-Tons | 209 | 0 | None | 24.4 | 0.0136 | 0 | 24.4 | 0.0136 | 0 | 0 | 0 | 0 | 0 | 0 | 0 | DEER:HVAC_Chillers | Annual | 2020
NE-HVAC-Chlr-WtrCldScrewChlr-gte600tons-0.497kwpton-0.323IPLV-VarSpd | DEER2020 | D20 v0 | 43474.3732 | PGE | EUn | Rec | CZ16 | Any | Cap-Tons | 1390 | 0 | None | 36.8 | 0.0395 | 0 | 36.8 | 0.0395 | 0 | 0 | 0 | 0 | 0 | 0 | 0 | DEER:HVAC_Chillers | Annual | 2020
NE-HVAC-Chlr-WtrCldScrewChlr-gte600tons-0.497kwpton-0.323IPLV-VarSpd | DEER2020 | D20 v0 | 43474.3732 | PGE | Hsp | Rec | CZ16 | Any | Cap-Tons | 651 | 0 | None | 19.2 | 0.0176 | 0 | 19.2 | 0.0176 | 0 | 0 | 0 | 0 | 0 | 0 | 0 | DEER:HVAC_Chillers | Annual | 2020
NE-HVAC-Chlr-WtrCldScrewChlr-gte600tons-0.497kwpton-0.323IPLV-VarSpd | DEER2020 | D20 v0 | 43474.3732 | PGE | Htl | Rec | CZ16 | Any | Cap-Tons | 116 | 0 | None | 63 | 0.0454 | 0 | 63 | 0.0454 | 0 | 0 | 0 | 0 | 0 | 0 | 0 | DEER:HVAC_Chillers | Annual | 2020
NE-HVAC-Chlr-WtrCldScrewChlr-gte600tons-0.497kwpton-0.323IPLV-VarSpd | DEER2020 | D20 v0 | 43474.3732 | PGE | MBT | Rec | CZ16 | Any | Cap-Tons | 231 | 0 | None | 36.2 | 0.0264 | 0 | 36.2 | 0.0264 | 0 | 0 | 0 | 0 | 0 | 0 | 0 | DEER:HVAC_Chillers | Annual | 2020
NE-HVAC-Chlr-WtrCldScrewChlr-gte600tons-0.497kwpton-0.323IPLV-VarSpd | DEER2020 | D20 v0 | 43474.3732 | PGE | Nrs | Rec | CZ16 | Any | Cap-Tons | 78.5 | 0 | None | 39.7 | 0.0395 | 0 | 39.7 | 0.0395 | 0 | 0 | 0 | 0 | 0 | 0 | 0 | DEER:HVAC_Chillers | Annual | 2020
NE-HVAC-Chlr-WtrCldScrewChlr-gte600tons-0.497kwpton-0.323IPLV-VarSpd | DEER2020 | D20 v0 | 43474.3732 | PGE | OfL | Rec | CZ16 | Any | Cap-Tons | 302 | 0 | None | 34 | 0.0224 | 0 | 34 | 0.0224 | 0 | 0 | 0 | 0 | 0 | 0 | 0 | DEER:HVAC_Chillers | Annual | 2020
NE-HVAC-Chlr-WtrCldScrewChlr-gte600tons-0.497kwpton-0.323IPLV-VarSpd | DEER2020 | D20 v0 | 43474.3732 | PGE | OfS | Rec | CZ16 | Any | Cap-Tons | 17.1 | 0 | None | 39.1 | 0.0263 | 0 | 39.1 | 0.0263 | 0 | 0 | 0 | 0 | 0 | 0 | 0 | DEER:HVAC_Chillers | Annual | 2020
NE-HVAC-Chlr-WtrCldScrewChlr-gte600tons-0.497kwpton-0.323IPLV-VarSpd | DEER2020 | D20 v0 | 43474.3732 | PGE | Rt3 | Rec | CZ16 | Any | Cap-Tons | 186 | 0 | None | 40.9 | 0.0344 | 0 | 40.9 | 0.0344 | 0 | 0 | 0 | 0 | 0 | 0 | 0 | DEER:HVAC_Chillers | Annual | 2020
NE-HVAC-Chlr-WtrCldScrewChlr-gte600tons-0.527kwpton-0.342IPLV-VarSpd | DEER2020 | D20 v0 | 43474.3732 | PGE | ECC | Rec | CZ01 | Any | Cap-Tons | 318 | 0 | None | 6.8 | 0.0235 | 0 | 6.8 | 0.0235 | 0 | 0 | 0 | 0 | 0 | 0 | 0 | DEER:HVAC_Chillers | Annual | 2020
NE-HVAC-Chlr-WtrCldScrewChlr-gte600tons-0.527kwpton-0.342IPLV-VarSpd | DEER2020 | D20 v0 | 43474.3732 | PGE | ESe | Rec | CZ01 | Any | Cap-Tons | 155 | 0 | None | 4.3 | 0.0091 | 0 | 4.3 | 0.0091 | 0 | 0 | 0 | 0 | 0 | 0 | 0 | DEER:HVAC_Chillers | Annual | 2020
NE-HVAC-Chlr-WtrCldScrewChlr-gte600tons-0.527kwpton-0.342IPLV-VarSpd | DEER2020 | D20 v0 | 43474.3732 | PGE | EUn | Rec | CZ01 | Any | Cap-Tons | 1180 | 0 | None | 5.2 | 0.0177 | 0 | 5.2 | 0.0177 | 0 | 0 | 0 | 0 | 0 | 0 | 0 | DEER:HVAC_Chillers | Annual | 2020
NE-HVAC-Chlr-WtrCldScrewChlr-gte600tons-0.527kwpton-0.342IPLV-VarSpd | DEER2020 | D20 v0 | 43474.3732 | PGE | Hsp | Rec | CZ01 | Any | Cap-Tons | 530 | 0 | None | 1.5 | 0.0048 | 0 | 1.5 | 0.0048 | 0 | 0 | 0 | 0 | 0 | 0 | 0 | DEER:HVAC_Chillers | Annual | 2020
NE-HVAC-Chlr-WtrCldScrewChlr-gte600tons-0.527kwpton-0.342IPLV-VarSpd | DEER2020 | D20 v0 | 43474.3732 | PGE | Htl | Rec | CZ01 | Any | Cap-Tons | 88.8 | 0 | None | 15.9 | 0.0123 | 0 | 15.9 | 0.0123 | 0 | 0 | 0 | 0 | 0 | 0 | 0 | DEER:HVAC_Chillers | Annual | 2020
NE-HVAC-Chlr-WtrCldScrewChlr-gte600tons-0.527kwpton-0.342IPLV-VarSpd | DEER2020 | D20 v0 | 43474.3732 | PGE | MBT | Rec | CZ01 | Any | Cap-Tons | 178 | 0 | None | 8.7 | 0.0101 | 0 | 8.7 | 0.0101 | 0 | 0 | 0 | 0 | 0 | 0 | 0 | DEER:HVAC_Chillers | Annual | 2020
NE-HVAC-Chlr-WtrCldScrewChlr-gte600tons-0.527kwpton-0.342IPLV-VarSpd | DEER2020 | D20 v0 | 43474.3732 | PGE | Nrs | Rec | CZ01 | Any | Cap-Tons | 62.9 | 0 | None | 2.5 | 0.0076 | 0 | 2.5 | 0.0076 | 0 | 0 | 0 | 0 | 0 | 0 | 0 | DEER:HVAC_Chillers | Annual | 2020
NE-HVAC-Chlr-WtrCldScrewChlr-gte600tons-0.527kwpton-0.342IPLV-VarSpd | DEER2020 | D20 v0 | 43474.3732 | PGE | OfL | Rec | CZ01 | Any | Cap-Tons | 250 | 0 | None | 6.6 | 0.0078 | 0 | 6.6 | 0.0078 | 0 | 0 | 0 | 0 | 0 | 0 | 0 | DEER:HVAC_Chillers | Annual | 2020
NE-HVAC-Chlr-WtrCldScrewChlr-gte600tons-0.527kwpton-0.342IPLV-VarSpd | DEER2020 | D20 v0 | 43474.3732 | PGE | OfS | Rec | CZ01 | Any | Cap-Tons | 13.8 | 0 | None | 8.7 | 0.0073 | 0 | 8.7 | 0.0073 | 0 | 0 | 0 | 0 | 0 | 0 | 0 | DEER:HVAC_Chillers | Annual | 2020
NE-HVAC-Chlr-WtrCldScrewChlr-gte600tons-0.527kwpton-0.342IPLV-VarSpd | DEER2020 | D20 v0 | 43474.3732 | PGE | Rt3 | Rec | CZ01 | Any | Cap-Tons | 135 | 0 | None | 7.4 | 0.0159 | 0 | 7.4 | 0.0159 | 0 | 0 | 0 | 0 | 0 | 0 | 0 | DEER:HVAC_Chillers | Annual | 2020
NE-HVAC-Chlr-WtrCldScrewChlr-gte600tons-0.527kwpton-0.342IPLV-VarSpd | DEER2020 | D20 v0 | 43474.3732 | PGE | ECC | Rec | CZ02 | Any | Cap-Tons | 570 | 0 | None | 26 | 0.02 | 0 | 26 | 0.02 | 0 | 0 | 0 | 0 | 0 | 0 | 0 | DEER:HVAC_Chillers | Annual | 2020
NE-HVAC-Chlr-WtrCldScrewChlr-gte600tons-0.527kwpton-0.342IPLV-VarSpd | DEER2020 | D20 v0 | 43474.3732 | PGE | ESe | Rec | CZ02 | Any | Cap-Tons | 293 | 0 | None | 17.1 | 0.0075 | 0 | 17.1 | 0.0075 | 0 | 0 | 0 | 0 | 0 | 0 | 0 | DEER:HVAC_Chillers | Annual | 2020
NE-HVAC-Chlr-WtrCldScrewChlr-gte600tons-0.527kwpton-0.342IPLV-VarSpd | DEER2020 | D20 v0 | 43474.3732 | PGE | EUn | Rec | CZ02 | Any | Cap-Tons | 1980 | 0 | None | 22.6 | 0.0241 | 0 | 22.6 | 0.0241 | 0 | 0 | 0 | 0 | 0 | 0 | 0 | DEER:HVAC_Chillers | Annual | 2020
NE-HVAC-Chlr-WtrCldScrewChlr-gte600tons-0.527kwpton-0.342IPLV-VarSpd | DEER2020 | D20 v0 | 43474.3732 | PGE | Hsp | Rec | CZ02 | Any | Cap-Tons | 869 | 0 | None | 11.2 | 0.0123 | 0 | 11.2 | 0.0123 | 0 | 0 | 0 | 0 | 0 | 0 | 0 | DEER:HVAC_Chillers | Annual | 2020
NE-HVAC-Chlr-WtrCldScrewChlr-gte600tons-0.527kwpton-0.342IPLV-VarSpd | DEER2020 | D20 v0 | 43474.3732 | PGE | Htl | Rec | CZ02 | Any | Cap-Tons | 157 | 0 | None | 35.4 | 0.0293 | 0 | 35.4 | 0.0293 | 0 | 0 | 0 | 0 | 0 | 0 | 0 | DEER:HVAC_Chillers | Annual | 2020
NE-HVAC-Chlr-WtrCldScrewChlr-gte600tons-0.527kwpton-0.342IPLV-VarSpd | DEER2020 | D20 v0 | 43474.3732 | PGE | MBT | Rec | CZ02 | Any | Cap-Tons | 294 | 0 | None | 26 | 0.0189 | 0 | 26 | 0.0189 | 0 | 0 | 0 | 0 | 0 | 0 | 0 | DEER:HVAC_Chillers | Annual | 2020
NE-HVAC-Chlr-WtrCldScrewChlr-gte600tons-0.527kwpton-0.342IPLV-VarSpd | DEER2020 | D20 v0 | 43474.3732 | PGE | Nrs | Rec | CZ02 | Any | Cap-Tons | 99.3 | 0 | None | 25.1 | 0.0279 | 0 | 25.1 | 0.0279 | 0 | 0 | 0 | 0 | 0 | 0 | 0 | DEER:HVAC_Chillers | Annual | 2020
NE-HVAC-Chlr-WtrCldScrewChlr-gte600tons-0.527kwpton-0.342IPLV-VarSpd | DEER2020 | D20 v0 | 43474.3732 | PGE | OfL | Rec | CZ02 | Any | Cap-Tons | 371 | 0 | None | 23.6 | 0.014 | 0 | 23.6 | 0.014 | 0 | 0 | 0 | 0 | 0 | 0 | 0 | DEER:HVAC_Chillers | Annual | 2020
NE-HVAC-Chlr-WtrCldScrewChlr-gte600tons-0.527kwpton-0.342IPLV-VarSpd | DEER2020 | D20 v0 | 43474.3732 | PGE | OfS | Rec | CZ02 | Any | Cap-Tons | 20.7 | 0 | None | 29 | 0.0181 | 0 | 29 | 0.0181 | 0 | 0 | 0 | 0 | 0 | 0 | 0 | DEER:HVAC_Chillers | Annual | 2020
NE-HVAC-Chlr-WtrCldScrewChlr-gte600tons-0.527kwpton-0.342IPLV-VarSpd | DEER2020 | D20 v0 | 43474.3732 | PGE | Rt3 | Rec | CZ02 | Any | Cap-Tons | 234 | 0 | None | 30.4 | 0.0284 | 0 | 30.4 | 0.0284 | 0 | 0 | 0 | 0 | 0 | 0 | 0 | DEER:HVAC_Chillers | Annual | 2020
NE-HVAC-Chlr-WtrCldScrewChlr-gte600tons-0.527kwpton-0.342IPLV-VarSpd | DEER2020 | D20 v0 | 43474.3732 | PGE | ECC | Rec | CZ03 | Any | Cap-Tons | 438 | 0 | None | 20.6 | 0.0146 | 0 | 20.6 | 0.0146 | 0 | 0 | 0 | 0 | 0 | 0 | 0 | DEER:HVAC_Chillers | Annual | 2020
NE-HVAC-Chlr-WtrCldScrewChlr-gte600tons-0.527kwpton-0.342IPLV-VarSpd | DEER2020 | D20 v0 | 43474.3732 | PGE | ESe | Rec | CZ03 | Any | Cap-Tons | 226 | 0 | None | 13.1 | 0.003 | 0 | 13.1 | 0.003 | 0 | 0 | 0 | 0 | 0 | 0 | 0 | DEER:HVAC_Chillers | Annual | 2020
NE-HVAC-Chlr-WtrCldScrewChlr-gte600tons-0.527kwpton-0.342IPLV-VarSpd | DEER2020 | D20 v0 | 43474.3732 | PGE | EUn | Rec | CZ03 | Any | Cap-Tons | 1550 | 0 | None | 16.9 | 0.0171 | 0 | 16.9 | 0.0171 | 0 | 0 | 0 | 0 | 0 | 0 | 0 | DEER:HVAC_Chillers | Annual | 2020
NE-HVAC-Chlr-WtrCldScrewChlr-gte600tons-0.527kwpton-0.342IPLV-VarSpd | DEER2020 | D20 v0 | 43474.3732 | PGE | Hsp | Rec | CZ03 | Any | Cap-Tons | 598 | 0 | None | 8.9 | 0.0106 | 0 | 8.9 | 0.0106 | 0 | 0 | 0 | 0 | 0 | 0 | 0 | DEER:HVAC_Chillers | Annual | 2020
NE-HVAC-Chlr-WtrCldScrewChlr-gte600tons-0.527kwpton-0.342IPLV-VarSpd | DEER2020 | D20 v0 | 43474.3732 | PGE | Htl | Rec | CZ03 | Any | Cap-Tons | 122 | 0 | None | 30.2 | 0.0222 | 0 | 30.2 | 0.0222 | 0 | 0 | 0 | 0 | 0 | 0 | 0 | DEER:HVAC_Chillers | Annual | 2020
NE-HVAC-Chlr-WtrCldScrewChlr-gte600tons-0.527kwpton-0.342IPLV-VarSpd | DEER2020 | D20 v0 | 43474.3732 | PGE | MBT | Rec | CZ03 | Any | Cap-Tons | 230 | 0 | None | 23.5 | 0.0157 | 0 | 23.5 | 0.0157 | 0 | 0 | 0 | 0 | 0 | 0 | 0 | DEER:HVAC_Chillers | Annual | 2020
NE-HVAC-Chlr-WtrCldScrewChlr-gte600tons-0.527kwpton-0.342IPLV-VarSpd | DEER2020 | D20 v0 | 43474.3732 | PGE | Nrs | Rec | CZ03 | Any | Cap-Tons | 79.2 | 0 | None | 14.5 | 0.0201 | 0 | 14.5 | 0.0201 | 0 | 0 | 0 | 0 | 0 | 0 | 0 | DEER:HVAC_Chillers | Annual | 2020
NE-HVAC-Chlr-WtrCldScrewChlr-gte600tons-0.527kwpton-0.342IPLV-VarSpd | DEER2020 | D20 v0 | 43474.3732 | PGE | OfL | Rec | CZ03 | Any | Cap-Tons | 303 | 0 | None | 19.7 | 0.0113 | 0 | 19.7 | 0.0113 | 0 | 0 | 0 | 0 | 0 | 0 | 0 | DEER:HVAC_Chillers | Annual | 2020
NE-HVAC-Chlr-WtrCldScrewChlr-gte600tons-0.527kwpton-0.342IPLV-VarSpd | DEER2020 | D20 v0 | 43474.3732 | PGE | OfS | Rec | CZ03 | Any | Cap-Tons | 17.7 | 0 | None | 21.2 | 0.0124 | 0 | 21.2 | 0.0124 | 0 | 0 | 0 | 0 | 0 | 0 | 0 | DEER:HVAC_Chillers | Annual | 2020
NE-HVAC-Chlr-WtrCldScrewChlr-gte600tons-0.527kwpton-0.342IPLV-VarSpd | DEER2020 | D20 v0 | 43474.3732 | PGE | Rt3 | Rec | CZ03 | Any | Cap-Tons | 182 | 0 | None | 22.1 | 0.0226 | 0 | 22.1 | 0.0226 | 0 | 0 | 0 | 0 | 0 | 0 | 0 | DEER:HVAC_Chillers | Annual | 2020
NE-HVAC-Chlr-WtrCldScrewChlr-gte600tons-0.527kwpton-0.342IPLV-VarSpd | DEER2020 | D20 v0 | 43474.3732 | PGE | ECC | Rec | CZ04 | Any | Cap-Tons | 565 | 0 | None | 30.2 | 0.0356 | 0 | 30.2 | 0.0356 | 0 | 0 | 0 | 0 | 0 | 0 | 0 | DEER:HVAC_Chillers | Annual | 2020
NE-HVAC-Chlr-WtrCldScrewChlr-gte600tons-0.527kwpton-0.342IPLV-VarSpd | DEER2020 | D20 v0 | 43474.3732 | PGE | ESe | Rec | CZ04 | Any | Cap-Tons | 292 | 0 | None | 20.1 | 0.0179 | 0 | 20.1 | 0.0179 | 0 | 0 | 0 | 0 | 0 | 0 | 0 | DEER:HVAC_Chillers | Annual | 2020
NE-HVAC-Chlr-WtrCldScrewChlr-gte600tons-0.527kwpton-0.342IPLV-VarSpd | DEER2020 | D20 v0 | 43474.3732 | PGE | EUn | Rec | CZ04 | Any | Cap-Tons | 1930 | 0 | None | 26.4 | 0.0297 | 0 | 26.4 | 0.0297 | 0 | 0 | 0 | 0 | 0 | 0 | 0 | DEER:HVAC_Chillers | Annual | 2020
NE-HVAC-Chlr-WtrCldScrewChlr-gte600tons-0.527kwpton-0.342IPLV-VarSpd | DEER2020 | D20 v0 | 43474.3732 | PGE | Hsp | Rec | CZ04 | Any | Cap-Tons | 836 | 0 | None | 14.2 | 0.0117 | 0 | 14.2 | 0.0117 | 0 | 0 | 0 | 0 | 0 | 0 | 0 | DEER:HVAC_Chillers | Annual | 2020
NE-HVAC-Chlr-WtrCldScrewChlr-gte600tons-0.527kwpton-0.342IPLV-VarSpd | DEER2020 | D20 v0 | 43474.3732 | PGE | Htl | Rec | CZ04 | Any | Cap-Tons | 164 | 0 | None | 38.7 | 0.0243 | 0 | 38.7 | 0.0243 | 0 | 0 | 0 | 0 | 0 | 0 | 0 | DEER:HVAC_Chillers | Annual | 2020
NE-HVAC-Chlr-WtrCldScrewChlr-gte600tons-0.527kwpton-0.342IPLV-VarSpd | DEER2020 | D20 v0 | 43474.3732 | PGE | MBT | Rec | CZ04 | Any | Cap-Tons | 286 | 0 | None | 30.8 | 0.018 | 0 | 30.8 | 0.018 | 0 | 0 | 0 | 0 | 0 | 0 | 0 | DEER:HVAC_Chillers | Annual | 2020
NE-HVAC-Chlr-WtrCldScrewChlr-gte600tons-0.527kwpton-0.342IPLV-VarSpd | DEER2020 | D20 v0 | 43474.3732 | PGE | Nrs | Rec | CZ04 | Any | Cap-Tons | 96.1 | 0 | None | 30.1 | 0.0259 | 0 | 30.1 | 0.0259 | 0 | 0 | 0 | 0 | 0 | 0 | 0 | DEER:HVAC_Chillers | Annual | 2020
NE-HVAC-Chlr-WtrCldScrewChlr-gte600tons-0.527kwpton-0.342IPLV-VarSpd | DEER2020 | D20 v0 | 43474.3732 | PGE | OfL | Rec | CZ04 | Any | Cap-Tons | 360 | 0 | None | 27.9 | 0.0121 | 0 | 27.9 | 0.0121 | 0 | 0 | 0 | 0 | 0 | 0 | 0 | DEER:HVAC_Chillers | Annual | 2020
NE-HVAC-Chlr-WtrCldScrewChlr-gte600tons-0.527kwpton-0.342IPLV-VarSpd | DEER2020 | D20 v0 | 43474.3732 | PGE | OfS | Rec | CZ04 | Any | Cap-Tons | 21.3 | 0 | None | 29.7 | 0.0132 | 0 | 29.7 | 0.0132 | 0 | 0 | 0 | 0 | 0 | 0 | 0 | DEER:HVAC_Chillers | Annual | 2020
NE-HVAC-Chlr-WtrCldScrewChlr-gte600tons-0.527kwpton-0.342IPLV-VarSpd | DEER2020 | D20 v0 | 43474.3732 | PGE | Rt3 | Rec | CZ04 | Any | Cap-Tons | 234 | 0 | None | 34.7 | 0.0281 | 0 | 34.7 | 0.0281 | 0 | 0 | 0 | 0 | 0 | 0 | 0 | DEER:HVAC_Chillers | Annual | 2020
NE-HVAC-Chlr-WtrCldScrewChlr-gte600tons-0.527kwpton-0.342IPLV-VarSpd | DEER2020 | D20 v0 | 43474.3732 | PGE | ECC | Rec | CZ05 | Any | Cap-Tons | 380 | 0 | None | 24.7 | 0.0229 | 0 | 24.7 | 0.0229 | 0 | 0 | 0 | 0 | 0 | 0 | 0 | DEER:HVAC_Chillers | Annual | 2020
NE-HVAC-Chlr-WtrCldScrewChlr-gte600tons-0.527kwpton-0.342IPLV-VarSpd | DEER2020 | D20 v0 | 43474.3732 | PGE | ESe | Rec | CZ05 | Any | Cap-Tons | 192 | 0 | None | 17.6 | 0.012 | 0 | 17.6 | 0.012 | 0 | 0 | 0 | 0 | 0 | 0 | 0 | DEER:HVAC_Chillers | Annual | 2020
NE-HVAC-Chlr-WtrCldScrewChlr-gte600tons-0.527kwpton-0.342IPLV-VarSpd | DEER2020 | D20 v0 | 43474.3732 | PGE | EUn | Rec | CZ05 | Any | Cap-Tons | 1350 | 0 | None | 19.6 | 0.0194 | 0 | 19.6 | 0.0194 | 0 | 0 | 0 | 0 | 0 | 0 | 0 | DEER:HVAC_Chillers | Annual | 2020
NE-HVAC-Chlr-WtrCldScrewChlr-gte600tons-0.527kwpton-0.342IPLV-VarSpd | DEER2020 | D20 v0 | 43474.3732 | PGE | Hsp | Rec | CZ05 | Any | Cap-Tons | 672 | 0 | None | 7.6 | 0.0064 | 0 | 7.6 | 0.0064 | 0 | 0 | 0 | 0 | 0 | 0 | 0 | DEER:HVAC_Chillers | Annual | 2020
NE-HVAC-Chlr-WtrCldScrewChlr-gte600tons-0.527kwpton-0.342IPLV-VarSpd | DEER2020 | D20 v0 | 43474.3732 | PGE | Htl | Rec | CZ05 | Any | Cap-Tons | 102 | 0 | None | 34.6 | 0.0168 | 0 | 34.6 | 0.0168 | 0 | 0 | 0 | 0 | 0 | 0 | 0 | DEER:HVAC_Chillers | Annual | 2020
NE-HVAC-Chlr-WtrCldScrewChlr-gte600tons-0.527kwpton-0.342IPLV-VarSpd | DEER2020 | D20 v0 | 43474.3732 | PGE | MBT | Rec | CZ05 | Any | Cap-Tons | 222 | 0 | None | 26.3 | 0.0121 | 0 | 26.3 | 0.0121 | 0 | 0 | 0 | 0 | 0 | 0 | 0 | DEER:HVAC_Chillers | Annual | 2020
NE-HVAC-Chlr-WtrCldScrewChlr-gte600tons-0.527kwpton-0.342IPLV-VarSpd | DEER2020 | D20 v0 | 43474.3732 | PGE | Nrs | Rec | CZ05 | Any | Cap-Tons | 77.3 | 0 | None | 14.2 | 0.0127 | 0 | 14.2 | 0.0127 | 0 | 0 | 0 | 0 | 0 | 0 | 0 | DEER:HVAC_Chillers | Annual | 2020
NE-HVAC-Chlr-WtrCldScrewChlr-gte600tons-0.527kwpton-0.342IPLV-VarSpd | DEER2020 | D20 v0 | 43474.3732 | PGE | OfL | Rec | CZ05 | Any | Cap-Tons | 298 | 0 | None | 22.1 | 0.0087 | 0 | 22.1 | 0.0087 | 0 | 0 | 0 | 0 | 0 | 0 | 0 | DEER:HVAC_Chillers | Annual | 2020
NE-HVAC-Chlr-WtrCldScrewChlr-gte600tons-0.527kwpton-0.342IPLV-VarSpd | DEER2020 | D20 v0 | 43474.3732 | PGE | OfS | Rec | CZ05 | Any | Cap-Tons | 15.7 | 0 | None | 26.3 | 0.0099 | 0 | 26.3 | 0.0099 | 0 | 0 | 0 | 0 | 0 | 0 | 0 | DEER:HVAC_Chillers | Annual | 2020
NE-HVAC-Chlr-WtrCldScrewChlr-gte600tons-0.527kwpton-0.342IPLV-VarSpd | DEER2020 | D20 v0 | 43474.3732 | PGE | Rt3 | Rec | CZ05 | Any | Cap-Tons | 174 | 0 | None | 23.1 | 0.0155 | 0 | 23.1 | 0.0155 | 0 | 0 | 0 | 0 | 0 | 0 | 0 | DEER:HVAC_Chillers | Annual | 2020
NE-HVAC-Chlr-WtrCldScrewChlr-gte600tons-0.527kwpton-0.342IPLV-VarSpd | DEER2020 | D20 v0 | 43474.3732 | PGE | ECC | Rec | CZ11 | Any | Cap-Tons | 653 | 0 | None | 39.2 | 0.0217 | 0 | 39.2 | 0.0217 | 0 | 0 | 0 | 0 | 0 | 0 | 0 | DEER:HVAC_Chillers | Annual | 2020
NE-HVAC-Chlr-WtrCldScrewChlr-gte600tons-0.527kwpton-0.342IPLV-VarSpd | DEER2020 | D20 v0 | 43474.3732 | PGE | ESe | Rec | CZ11 | Any | Cap-Tons | 339 | 0 | None | 25.1 | 0.0081 | 0 | 25.1 | 0.0081 | 0 | 0 | 0 | 0 | 0 | 0 | 0 | DEER:HVAC_Chillers | Annual | 2020
NE-HVAC-Chlr-WtrCldScrewChlr-gte600tons-0.527kwpton-0.342IPLV-VarSpd | DEER2020 | D20 v0 | 43474.3732 | PGE | EUn | Rec | CZ11 | Any | Cap-Tons | 2180 | 0 | None | 36.4 | 0.0272 | 0 | 36.4 | 0.0272 | 0 | 0 | 0 | 0 | 0 | 0 | 0 | DEER:HVAC_Chillers | Annual | 2020
NE-HVAC-Chlr-WtrCldScrewChlr-gte600tons-0.527kwpton-0.342IPLV-VarSpd | DEER2020 | D20 v0 | 43474.3732 | PGE | Hsp | Rec | CZ11 | Any | Cap-Tons | 951 | 0 | None | 21.4 | 0.0129 | 0 | 21.4 | 0.0129 | 0 | 0 | 0 | 0 | 0 | 0 | 0 | DEER:HVAC_Chillers | Annual | 2020
NE-HVAC-Chlr-WtrCldScrewChlr-gte600tons-0.527kwpton-0.342IPLV-VarSpd | DEER2020 | D20 v0 | 43474.3732 | PGE | Htl | Rec | CZ11 | Any | Cap-Tons | 203 | 0 | None | 48.4 | 0.0272 | 0 | 48.4 | 0.0272 | 0 | 0 | 0 | 0 | 0 | 0 | 0 | DEER:HVAC_Chillers | Annual | 2020
NE-HVAC-Chlr-WtrCldScrewChlr-gte600tons-0.527kwpton-0.342IPLV-VarSpd | DEER2020 | D20 v0 | 43474.3732 | PGE | MBT | Rec | CZ11 | Any | Cap-Tons | 355 | 0 | None | 34.4 | 0.0188 | 0 | 34.4 | 0.0188 | 0 | 0 | 0 | 0 | 0 | 0 | 0 | DEER:HVAC_Chillers | Annual | 2020
NE-HVAC-Chlr-WtrCldScrewChlr-gte600tons-0.527kwpton-0.342IPLV-VarSpd | DEER2020 | D20 v0 | 43474.3732 | PGE | Nrs | Rec | CZ11 | Any | Cap-Tons | 119 | 0 | None | 46.7 | 0.0303 | 0 | 46.7 | 0.0303 | 0 | 0 | 0 | 0 | 0 | 0 | 0 | DEER:HVAC_Chillers | Annual | 2020
NE-HVAC-Chlr-WtrCldScrewChlr-gte600tons-0.527kwpton-0.342IPLV-VarSpd | DEER2020 | D20 v0 | 43474.3732 | PGE | OfL | Rec | CZ11 | Any | Cap-Tons | 432 | 0 | None | 32.1 | 0.0147 | 0 | 32.1 | 0.0147 | 0 | 0 | 0 | 0 | 0 | 0 | 0 | DEER:HVAC_Chillers | Annual | 2020
NE-HVAC-Chlr-WtrCldScrewChlr-gte600tons-0.527kwpton-0.342IPLV-VarSpd | DEER2020 | D20 v0 | 43474.3732 | PGE | OfS | Rec | CZ11 | Any | Cap-Tons | 25.4 | 0 | None | 38.1 | 0.0182 | 0 | 38.1 | 0.0182 | 0 | 0 | 0 | 0 | 0 | 0 | 0 | DEER:HVAC_Chillers | Annual | 2020
NE-HVAC-Chlr-WtrCldScrewChlr-gte600tons-0.527kwpton-0.342IPLV-VarSpd | DEER2020 | D20 v0 | 43474.3732 | PGE | Rt3 | Rec | CZ11 | Any | Cap-Tons | 285 | 0 | None | 40 | 0.0234 | 0 | 40 | 0.0234 | 0 | 0 | 0 | 0 | 0 | 0 | 0 | DEER:HVAC_Chillers | Annual | 2020
NE-HVAC-Chlr-WtrCldScrewChlr-gte600tons-0.527kwpton-0.342IPLV-VarSpd | DEER2020 | D20 v0 | 43474.3732 | PGE | ECC | Rec | CZ12 | Any | Cap-Tons | 599 | 0 | None | 35.5 | 0.0231 | 0 | 35.5 | 0.0231 | 0 | 0 | 0 | 0 | 0 | 0 | 0 | DEER:HVAC_Chillers | Annual | 2020
NE-HVAC-Chlr-WtrCldScrewChlr-gte600tons-0.527kwpton-0.342IPLV-VarSpd | DEER2020 | D20 v0 | 43474.3732 | PGE | ESe | Rec | CZ12 | Any | Cap-Tons | 313 | 0 | None | 23 | 0.0083 | 0 | 23 | 0.0083 | 0 | 0 | 0 | 0 | 0 | 0 | 0 | DEER:HVAC_Chillers | Annual | 2020
NE-HVAC-Chlr-WtrCldScrewChlr-gte600tons-0.527kwpton-0.342IPLV-VarSpd | DEER2020 | D20 v0 | 43474.3732 | PGE | EUn | Rec | CZ12 | Any | Cap-Tons | 2040 | 0 | None | 31.7 | 0.0265 | 0 | 31.7 | 0.0265 | 0 | 0 | 0 | 0 | 0 | 0 | 0 | DEER:HVAC_Chillers | Annual | 2020
NE-HVAC-Chlr-WtrCldScrewChlr-gte600tons-0.527kwpton-0.342IPLV-VarSpd | DEER2020 | D20 v0 | 43474.3732 | PGE | Hsp | Rec | CZ12 | Any | Cap-Tons | 898 | 0 | None | 17.4 | 0.0129 | 0 | 17.4 | 0.0129 | 0 | 0 | 0 | 0 | 0 | 0 | 0 | DEER:HVAC_Chillers | Annual | 2020
NE-HVAC-Chlr-WtrCldScrewChlr-gte600tons-0.527kwpton-0.342IPLV-VarSpd | DEER2020 | D20 v0 | 43474.3732 | PGE | Htl | Rec | CZ12 | Any | Cap-Tons | 184 | 0 | None | 42.9 | 0.0292 | 0 | 42.9 | 0.0292 | 0 | 0 | 0 | 0 | 0 | 0 | 0 | DEER:HVAC_Chillers | Annual | 2020
NE-HVAC-Chlr-WtrCldScrewChlr-gte600tons-0.527kwpton-0.342IPLV-VarSpd | DEER2020 | D20 v0 | 43474.3732 | PGE | MBT | Rec | CZ12 | Any | Cap-Tons | 333 | 0 | None | 30.4 | 0.0194 | 0 | 30.4 | 0.0194 | 0 | 0 | 0 | 0 | 0 | 0 | 0 | DEER:HVAC_Chillers | Annual | 2020
NE-HVAC-Chlr-WtrCldScrewChlr-gte600tons-0.527kwpton-0.342IPLV-VarSpd | DEER2020 | D20 v0 | 43474.3732 | PGE | Nrs | Rec | CZ12 | Any | Cap-Tons | 110 | 0 | None | 36.8 | 0.0306 | 0 | 36.8 | 0.0306 | 0 | 0 | 0 | 0 | 0 | 0 | 0 | DEER:HVAC_Chillers | Annual | 2020
NE-HVAC-Chlr-WtrCldScrewChlr-gte600tons-0.527kwpton-0.342IPLV-VarSpd | DEER2020 | D20 v0 | 43474.3732 | PGE | OfL | Rec | CZ12 | Any | Cap-Tons | 409 | 0 | None | 28.3 | 0.0146 | 0 | 28.3 | 0.0146 | 0 | 0 | 0 | 0 | 0 | 0 | 0 | DEER:HVAC_Chillers | Annual | 2020
NE-HVAC-Chlr-WtrCldScrewChlr-gte600tons-0.527kwpton-0.342IPLV-VarSpd | DEER2020 | D20 v0 | 43474.3732 | PGE | OfS | Rec | CZ12 | Any | Cap-Tons | 23.8 | 0 | None | 33.1 | 0.0183 | 0 | 33.1 | 0.0183 | 0 | 0 | 0 | 0 | 0 | 0 | 0 | DEER:HVAC_Chillers | Annual | 2020
NE-HVAC-Chlr-WtrCldScrewChlr-gte600tons-0.527kwpton-0.342IPLV-VarSpd | DEER2020 | D20 v0 | 43474.3732 | PGE | Rt3 | Rec | CZ12 | Any | Cap-Tons | 274 | 0 | None | 35.8 | 0.025 | 0 | 35.8 | 0.025 | 0 | 0 | 0 | 0 | 0 | 0 | 0 | DEER:HVAC_Chillers | Annual | 2020
NE-HVAC-Chlr-WtrCldScrewChlr-gte600tons-0.527kwpton-0.342IPLV-VarSpd | DEER2020 | D20 v0 | 43474.3732 | PGE | ECC | Rec | CZ13 | Any | Cap-Tons | 701 | 0 | None | 39.6 | 0.0181 | 0 | 39.6 | 0.0181 | 0 | 0 | 0 | 0 | 0 | 0 | 0 | DEER:HVAC_Chillers | Annual | 2020
NE-HVAC-Chlr-WtrCldScrewChlr-gte600tons-0.527kwpton-0.342IPLV-VarSpd | DEER2020 | D20 v0 | 43474.3732 | PGE | ESe | Rec | CZ13 | Any | Cap-Tons | 372 | 0 | None | 26 | 0.0065 | 0 | 26 | 0.0065 | 0 | 0 | 0 | 0 | 0 | 0 | 0 | DEER:HVAC_Chillers | Annual | 2020
NE-HVAC-Chlr-WtrCldScrewChlr-gte600tons-0.527kwpton-0.342IPLV-VarSpd | DEER2020 | D20 v0 | 43474.3732 | PGE | EUn | Rec | CZ13 | Any | Cap-Tons | 2320 | 0 | None | 36.2 | 0.0233 | 0 | 36.2 | 0.0233 | 0 | 0 | 0 | 0 | 0 | 0 | 0 | DEER:HVAC_Chillers | Annual | 2020
NE-HVAC-Chlr-WtrCldScrewChlr-gte600tons-0.527kwpton-0.342IPLV-VarSpd | DEER2020 | D20 v0 | 43474.3732 | PGE | Hsp | Rec | CZ13 | Any | Cap-Tons | 962 | 0 | None | 22.9 | 0.0125 | 0 | 22.9 | 0.0125 | 0 | 0 | 0 | 0 | 0 | 0 | 0 | DEER:HVAC_Chillers | Annual | 2020
NE-HVAC-Chlr-WtrCldScrewChlr-gte600tons-0.527kwpton-0.342IPLV-VarSpd | DEER2020 | D20 v0 | 43474.3732 | PGE | Htl | Rec | CZ13 | Any | Cap-Tons | 203 | 0 | None | 51.6 | 0.0256 | 0 | 51.6 | 0.0256 | 0 | 0 | 0 | 0 | 0 | 0 | 0 | DEER:HVAC_Chillers | Annual | 2020
NE-HVAC-Chlr-WtrCldScrewChlr-gte600tons-0.527kwpton-0.342IPLV-VarSpd | DEER2020 | D20 v0 | 43474.3732 | PGE | MBT | Rec | CZ13 | Any | Cap-Tons | 361 | 0 | None | 34.8 | 0.0181 | 0 | 34.8 | 0.0181 | 0 | 0 | 0 | 0 | 0 | 0 | 0 | DEER:HVAC_Chillers | Annual | 2020
NE-HVAC-Chlr-WtrCldScrewChlr-gte600tons-0.527kwpton-0.342IPLV-VarSpd | DEER2020 | D20 v0 | 43474.3732 | PGE | Nrs | Rec | CZ13 | Any | Cap-Tons | 119 | 0 | None | 49.8 | 0.0286 | 0 | 49.8 | 0.0286 | 0 | 0 | 0 | 0 | 0 | 0 | 0 | DEER:HVAC_Chillers | Annual | 2020
NE-HVAC-Chlr-WtrCldScrewChlr-gte600tons-0.527kwpton-0.342IPLV-VarSpd | DEER2020 | D20 v0 | 43474.3732 | PGE | OfL | Rec | CZ13 | Any | Cap-Tons | 423 | 0 | None | 34.1 | 0.0128 | 0 | 34.1 | 0.0128 | 0 | 0 | 0 | 0 | 0 | 0 | 0 | DEER:HVAC_Chillers | Annual | 2020
NE-HVAC-Chlr-WtrCldScrewChlr-gte600tons-0.527kwpton-0.342IPLV-VarSpd | DEER2020 | D20 v0 | 43474.3732 | PGE | OfS | Rec | CZ13 | Any | Cap-Tons | 25.7 | 0 | None | 36 | 0.0138 | 0 | 36 | 0.0138 | 0 | 0 | 0 | 0 | 0 | 0 | 0 | DEER:HVAC_Chillers | Annual | 2020
NE-HVAC-Chlr-WtrCldScrewChlr-gte600tons-0.527kwpton-0.342IPLV-VarSpd | DEER2020 | D20 v0 | 43474.3732 | PGE | Rt3 | Rec | CZ13 | Any | Cap-Tons | 293 | 0 | None | 41.4 | 0.0239 | 0 | 41.4 | 0.0239 | 0 | 0 | 0 | 0 | 0 | 0 | 0 | DEER:HVAC_Chillers | Annual | 2020
NE-HVAC-Chlr-WtrCldScrewChlr-gte600tons-0.527kwpton-0.342IPLV-VarSpd | DEER2020 | D20 v0 | 43474.3732 | PGE | ECC | Rec | CZ16 | Any | Cap-Tons | 395 | 0 | None | 26.9 | 0.0211 | 0 | 26.9 | 0.0211 | 0 | 0 | 0 | 0 | 0 | 0 | 0 | DEER:HVAC_Chillers | Annual | 2020
NE-HVAC-Chlr-WtrCldScrewChlr-gte600tons-0.527kwpton-0.342IPLV-VarSpd | DEER2020 | D20 v0 | 43474.3732 | PGE | ESe | Rec | CZ16 | Any | Cap-Tons | 209 | 0 | None | 16.3 | 0.009 | 0 | 16.3 | 0.009 | 0 | 0 | 0 | 0 | 0 | 0 | 0 | DEER:HVAC_Chillers | Annual | 2020
NE-HVAC-Chlr-WtrCldScrewChlr-gte600tons-0.527kwpton-0.342IPLV-VarSpd | DEER2020 | D20 v0 | 43474.3732 | PGE | EUn | Rec | CZ16 | Any | Cap-Tons | 1390 | 0 | None | 24.5 | 0.0263 | 0 | 24.5 | 0.0263 | 0 | 0 | 0 | 0 | 0 | 0 | 0 | DEER:HVAC_Chillers | Annual | 2020
NE-HVAC-Chlr-WtrCldScrewChlr-gte600tons-0.527kwpton-0.342IPLV-VarSpd | DEER2020 | D20 v0 | 43474.3732 | PGE | Hsp | Rec | CZ16 | Any | Cap-Tons | 651 | 0 | None | 12.8 | 0.0117 | 0 | 12.8 | 0.0117 | 0 | 0 | 0 | 0 | 0 | 0 | 0 | DEER:HVAC_Chillers | Annual | 2020
NE-HVAC-Chlr-WtrCldScrewChlr-gte600tons-0.527kwpton-0.342IPLV-VarSpd | DEER2020 | D20 v0 | 43474.3732 | PGE | Htl | Rec | CZ16 | Any | Cap-Tons | 116 | 0 | None | 42 | 0.0303 | 0 | 42 | 0.0303 | 0 | 0 | 0 | 0 | 0 | 0 | 0 | DEER:HVAC_Chillers | Annual | 2020
NE-HVAC-Chlr-WtrCldScrewChlr-gte600tons-0.527kwpton-0.342IPLV-VarSpd | DEER2020 | D20 v0 | 43474.3732 | PGE | MBT | Rec | CZ16 | Any | Cap-Tons | 231 | 0 | None | 24.1 | 0.0176 | 0 | 24.1 | 0.0176 | 0 | 0 | 0 | 0 | 0 | 0 | 0 | DEER:HVAC_Chillers | Annual | 2020
NE-HVAC-Chlr-WtrCldScrewChlr-gte600tons-0.527kwpton-0.342IPLV-VarSpd | DEER2020 | D20 v0 | 43474.3732 | PGE | Nrs | Rec | CZ16 | Any | Cap-Tons | 78.5 | 0 | None | 26.4 | 0.0263 | 0 | 26.4 | 0.0263 | 0 | 0 | 0 | 0 | 0 | 0 | 0 | DEER:HVAC_Chillers | Annual | 2020
NE-HVAC-Chlr-WtrCldScrewChlr-gte600tons-0.527kwpton-0.342IPLV-VarSpd | DEER2020 | D20 v0 | 43474.3732 | PGE | OfL | Rec | CZ16 | Any | Cap-Tons | 302 | 0 | None | 22.7 | 0.015 | 0 | 22.7 | 0.015 | 0 | 0 | 0 | 0 | 0 | 0 | 0 | DEER:HVAC_Chillers | Annual | 2020
NE-HVAC-Chlr-WtrCldScrewChlr-gte600tons-0.527kwpton-0.342IPLV-VarSpd | DEER2020 | D20 v0 | 43474.3732 | PGE | OfS | Rec | CZ16 | Any | Cap-Tons | 17.1 | 0 | None | 26.1 | 0.0176 | 0 | 26.1 | 0.0176 | 0 | 0 | 0 | 0 | 0 | 0 | 0 | DEER:HVAC_Chillers | Annual | 2020
NE-HVAC-Chlr-WtrCldScrewChlr-gte600tons-0.527kwpton-0.342IPLV-VarSpd | DEER2020 | D20 v0 | 43474.3732 | PGE | Rt3 | Rec | CZ16 | Any | Cap-Tons | 186 | 0 | None | 27.3 | 0.0229 | 0 | 27.3 | 0.0229 | 0 | 0 | 0 | 0 | 0 | 0 | 0 | DEER:HVAC_Chillers | Annual | 2020
NE-HVAC-Chlr-WtrCldScrewChlr-lt75tons-0.663kwpton-0.425IPLV-VarSpd | DEER2020 | D20 v0 | 43474.3732 | PGE | ECC | Rec | CZ01 | Any | Cap-Tons | 318 | 0 | None | 13.6 | 0.0471 | 0 | 13.6 | 0.0471 | 0 | 0 | 0 | 0 | 0 | 0 | 0 | DEER:HVAC_Chillers | Annual | 2020
NE-HVAC-Chlr-WtrCldScrewChlr-lt75tons-0.663kwpton-0.425IPLV-VarSpd | DEER2020 | D20 v0 | 43474.3732 | PGE | ESe | Rec | CZ01 | Any | Cap-Tons | 155 | 0 | None | 8.7 | 0.0182 | 0 | 8.7 | 0.0182 | 0 | 0 | 0 | 0 | 0 | 0 | 0 | DEER:HVAC_Chillers | Annual | 2020
NE-HVAC-Chlr-WtrCldScrewChlr-lt75tons-0.663kwpton-0.425IPLV-VarSpd | DEER2020 | D20 v0 | 43474.3732 | PGE | EUn | Rec | CZ01 | Any | Cap-Tons | 1180 | 0 | None | 10.3 | 0.0355 | 0 | 10.3 | 0.0355 | 0 | 0 | 0 | 0 | 0 | 0 | 0 | DEER:HVAC_Chillers | Annual | 2020
NE-HVAC-Chlr-WtrCldScrewChlr-lt75tons-0.663kwpton-0.425IPLV-VarSpd | DEER2020 | D20 v0 | 43474.3732 | PGE | Hsp | Rec | CZ01 | Any | Cap-Tons | 530 | 0 | None | 3.1 | 0.0095 | 0 | 3.1 | 0.0095 | 0 | 0 | 0 | 0 | 0 | 0 | 0 | DEER:HVAC_Chillers | Annual | 2020
NE-HVAC-Chlr-WtrCldScrewChlr-lt75tons-0.663kwpton-0.425IPLV-VarSpd | DEER2020 | D20 v0 | 43474.3732 | PGE | Htl | Rec | CZ01 | Any | Cap-Tons | 88.8 | 0 | None | 31.9 | 0.0247 | 0 | 31.9 | 0.0247 | 0 | 0 | 0 | 0 | 0 | 0 | 0 | DEER:HVAC_Chillers | Annual | 2020
NE-HVAC-Chlr-WtrCldScrewChlr-lt75tons-0.663kwpton-0.425IPLV-VarSpd | DEER2020 | D20 v0 | 43474.3732 | PGE | MBT | Rec | CZ01 | Any | Cap-Tons | 178 | 0 | None | 17.4 | 0.0201 | 0 | 17.4 | 0.0201 | 0 | 0 | 0 | 0 | 0 | 0 | 0 | DEER:HVAC_Chillers | Annual | 2020
NE-HVAC-Chlr-WtrCldScrewChlr-lt75tons-0.663kwpton-0.425IPLV-VarSpd | DEER2020 | D20 v0 | 43474.3732 | PGE | Nrs | Rec | CZ01 | Any | Cap-Tons | 62.9 | 0 | None | 4.9 | 0.0153 | 0 | 4.9 | 0.0153 | 0 | 0 | 0 | 0 | 0 | 0 | 0 | DEER:HVAC_Chillers | Annual | 2020
NE-HVAC-Chlr-WtrCldScrewChlr-lt75tons-0.663kwpton-0.425IPLV-VarSpd | DEER2020 | D20 v0 | 43474.3732 | PGE | OfL | Rec | CZ01 | Any | Cap-Tons | 250 | 0 | None | 13.3 | 0.0155 | 0 | 13.3 | 0.0155 | 0 | 0 | 0 | 0 | 0 | 0 | 0 | DEER:HVAC_Chillers | Annual | 2020
NE-HVAC-Chlr-WtrCldScrewChlr-lt75tons-0.663kwpton-0.425IPLV-VarSpd | DEER2020 | D20 v0 | 43474.3732 | PGE | OfS | Rec | CZ01 | Any | Cap-Tons | 13.8 | 0 | None | 17.4 | 0.0146 | 0 | 17.4 | 0.0146 | 0 | 0 | 0 | 0 | 0 | 0 | 0 | DEER:HVAC_Chillers | Annual | 2020
NE-HVAC-Chlr-WtrCldScrewChlr-lt75tons-0.663kwpton-0.425IPLV-VarSpd | DEER2020 | D20 v0 | 43474.3732 | PGE | Rt3 | Rec | CZ01 | Any | Cap-Tons | 135 | 0 | None | 14.8 | 0.0318 | 0 | 14.8 | 0.0318 | 0 | 0 | 0 | 0 | 0 | 0 | 0 | DEER:HVAC_Chillers | Annual | 2020
NE-HVAC-Chlr-WtrCldScrewChlr-lt75tons-0.663kwpton-0.425IPLV-VarSpd | DEER2020 | D20 v0 | 43474.3732 | PGE | ECC | Rec | CZ02 | Any | Cap-Tons | 570 | 0 | None | 52 | 0.0399 | 0 | 52 | 0.0399 | 0 | 0 | 0 | 0 | 0 | 0 | 0 | DEER:HVAC_Chillers | Annual | 2020
NE-HVAC-Chlr-WtrCldScrewChlr-lt75tons-0.663kwpton-0.425IPLV-VarSpd | DEER2020 | D20 v0 | 43474.3732 | PGE | ESe | Rec | CZ02 | Any | Cap-Tons | 293 | 0 | None | 34.3 | 0.015 | 0 | 34.3 | 0.015 | 0 | 0 | 0 | 0 | 0 | 0 | 0 | DEER:HVAC_Chillers | Annual | 2020
NE-HVAC-Chlr-WtrCldScrewChlr-lt75tons-0.663kwpton-0.425IPLV-VarSpd | DEER2020 | D20 v0 | 43474.3732 | PGE | EUn | Rec | CZ02 | Any | Cap-Tons | 1980 | 0 | None | 45.3 | 0.0481 | 0 | 45.3 | 0.0481 | 0 | 0 | 0 | 0 | 0 | 0 | 0 | DEER:HVAC_Chillers | Annual | 2020
NE-HVAC-Chlr-WtrCldScrewChlr-lt75tons-0.663kwpton-0.425IPLV-VarSpd | DEER2020 | D20 v0 | 43474.3732 | PGE | Hsp | Rec | CZ02 | Any | Cap-Tons | 869 | 0 | None | 22.5 | 0.0245 | 0 | 22.5 | 0.0245 | 0 | 0 | 0 | 0 | 0 | 0 | 0 | DEER:HVAC_Chillers | Annual | 2020
NE-HVAC-Chlr-WtrCldScrewChlr-lt75tons-0.663kwpton-0.425IPLV-VarSpd | DEER2020 | D20 v0 | 43474.3732 | PGE | Htl | Rec | CZ02 | Any | Cap-Tons | 157 | 0 | None | 70.8 | 0.0586 | 0 | 70.8 | 0.0586 | 0 | 0 | 0 | 0 | 0 | 0 | 0 | DEER:HVAC_Chillers | Annual | 2020
NE-HVAC-Chlr-WtrCldScrewChlr-lt75tons-0.663kwpton-0.425IPLV-VarSpd | DEER2020 | D20 v0 | 43474.3732 | PGE | MBT | Rec | CZ02 | Any | Cap-Tons | 294 | 0 | None | 52 | 0.0378 | 0 | 52 | 0.0378 | 0 | 0 | 0 | 0 | 0 | 0 | 0 | DEER:HVAC_Chillers | Annual | 2020
NE-HVAC-Chlr-WtrCldScrewChlr-lt75tons-0.663kwpton-0.425IPLV-VarSpd | DEER2020 | D20 v0 | 43474.3732 | PGE | Nrs | Rec | CZ02 | Any | Cap-Tons | 99.3 | 0 | None | 50.2 | 0.0559 | 0 | 50.2 | 0.0559 | 0 | 0 | 0 | 0 | 0 | 0 | 0 | DEER:HVAC_Chillers | Annual | 2020
NE-HVAC-Chlr-WtrCldScrewChlr-lt75tons-0.663kwpton-0.425IPLV-VarSpd | DEER2020 | D20 v0 | 43474.3732 | PGE | OfL | Rec | CZ02 | Any | Cap-Tons | 371 | 0 | None | 47.2 | 0.028 | 0 | 47.2 | 0.028 | 0 | 0 | 0 | 0 | 0 | 0 | 0 | DEER:HVAC_Chillers | Annual | 2020
NE-HVAC-Chlr-WtrCldScrewChlr-lt75tons-0.663kwpton-0.425IPLV-VarSpd | DEER2020 | D20 v0 | 43474.3732 | PGE | OfS | Rec | CZ02 | Any | Cap-Tons | 20.7 | 0 | None | 58.1 | 0.0362 | 0 | 58.1 | 0.0362 | 0 | 0 | 0 | 0 | 0 | 0 | 0 | DEER:HVAC_Chillers | Annual | 2020
NE-HVAC-Chlr-WtrCldScrewChlr-lt75tons-0.663kwpton-0.425IPLV-VarSpd | DEER2020 | D20 v0 | 43474.3732 | PGE | Rt3 | Rec | CZ02 | Any | Cap-Tons | 234 | 0 | None | 60.7 | 0.0567 | 0 | 60.7 | 0.0567 | 0 | 0 | 0 | 0 | 0 | 0 | 0 | DEER:HVAC_Chillers | Annual | 2020
NE-HVAC-Chlr-WtrCldScrewChlr-lt75tons-0.663kwpton-0.425IPLV-VarSpd | DEER2020 | D20 v0 | 43474.3732 | PGE | ECC | Rec | CZ03 | Any | Cap-Tons | 438 | 0 | None | 41.1 | 0.0292 | 0 | 41.1 | 0.0292 | 0 | 0 | 0 | 0 | 0 | 0 | 0 | DEER:HVAC_Chillers | Annual | 2020
NE-HVAC-Chlr-WtrCldScrewChlr-lt75tons-0.663kwpton-0.425IPLV-VarSpd | DEER2020 | D20 v0 | 43474.3732 | PGE | ESe | Rec | CZ03 | Any | Cap-Tons | 226 | 0 | None | 26.2 | 0.006 | 0 | 26.2 | 0.006 | 0 | 0 | 0 | 0 | 0 | 0 | 0 | DEER:HVAC_Chillers | Annual | 2020
NE-HVAC-Chlr-WtrCldScrewChlr-lt75tons-0.663kwpton-0.425IPLV-VarSpd | DEER2020 | D20 v0 | 43474.3732 | PGE | EUn | Rec | CZ03 | Any | Cap-Tons | 1550 | 0 | None | 33.8 | 0.0341 | 0 | 33.8 | 0.0341 | 0 | 0 | 0 | 0 | 0 | 0 | 0 | DEER:HVAC_Chillers | Annual | 2020
NE-HVAC-Chlr-WtrCldScrewChlr-lt75tons-0.663kwpton-0.425IPLV-VarSpd | DEER2020 | D20 v0 | 43474.3732 | PGE | Hsp | Rec | CZ03 | Any | Cap-Tons | 598 | 0 | None | 17.8 | 0.0212 | 0 | 17.8 | 0.0212 | 0 | 0 | 0 | 0 | 0 | 0 | 0 | DEER:HVAC_Chillers | Annual | 2020
NE-HVAC-Chlr-WtrCldScrewChlr-lt75tons-0.663kwpton-0.425IPLV-VarSpd | DEER2020 | D20 v0 | 43474.3732 | PGE | Htl | Rec | CZ03 | Any | Cap-Tons | 122 | 0 | None | 60.5 | 0.0443 | 0 | 60.5 | 0.0443 | 0 | 0 | 0 | 0 | 0 | 0 | 0 | DEER:HVAC_Chillers | Annual | 2020
NE-HVAC-Chlr-WtrCldScrewChlr-lt75tons-0.663kwpton-0.425IPLV-VarSpd | DEER2020 | D20 v0 | 43474.3732 | PGE | MBT | Rec | CZ03 | Any | Cap-Tons | 230 | 0 | None | 47 | 0.0314 | 0 | 47 | 0.0314 | 0 | 0 | 0 | 0 | 0 | 0 | 0 | DEER:HVAC_Chillers | Annual | 2020
NE-HVAC-Chlr-WtrCldScrewChlr-lt75tons-0.663kwpton-0.425IPLV-VarSpd | DEER2020 | D20 v0 | 43474.3732 | PGE | Nrs | Rec | CZ03 | Any | Cap-Tons | 79.2 | 0 | None | 29 | 0.0401 | 0 | 29 | 0.0401 | 0 | 0 | 0 | 0 | 0 | 0 | 0 | DEER:HVAC_Chillers | Annual | 2020
NE-HVAC-Chlr-WtrCldScrewChlr-lt75tons-0.663kwpton-0.425IPLV-VarSpd | DEER2020 | D20 v0 | 43474.3732 | PGE | OfL | Rec | CZ03 | Any | Cap-Tons | 303 | 0 | None | 39.4 | 0.0227 | 0 | 39.4 | 0.0227 | 0 | 0 | 0 | 0 | 0 | 0 | 0 | DEER:HVAC_Chillers | Annual | 2020
NE-HVAC-Chlr-WtrCldScrewChlr-lt75tons-0.663kwpton-0.425IPLV-VarSpd | DEER2020 | D20 v0 | 43474.3732 | PGE | OfS | Rec | CZ03 | Any | Cap-Tons | 17.7 | 0 | None | 42.4 | 0.0248 | 0 | 42.4 | 0.0248 | 0 | 0 | 0 | 0 | 0 | 0 | 0 | DEER:HVAC_Chillers | Annual | 2020
NE-HVAC-Chlr-WtrCldScrewChlr-lt75tons-0.663kwpton-0.425IPLV-VarSpd | DEER2020 | D20 v0 | 43474.3732 | PGE | Rt3 | Rec | CZ03 | Any | Cap-Tons | 182 | 0 | None | 44.2 | 0.0452 | 0 | 44.2 | 0.0452 | 0 | 0 | 0 | 0 | 0 | 0 | 0 | DEER:HVAC_Chillers | Annual | 2020
NE-HVAC-Chlr-WtrCldScrewChlr-lt75tons-0.663kwpton-0.425IPLV-VarSpd | DEER2020 | D20 v0 | 43474.3732 | PGE | ECC | Rec | CZ04 | Any | Cap-Tons | 565 | 0 | None | 60.4 | 0.0712 | 0 | 60.4 | 0.0712 | 0 | 0 | 0 | 0 | 0 | 0 | 0 | DEER:HVAC_Chillers | Annual | 2020
NE-HVAC-Chlr-WtrCldScrewChlr-lt75tons-0.663kwpton-0.425IPLV-VarSpd | DEER2020 | D20 v0 | 43474.3732 | PGE | ESe | Rec | CZ04 | Any | Cap-Tons | 292 | 0 | None | 40.2 | 0.0357 | 0 | 40.2 | 0.0357 | 0 | 0 | 0 | 0 | 0 | 0 | 0 | DEER:HVAC_Chillers | Annual | 2020
NE-HVAC-Chlr-WtrCldScrewChlr-lt75tons-0.663kwpton-0.425IPLV-VarSpd | DEER2020 | D20 v0 | 43474.3732 | PGE | EUn | Rec | CZ04 | Any | Cap-Tons | 1930 | 0 | None | 52.9 | 0.0594 | 0 | 52.9 | 0.0594 | 0 | 0 | 0 | 0 | 0 | 0 | 0 | DEER:HVAC_Chillers | Annual | 2020
NE-HVAC-Chlr-WtrCldScrewChlr-lt75tons-0.663kwpton-0.425IPLV-VarSpd | DEER2020 | D20 v0 | 43474.3732 | PGE | Hsp | Rec | CZ04 | Any | Cap-Tons | 836 | 0 | None | 28.4 | 0.0234 | 0 | 28.4 | 0.0234 | 0 | 0 | 0 | 0 | 0 | 0 | 0 | DEER:HVAC_Chillers | Annual | 2020
NE-HVAC-Chlr-WtrCldScrewChlr-lt75tons-0.663kwpton-0.425IPLV-VarSpd | DEER2020 | D20 v0 | 43474.3732 | PGE | Htl | Rec | CZ04 | Any | Cap-Tons | 164 | 0 | None | 77.4 | 0.0487 | 0 | 77.4 | 0.0487 | 0 | 0 | 0 | 0 | 0 | 0 | 0 | DEER:HVAC_Chillers | Annual | 2020
NE-HVAC-Chlr-WtrCldScrewChlr-lt75tons-0.663kwpton-0.425IPLV-VarSpd | DEER2020 | D20 v0 | 43474.3732 | PGE | MBT | Rec | CZ04 | Any | Cap-Tons | 286 | 0 | None | 61.5 | 0.036 | 0 | 61.5 | 0.036 | 0 | 0 | 0 | 0 | 0 | 0 | 0 | DEER:HVAC_Chillers | Annual | 2020
NE-HVAC-Chlr-WtrCldScrewChlr-lt75tons-0.663kwpton-0.425IPLV-VarSpd | DEER2020 | D20 v0 | 43474.3732 | PGE | Nrs | Rec | CZ04 | Any | Cap-Tons | 96.1 | 0 | None | 60.1 | 0.0519 | 0 | 60.1 | 0.0519 | 0 | 0 | 0 | 0 | 0 | 0 | 0 | DEER:HVAC_Chillers | Annual | 2020
NE-HVAC-Chlr-WtrCldScrewChlr-lt75tons-0.663kwpton-0.425IPLV-VarSpd | DEER2020 | D20 v0 | 43474.3732 | PGE | OfL | Rec | CZ04 | Any | Cap-Tons | 360 | 0 | None | 55.7 | 0.0241 | 0 | 55.7 | 0.0241 | 0 | 0 | 0 | 0 | 0 | 0 | 0 | DEER:HVAC_Chillers | Annual | 2020
NE-HVAC-Chlr-WtrCldScrewChlr-lt75tons-0.663kwpton-0.425IPLV-VarSpd | DEER2020 | D20 v0 | 43474.3732 | PGE | OfS | Rec | CZ04 | Any | Cap-Tons | 21.3 | 0 | None | 59.3 | 0.0265 | 0 | 59.3 | 0.0265 | 0 | 0 | 0 | 0 | 0 | 0 | 0 | DEER:HVAC_Chillers | Annual | 2020
NE-HVAC-Chlr-WtrCldScrewChlr-lt75tons-0.663kwpton-0.425IPLV-VarSpd | DEER2020 | D20 v0 | 43474.3732 | PGE | Rt3 | Rec | CZ04 | Any | Cap-Tons | 234 | 0 | None | 69.4 | 0.0562 | 0 | 69.4 | 0.0562 | 0 | 0 | 0 | 0 | 0 | 0 | 0 | DEER:HVAC_Chillers | Annual | 2020
NE-HVAC-Chlr-WtrCldScrewChlr-lt75tons-0.663kwpton-0.425IPLV-VarSpd | DEER2020 | D20 v0 | 43474.3732 | PGE | ECC | Rec | CZ05 | Any | Cap-Tons | 380 | 0 | None | 49.4 | 0.0458 | 0 | 49.4 | 0.0458 | 0 | 0 | 0 | 0 | 0 | 0 | 0 | DEER:HVAC_Chillers | Annual | 2020
NE-HVAC-Chlr-WtrCldScrewChlr-lt75tons-0.663kwpton-0.425IPLV-VarSpd | DEER2020 | D20 v0 | 43474.3732 | PGE | ESe | Rec | CZ05 | Any | Cap-Tons | 192 | 0 | None | 35.3 | 0.024 | 0 | 35.3 | 0.024 | 0 | 0 | 0 | 0 | 0 | 0 | 0 | DEER:HVAC_Chillers | Annual | 2020
NE-HVAC-Chlr-WtrCldScrewChlr-lt75tons-0.663kwpton-0.425IPLV-VarSpd | DEER2020 | D20 v0 | 43474.3732 | PGE | EUn | Rec | CZ05 | Any | Cap-Tons | 1350 | 0 | None | 39.3 | 0.0388 | 0 | 39.3 | 0.0388 | 0 | 0 | 0 | 0 | 0 | 0 | 0 | DEER:HVAC_Chillers | Annual | 2020
NE-HVAC-Chlr-WtrCldScrewChlr-lt75tons-0.663kwpton-0.425IPLV-VarSpd | DEER2020 | D20 v0 | 43474.3732 | PGE | Hsp | Rec | CZ05 | Any | Cap-Tons | 672 | 0 | None | 15.1 | 0.0128 | 0 | 15.1 | 0.0128 | 0 | 0 | 0 | 0 | 0 | 0 | 0 | DEER:HVAC_Chillers | Annual | 2020
NE-HVAC-Chlr-WtrCldScrewChlr-lt75tons-0.663kwpton-0.425IPLV-VarSpd | DEER2020 | D20 v0 | 43474.3732 | PGE | Htl | Rec | CZ05 | Any | Cap-Tons | 102 | 0 | None | 69.2 | 0.0337 | 0 | 69.2 | 0.0337 | 0 | 0 | 0 | 0 | 0 | 0 | 0 | DEER:HVAC_Chillers | Annual | 2020
NE-HVAC-Chlr-WtrCldScrewChlr-lt75tons-0.663kwpton-0.425IPLV-VarSpd | DEER2020 | D20 v0 | 43474.3732 | PGE | MBT | Rec | CZ05 | Any | Cap-Tons | 222 | 0 | None | 52.6 | 0.0242 | 0 | 52.6 | 0.0242 | 0 | 0 | 0 | 0 | 0 | 0 | 0 | DEER:HVAC_Chillers | Annual | 2020
NE-HVAC-Chlr-WtrCldScrewChlr-lt75tons-0.663kwpton-0.425IPLV-VarSpd | DEER2020 | D20 v0 | 43474.3732 | PGE | Nrs | Rec | CZ05 | Any | Cap-Tons | 77.3 | 0 | None | 28.4 | 0.0253 | 0 | 28.4 | 0.0253 | 0 | 0 | 0 | 0 | 0 | 0 | 0 | DEER:HVAC_Chillers | Annual | 2020
NE-HVAC-Chlr-WtrCldScrewChlr-lt75tons-0.663kwpton-0.425IPLV-VarSpd | DEER2020 | D20 v0 | 43474.3732 | PGE | OfL | Rec | CZ05 | Any | Cap-Tons | 298 | 0 | None | 44.2 | 0.0173 | 0 | 44.2 | 0.0173 | 0 | 0 | 0 | 0 | 0 | 0 | 0 | DEER:HVAC_Chillers | Annual | 2020
NE-HVAC-Chlr-WtrCldScrewChlr-lt75tons-0.663kwpton-0.425IPLV-VarSpd | DEER2020 | D20 v0 | 43474.3732 | PGE | OfS | Rec | CZ05 | Any | Cap-Tons | 15.7 | 0 | None | 52.5 | 0.0197 | 0 | 52.5 | 0.0197 | 0 | 0 | 0 | 0 | 0 | 0 | 0 | DEER:HVAC_Chillers | Annual | 2020
NE-HVAC-Chlr-WtrCldScrewChlr-lt75tons-0.663kwpton-0.425IPLV-VarSpd | DEER2020 | D20 v0 | 43474.3732 | PGE | Rt3 | Rec | CZ05 | Any | Cap-Tons | 174 | 0 | None | 46.2 | 0.0311 | 0 | 46.2 | 0.0311 | 0 | 0 | 0 | 0 | 0 | 0 | 0 | DEER:HVAC_Chillers | Annual | 2020
NE-HVAC-Chlr-WtrCldScrewChlr-lt75tons-0.663kwpton-0.425IPLV-VarSpd | DEER2020 | D20 v0 | 43474.3732 | PGE | ECC | Rec | CZ11 | Any | Cap-Tons | 653 | 0 | None | 78.3 | 0.0434 | 0 | 78.3 | 0.0434 | 0 | 0 | 0 | 0 | 0 | 0 | 0 | DEER:HVAC_Chillers | Annual | 2020
NE-HVAC-Chlr-WtrCldScrewChlr-lt75tons-0.663kwpton-0.425IPLV-VarSpd | DEER2020 | D20 v0 | 43474.3732 | PGE | ESe | Rec | CZ11 | Any | Cap-Tons | 339 | 0 | None | 50.3 | 0.0161 | 0 | 50.3 | 0.0161 | 0 | 0 | 0 | 0 | 0 | 0 | 0 | DEER:HVAC_Chillers | Annual | 2020
NE-HVAC-Chlr-WtrCldScrewChlr-lt75tons-0.663kwpton-0.425IPLV-VarSpd | DEER2020 | D20 v0 | 43474.3732 | PGE | EUn | Rec | CZ11 | Any | Cap-Tons | 2180 | 0 | None | 72.8 | 0.0543 | 0 | 72.8 | 0.0543 | 0 | 0 | 0 | 0 | 0 | 0 | 0 | DEER:HVAC_Chillers | Annual | 2020
NE-HVAC-Chlr-WtrCldScrewChlr-lt75tons-0.663kwpton-0.425IPLV-VarSpd | DEER2020 | D20 v0 | 43474.3732 | PGE | Hsp | Rec | CZ11 | Any | Cap-Tons | 951 | 0 | None | 42.8 | 0.0257 | 0 | 42.8 | 0.0257 | 0 | 0 | 0 | 0 | 0 | 0 | 0 | DEER:HVAC_Chillers | Annual | 2020
NE-HVAC-Chlr-WtrCldScrewChlr-lt75tons-0.663kwpton-0.425IPLV-VarSpd | DEER2020 | D20 v0 | 43474.3732 | PGE | Htl | Rec | CZ11 | Any | Cap-Tons | 203 | 0 | None | 96.9 | 0.0544 | 0 | 96.9 | 0.0544 | 0 | 0 | 0 | 0 | 0 | 0 | 0 | DEER:HVAC_Chillers | Annual | 2020
NE-HVAC-Chlr-WtrCldScrewChlr-lt75tons-0.663kwpton-0.425IPLV-VarSpd | DEER2020 | D20 v0 | 43474.3732 | PGE | MBT | Rec | CZ11 | Any | Cap-Tons | 355 | 0 | None | 68.8 | 0.0375 | 0 | 68.8 | 0.0375 | 0 | 0 | 0 | 0 | 0 | 0 | 0 | DEER:HVAC_Chillers | Annual | 2020
NE-HVAC-Chlr-WtrCldScrewChlr-lt75tons-0.663kwpton-0.425IPLV-VarSpd | DEER2020 | D20 v0 | 43474.3732 | PGE | Nrs | Rec | CZ11 | Any | Cap-Tons | 119 | 0 | None | 93.5 | 0.0606 | 0 | 93.5 | 0.0606 | 0 | 0 | 0 | 0 | 0 | 0 | 0 | DEER:HVAC_Chillers | Annual | 2020
NE-HVAC-Chlr-WtrCldScrewChlr-lt75tons-0.663kwpton-0.425IPLV-VarSpd | DEER2020 | D20 v0 | 43474.3732 | PGE | OfL | Rec | CZ11 | Any | Cap-Tons | 432 | 0 | None | 64.2 | 0.0293 | 0 | 64.2 | 0.0293 | 0 | 0 | 0 | 0 | 0 | 0 | 0 | DEER:HVAC_Chillers | Annual | 2020
NE-HVAC-Chlr-WtrCldScrewChlr-lt75tons-0.663kwpton-0.425IPLV-VarSpd | DEER2020 | D20 v0 | 43474.3732 | PGE | OfS | Rec | CZ11 | Any | Cap-Tons | 25.4 | 0 | None | 76.3 | 0.0364 | 0 | 76.3 | 0.0364 | 0 | 0 | 0 | 0 | 0 | 0 | 0 | DEER:HVAC_Chillers | Annual | 2020
NE-HVAC-Chlr-WtrCldScrewChlr-lt75tons-0.663kwpton-0.425IPLV-VarSpd | DEER2020 | D20 v0 | 43474.3732 | PGE | Rt3 | Rec | CZ11 | Any | Cap-Tons | 285 | 0 | None | 80.1 | 0.0468 | 0 | 80.1 | 0.0468 | 0 | 0 | 0 | 0 | 0 | 0 | 0 | DEER:HVAC_Chillers | Annual | 2020
NE-HVAC-Chlr-WtrCldScrewChlr-lt75tons-0.663kwpton-0.425IPLV-VarSpd | DEER2020 | D20 v0 | 43474.3732 | PGE | ECC | Rec | CZ12 | Any | Cap-Tons | 599 | 0 | None | 70.9 | 0.0463 | 0 | 70.9 | 0.0463 | 0 | 0 | 0 | 0 | 0 | 0 | 0 | DEER:HVAC_Chillers | Annual | 2020
NE-HVAC-Chlr-WtrCldScrewChlr-lt75tons-0.663kwpton-0.425IPLV-VarSpd | DEER2020 | D20 v0 | 43474.3732 | PGE | ESe | Rec | CZ12 | Any | Cap-Tons | 313 | 0 | None | 46 | 0.0166 | 0 | 46 | 0.0166 | 0 | 0 | 0 | 0 | 0 | 0 | 0 | DEER:HVAC_Chillers | Annual | 2020
NE-HVAC-Chlr-WtrCldScrewChlr-lt75tons-0.663kwpton-0.425IPLV-VarSpd | DEER2020 | D20 v0 | 43474.3732 | PGE | EUn | Rec | CZ12 | Any | Cap-Tons | 2040 | 0 | None | 63.5 | 0.053 | 0 | 63.5 | 0.053 | 0 | 0 | 0 | 0 | 0 | 0 | 0 | DEER:HVAC_Chillers | Annual | 2020
NE-HVAC-Chlr-WtrCldScrewChlr-lt75tons-0.663kwpton-0.425IPLV-VarSpd | DEER2020 | D20 v0 | 43474.3732 | PGE | Hsp | Rec | CZ12 | Any | Cap-Tons | 898 | 0 | None | 34.8 | 0.0259 | 0 | 34.8 | 0.0259 | 0 | 0 | 0 | 0 | 0 | 0 | 0 | DEER:HVAC_Chillers | Annual | 2020
NE-HVAC-Chlr-WtrCldScrewChlr-lt75tons-0.663kwpton-0.425IPLV-VarSpd | DEER2020 | D20 v0 | 43474.3732 | PGE | Htl | Rec | CZ12 | Any | Cap-Tons | 184 | 0 | None | 85.9 | 0.0583 | 0 | 85.9 | 0.0583 | 0 | 0 | 0 | 0 | 0 | 0 | 0 | DEER:HVAC_Chillers | Annual | 2020
NE-HVAC-Chlr-WtrCldScrewChlr-lt75tons-0.663kwpton-0.425IPLV-VarSpd | DEER2020 | D20 v0 | 43474.3732 | PGE | MBT | Rec | CZ12 | Any | Cap-Tons | 333 | 0 | None | 60.8 | 0.0388 | 0 | 60.8 | 0.0388 | 0 | 0 | 0 | 0 | 0 | 0 | 0 | DEER:HVAC_Chillers | Annual | 2020
NE-HVAC-Chlr-WtrCldScrewChlr-lt75tons-0.663kwpton-0.425IPLV-VarSpd | DEER2020 | D20 v0 | 43474.3732 | PGE | Nrs | Rec | CZ12 | Any | Cap-Tons | 110 | 0 | None | 73.6 | 0.0611 | 0 | 73.6 | 0.0611 | 0 | 0 | 0 | 0 | 0 | 0 | 0 | DEER:HVAC_Chillers | Annual | 2020
NE-HVAC-Chlr-WtrCldScrewChlr-lt75tons-0.663kwpton-0.425IPLV-VarSpd | DEER2020 | D20 v0 | 43474.3732 | PGE | OfL | Rec | CZ12 | Any | Cap-Tons | 409 | 0 | None | 56.7 | 0.0293 | 0 | 56.7 | 0.0293 | 0 | 0 | 0 | 0 | 0 | 0 | 0 | DEER:HVAC_Chillers | Annual | 2020
NE-HVAC-Chlr-WtrCldScrewChlr-lt75tons-0.663kwpton-0.425IPLV-VarSpd | DEER2020 | D20 v0 | 43474.3732 | PGE | OfS | Rec | CZ12 | Any | Cap-Tons | 23.8 | 0 | None | 66.2 | 0.0367 | 0 | 66.2 | 0.0367 | 0 | 0 | 0 | 0 | 0 | 0 | 0 | DEER:HVAC_Chillers | Annual | 2020
NE-HVAC-Chlr-WtrCldScrewChlr-lt75tons-0.663kwpton-0.425IPLV-VarSpd | DEER2020 | D20 v0 | 43474.3732 | PGE | Rt3 | Rec | CZ12 | Any | Cap-Tons | 274 | 0 | None | 71.7 | 0.05 | 0 | 71.7 | 0.05 | 0 | 0 | 0 | 0 | 0 | 0 | 0 | DEER:HVAC_Chillers | Annual | 2020
NE-HVAC-Chlr-WtrCldScrewChlr-lt75tons-0.663kwpton-0.425IPLV-VarSpd | DEER2020 | D20 v0 | 43474.3732 | PGE | ECC | Rec | CZ13 | Any | Cap-Tons | 701 | 0 | None | 79.2 | 0.0362 | 0 | 79.2 | 0.0362 | 0 | 0 | 0 | 0 | 0 | 0 | 0 | DEER:HVAC_Chillers | Annual | 2020
NE-HVAC-Chlr-WtrCldScrewChlr-lt75tons-0.663kwpton-0.425IPLV-VarSpd | DEER2020 | D20 v0 | 43474.3732 | PGE | ESe | Rec | CZ13 | Any | Cap-Tons | 372 | 0 | None | 51.9 | 0.0129 | 0 | 51.9 | 0.0129 | 0 | 0 | 0 | 0 | 0 | 0 | 0 | DEER:HVAC_Chillers | Annual | 2020
NE-HVAC-Chlr-WtrCldScrewChlr-lt75tons-0.663kwpton-0.425IPLV-VarSpd | DEER2020 | D20 v0 | 43474.3732 | PGE | EUn | Rec | CZ13 | Any | Cap-Tons | 2320 | 0 | None | 72.4 | 0.0466 | 0 | 72.4 | 0.0466 | 0 | 0 | 0 | 0 | 0 | 0 | 0 | DEER:HVAC_Chillers | Annual | 2020
NE-HVAC-Chlr-WtrCldScrewChlr-lt75tons-0.663kwpton-0.425IPLV-VarSpd | DEER2020 | D20 v0 | 43474.3732 | PGE | Hsp | Rec | CZ13 | Any | Cap-Tons | 962 | 0 | None | 45.8 | 0.0249 | 0 | 45.8 | 0.0249 | 0 | 0 | 0 | 0 | 0 | 0 | 0 | DEER:HVAC_Chillers | Annual | 2020
NE-HVAC-Chlr-WtrCldScrewChlr-lt75tons-0.663kwpton-0.425IPLV-VarSpd | DEER2020 | D20 v0 | 43474.3732 | PGE | Htl | Rec | CZ13 | Any | Cap-Tons | 203 | 0 | None | 103 | 0.0513 | 0 | 103 | 0.0513 | 0 | 0 | 0 | 0 | 0 | 0 | 0 | DEER:HVAC_Chillers | Annual | 2020
NE-HVAC-Chlr-WtrCldScrewChlr-lt75tons-0.663kwpton-0.425IPLV-VarSpd | DEER2020 | D20 v0 | 43474.3732 | PGE | MBT | Rec | CZ13 | Any | Cap-Tons | 361 | 0 | None | 69.6 | 0.0362 | 0 | 69.6 | 0.0362 | 0 | 0 | 0 | 0 | 0 | 0 | 0 | DEER:HVAC_Chillers | Annual | 2020
NE-HVAC-Chlr-WtrCldScrewChlr-lt75tons-0.663kwpton-0.425IPLV-VarSpd | DEER2020 | D20 v0 | 43474.3732 | PGE | Nrs | Rec | CZ13 | Any | Cap-Tons | 119 | 0 | None | 99.5 | 0.0571 | 0 | 99.5 | 0.0571 | 0 | 0 | 0 | 0 | 0 | 0 | 0 | DEER:HVAC_Chillers | Annual | 2020
NE-HVAC-Chlr-WtrCldScrewChlr-lt75tons-0.663kwpton-0.425IPLV-VarSpd | DEER2020 | D20 v0 | 43474.3732 | PGE | OfL | Rec | CZ13 | Any | Cap-Tons | 423 | 0 | None | 68.2 | 0.0256 | 0 | 68.2 | 0.0256 | 0 | 0 | 0 | 0 | 0 | 0 | 0 | DEER:HVAC_Chillers | Annual | 2020
NE-HVAC-Chlr-WtrCldScrewChlr-lt75tons-0.663kwpton-0.425IPLV-VarSpd | DEER2020 | D20 v0 | 43474.3732 | PGE | OfS | Rec | CZ13 | Any | Cap-Tons | 25.7 | 0 | None | 72.1 | 0.0276 | 0 | 72.1 | 0.0276 | 0 | 0 | 0 | 0 | 0 | 0 | 0 | DEER:HVAC_Chillers | Annual | 2020
NE-HVAC-Chlr-WtrCldScrewChlr-lt75tons-0.663kwpton-0.425IPLV-VarSpd | DEER2020 | D20 v0 | 43474.3732 | PGE | Rt3 | Rec | CZ13 | Any | Cap-Tons | 293 | 0 | None | 82.9 | 0.0479 | 0 | 82.9 | 0.0479 | 0 | 0 | 0 | 0 | 0 | 0 | 0 | DEER:HVAC_Chillers | Annual | 2020
NE-HVAC-Chlr-WtrCldScrewChlr-lt75tons-0.663kwpton-0.425IPLV-VarSpd | DEER2020 | D20 v0 | 43474.3732 | PGE | ECC | Rec | CZ16 | Any | Cap-Tons | 395 | 0 | None | 53.7 | 0.0421 | 0 | 53.7 | 0.0421 | 0 | 0 | 0 | 0 | 0 | 0 | 0 | DEER:HVAC_Chillers | Annual | 2020
NE-HVAC-Chlr-WtrCldScrewChlr-lt75tons-0.663kwpton-0.425IPLV-VarSpd | DEER2020 | D20 v0 | 43474.3732 | PGE | ESe | Rec | CZ16 | Any | Cap-Tons | 209 | 0 | None | 32.6 | 0.0181 | 0 | 32.6 | 0.0181 | 0 | 0 | 0 | 0 | 0 | 0 | 0 | DEER:HVAC_Chillers | Annual | 2020
NE-HVAC-Chlr-WtrCldScrewChlr-lt75tons-0.663kwpton-0.425IPLV-VarSpd | DEER2020 | D20 v0 | 43474.3732 | PGE | EUn | Rec | CZ16 | Any | Cap-Tons | 1390 | 0 | None | 49.1 | 0.0527 | 0 | 49.1 | 0.0527 | 0 | 0 | 0 | 0 | 0 | 0 | 0 | DEER:HVAC_Chillers | Annual | 2020
NE-HVAC-Chlr-WtrCldScrewChlr-lt75tons-0.663kwpton-0.425IPLV-VarSpd | DEER2020 | D20 v0 | 43474.3732 | PGE | Hsp | Rec | CZ16 | Any | Cap-Tons | 651 | 0 | None | 25.6 | 0.0235 | 0 | 25.6 | 0.0235 | 0 | 0 | 0 | 0 | 0 | 0 | 0 | DEER:HVAC_Chillers | Annual | 2020
NE-HVAC-Chlr-WtrCldScrewChlr-lt75tons-0.663kwpton-0.425IPLV-VarSpd | DEER2020 | D20 v0 | 43474.3732 | PGE | Htl | Rec | CZ16 | Any | Cap-Tons | 116 | 0 | None | 83.9 | 0.0606 | 0 | 83.9 | 0.0606 | 0 | 0 | 0 | 0 | 0 | 0 | 0 | DEER:HVAC_Chillers | Annual | 2020
NE-HVAC-Chlr-WtrCldScrewChlr-lt75tons-0.663kwpton-0.425IPLV-VarSpd | DEER2020 | D20 v0 | 43474.3732 | PGE | MBT | Rec | CZ16 | Any | Cap-Tons | 231 | 0 | None | 48.3 | 0.0352 | 0 | 48.3 | 0.0352 | 0 | 0 | 0 | 0 | 0 | 0 | 0 | DEER:HVAC_Chillers | Annual | 2020
NE-HVAC-Chlr-WtrCldScrewChlr-lt75tons-0.663kwpton-0.425IPLV-VarSpd | DEER2020 | D20 v0 | 43474.3732 | PGE | Nrs | Rec | CZ16 | Any | Cap-Tons | 78.5 | 0 | None | 52.9 | 0.0527 | 0 | 52.9 | 0.0527 | 0 | 0 | 0 | 0 | 0 | 0 | 0 | DEER:HVAC_Chillers | Annual | 2020
NE-HVAC-Chlr-WtrCldScrewChlr-lt75tons-0.663kwpton-0.425IPLV-VarSpd | DEER2020 | D20 v0 | 43474.3732 | PGE | OfL | Rec | CZ16 | Any | Cap-Tons | 302 | 0 | None | 45.3 | 0.0299 | 0 | 45.3 | 0.0299 | 0 | 0 | 0 | 0 | 0 | 0 | 0 | DEER:HVAC_Chillers | Annual | 2020
NE-HVAC-Chlr-WtrCldScrewChlr-lt75tons-0.663kwpton-0.425IPLV-VarSpd | DEER2020 | D20 v0 | 43474.3732 | PGE | OfS | Rec | CZ16 | Any | Cap-Tons | 17.1 | 0 | None | 52.1 | 0.0351 | 0 | 52.1 | 0.0351 | 0 | 0 | 0 | 0 | 0 | 0 | 0 | DEER:HVAC_Chillers | Annual | 2020
NE-HVAC-Chlr-WtrCldScrewChlr-lt75tons-0.663kwpton-0.425IPLV-VarSpd | DEER2020 | D20 v0 | 43474.3732 | PGE | Rt3 | Rec | CZ16 | Any | Cap-Tons | 186 | 0 | None | 54.5 | 0.0458 | 0 | 54.5 | 0.0458 | 0 | 0 | 0 | 0 | 0 | 0 | 0 | DEER:HVAC_Chillers | Annual | 2020
NE-HVAC-Chlr-WtrCldScrewChlr-lt75tons-0.702kwpton-0.45IPLV-VarSpd | DEER2020 | D20 v0 | 43474.3732 | PGE | ECC | Rec | CZ01 | Any | Cap-Tons | 318 | 0 | None | 9.1 | 0.0314 | 0 | 9.1 | 0.0314 | 0 | 0 | 0 | 0 | 0 | 0 | 0 | DEER:HVAC_Chillers | Annual | 2020
NE-HVAC-Chlr-WtrCldScrewChlr-lt75tons-0.702kwpton-0.45IPLV-VarSpd | DEER2020 | D20 v0 | 43474.3732 | PGE | ESe | Rec | CZ01 | Any | Cap-Tons | 155 | 0 | None | 5.8 | 0.0122 | 0 | 5.8 | 0.0122 | 0 | 0 | 0 | 0 | 0 | 0 | 0 | DEER:HVAC_Chillers | Annual | 2020
NE-HVAC-Chlr-WtrCldScrewChlr-lt75tons-0.702kwpton-0.45IPLV-VarSpd | DEER2020 | D20 v0 | 43474.3732 | PGE | EUn | Rec | CZ01 | Any | Cap-Tons | 1180 | 0 | None | 6.9 | 0.0236 | 0 | 6.9 | 0.0236 | 0 | 0 | 0 | 0 | 0 | 0 | 0 | DEER:HVAC_Chillers | Annual | 2020
NE-HVAC-Chlr-WtrCldScrewChlr-lt75tons-0.702kwpton-0.45IPLV-VarSpd | DEER2020 | D20 v0 | 43474.3732 | PGE | Hsp | Rec | CZ01 | Any | Cap-Tons | 530 | 0 | None | 2 | 0.0063 | 0 | 2 | 0.0063 | 0 | 0 | 0 | 0 | 0 | 0 | 0 | DEER:HVAC_Chillers | Annual | 2020
NE-HVAC-Chlr-WtrCldScrewChlr-lt75tons-0.702kwpton-0.45IPLV-VarSpd | DEER2020 | D20 v0 | 43474.3732 | PGE | Htl | Rec | CZ01 | Any | Cap-Tons | 88.8 | 0 | None | 21.3 | 0.0165 | 0 | 21.3 | 0.0165 | 0 | 0 | 0 | 0 | 0 | 0 | 0 | DEER:HVAC_Chillers | Annual | 2020
NE-HVAC-Chlr-WtrCldScrewChlr-lt75tons-0.702kwpton-0.45IPLV-VarSpd | DEER2020 | D20 v0 | 43474.3732 | PGE | MBT | Rec | CZ01 | Any | Cap-Tons | 178 | 0 | None | 11.6 | 0.0134 | 0 | 11.6 | 0.0134 | 0 | 0 | 0 | 0 | 0 | 0 | 0 | DEER:HVAC_Chillers | Annual | 2020
NE-HVAC-Chlr-WtrCldScrewChlr-lt75tons-0.702kwpton-0.45IPLV-VarSpd | DEER2020 | D20 v0 | 43474.3732 | PGE | Nrs | Rec | CZ01 | Any | Cap-Tons | 62.9 | 0 | None | 3.3 | 0.0102 | 0 | 3.3 | 0.0102 | 0 | 0 | 0 | 0 | 0 | 0 | 0 | DEER:HVAC_Chillers | Annual | 2020
NE-HVAC-Chlr-WtrCldScrewChlr-lt75tons-0.702kwpton-0.45IPLV-VarSpd | DEER2020 | D20 v0 | 43474.3732 | PGE | OfL | Rec | CZ01 | Any | Cap-Tons | 250 | 0 | None | 8.9 | 0.0104 | 0 | 8.9 | 0.0104 | 0 | 0 | 0 | 0 | 0 | 0 | 0 | DEER:HVAC_Chillers | Annual | 2020
NE-HVAC-Chlr-WtrCldScrewChlr-lt75tons-0.702kwpton-0.45IPLV-VarSpd | DEER2020 | D20 v0 | 43474.3732 | PGE | OfS | Rec | CZ01 | Any | Cap-Tons | 13.8 | 0 | None | 11.6 | 0.0097 | 0 | 11.6 | 0.0097 | 0 | 0 | 0 | 0 | 0 | 0 | 0 | DEER:HVAC_Chillers | Annual | 2020
NE-HVAC-Chlr-WtrCldScrewChlr-lt75tons-0.702kwpton-0.45IPLV-VarSpd | DEER2020 | D20 v0 | 43474.3732 | PGE | Rt3 | Rec | CZ01 | Any | Cap-Tons | 135 | 0 | None | 9.8 | 0.0212 | 0 | 9.8 | 0.0212 | 0 | 0 | 0 | 0 | 0 | 0 | 0 | DEER:HVAC_Chillers | Annual | 2020
NE-HVAC-Chlr-WtrCldScrewChlr-lt75tons-0.702kwpton-0.45IPLV-VarSpd | DEER2020 | D20 v0 | 43474.3732 | PGE | ECC | Rec | CZ02 | Any | Cap-Tons | 570 | 0 | None | 34.6 | 0.0266 | 0 | 34.6 | 0.0266 | 0 | 0 | 0 | 0 | 0 | 0 | 0 | DEER:HVAC_Chillers | Annual | 2020
NE-HVAC-Chlr-WtrCldScrewChlr-lt75tons-0.702kwpton-0.45IPLV-VarSpd | DEER2020 | D20 v0 | 43474.3732 | PGE | ESe | Rec | CZ02 | Any | Cap-Tons | 293 | 0 | None | 22.9 | 0.01 | 0 | 22.9 | 0.01 | 0 | 0 | 0 | 0 | 0 | 0 | 0 | DEER:HVAC_Chillers | Annual | 2020
NE-HVAC-Chlr-WtrCldScrewChlr-lt75tons-0.702kwpton-0.45IPLV-VarSpd | DEER2020 | D20 v0 | 43474.3732 | PGE | EUn | Rec | CZ02 | Any | Cap-Tons | 1980 | 0 | None | 30.2 | 0.0321 | 0 | 30.2 | 0.0321 | 0 | 0 | 0 | 0 | 0 | 0 | 0 | DEER:HVAC_Chillers | Annual | 2020
NE-HVAC-Chlr-WtrCldScrewChlr-lt75tons-0.702kwpton-0.45IPLV-VarSpd | DEER2020 | D20 v0 | 43474.3732 | PGE | Hsp | Rec | CZ02 | Any | Cap-Tons | 869 | 0 | None | 15 | 0.0164 | 0 | 15 | 0.0164 | 0 | 0 | 0 | 0 | 0 | 0 | 0 | DEER:HVAC_Chillers | Annual | 2020
NE-HVAC-Chlr-WtrCldScrewChlr-lt75tons-0.702kwpton-0.45IPLV-VarSpd | DEER2020 | D20 v0 | 43474.3732 | PGE | Htl | Rec | CZ02 | Any | Cap-Tons | 157 | 0 | None | 47.2 | 0.0391 | 0 | 47.2 | 0.0391 | 0 | 0 | 0 | 0 | 0 | 0 | 0 | DEER:HVAC_Chillers | Annual | 2020
NE-HVAC-Chlr-WtrCldScrewChlr-lt75tons-0.702kwpton-0.45IPLV-VarSpd | DEER2020 | D20 v0 | 43474.3732 | PGE | MBT | Rec | CZ02 | Any | Cap-Tons | 294 | 0 | None | 34.6 | 0.0252 | 0 | 34.6 | 0.0252 | 0 | 0 | 0 | 0 | 0 | 0 | 0 | DEER:HVAC_Chillers | Annual | 2020
NE-HVAC-Chlr-WtrCldScrewChlr-lt75tons-0.702kwpton-0.45IPLV-VarSpd | DEER2020 | D20 v0 | 43474.3732 | PGE | Nrs | Rec | CZ02 | Any | Cap-Tons | 99.3 | 0 | None | 33.4 | 0.0372 | 0 | 33.4 | 0.0372 | 0 | 0 | 0 | 0 | 0 | 0 | 0 | DEER:HVAC_Chillers | Annual | 2020
NE-HVAC-Chlr-WtrCldScrewChlr-lt75tons-0.702kwpton-0.45IPLV-VarSpd | DEER2020 | D20 v0 | 43474.3732 | PGE | OfL | Rec | CZ02 | Any | Cap-Tons | 371 | 0 | None | 31.5 | 0.0187 | 0 | 31.5 | 0.0187 | 0 | 0 | 0 | 0 | 0 | 0 | 0 | DEER:HVAC_Chillers | Annual | 2020
NE-HVAC-Chlr-WtrCldScrewChlr-lt75tons-0.702kwpton-0.45IPLV-VarSpd | DEER2020 | D20 v0 | 43474.3732 | PGE | OfS | Rec | CZ02 | Any | Cap-Tons | 20.7 | 0 | None | 38.7 | 0.0241 | 0 | 38.7 | 0.0241 | 0 | 0 | 0 | 0 | 0 | 0 | 0 | DEER:HVAC_Chillers | Annual | 2020
NE-HVAC-Chlr-WtrCldScrewChlr-lt75tons-0.702kwpton-0.45IPLV-VarSpd | DEER2020 | D20 v0 | 43474.3732 | PGE | Rt3 | Rec | CZ02 | Any | Cap-Tons | 234 | 0 | None | 40.5 | 0.0378 | 0 | 40.5 | 0.0378 | 0 | 0 | 0 | 0 | 0 | 0 | 0 | DEER:HVAC_Chillers | Annual | 2020
NE-HVAC-Chlr-WtrCldScrewChlr-lt75tons-0.702kwpton-0.45IPLV-VarSpd | DEER2020 | D20 v0 | 43474.3732 | PGE | ECC | Rec | CZ03 | Any | Cap-Tons | 438 | 0 | None | 27.4 | 0.0195 | 0 | 27.4 | 0.0195 | 0 | 0 | 0 | 0 | 0 | 0 | 0 | DEER:HVAC_Chillers | Annual | 2020
NE-HVAC-Chlr-WtrCldScrewChlr-lt75tons-0.702kwpton-0.45IPLV-VarSpd | DEER2020 | D20 v0 | 43474.3732 | PGE | ESe | Rec | CZ03 | Any | Cap-Tons | 226 | 0 | None | 17.5 | 0.004 | 0 | 17.5 | 0.004 | 0 | 0 | 0 | 0 | 0 | 0 | 0 | DEER:HVAC_Chillers | Annual | 2020
NE-HVAC-Chlr-WtrCldScrewChlr-lt75tons-0.702kwpton-0.45IPLV-VarSpd | DEER2020 | D20 v0 | 43474.3732 | PGE | EUn | Rec | CZ03 | Any | Cap-Tons | 1550 | 0 | None | 22.5 | 0.0228 | 0 | 22.5 | 0.0228 | 0 | 0 | 0 | 0 | 0 | 0 | 0 | DEER:HVAC_Chillers | Annual | 2020
NE-HVAC-Chlr-WtrCldScrewChlr-lt75tons-0.702kwpton-0.45IPLV-VarSpd | DEER2020 | D20 v0 | 43474.3732 | PGE | Hsp | Rec | CZ03 | Any | Cap-Tons | 598 | 0 | None | 11.8 | 0.0141 | 0 | 11.8 | 0.0141 | 0 | 0 | 0 | 0 | 0 | 0 | 0 | DEER:HVAC_Chillers | Annual | 2020
NE-HVAC-Chlr-WtrCldScrewChlr-lt75tons-0.702kwpton-0.45IPLV-VarSpd | DEER2020 | D20 v0 | 43474.3732 | PGE | Htl | Rec | CZ03 | Any | Cap-Tons | 122 | 0 | None | 40.3 | 0.0295 | 0 | 40.3 | 0.0295 | 0 | 0 | 0 | 0 | 0 | 0 | 0 | DEER:HVAC_Chillers | Annual | 2020
NE-HVAC-Chlr-WtrCldScrewChlr-lt75tons-0.702kwpton-0.45IPLV-VarSpd | DEER2020 | D20 v0 | 43474.3732 | PGE | MBT | Rec | CZ03 | Any | Cap-Tons | 230 | 0 | None | 31.3 | 0.0209 | 0 | 31.3 | 0.0209 | 0 | 0 | 0 | 0 | 0 | 0 | 0 | DEER:HVAC_Chillers | Annual | 2020
NE-HVAC-Chlr-WtrCldScrewChlr-lt75tons-0.702kwpton-0.45IPLV-VarSpd | DEER2020 | D20 v0 | 43474.3732 | PGE | Nrs | Rec | CZ03 | Any | Cap-Tons | 79.2 | 0 | None | 19.3 | 0.0267 | 0 | 19.3 | 0.0267 | 0 | 0 | 0 | 0 | 0 | 0 | 0 | DEER:HVAC_Chillers | Annual | 2020
NE-HVAC-Chlr-WtrCldScrewChlr-lt75tons-0.702kwpton-0.45IPLV-VarSpd | DEER2020 | D20 v0 | 43474.3732 | PGE | OfL | Rec | CZ03 | Any | Cap-Tons | 303 | 0 | None | 26.3 | 0.0151 | 0 | 26.3 | 0.0151 | 0 | 0 | 0 | 0 | 0 | 0 | 0 | DEER:HVAC_Chillers | Annual | 2020
NE-HVAC-Chlr-WtrCldScrewChlr-lt75tons-0.702kwpton-0.45IPLV-VarSpd | DEER2020 | D20 v0 | 43474.3732 | PGE | OfS | Rec | CZ03 | Any | Cap-Tons | 17.7 | 0 | None | 28.3 | 0.0165 | 0 | 28.3 | 0.0165 | 0 | 0 | 0 | 0 | 0 | 0 | 0 | DEER:HVAC_Chillers | Annual | 2020
NE-HVAC-Chlr-WtrCldScrewChlr-lt75tons-0.702kwpton-0.45IPLV-VarSpd | DEER2020 | D20 v0 | 43474.3732 | PGE | Rt3 | Rec | CZ03 | Any | Cap-Tons | 182 | 0 | None | 29.5 | 0.0301 | 0 | 29.5 | 0.0301 | 0 | 0 | 0 | 0 | 0 | 0 | 0 | DEER:HVAC_Chillers | Annual | 2020
NE-HVAC-Chlr-WtrCldScrewChlr-lt75tons-0.702kwpton-0.45IPLV-VarSpd | DEER2020 | D20 v0 | 43474.3732 | PGE | ECC | Rec | CZ04 | Any | Cap-Tons | 565 | 0 | None | 40.3 | 0.0475 | 0 | 40.3 | 0.0475 | 0 | 0 | 0 | 0 | 0 | 0 | 0 | DEER:HVAC_Chillers | Annual | 2020
NE-HVAC-Chlr-WtrCldScrewChlr-lt75tons-0.702kwpton-0.45IPLV-VarSpd | DEER2020 | D20 v0 | 43474.3732 | PGE | ESe | Rec | CZ04 | Any | Cap-Tons | 292 | 0 | None | 26.8 | 0.0238 | 0 | 26.8 | 0.0238 | 0 | 0 | 0 | 0 | 0 | 0 | 0 | DEER:HVAC_Chillers | Annual | 2020
NE-HVAC-Chlr-WtrCldScrewChlr-lt75tons-0.702kwpton-0.45IPLV-VarSpd | DEER2020 | D20 v0 | 43474.3732 | PGE | EUn | Rec | CZ04 | Any | Cap-Tons | 1930 | 0 | None | 35.2 | 0.0396 | 0 | 35.2 | 0.0396 | 0 | 0 | 0 | 0 | 0 | 0 | 0 | DEER:HVAC_Chillers | Annual | 2020
NE-HVAC-Chlr-WtrCldScrewChlr-lt75tons-0.702kwpton-0.45IPLV-VarSpd | DEER2020 | D20 v0 | 43474.3732 | PGE | Hsp | Rec | CZ04 | Any | Cap-Tons | 836 | 0 | None | 19 | 0.0156 | 0 | 19 | 0.0156 | 0 | 0 | 0 | 0 | 0 | 0 | 0 | DEER:HVAC_Chillers | Annual | 2020
NE-HVAC-Chlr-WtrCldScrewChlr-lt75tons-0.702kwpton-0.45IPLV-VarSpd | DEER2020 | D20 v0 | 43474.3732 | PGE | Htl | Rec | CZ04 | Any | Cap-Tons | 164 | 0 | None | 51.6 | 0.0324 | 0 | 51.6 | 0.0324 | 0 | 0 | 0 | 0 | 0 | 0 | 0 | DEER:HVAC_Chillers | Annual | 2020
NE-HVAC-Chlr-WtrCldScrewChlr-lt75tons-0.702kwpton-0.45IPLV-VarSpd | DEER2020 | D20 v0 | 43474.3732 | PGE | MBT | Rec | CZ04 | Any | Cap-Tons | 286 | 0 | None | 41 | 0.024 | 0 | 41 | 0.024 | 0 | 0 | 0 | 0 | 0 | 0 | 0 | DEER:HVAC_Chillers | Annual | 2020
NE-HVAC-Chlr-WtrCldScrewChlr-lt75tons-0.702kwpton-0.45IPLV-VarSpd | DEER2020 | D20 v0 | 43474.3732 | PGE | Nrs | Rec | CZ04 | Any | Cap-Tons | 96.1 | 0 | None | 40.1 | 0.0346 | 0 | 40.1 | 0.0346 | 0 | 0 | 0 | 0 | 0 | 0 | 0 | DEER:HVAC_Chillers | Annual | 2020
NE-HVAC-Chlr-WtrCldScrewChlr-lt75tons-0.702kwpton-0.45IPLV-VarSpd | DEER2020 | D20 v0 | 43474.3732 | PGE | OfL | Rec | CZ04 | Any | Cap-Tons | 360 | 0 | None | 37.1 | 0.0161 | 0 | 37.1 | 0.0161 | 0 | 0 | 0 | 0 | 0 | 0 | 0 | DEER:HVAC_Chillers | Annual | 2020
NE-HVAC-Chlr-WtrCldScrewChlr-lt75tons-0.702kwpton-0.45IPLV-VarSpd | DEER2020 | D20 v0 | 43474.3732 | PGE | OfS | Rec | CZ04 | Any | Cap-Tons | 21.3 | 0 | None | 39.6 | 0.0177 | 0 | 39.6 | 0.0177 | 0 | 0 | 0 | 0 | 0 | 0 | 0 | DEER:HVAC_Chillers | Annual | 2020
NE-HVAC-Chlr-WtrCldScrewChlr-lt75tons-0.702kwpton-0.45IPLV-VarSpd | DEER2020 | D20 v0 | 43474.3732 | PGE | Rt3 | Rec | CZ04 | Any | Cap-Tons | 234 | 0 | None | 46.3 | 0.0374 | 0 | 46.3 | 0.0374 | 0 | 0 | 0 | 0 | 0 | 0 | 0 | DEER:HVAC_Chillers | Annual | 2020
NE-HVAC-Chlr-WtrCldScrewChlr-lt75tons-0.702kwpton-0.45IPLV-VarSpd | DEER2020 | D20 v0 | 43474.3732 | PGE | ECC | Rec | CZ05 | Any | Cap-Tons | 380 | 0 | None | 32.9 | 0.0305 | 0 | 32.9 | 0.0305 | 0 | 0 | 0 | 0 | 0 | 0 | 0 | DEER:HVAC_Chillers | Annual | 2020
NE-HVAC-Chlr-WtrCldScrewChlr-lt75tons-0.702kwpton-0.45IPLV-VarSpd | DEER2020 | D20 v0 | 43474.3732 | PGE | ESe | Rec | CZ05 | Any | Cap-Tons | 192 | 0 | None | 23.5 | 0.016 | 0 | 23.5 | 0.016 | 0 | 0 | 0 | 0 | 0 | 0 | 0 | DEER:HVAC_Chillers | Annual | 2020
NE-HVAC-Chlr-WtrCldScrewChlr-lt75tons-0.702kwpton-0.45IPLV-VarSpd | DEER2020 | D20 v0 | 43474.3732 | PGE | EUn | Rec | CZ05 | Any | Cap-Tons | 1350 | 0 | None | 26.2 | 0.0259 | 0 | 26.2 | 0.0259 | 0 | 0 | 0 | 0 | 0 | 0 | 0 | DEER:HVAC_Chillers | Annual | 2020
NE-HVAC-Chlr-WtrCldScrewChlr-lt75tons-0.702kwpton-0.45IPLV-VarSpd | DEER2020 | D20 v0 | 43474.3732 | PGE | Hsp | Rec | CZ05 | Any | Cap-Tons | 672 | 0 | None | 10.1 | 0.0086 | 0 | 10.1 | 0.0086 | 0 | 0 | 0 | 0 | 0 | 0 | 0 | DEER:HVAC_Chillers | Annual | 2020
NE-HVAC-Chlr-WtrCldScrewChlr-lt75tons-0.702kwpton-0.45IPLV-VarSpd | DEER2020 | D20 v0 | 43474.3732 | PGE | Htl | Rec | CZ05 | Any | Cap-Tons | 102 | 0 | None | 46.1 | 0.0225 | 0 | 46.1 | 0.0225 | 0 | 0 | 0 | 0 | 0 | 0 | 0 | DEER:HVAC_Chillers | Annual | 2020
NE-HVAC-Chlr-WtrCldScrewChlr-lt75tons-0.702kwpton-0.45IPLV-VarSpd | DEER2020 | D20 v0 | 43474.3732 | PGE | MBT | Rec | CZ05 | Any | Cap-Tons | 222 | 0 | None | 35.1 | 0.0162 | 0 | 35.1 | 0.0162 | 0 | 0 | 0 | 0 | 0 | 0 | 0 | DEER:HVAC_Chillers | Annual | 2020
NE-HVAC-Chlr-WtrCldScrewChlr-lt75tons-0.702kwpton-0.45IPLV-VarSpd | DEER2020 | D20 v0 | 43474.3732 | PGE | Nrs | Rec | CZ05 | Any | Cap-Tons | 77.3 | 0 | None | 18.9 | 0.0169 | 0 | 18.9 | 0.0169 | 0 | 0 | 0 | 0 | 0 | 0 | 0 | DEER:HVAC_Chillers | Annual | 2020
NE-HVAC-Chlr-WtrCldScrewChlr-lt75tons-0.702kwpton-0.45IPLV-VarSpd | DEER2020 | D20 v0 | 43474.3732 | PGE | OfL | Rec | CZ05 | Any | Cap-Tons | 298 | 0 | None | 29.5 | 0.0115 | 0 | 29.5 | 0.0115 | 0 | 0 | 0 | 0 | 0 | 0 | 0 | DEER:HVAC_Chillers | Annual | 2020
NE-HVAC-Chlr-WtrCldScrewChlr-lt75tons-0.702kwpton-0.45IPLV-VarSpd | DEER2020 | D20 v0 | 43474.3732 | PGE | OfS | Rec | CZ05 | Any | Cap-Tons | 15.7 | 0 | None | 35 | 0.0131 | 0 | 35 | 0.0131 | 0 | 0 | 0 | 0 | 0 | 0 | 0 | DEER:HVAC_Chillers | Annual | 2020
NE-HVAC-Chlr-WtrCldScrewChlr-lt75tons-0.702kwpton-0.45IPLV-VarSpd | DEER2020 | D20 v0 | 43474.3732 | PGE | Rt3 | Rec | CZ05 | Any | Cap-Tons | 174 | 0 | None | 30.8 | 0.0207 | 0 | 30.8 | 0.0207 | 0 | 0 | 0 | 0 | 0 | 0 | 0 | DEER:HVAC_Chillers | Annual | 2020
NE-HVAC-Chlr-WtrCldScrewChlr-lt75tons-0.702kwpton-0.45IPLV-VarSpd | DEER2020 | D20 v0 | 43474.3732 | PGE | ECC | Rec | CZ11 | Any | Cap-Tons | 653 | 0 | None | 52.2 | 0.0289 | 0 | 52.2 | 0.0289 | 0 | 0 | 0 | 0 | 0 | 0 | 0 | DEER:HVAC_Chillers | Annual | 2020
NE-HVAC-Chlr-WtrCldScrewChlr-lt75tons-0.702kwpton-0.45IPLV-VarSpd | DEER2020 | D20 v0 | 43474.3732 | PGE | ESe | Rec | CZ11 | Any | Cap-Tons | 339 | 0 | None | 33.5 | 0.0107 | 0 | 33.5 | 0.0107 | 0 | 0 | 0 | 0 | 0 | 0 | 0 | DEER:HVAC_Chillers | Annual | 2020
NE-HVAC-Chlr-WtrCldScrewChlr-lt75tons-0.702kwpton-0.45IPLV-VarSpd | DEER2020 | D20 v0 | 43474.3732 | PGE | EUn | Rec | CZ11 | Any | Cap-Tons | 2180 | 0 | None | 48.5 | 0.0362 | 0 | 48.5 | 0.0362 | 0 | 0 | 0 | 0 | 0 | 0 | 0 | DEER:HVAC_Chillers | Annual | 2020
NE-HVAC-Chlr-WtrCldScrewChlr-lt75tons-0.702kwpton-0.45IPLV-VarSpd | DEER2020 | D20 v0 | 43474.3732 | PGE | Hsp | Rec | CZ11 | Any | Cap-Tons | 951 | 0 | None | 28.5 | 0.0172 | 0 | 28.5 | 0.0172 | 0 | 0 | 0 | 0 | 0 | 0 | 0 | DEER:HVAC_Chillers | Annual | 2020
NE-HVAC-Chlr-WtrCldScrewChlr-lt75tons-0.702kwpton-0.45IPLV-VarSpd | DEER2020 | D20 v0 | 43474.3732 | PGE | Htl | Rec | CZ11 | Any | Cap-Tons | 203 | 0 | None | 64.6 | 0.0363 | 0 | 64.6 | 0.0363 | 0 | 0 | 0 | 0 | 0 | 0 | 0 | DEER:HVAC_Chillers | Annual | 2020
NE-HVAC-Chlr-WtrCldScrewChlr-lt75tons-0.702kwpton-0.45IPLV-VarSpd | DEER2020 | D20 v0 | 43474.3732 | PGE | MBT | Rec | CZ11 | Any | Cap-Tons | 355 | 0 | None | 45.9 | 0.025 | 0 | 45.9 | 0.025 | 0 | 0 | 0 | 0 | 0 | 0 | 0 | DEER:HVAC_Chillers | Annual | 2020
NE-HVAC-Chlr-WtrCldScrewChlr-lt75tons-0.702kwpton-0.45IPLV-VarSpd | DEER2020 | D20 v0 | 43474.3732 | PGE | Nrs | Rec | CZ11 | Any | Cap-Tons | 119 | 0 | None | 62.3 | 0.0404 | 0 | 62.3 | 0.0404 | 0 | 0 | 0 | 0 | 0 | 0 | 0 | DEER:HVAC_Chillers | Annual | 2020
NE-HVAC-Chlr-WtrCldScrewChlr-lt75tons-0.702kwpton-0.45IPLV-VarSpd | DEER2020 | D20 v0 | 43474.3732 | PGE | OfL | Rec | CZ11 | Any | Cap-Tons | 432 | 0 | None | 42.8 | 0.0195 | 0 | 42.8 | 0.0195 | 0 | 0 | 0 | 0 | 0 | 0 | 0 | DEER:HVAC_Chillers | Annual | 2020
NE-HVAC-Chlr-WtrCldScrewChlr-lt75tons-0.702kwpton-0.45IPLV-VarSpd | DEER2020 | D20 v0 | 43474.3732 | PGE | OfS | Rec | CZ11 | Any | Cap-Tons | 25.4 | 0 | None | 50.8 | 0.0243 | 0 | 50.8 | 0.0243 | 0 | 0 | 0 | 0 | 0 | 0 | 0 | DEER:HVAC_Chillers | Annual | 2020
NE-HVAC-Chlr-WtrCldScrewChlr-lt75tons-0.702kwpton-0.45IPLV-VarSpd | DEER2020 | D20 v0 | 43474.3732 | PGE | Rt3 | Rec | CZ11 | Any | Cap-Tons | 285 | 0 | None | 53.4 | 0.0312 | 0 | 53.4 | 0.0312 | 0 | 0 | 0 | 0 | 0 | 0 | 0 | DEER:HVAC_Chillers | Annual | 2020
NE-HVAC-Chlr-WtrCldScrewChlr-lt75tons-0.702kwpton-0.45IPLV-VarSpd | DEER2020 | D20 v0 | 43474.3732 | PGE | ECC | Rec | CZ12 | Any | Cap-Tons | 599 | 0 | None | 47.3 | 0.0308 | 0 | 47.3 | 0.0308 | 0 | 0 | 0 | 0 | 0 | 0 | 0 | DEER:HVAC_Chillers | Annual | 2020
NE-HVAC-Chlr-WtrCldScrewChlr-lt75tons-0.702kwpton-0.45IPLV-VarSpd | DEER2020 | D20 v0 | 43474.3732 | PGE | ESe | Rec | CZ12 | Any | Cap-Tons | 313 | 0 | None | 30.6 | 0.0111 | 0 | 30.6 | 0.0111 | 0 | 0 | 0 | 0 | 0 | 0 | 0 | DEER:HVAC_Chillers | Annual | 2020
NE-HVAC-Chlr-WtrCldScrewChlr-lt75tons-0.702kwpton-0.45IPLV-VarSpd | DEER2020 | D20 v0 | 43474.3732 | PGE | EUn | Rec | CZ12 | Any | Cap-Tons | 2040 | 0 | None | 42.3 | 0.0353 | 0 | 42.3 | 0.0353 | 0 | 0 | 0 | 0 | 0 | 0 | 0 | DEER:HVAC_Chillers | Annual | 2020
NE-HVAC-Chlr-WtrCldScrewChlr-lt75tons-0.702kwpton-0.45IPLV-VarSpd | DEER2020 | D20 v0 | 43474.3732 | PGE | Hsp | Rec | CZ12 | Any | Cap-Tons | 898 | 0 | None | 23.2 | 0.0172 | 0 | 23.2 | 0.0172 | 0 | 0 | 0 | 0 | 0 | 0 | 0 | DEER:HVAC_Chillers | Annual | 2020
NE-HVAC-Chlr-WtrCldScrewChlr-lt75tons-0.702kwpton-0.45IPLV-VarSpd | DEER2020 | D20 v0 | 43474.3732 | PGE | Htl | Rec | CZ12 | Any | Cap-Tons | 184 | 0 | None | 57.3 | 0.0389 | 0 | 57.3 | 0.0389 | 0 | 0 | 0 | 0 | 0 | 0 | 0 | DEER:HVAC_Chillers | Annual | 2020
NE-HVAC-Chlr-WtrCldScrewChlr-lt75tons-0.702kwpton-0.45IPLV-VarSpd | DEER2020 | D20 v0 | 43474.3732 | PGE | MBT | Rec | CZ12 | Any | Cap-Tons | 333 | 0 | None | 40.5 | 0.0258 | 0 | 40.5 | 0.0258 | 0 | 0 | 0 | 0 | 0 | 0 | 0 | DEER:HVAC_Chillers | Annual | 2020
NE-HVAC-Chlr-WtrCldScrewChlr-lt75tons-0.702kwpton-0.45IPLV-VarSpd | DEER2020 | D20 v0 | 43474.3732 | PGE | Nrs | Rec | CZ12 | Any | Cap-Tons | 110 | 0 | None | 49.1 | 0.0408 | 0 | 49.1 | 0.0408 | 0 | 0 | 0 | 0 | 0 | 0 | 0 | DEER:HVAC_Chillers | Annual | 2020
NE-HVAC-Chlr-WtrCldScrewChlr-lt75tons-0.702kwpton-0.45IPLV-VarSpd | DEER2020 | D20 v0 | 43474.3732 | PGE | OfL | Rec | CZ12 | Any | Cap-Tons | 409 | 0 | None | 37.8 | 0.0195 | 0 | 37.8 | 0.0195 | 0 | 0 | 0 | 0 | 0 | 0 | 0 | DEER:HVAC_Chillers | Annual | 2020
NE-HVAC-Chlr-WtrCldScrewChlr-lt75tons-0.702kwpton-0.45IPLV-VarSpd | DEER2020 | D20 v0 | 43474.3732 | PGE | OfS | Rec | CZ12 | Any | Cap-Tons | 23.8 | 0 | None | 44.1 | 0.0245 | 0 | 44.1 | 0.0245 | 0 | 0 | 0 | 0 | 0 | 0 | 0 | DEER:HVAC_Chillers | Annual | 2020
NE-HVAC-Chlr-WtrCldScrewChlr-lt75tons-0.702kwpton-0.45IPLV-VarSpd | DEER2020 | D20 v0 | 43474.3732 | PGE | Rt3 | Rec | CZ12 | Any | Cap-Tons | 274 | 0 | None | 47.8 | 0.0333 | 0 | 47.8 | 0.0333 | 0 | 0 | 0 | 0 | 0 | 0 | 0 | DEER:HVAC_Chillers | Annual | 2020
NE-HVAC-Chlr-WtrCldScrewChlr-lt75tons-0.702kwpton-0.45IPLV-VarSpd | DEER2020 | D20 v0 | 43474.3732 | PGE | ECC | Rec | CZ13 | Any | Cap-Tons | 701 | 0 | None | 52.8 | 0.0241 | 0 | 52.8 | 0.0241 | 0 | 0 | 0 | 0 | 0 | 0 | 0 | DEER:HVAC_Chillers | Annual | 2020
NE-HVAC-Chlr-WtrCldScrewChlr-lt75tons-0.702kwpton-0.45IPLV-VarSpd | DEER2020 | D20 v0 | 43474.3732 | PGE | ESe | Rec | CZ13 | Any | Cap-Tons | 372 | 0 | None | 34.6 | 0.0086 | 0 | 34.6 | 0.0086 | 0 | 0 | 0 | 0 | 0 | 0 | 0 | DEER:HVAC_Chillers | Annual | 2020
NE-HVAC-Chlr-WtrCldScrewChlr-lt75tons-0.702kwpton-0.45IPLV-VarSpd | DEER2020 | D20 v0 | 43474.3732 | PGE | EUn | Rec | CZ13 | Any | Cap-Tons | 2320 | 0 | None | 48.2 | 0.0311 | 0 | 48.2 | 0.0311 | 0 | 0 | 0 | 0 | 0 | 0 | 0 | DEER:HVAC_Chillers | Annual | 2020
NE-HVAC-Chlr-WtrCldScrewChlr-lt75tons-0.702kwpton-0.45IPLV-VarSpd | DEER2020 | D20 v0 | 43474.3732 | PGE | Hsp | Rec | CZ13 | Any | Cap-Tons | 962 | 0 | None | 30.5 | 0.0166 | 0 | 30.5 | 0.0166 | 0 | 0 | 0 | 0 | 0 | 0 | 0 | DEER:HVAC_Chillers | Annual | 2020
NE-HVAC-Chlr-WtrCldScrewChlr-lt75tons-0.702kwpton-0.45IPLV-VarSpd | DEER2020 | D20 v0 | 43474.3732 | PGE | Htl | Rec | CZ13 | Any | Cap-Tons | 203 | 0 | None | 68.8 | 0.0342 | 0 | 68.8 | 0.0342 | 0 | 0 | 0 | 0 | 0 | 0 | 0 | DEER:HVAC_Chillers | Annual | 2020
NE-HVAC-Chlr-WtrCldScrewChlr-lt75tons-0.702kwpton-0.45IPLV-VarSpd | DEER2020 | D20 v0 | 43474.3732 | PGE | MBT | Rec | CZ13 | Any | Cap-Tons | 361 | 0 | None | 46.4 | 0.0241 | 0 | 46.4 | 0.0241 | 0 | 0 | 0 | 0 | 0 | 0 | 0 | DEER:HVAC_Chillers | Annual | 2020
NE-HVAC-Chlr-WtrCldScrewChlr-lt75tons-0.702kwpton-0.45IPLV-VarSpd | DEER2020 | D20 v0 | 43474.3732 | PGE | Nrs | Rec | CZ13 | Any | Cap-Tons | 119 | 0 | None | 66.3 | 0.0381 | 0 | 66.3 | 0.0381 | 0 | 0 | 0 | 0 | 0 | 0 | 0 | DEER:HVAC_Chillers | Annual | 2020
NE-HVAC-Chlr-WtrCldScrewChlr-lt75tons-0.702kwpton-0.45IPLV-VarSpd | DEER2020 | D20 v0 | 43474.3732 | PGE | OfL | Rec | CZ13 | Any | Cap-Tons | 423 | 0 | None | 45.5 | 0.0171 | 0 | 45.5 | 0.0171 | 0 | 0 | 0 | 0 | 0 | 0 | 0 | DEER:HVAC_Chillers | Annual | 2020
NE-HVAC-Chlr-WtrCldScrewChlr-lt75tons-0.702kwpton-0.45IPLV-VarSpd | DEER2020 | D20 v0 | 43474.3732 | PGE | OfS | Rec | CZ13 | Any | Cap-Tons | 25.7 | 0 | None | 48 | 0.0184 | 0 | 48 | 0.0184 | 0 | 0 | 0 | 0 | 0 | 0 | 0 | DEER:HVAC_Chillers | Annual | 2020
NE-HVAC-Chlr-WtrCldScrewChlr-lt75tons-0.702kwpton-0.45IPLV-VarSpd | DEER2020 | D20 v0 | 43474.3732 | PGE | Rt3 | Rec | CZ13 | Any | Cap-Tons | 293 | 0 | None | 55.2 | 0.0319 | 0 | 55.2 | 0.0319 | 0 | 0 | 0 | 0 | 0 | 0 | 0 | DEER:HVAC_Chillers | Annual | 2020
NE-HVAC-Chlr-WtrCldScrewChlr-lt75tons-0.702kwpton-0.45IPLV-VarSpd | DEER2020 | D20 v0 | 43474.3732 | PGE | ECC | Rec | CZ16 | Any | Cap-Tons | 395 | 0 | None | 35.8 | 0.0281 | 0 | 35.8 | 0.0281 | 0 | 0 | 0 | 0 | 0 | 0 | 0 | DEER:HVAC_Chillers | Annual | 2020
NE-HVAC-Chlr-WtrCldScrewChlr-lt75tons-0.702kwpton-0.45IPLV-VarSpd | DEER2020 | D20 v0 | 43474.3732 | PGE | ESe | Rec | CZ16 | Any | Cap-Tons | 209 | 0 | None | 21.7 | 0.012 | 0 | 21.7 | 0.012 | 0 | 0 | 0 | 0 | 0 | 0 | 0 | DEER:HVAC_Chillers | Annual | 2020
NE-HVAC-Chlr-WtrCldScrewChlr-lt75tons-0.702kwpton-0.45IPLV-VarSpd | DEER2020 | D20 v0 | 43474.3732 | PGE | EUn | Rec | CZ16 | Any | Cap-Tons | 1390 | 0 | None | 32.7 | 0.0351 | 0 | 32.7 | 0.0351 | 0 | 0 | 0 | 0 | 0 | 0 | 0 | DEER:HVAC_Chillers | Annual | 2020
NE-HVAC-Chlr-WtrCldScrewChlr-lt75tons-0.702kwpton-0.45IPLV-VarSpd | DEER2020 | D20 v0 | 43474.3732 | PGE | Hsp | Rec | CZ16 | Any | Cap-Tons | 651 | 0 | None | 17.1 | 0.0157 | 0 | 17.1 | 0.0157 | 0 | 0 | 0 | 0 | 0 | 0 | 0 | DEER:HVAC_Chillers | Annual | 2020
NE-HVAC-Chlr-WtrCldScrewChlr-lt75tons-0.702kwpton-0.45IPLV-VarSpd | DEER2020 | D20 v0 | 43474.3732 | PGE | Htl | Rec | CZ16 | Any | Cap-Tons | 116 | 0 | None | 56 | 0.0404 | 0 | 56 | 0.0404 | 0 | 0 | 0 | 0 | 0 | 0 | 0 | DEER:HVAC_Chillers | Annual | 2020
NE-HVAC-Chlr-WtrCldScrewChlr-lt75tons-0.702kwpton-0.45IPLV-VarSpd | DEER2020 | D20 v0 | 43474.3732 | PGE | MBT | Rec | CZ16 | Any | Cap-Tons | 231 | 0 | None | 32.2 | 0.0235 | 0 | 32.2 | 0.0235 | 0 | 0 | 0 | 0 | 0 | 0 | 0 | DEER:HVAC_Chillers | Annual | 2020
NE-HVAC-Chlr-WtrCldScrewChlr-lt75tons-0.702kwpton-0.45IPLV-VarSpd | DEER2020 | D20 v0 | 43474.3732 | PGE | Nrs | Rec | CZ16 | Any | Cap-Tons | 78.5 | 0 | None | 35.2 | 0.0351 | 0 | 35.2 | 0.0351 | 0 | 0 | 0 | 0 | 0 | 0 | 0 | DEER:HVAC_Chillers | Annual | 2020
NE-HVAC-Chlr-WtrCldScrewChlr-lt75tons-0.702kwpton-0.45IPLV-VarSpd | DEER2020 | D20 v0 | 43474.3732 | PGE | OfL | Rec | CZ16 | Any | Cap-Tons | 302 | 0 | None | 30.2 | 0.0199 | 0 | 30.2 | 0.0199 | 0 | 0 | 0 | 0 | 0 | 0 | 0 | DEER:HVAC_Chillers | Annual | 2020
NE-HVAC-Chlr-WtrCldScrewChlr-lt75tons-0.702kwpton-0.45IPLV-VarSpd | DEER2020 | D20 v0 | 43474.3732 | PGE | OfS | Rec | CZ16 | Any | Cap-Tons | 17.1 | 0 | None | 34.7 | 0.0234 | 0 | 34.7 | 0.0234 | 0 | 0 | 0 | 0 | 0 | 0 | 0 | DEER:HVAC_Chillers | Annual | 2020
NE-HVAC-Chlr-WtrCldScrewChlr-lt75tons-0.702kwpton-0.45IPLV-VarSpd | DEER2020 | D20 v0 | 43474.3732 | PGE | Rt3 | Rec | CZ16 | Any | Cap-Tons | 186 | 0 | None | 36.3 | 0.0305 | 0 | 36.3 | 0.0305 | 0 | 0 | 0 | 0 | 0 | 0 | 0 | DEER:HVAC_Chillers | Annual | 2020